## December 2024
APS Eligible Small ASHP Models |  |  | Disclaimer: The Massachusetts Department of Energy Resources (DOER) has not investigated, and expressly disclaims any duty to investigate, any company, product, service, process, procedure, design, or the like, which may be presented on the aforementioned list. The presentation of these companies does not constitute endorsement, warranty, or guaranty, by DOER of any company, product, service, process, procedure, design, or the like.
Updated December 2024
Brand (if applicable) | Model Name (if applicable) | AHRI Certificate No. | AHRI Type | Outdoor Unit Model | Indoor Unit Model | Ducting Configuration | Rated Capacity 47°F (btu/hr) | Rated Capacity 17°F (btu/hr) | COP at Rated Capacity 17°F | Maximum Capacity 5°F (btu/hr) | COP at Max. Capacity 5°F
MOOVAIR | MAH Series | 216030979 | HRCU-A-CB | MSHMA48R2AN1 | MAHHA48R4AS1 | Singlezone Ducted, Centrally Ducted | 48000 | 34000 | 2.56 | 48000 | 2
MOOVAIR | MAH Series | 216030980 | HRCU-A-CB | MSHMA60R2AN1 | MAHHA60R4AS1 | Singlezone Ducted, Centrally Ducted | 55000 | 35000 | 2.5 | 54000 | 1.9
MOOVAIR | MAH Series | 216030975 | HRCU-A-CB | MSHMA18R2AN1 | MAHHA18R4AS1 | Singlezone Ducted, Centrally Ducted | 18000 | 14700 | 2.66 | 18600 | 2.12
MOOVAIR | MAH Series | 216030977 | HRCU-A-CB | MSHMA30R2AN1 | MAHHA30R4AS1 | Singlezone Ducted, Centrally Ducted | 33000 | 24000 | 2.69 | 33200 | 1.97
MOOVAIR | MAH Series | 216030961 | HRCU-A-CB | MSHEA36R2AN1 | MAHMA36R4AS1 | Singlezone Ducted, Centrally Ducted | 36000 | 25600 | 2.6 | 27000 | 2
MOOVAIR | MAH Series | 216030978 | HRCU-A-CB | MSHMB36R2AN1 | MAHHA36R4AS1 | Singlezone Ducted, Centrally Ducted | 37000 | 31000 | 2.5 | 37400 | 1.9
MOOVAIR | MAH Series | 216030976 | HRCU-A-CB | MSHMA24R2AN1 | MAHHA24R4AS1 | Singlezone Ducted, Centrally Ducted | 24000 | 19000 | 2.64 | 20600 | 2.14
MOOVAIR | MSH Series | 216505490 | HRCU-A-CB | MSHEA24R2AN1 | MGHLA24R2AS1 | Singlezone Ducted, Centrally Ducted | 25000 | 20800 | 2.8 | 19600 | 1.96
MOOVAIR | MSH Series | 216505492 | HRCU-A-CB | MSHEA36R2AN1 | MGHLA36R2AS1 | Singlezone Ducted, Centrally Ducted | 37000 | 24800 | 2.64 | 29200 | 1.99
STELPRO | SMZ Series | 216617699 | HMSV-A-CB | SMZ5B1V-H55A-O |  | Multizone Mix of Ducted and Non-Ducted | 55000 | 44500 | 2.65 | 47500 | 2.05
STELPRO | SMZ Series | 216617698 | HMSV-A-CB | SMZ5B1V-H55A-O |  | Multizone All Ducted | 55000 | 45000 | 2.7 | 48000 | 2.1
STELPRO | SMZ Series | 216617697 | HMSR-A-CB-O | SMZ5B1V-H55A-O |  | Multizone All Non-Ducted | 55000 | 44000 | 2.6 | 47000 | 2
STELPRO | SMZ Series | 216617696 | HMSV-A-CB | SMZ5B1V-H48A-O |  | Multizone Mix of Ducted and Non-Ducted | 48500 | 44000 | 2.6 | 47500 | 2
STELPRO | SMZ Series | 216617695 | HMSV-A-CB | SMZ5B1V-H48A-O |  | Multizone All Ducted | 48000 | 44500 | 2.6 | 48000 | 2
STELPRO | SMZ Series | 216617694 | HMSR-A-CB-O | SMZ5B1V-H48A-O |  | Multizone All Non-Ducted | 49000 | 44000 | 2.6 | 47000 | 2
STELPRO | SMZ Series | 216617690 | HMSV-A-CB | SMZ3B1V-H27A-O |  | Multizone Mix of Ducted and Non-Ducted | 27400 | 24000 | 2.5 | 27000 | 2
STELPRO | SMZ Series | 216617688 | HMSR-A-CB-O | SMZ3B1V-H27A-O |  | Multizone All Non-Ducted | 27000 | 25000 | 2.6 | 27000 | 2
STELPRO | SMZ Series | 216617687 | HMSV-A-CB | SMZ2B1V-H18A-O |  | Multizone Mix of Ducted and Non-Ducted | 20000 | 17300 | 2.65 | 18500 | 2
STELPRO | SMZ Series | 216617686 | HMSV-A-CB | SMZ2B1V-H18A-O |  | Multizone All Ducted | 20000 | 17000 | 2.59 | 18000 | 2
STELPRO | SMZ Series | 216617685 | HMSR-A-CB-O | SMZ2B1V-H18A-O |  | Multizone All Non-Ducted | 20000 | 17600 | 2.7 | 19000 | 2
STELPRO | SMZ Series | 216617684 | HMSV-A-CB | SMZ5B1-H55A-O |  | Multizone Mix of Ducted and Non-Ducted | 55000 | 44500 | 2.65 | 47500 | 2.05
STELPRO | SMZ Series | 216617683 | HMSV-A-CB | SMZ5B1-H55A-O |  | Multizone All Ducted | 55000 | 45000 | 2.7 | 48000 | 2.1
STELPRO | SMZ Series | 216617682 | HMSR-A-CB-O | SMZ5B1-H55A-O |  | Multizone All Non-Ducted | 55000 | 44000 | 2.6 | 47000 | 2
STELPRO | SMZ Series | 216617681 | HMSV-A-CB | SMZ5B1-H48A-O |  | Multizone Mix of Ducted and Non-Ducted | 48500 | 44000 | 2.6 | 47500 | 2
STELPRO | SMZ Series | 216617680 | HMSV-A-CB | SMZ5B1-H48A-O |  | Multizone All Ducted | 48000 | 44500 | 2.6 | 48000 | 2
STELPRO | SMZ Series | 216617679 | HMSR-A-CB-O | SMZ5B1-H48A-O |  | Multizone All Non-Ducted | 49000 | 44000 | 2.6 | 47000 | 2
STELPRO | SMZ Series | 216617675 | HMSV-A-CB | SMZ3B1-H27A-O |  | Multizone Mix of Ducted and Non-Ducted | 27400 | 24000 | 2.5 | 27000 | 2
STELPRO | SMZ Series | 216617673 | HMSR-A-CB-O | SMZ3B1-H27A-O |  | Multizone All Non-Ducted | 27000 | 25000 | 2.6 | 27000 | 2
STELPRO | SMZ Series | 216617672 | HMSV-A-CB | SMZ2B1-H18A-O |  | Multizone Mix of Ducted and Non-Ducted | 20000 | 17300 | 2.65 | 18500 | 2
STELPRO | SMZ Series | 216617671 | HMSV-A-CB | SMZ2B1-H18A-O |  | Multizone All Ducted | 20000 | 17000 | 2.59 | 18000 | 2
STELPRO | SMZ Series | 216617670 | HMSR-A-CB-O | SMZ2B1-H18A-O |  | Multizone All Non-Ducted | 20000 | 17600 | 2.7 | 19000 | 2
MIDEA |  | 216607255 | HRCU-A-CB-O | MO1BS-H30B-2A | MSEEU-H30B-2A | Singlezone Non-Ducted, Wall Placement | 30000 | 20400 | 2.52 | 20000 | 2.03
MIDEA |  | 216607263 | HRCU-A-CB | MO1HE-H30B-2A | MAWHE-H30B-2A | Singlezone Ducted, Centrally Ducted | 32000 | 23200 | 2.6 | 32000 | 2
MIDEA |  | 216607262 | HRCU-A-CB | MO1HE-H24B-2A | MAWHE-H24B-2A | Singlezone Ducted, Centrally Ducted | 25000 | 20800 | 2.8 | 19600 | 1.96
MIDEA |  | 216607261 | HRCU-A-CB | MO1HE-H18B-2A | MAWHE-H18B-2A | Singlezone Ducted, Centrally Ducted | 19000 | 15300 | 2.72 | 19600 | 2.1
DIRECT AIR | DIR Series | 216571361 | HRCU-A-CB | DIRM4-18MAGICPRO20-OU | DIRM4-18MAGICPRO20-AH | Singlezone Ducted, Centrally Ducted | 19000 | 15000 | 2.6 | 18000 | 2
DIRECT AIR | DIR Series | 216571364 | HRCU-A-CB | DIRM4-36MAGICPRO20-OU | DIRM4-36MAGICPRO20-AH | Singlezone Ducted, Centrally Ducted | 37000 | 31800 | 2.56 | 39000 | 1.9
DIRECT AIR | DIR Series | 216571363 | HRCU-A-CB | DIRM4-30MAGICPRO20-OU | DIRM4-30MAGICPRO20-AH | Singlezone Ducted, Centrally Ducted | 34000 | 23800 | 2.76 | 32600 | 1.96
DIRECT AIR | DIR Series | 216571367 | HRCU-A-CB-O | DIRM4-09DA25-1Z | DIRM4-09HP-WM | Singlezone Non-Ducted, Wall Placement | 10000 | 8100 | 2.83 | 8000 | 2.37
DIRECT AIR | DIR Series | 216571370 | HRCU-A-CB-O | DIRM4-24DA25-1Z | DIRM4-24HP-WM | Singlezone Non-Ducted, Wall Placement | 25000 | 18800 | 2.65 | 19600 | 2.54
DIRECT AIR | DIR Series | 216571369 | HRCU-A-CB-O | DIRM4-18DA25-1Z | DIRM4-18HP-WM | Singlezone Non-Ducted, Wall Placement | 18000 | 13600 | 2.73 | 12800 | 2.1
DIRECT AIR | DIR Series | 216571368 | HRCU-A-CB-O | DIRM4-12DA25-1Z | DIRM4-12HP-WM | Singlezone Non-Ducted, Wall Placement | 12000 | 9300 | 2.84 | 8400 | 2.3
DIRECT AIR | DIR Series | 216571371 | HRCU-A-CB-O | DIRM4-06HXPRO28-1Z | DIRM4-06HP-WM | Singlezone Non-Ducted, Wall Placement | 7000 | 7900 | 2.79 | 7700 | 2.4
DIRECT AIR | DIR Series | 216571374 | HRCU-A-CB-O | DIRM4-18HXPRO28-1Z | DIRM4-18HP-WM | Singlezone Non-Ducted, Wall Placement | 18000 | 15000 | 2.56 | 18000 | 1.92
DIRECT AIR | DIR Series | 216571375 | HRCU-A-CB-O | DIRM4-24HXPRO28-1Z | DIRM4-24HP-WM | Singlezone Non-Ducted, Wall Placement | 29000 | 21000 | 2.88 | 24200 | 2.34
DIRECT AIR | DIR Series | 216571376 | HRCU-A-CB-O | DIRM4-30DA25-1Z | DIRM4-30HP-WM | Singlezone Non-Ducted, Wall Placement | 30000 | 20400 | 2.52 | 20000 | 2.03
DIRECT AIR | DIR Series | 216571378 | HRCU-A-CB-O | DIRM4-18DA25-1Z | DIRM4-18HP-CF | Singlezone Non-Ducted, Floor Placement | 18000 | 13700 | 2.51 | 12800 | 2.05
DIRECT AIR | DIR Series | 216571379 | HRCU-A-CB-O | DIRM4-24DA25-1Z | DIRM4-24HP-CF | Singlezone Non-Ducted, Floor Placement | 24400 | 20000 | 2.56 | 18600 | 2.27
DIRECT AIR | DIR Series | 216571384 | HRCU-A-CB-O | DIRM4-24HXPRO28-1Z | DIRM4-24HP-CF | Singlezone Non-Ducted, Floor Placement | 26000 | 20200 | 2.74 | 24200 | 2.16
DIRECT AIR | DIR Series | 216571385 | HRCU-A-CB-O | DIRM4-36LCHX-1Z | DIRM4-36HP-CF | Singlezone Non-Ducted, Floor Placement | 38000 | 30200 | 2.58 | 39500 | 2.02
DIRECT AIR | DIR Series | 216571387 | HRCU-A-CB-O | DIRM4-12DA25-1Z | DIRM4-12HP-CO | Singlezone Non-Ducted, Wall Placement | 12000 | 9000 | 2.87 | 8900 | 2.51
NUTECH |  | 216578942 | HRCU-A-CB | NOX230-09HFN10-M1 | NTJ-09HWFN10-M1-D | Singlezone Ducted, Compact Ducted | 10000 | 9300 | 2.9 | 8300 | 2.32
NG TRADE | MOB Series | 216598388 | HMSR-A-CB-O | MOBMH180D |  | Multizone All Non-Ducted | 19000 | 13500 | 2.6 | 13500 | 2.2
NG TRADE | MOB Series | 216598391 | HMSR-A-CB-O | MOBMH270D |  | Multizone All Non-Ducted | 27000 | 18000 | 2.5 | 19000 | 2
NG TRADE | MOB Series | 216598392 | HMSV-A-CB | MOBMH270D |  | Multizone All Ducted | 26600 | 18400 | 2.5 | 18800 | 2
NG TRADE | MOB Series | 216598393 | HMSV-A-CB | MOBMH270D |  | Multizone Mix of Ducted and Non-Ducted | 26800 | 18200 | 2.5 | 18900 | 2
NG TRADE | MOB Series | 216598398 | HMSV-A-CB | MOBMH480D |  | Multizone All Ducted | 47000 | 37000 | 2.5 | 38000 | 2.1
TRANE / MITSUBISHI ELECTRIC | Smart Multi | 213248960 | HMSR-A-CB-O | NTXMSM60A182A** |  | Multizone All Non-Ducted | 66000 | 41500 | 2.9 | 46500 | 2
TRANE / MITSUBISHI ELECTRIC | Nv-Series | 213248956 | HMSR-A-CB-O | NTXMSH48A182A** |  | Multizone All Non-Ducted | 54000 | 39000 | 2.7 | 47000 | 2
TRANE / MITSUBISHI ELECTRIC | Smart Multi | 213248949 | HMSR-A-CB-O | NTXMSH42A152A** |  | Multizone All Non-Ducted | 48000 | 32000 | 2.8 | 44000 | 2
TRANE / MITSUBISHI ELECTRIC | Smart Multi | 213248946 | HMSR-A-CB-O | NTXMSH36A142A** |  | Multizone All Non-Ducted | 42000 | 32600 | 2.8 | 38500 | 2
MITSUBISHI ELECTRIC | Smart Multi | 213248844 | HMSR-A-CB-O | MXZ-SM60NAM*** |  | Multizone All Non-Ducted | 66000 | 41500 | 2.9 | 46500 | 2
MITSUBISHI ELECTRIC | Smart Multi | 213248840 | HMSR-A-CB-O | MXZ-SM48NAMHZ*** |  | Multizone All Non-Ducted | 54000 | 39000 | 2.7 | 47000 | 2
MITSUBISHI ELECTRIC | Smart Multi | 213248833 | HMSR-A-CB-O | MXZ-SM42NAMHZ*** |  | Multizone All Non-Ducted | 48000 | 32000 | 2.8 | 44000 | 2
MITSUBISHI ELECTRIC | Smart Multi | 213248830 | HMSR-A-CB-O | MXZ-SM36NAMHZ*** |  | Multizone All Non-Ducted | 42000 | 32600 | 2.8 | 38500 | 2
YORK | LX SERIES | 215912267 | HRCU-A-CB | HH824E2S11 | CTM36B5ADS1 | Singlezone Ducted, Centrally Ducted | 23000 | 18500 | 2.77 | 18800 | 2
YORK | LX SERIES | 216010727 | HRCU-A-CB | HH824E2S11 | CTM36B5ADS1 | Singlezone Ducted, Centrally Ducted | 23000 | 18600 | 2.74 | 18900 | 2
YORK | LX SERIES | 216010724 | HRCU-A-CB | HH824E2S11 | CTM36B5ADS1+JMC12B2SN1 | Singlezone Ducted, Centrally Ducted | 23000 | 18300 | 2.85 | 18600 | 2
YORK | LX SERIES | 216010726 | HRCU-A-CB | HH824E2S11 | CTM36B5ADS1+JME08B2SN1 | Singlezone Ducted, Centrally Ducted | 23000 | 17600 | 2.76 | 18000 | 2
YORK | LX SERIES | 216010728 | HRCU-A-CB | HH824E2S11 | CTM36B5ADS1 | Singlezone Ducted, Centrally Ducted | 23000 | 18300 | 2.79 | 18600 | 2
YORK | LX SERIES | 216010725 | HRCU-A-CB | HH824E2S11 | CTM36B5ADS1+JME12B2SN1 | Singlezone Ducted, Centrally Ducted | 23000 | 18100 | 2.84 | 18400 | 2
YORK | LX SERIES | 215912266 | HRCU-A-CB | HH824E2S11 | CTM36B5ADS1 | Singlezone Ducted, Centrally Ducted | 23000 | 18000 | 2.75 | 18400 | 2
YORK | LX SERIES | 215912263 | HRCU-A-CB | HH824E2S11 | CTM36B5ADS1 | Singlezone Ducted, Centrally Ducted | 23000 | 18200 | 2.74 | 18500 | 2
YORK | LX SERIES | 215912269 | HRCU-A-CB | HH824E2S11 | CTM36B5ADS1 | Singlezone Ducted, Centrally Ducted | 23000 | 18000 | 2.71 | 18400 | 2
YORK | LX SERIES | 215912268 | HRCU-A-CB | HH824E2S11 | CTM36B5ADS1 | Singlezone Ducted, Centrally Ducted | 23000 | 17600 | 2.69 | 18000 | 2
YORK | LX SERIES | 215912265 | HRCU-A-CB | HH860E2S11 | JSE48D5CG2SS1 | Singlezone Ducted, Centrally Ducted | 45000 | 33600 | 2.56 | 33600 | 2
YORK | LX SERIES | 215912264 | HRCU-A-CB | HH860E2S11 | JSC48D5CG2SS1 | Singlezone Ducted, Centrally Ducted | 45000 | 33600 | 2.56 | 33600 | 2
YORK | LX SERIES | 214396069 | HRCU-A-CB | HH824E2S11 | CTF30A5ADS1 | Singlezone Ducted, Centrally Ducted | 23000 | 18300 | 2.76 | 18600 | 2
YORK | LX SERIES | 214609046 | HRCU-A-CB | HH824E2S11 | CTM36B5ADS1 | Singlezone Ducted, Centrally Ducted | 23000 | 18300 | 2.76 | 18600 | 2
YORK | LX SERIES | 214807367 | HRCU-A-CB | HH824E2S11 | CTM36B5ADS1 | Singlezone Ducted, Centrally Ducted | 23000 | 17100 | 2.6 | 17600 | 2
YORK | LX SERIES | 214807366 | HRCU-A-CB | HH824E2S11 | CTM36B5ADS1 | Singlezone Ducted, Centrally Ducted | 23000 | 17100 | 2.6 | 17600 | 2
YORK | LX SERIES | 214810256 | HRCU-A-CB | HH824E2S11 | CTM36B5ADS1 | Singlezone Ducted, Centrally Ducted | 23000 | 17100 | 2.6 | 17600 | 2
YORK | LX SERIES | 214650178 | HRCU-A-CB | HH824E2S11 | CTU36B5XDS1+TXV | Singlezone Ducted, Centrally Ducted | 23000 | 18300 | 2.78 | 18600 | 2
YORK | LX SERIES | 214609043 | HRCU-A-CB | HH824E2S11 | CTF36B5ADS1 | Singlezone Ducted, Centrally Ducted | 23000 | 18300 | 2.78 | 18600 | 2
YORK | LX SERIES | 214650510 | HRCU-A-CB | HH824E2S11 | CTU36B5XDS1+TXV | Singlezone Ducted, Centrally Ducted | 23000 | 18600 | 2.85 | 18800 | 2
YORK | LX SERIES | 214395663 | HRCU-A-CB | HH824E2S11 | CTF36B5ADS1 | Singlezone Ducted, Centrally Ducted | 23000 | 18600 | 2.85 | 18800 | 2
YORK | LX SERIES | 214396169 | HRCU-A-CB | HH824E2S11 | CTF30A5ADS1 | Singlezone Ducted, Centrally Ducted | 23000 | 18600 | 2.85 | 18900 | 2
YORK | LX SERIES | 214650606 | HRCU-A-CB | HH824E2S11 | CTU36B5XDS1+TXV | Singlezone Ducted, Centrally Ducted | 23000 | 18400 | 2.78 | 18700 | 2
YORK | LX SERIES | 214609042 | HRCU-A-CB | HH824E2S11 | CTF36B5ADS1 | Singlezone Ducted, Centrally Ducted | 23000 | 18400 | 2.78 | 18700 | 2
YORK | LX SERIES | 214650444 | HRCU-A-CB | HH824E2S11 | CTU36B5XDS1+TXV | Singlezone Ducted, Centrally Ducted | 23000 | 18500 | 2.77 | 18800 | 2
YORK | LX SERIES | 214650439 | HRCU-A-CB | HH824E2S11 | CTU36B5XDS1+TXV | Singlezone Ducted, Centrally Ducted | 23000 | 18500 | 2.77 | 18800 | 2
YORK | LX SERIES | 215223955 | HRCU-A-CB | HH824E2S11 | CTM36B5ADS1 | Singlezone Ducted, Centrally Ducted | 23000 | 18500 | 2.82 | 18800 | 2
YORK | LX SERIES | 214395765 | HRCU-A-CB | HH824E2S11 | CTF30A5ADS1 | Singlezone Ducted, Centrally Ducted | 23000 | 17700 | 2.66 | 18100 | 2
YORK | LX SERIES | 214807370 | HRCU-A-CB | HH824E2S11 | CTM36B5ADS1 | Singlezone Ducted, Centrally Ducted | 23000 | 18100 | 2.76 | 18500 | 2
YORK | LX SERIES | 214807369 | HRCU-A-CB | HH824E2S11 | CTM36B5ADS1 | Singlezone Ducted, Centrally Ducted | 23000 | 18100 | 2.76 | 18500 | 2
YORK | LX SERIES | 214810255 | HRCU-A-CB | HH824E2S11 | CTM36B5ADS1 | Singlezone Ducted, Centrally Ducted | 23000 | 18100 | 2.76 | 18500 | 2
YORK | LX SERIES | 214395658 | HRCU-A-CB | HH824E2S11 | CTF30A5ADS1 | Singlezone Ducted, Centrally Ducted | 23000 | 17600 | 2.65 | 18000 | 2
YORK | LX SERIES | 214650344 | HRCU-A-CB | HH824E2S11 | CTU36B5XDS1+TXV | Singlezone Ducted, Centrally Ducted | 23000 | 18400 | 2.78 | 18700 | 2
YORK | LX SERIES | 214650340 | HRCU-A-CB | HH824E2S11 | CTU36B5XDS1+TXV | Singlezone Ducted, Centrally Ducted | 23000 | 18400 | 2.78 | 18700 | 2
YORK | LX SERIES | 214395662 | HRCU-A-CB | HH824E2S11 | CTF36B5ADS1 | Singlezone Ducted, Centrally Ducted | 23000 | 18400 | 2.78 | 18700 | 2
YORK | LX SERIES | 214395661 | HRCU-A-CB | HH824E2S11 | CTF36B5ADS1 | Singlezone Ducted, Centrally Ducted | 23000 | 18400 | 2.78 | 18700 | 2
YORK | LX SERIES | 214650369 | HRCU-A-CB | HH824E2S11 | CTU36B5XDS1+TXV | Singlezone Ducted, Centrally Ducted | 23000 | 18100 | 2.76 | 18400 | 2
YORK | LX SERIES | 214650365 | HRCU-A-CB | HH824E2S11 | CTU36B5XDS1+TXV | Singlezone Ducted, Centrally Ducted | 23000 | 18100 | 2.76 | 18400 | 2
YORK | LX SERIES | 214650360 | HRCU-A-CB | HH824E2S11 | CTU36B5XDS1+TXV | Singlezone Ducted, Centrally Ducted | 23000 | 18100 | 2.76 | 18400 | 2
YORK | LX SERIES | 214395872 | HRCU-A-CB | HH824E2S11 | CTF36B5ADS1 | Singlezone Ducted, Centrally Ducted | 23000 | 18100 | 2.76 | 18400 | 2
YORK | LX SERIES | 214395871 | HRCU-A-CB | HH824E2S11 | CTF36B5ADS1 | Singlezone Ducted, Centrally Ducted | 23000 | 18100 | 2.76 | 18400 | 2
YORK | LX SERIES | 214395870 | HRCU-A-CB | HH824E2S11 | CTF36B5ADS1 | Singlezone Ducted, Centrally Ducted | 23000 | 18100 | 2.76 | 18400 | 2
YORK | LX SERIES | 214650281 | HRCU-A-CB | HH824E2S11 | CTU36B5XDS1+TXV | Singlezone Ducted, Centrally Ducted | 23000 | 18500 | 2.78 | 18800 | 2
YORK | LX SERIES | 214396168 | HRCU-A-CB | HH824E2S11 | CTF36B5ADS1 | Singlezone Ducted, Centrally Ducted | 23000 | 18500 | 2.78 | 18800 | 2
YORK | LX SERIES | 214650477 | HRCU-A-CB | HH824E2S11 | CTU36B5XDS1+TXV | Singlezone Ducted, Centrally Ducted | 23000 | 18300 | 2.76 | 18600 | 2
YORK | LX SERIES | 214395968 | HRCU-A-CB | HH824E2S11 | CTF36B5ADS1 | Singlezone Ducted, Centrally Ducted | 23000 | 18300 | 2.76 | 18600 | 2
YORK | LX SERIES | 214396070 | HRCU-A-CB | HH824E2S11 | CTF30A5ADS1 | Singlezone Ducted, Centrally Ducted | 23000 | 18300 | 2.76 | 18600 | 2
YORK | LX SERIES | 214650435 | HRCU-A-CB | HH824E2S11 | CTU36B5XDS1+TXV | Singlezone Ducted, Centrally Ducted | 23000 | 18500 | 2.77 | 18800 | 2
YORK | LX SERIES | 214395770 | HRCU-A-CB | HH824E2S11 | CTF36B5ADS1 | Singlezone Ducted, Centrally Ducted | 23000 | 18500 | 2.77 | 18800 | 2
YORK | LX SERIES | 214395769 | HRCU-A-CB | HH824E2S11 | CTF36B5ADS1 | Singlezone Ducted, Centrally Ducted | 23000 | 18500 | 2.77 | 18800 | 2
YORK | LX SERIES | 214395768 | HRCU-A-CB | HH824E2S11 | CTF36B5ADS1 | Singlezone Ducted, Centrally Ducted | 23000 | 18500 | 2.77 | 18800 | 2
YORK | LX SERIES | 214650381 | HRCU-A-CB | HH824E2S11 | CTU36B5XDS1+TXV | Singlezone Ducted, Centrally Ducted | 23000 | 18300 | 2.84 | 18600 | 2
YORK | LX SERIES | 214395965 | HRCU-A-CB | HH824E2S11 | CTF36B5ADS1 | Singlezone Ducted, Centrally Ducted | 23000 | 18300 | 2.84 | 18600 | 2
YORK | LX SERIES | 214395660 | HRCU-A-CB | HH824E2S11 | CTF30A5ADS1 | Singlezone Ducted, Centrally Ducted | 23000 | 17300 | 2.6 | 17800 | 2
YORK | LX SERIES | 214807365 | HRCU-A-CB | HH824E2S11 | CTM36B5ADS1 | Singlezone Ducted, Centrally Ducted | 23000 | 17200 | 2.64 | 17700 | 2
YORK | LX SERIES | 214807364 | HRCU-A-CB | HH824E2S11 | CTM36B5ADS1 | Singlezone Ducted, Centrally Ducted | 23000 | 17200 | 2.64 | 17700 | 2
YORK | LX SERIES | 214810254 | HRCU-A-CB | HH824E2S11 | CTM36B5ADS1 | Singlezone Ducted, Centrally Ducted | 23000 | 17200 | 2.64 | 17700 | 2
YORK | LX SERIES | 214395869 | HRCU-A-CB | HH824E2S11 | CTF30A5ADS1 | Singlezone Ducted, Centrally Ducted | 23000 | 18400 | 2.77 | 18700 | 2
YORK | LX SERIES | 214609041 | HRCU-A-CB | HH824E2S11 | CTF30A5ADS1 | Singlezone Ducted, Centrally Ducted | 23000 | 17700 | 2.66 | 18100 | 2
YORK | LX SERIES | 214395964 | HRCU-A-CB | HH824E2S11 | CTF30A5ADS1 | Singlezone Ducted, Centrally Ducted | 23000 | 17600 | 2.58 | 18000 | 2
YORK | LX SERIES | 214650232 | HRCU-A-CB | HH824E2S11 | CTU36B5XDS1+TXV | Singlezone Ducted, Centrally Ducted | 23000 | 18000 | 2.76 | 18300 | 2
YORK | LX SERIES | 214396167 | HRCU-A-CB | HH824E2S11 | CTF36B5ADS1 | Singlezone Ducted, Centrally Ducted | 23000 | 18000 | 2.76 | 18300 | 2
YORK | LX SERIES | 214650211 | HRCU-A-CB | HH824E2S11 | CTU36B5XDS1+TXV | Singlezone Ducted, Centrally Ducted | 23000 | 18100 | 2.72 | 18400 | 2
YORK | LX SERIES | 214396068 | HRCU-A-CB | HH824E2S11 | CTF36B5ADS1 | Singlezone Ducted, Centrally Ducted | 23000 | 18100 | 2.72 | 18400 | 2
YORK | LX SERIES | 214650261 | HRCU-A-CB | HH824E2S11 | CTU36B5XDS1+TXV | Singlezone Ducted, Centrally Ducted | 23000 | 18300 | 2.84 | 18600 | 2
YORK | LX SERIES | 214395868 | HRCU-A-CB | HH824E2S11 | CTF36B5ADS1 | Singlezone Ducted, Centrally Ducted | 23000 | 18300 | 2.84 | 18600 | 2
YORK | LX SERIES | 214807363 | HRCU-A-CB | HH824E2S11 | CTU36B5XDS1+JME12B2SN1+TXV | Singlezone Ducted, Centrally Ducted | 23000 | 18200 | 2.88 | 18500 | 2
YORK | LX SERIES | 214395764 | HRCU-A-CB | HH824E2S11 | CTF36B5ADS1+JME12B2SN1 | Singlezone Ducted, Centrally Ducted | 23000 | 18200 | 2.88 | 18500 | 2
YORK | LX SERIES | 214650145 | HRCU-A-CB | HH824E2S11 | CTU36B5XDS1+TXV | Singlezone Ducted, Centrally Ducted | 23000 | 18600 | 2.75 | 18900 | 2
YORK | LX SERIES | 214396067 | HRCU-A-CB | HH824E2S11 | CTF36B5ADS1 | Singlezone Ducted, Centrally Ducted | 23000 | 18600 | 2.75 | 18900 | 2
YORK | LX SERIES | 214807360 | HRCU-A-CB | HH824E2S11 | CTU36B5XDS1+JMC12B2SN1+TXV | Singlezone Ducted, Centrally Ducted | 23000 | 18200 | 2.88 | 18500 | 2
YORK | LX SERIES | 214395867 | HRCU-A-CB | HH824E2S11 | CTF36B5ADS1+JMC12B2SN1 | Singlezone Ducted, Centrally Ducted | 23000 | 18200 | 2.88 | 18500 | 2
YORK | LX SERIES | 214807359 | HRCU-A-CB | HH824E2S11 | CTU36B5XDS1+JMVT12BC2N1+TXV | Singlezone Ducted, Centrally Ducted | 23000 | 18200 | 2.88 | 18500 | 2
YORK | LX SERIES | 214395763 | HRCU-A-CB | HH824E2S11 | CTF36B5ADS1+JMVT12BC2N1 | Singlezone Ducted, Centrally Ducted | 23000 | 18200 | 2.88 | 18500 | 2
YORK | LX SERIES | 214807358 | HRCU-A-CB | HH824E2S11 | CTU36B5XDS1+JMET08BS2N1+TXV | Singlezone Ducted, Centrally Ducted | 23000 | 17400 | 2.71 | 17800 | 2
YORK | LX SERIES | 214396165 | HRCU-A-CB | HH824E2S11 | CTF36B5ADS1+JMET08BS2N1 | Singlezone Ducted, Centrally Ducted | 23000 | 17400 | 2.71 | 17800 | 2
YORK | LX SERIES | 214395960 | HRCU-A-CB | HH824E2S11 | JHE30B5AD2SS1 | Singlezone Ducted, Centrally Ducted | 23000 | 17700 | 2.77 | 18100 | 2
YORK | LX SERIES | 214396066 | HRCU-A-CB | HH824E2S11 | JHC36B5AD2SS1 | Singlezone Ducted, Centrally Ducted | 23000 | 18400 | 2.87 | 18700 | 2
YORK | LX SERIES | 214807357 | HRCU-A-CB | HH824E2S11 | CTM36B5ADS1 | Singlezone Ducted, Centrally Ducted | 23000 | 18300 | 2.76 | 18600 | 2
YORK | LX SERIES | 214810253 | HRCU-A-CB | HH824E2S11 | CTM36B5ADS1 | Singlezone Ducted, Centrally Ducted | 23000 | 18300 | 2.76 | 18600 | 2
YORK | LX SERIES | 214395767 | HRCU-A-CB | HH824E2S11 | CTF30A5ADS1 | Singlezone Ducted, Centrally Ducted | 23000 | 18100 | 2.72 | 18500 | 2
YORK | LX SERIES | 214395766 | HRCU-A-CB | HH824E2S11 | CTF30A5ADS1 | Singlezone Ducted, Centrally Ducted | 23000 | 18100 | 2.72 | 18500 | 2
YORK | LX SERIES | 214807362 | HRCU-A-CB | HH824E2S11 | CTU36B5XDS1+JMET12BS2N1+TXV | Singlezone Ducted, Centrally Ducted | 23000 | 17700 | 2.77 | 18100 | 2
YORK | LX SERIES | 214395659 | HRCU-A-CB | HH824E2S11 | CTF36B5ADS1+JMET12BS2N1 | Singlezone Ducted, Centrally Ducted | 23000 | 17700 | 2.77 | 18100 | 2
YORK | LX SERIES | 214807361 | HRCU-A-CB | HH824E2S11 | CTU36B5XDS1+JME08B2SN1+TXV | Singlezone Ducted, Centrally Ducted | 23000 | 17600 | 2.77 | 18000 | 2
YORK | LX SERIES | 214396166 | HRCU-A-CB | HH824E2S11 | CTF36B5ADS1+JME08B2SN1 | Singlezone Ducted, Centrally Ducted | 23000 | 17600 | 2.77 | 18000 | 2
YORK | LX SERIES | 214609040 | HRCU-A-CB | HH824E2S11 | CTF30A5ADS1 | Singlezone Ducted, Centrally Ducted | 23000 | 17200 | 2.63 | 17700 | 2
YORK | LX SERIES | 214650174 | HRCU-A-CB | HH824E2S11 | CTU36B5XDS1+TXV | Singlezone Ducted, Centrally Ducted | 23000 | 18200 | 2.74 | 18500 | 2
YORK | LX SERIES | 214650169 | HRCU-A-CB | HH824E2S11 | CTU36B5XDS1+TXV | Singlezone Ducted, Centrally Ducted | 23000 | 18200 | 2.74 | 18500 | 2
YORK | LX SERIES | 214650165 | HRCU-A-CB | HH824E2S11 | CTU36B5XDS1+TXV | Singlezone Ducted, Centrally Ducted | 23000 | 18200 | 2.74 | 18500 | 2
YORK | LX SERIES | 214395963 | HRCU-A-CB | HH824E2S11 | CTF36B5ADS1 | Singlezone Ducted, Centrally Ducted | 23000 | 18200 | 2.74 | 18500 | 2
YORK | LX SERIES | 214395962 | HRCU-A-CB | HH824E2S11 | CTF36B5ADS1 | Singlezone Ducted, Centrally Ducted | 23000 | 18200 | 2.74 | 18500 | 2
YORK | LX SERIES | 214395961 | HRCU-A-CB | HH824E2S11 | CTF36B5ADS1 | Singlezone Ducted, Centrally Ducted | 23000 | 18200 | 2.74 | 18500 | 2
YORK | LX SERIES | 214396170 | HRCU-A-CB | HH824E2S11 | CTF30A5ADS1 | Singlezone Ducted, Centrally Ducted | 23000 | 17900 | 2.64 | 18300 | 2
YORK | LX SERIES | 214396072 | HRCU-A-CB | HH824E2S11 | CTF30A5ADS1 | Singlezone Ducted, Centrally Ducted | 23000 | 17800 | 2.7 | 18200 | 2
YORK | LX SERIES | 214609045 | HRCU-A-CB | HH824E2S11 | CTF30A5ADS1 | Singlezone Ducted, Centrally Ducted | 23000 | 18200 | 2.69 | 18500 | 2
YORK | LX SERIES | 214395873 | HRCU-A-CB | HH824E2S11 | CTF30A5ADS1 | Singlezone Ducted, Centrally Ducted | 23000 | 18200 | 2.78 | 18500 | 2
YORK | LX SERIES | 214395664 | HRCU-A-CB | HH824E2S11 | CTF30A5ADS1 | Singlezone Ducted, Centrally Ducted | 23000 | 17600 | 2.71 | 18000 | 2
YORK | LX SERIES | 214807368 | HRCU-A-CB | HH824E2S11 | CTM36B5ADS1 | Singlezone Ducted, Centrally Ducted | 23000 | 18600 | 2.78 | 18800 | 2
YORK | LX SERIES | 214810252 | HRCU-A-CB | HH824E2S11 | CTM36B5ADS1 | Singlezone Ducted, Centrally Ducted | 23000 | 18600 | 2.78 | 18800 | 2
YORK | LX SERIES | 215223956 | HRCU-A-CB | HH824E2S11 | CTM36B5ADS1 | Singlezone Ducted, Centrally Ducted | 23000 | 18300 | 2.79 | 18600 | 2
YORK | LX SERIES | 214609044 | HRCU-A-CB | HH824E2S11 | CTM36B5ADS1 | Singlezone Ducted, Centrally Ducted | 23000 | 18300 | 2.76 | 18600 | 2
YORK | LX SERIES | 214650410 | HRCU-A-CB | HH824E2S11 | CTU36B5XDS1+TXV | Singlezone Ducted, Centrally Ducted | 23000 | 18900 | 2.78 | 19200 | 2
YORK | LX SERIES | 214396071 | HRCU-A-CB | HH824E2S11 | CTF36B5ADS1 | Singlezone Ducted, Centrally Ducted | 23000 | 18900 | 2.78 | 19200 | 2
YORK | LX SERIES | 214650493 | HRCU-A-CB | HH824E2S11 | CTU36B5XDS1+TXV | Singlezone Ducted, Centrally Ducted | 23000 | 18600 | 2.8 | 18900 | 2
YORK | LX SERIES | 214650489 | HRCU-A-CB | HH824E2S11 | CTU36B5XDS1+TXV | Singlezone Ducted, Centrally Ducted | 23000 | 18600 | 2.8 | 18900 | 2
YORK | LX SERIES | 214395967 | HRCU-A-CB | HH824E2S11 | CTF36B5ADS1 | Singlezone Ducted, Centrally Ducted | 23000 | 18600 | 2.8 | 18900 | 2
YORK | LX SERIES | 214395966 | HRCU-A-CB | HH824E2S11 | CTF36B5ADS1 | Singlezone Ducted, Centrally Ducted | 23000 | 18600 | 2.8 | 18900 | 2
YORK | LX SERIES | 214395747 | HRCU-A-CB | HH860E2S11 | CTM60C5CGS1 | Singlezone Ducted, Centrally Ducted | 45500 | 34000 | 2.5 | 34200 | 2
YORK | LX SERIES | 214395746 | HRCU-A-CB | HH860E2S11 | CTM60C5CGS1 | Singlezone Ducted, Centrally Ducted | 45500 | 34000 | 2.5 | 34200 | 2
YORK | LX SERIES | 214719817 | HRCU-A-CB | HH860E2S11 | CTU60C5XGS1+TXV | Singlezone Ducted, Centrally Ducted | 45500 | 34000 | 2.5 | 34200 | 2
YORK | LX SERIES | 214719816 | HRCU-A-CB | HH860E2S11 | CTU60C5XGS1+TXV | Singlezone Ducted, Centrally Ducted | 45500 | 34000 | 2.5 | 34200 | 2
YORK | LX SERIES | 214395744 | HRCU-A-CB | HH860E2S11 | CTF60C5CGS1 | Singlezone Ducted, Centrally Ducted | 45500 | 34000 | 2.5 | 34200 | 2
YORK | LX SERIES | 214395743 | HRCU-A-CB | HH860E2S11 | CTF60C5CGS1 | Singlezone Ducted, Centrally Ducted | 45500 | 34000 | 2.5 | 34200 | 2
YORK | LX SERIES | 214396147 | HRCU-A-CB | HH860E2S11 | JHC48D5CG2SS1 | Singlezone Ducted, Centrally Ducted | 45000 | 33600 | 2.56 | 33600 | 2
YORK | LX SERIES | 214807610 | HRCU-A-CB | HH860E2S11 | CTU60C5XGS1+JMET16CS2N1+TXV | Singlezone Ducted, Centrally Ducted | 45500 | 34400 | 2.58 | 34200 | 2
YORK | LX SERIES | 214396148 | HRCU-A-CB | HH860E2S11 | CTF60C5CGS1+JMET16CS2N1 | Singlezone Ducted, Centrally Ducted | 45500 | 34400 | 2.58 | 34200 | 2
YORK | LX SERIES | 214395944 | HRCU-A-CB | HH860E2S11 | CTM60C5CGS1+JME16C2SN1 | Singlezone Ducted, Centrally Ducted | 44000 | 32200 | 2.5 | 33000 | 2
YORK | LX SERIES | 214807659 | HRCU-A-CB | HH860E2S11 | CTU60C5XGS1+TXV | Singlezone Ducted, Centrally Ducted | 44500 | 32800 | 2.5 | 33400 | 2
YORK | LX SERIES | 214395954 | HRCU-A-CB | HH860E2S11 | CTF60C5CGS1 | Singlezone Ducted, Centrally Ducted | 44500 | 32800 | 2.5 | 33400 | 2
YORK | LX SERIES | 214395641 | HRCU-A-CB | HH860E2S11 | CTM60C5CGS1 | Singlezone Ducted, Centrally Ducted | 45500 | 34200 | 2.5 | 34200 | 2
YORK | LX SERIES | 214395640 | HRCU-A-CB | HH860E2S11 | CTM60C5CGS1 | Singlezone Ducted, Centrally Ducted | 45500 | 34200 | 2.5 | 34200 | 2
YORK | LX SERIES | 214807647 | HRCU-A-CB | HH860E2S11 | CTU60C5XGS1+JMC16C2SN1+TXV | Singlezone Ducted, Centrally Ducted | 45000 | 33600 | 2.56 | 33600 | 2
YORK | LX SERIES | 214396046 | HRCU-A-CB | HH860E2S11 | CTF60C5CGS1+JMC16C2SN1 | Singlezone Ducted, Centrally Ducted | 45000 | 33600 | 2.56 | 33600 | 2
YORK | LX SERIES | 214395945 | HRCU-A-CB | HH860E2S11 | CTM60C5CGS1 | Singlezone Ducted, Centrally Ducted | 45000 | 33200 | 2.5 | 33800 | 2
YORK | LX SERIES | 214719773 | HRCU-A-CB | HH860E2S11 | CTU60C5XGS1+TXV | Singlezone Ducted, Centrally Ducted | 45500 | 34200 | 2.5 | 34200 | 2
YORK | LX SERIES | 214719772 | HRCU-A-CB | HH860E2S11 | CTU60C5XGS1+TXV | Singlezone Ducted, Centrally Ducted | 45500 | 34200 | 2.5 | 34200 | 2
YORK | LX SERIES | 214395638 | HRCU-A-CB | HH860E2S11 | CTF60C5CGS1 | Singlezone Ducted, Centrally Ducted | 45500 | 34200 | 2.5 | 34200 | 2
YORK | LX SERIES | 214395637 | HRCU-A-CB | HH860E2S11 | CTF60C5CGS1 | Singlezone Ducted, Centrally Ducted | 45500 | 34200 | 2.5 | 34200 | 2
YORK | LX SERIES | 214719818 | HRCU-A-CB | HH860E2S11 | CTU60C5XGS1+TXV | Singlezone Ducted, Centrally Ducted | 45500 | 34200 | 2.5 | 34200 | 2
YORK | LX SERIES | 214719819 | HRCU-A-CB | HH860E2S11 | CTU60C5XGS1+TXV | Singlezone Ducted, Centrally Ducted | 45500 | 34200 | 2.5 | 34200 | 2
YORK | LX SERIES | 214395643 | HRCU-A-CB | HH860E2S11 | CTF60C5CGS1 | Singlezone Ducted, Centrally Ducted | 45500 | 34200 | 2.5 | 34200 | 2
YORK | LX SERIES | 214395642 | HRCU-A-CB | HH860E2S11 | CTF60C5CGS1 | Singlezone Ducted, Centrally Ducted | 45500 | 34200 | 2.5 | 34200 | 2
YORK | LX SERIES | 214395762 | HRCU-A-CB | HH860E2S11 | CTM60D5CGS1 | Singlezone Ducted, Centrally Ducted | 45000 | 33400 | 2.54 | 33600 | 2
YORK | LX SERIES | 214807641 | HRCU-A-CB | HH860E2S11 | CTU60C5XGS1+JME16C2SN1+TXV | Singlezone Ducted, Centrally Ducted | 45000 | 32200 | 2.5 | 33000 | 2
YORK | LX SERIES | 214395853 | HRCU-A-CB | HH860E2S11 | CTF60C5CGS1+JME16C2SN1 | Singlezone Ducted, Centrally Ducted | 45000 | 32200 | 2.5 | 33000 | 2
YORK | LX SERIES | 214395860 | HRCU-A-CB | HH860E2S11 | CTM60D5CGS1+JMVT20DC2N1 | Singlezone Ducted, Centrally Ducted | 44500 | 33200 | 2.56 | 33400 | 2
YORK | LX SERIES | 214807640 | HRCU-A-CB | HH860E2S11 | CTU60D5XGS1+JMC20D2SN1+TXV | Singlezone Ducted, Centrally Ducted | 46000 | 34600 | 2.64 | 34000 | 2
YORK | LX SERIES | 214395745 | HRCU-A-CB | HH860E2S11 | CTF60D5CGS1+JMC20D2SN1 | Singlezone Ducted, Centrally Ducted | 46000 | 34600 | 2.64 | 34000 | 2
YORK | LX SERIES | 214396047 | HRCU-A-CB | HH860E2S11 | CTM60C5CGS1 | Singlezone Ducted, Centrally Ducted | 44500 | 32600 | 2.5 | 33400 | 2
YORK | LX SERIES | 214719785 | HRCU-A-CB | HH860E2S11 | CTU60C5XGS1+TXV | Singlezone Ducted, Centrally Ducted | 45000 | 33600 | 2.5 | 33800 | 2
YORK | LX SERIES | 214719786 | HRCU-A-CB | HH860E2S11 | CTU60C5XGS1+TXV | Singlezone Ducted, Centrally Ducted | 45000 | 33600 | 2.5 | 33800 | 2
YORK | LX SERIES | 214395856 | HRCU-A-CB | HH860E2S11 | CTF60C5CGS1 | Singlezone Ducted, Centrally Ducted | 45000 | 33600 | 2.5 | 33800 | 2
YORK | LX SERIES | 214395855 | HRCU-A-CB | HH860E2S11 | CTF60C5CGS1 | Singlezone Ducted, Centrally Ducted | 45000 | 33600 | 2.5 | 33800 | 2
YORK | LX SERIES | 214719766 | HRCU-A-CB | HH860E2S11 | CTU60C5XGS1+TXV | Singlezone Ducted, Centrally Ducted | 45000 | 33200 | 2.5 | 33600 | 2
YORK | LX SERIES | 214719764 | HRCU-A-CB | HH860E2S11 | CTU60C5XGS1+TXV | Singlezone Ducted, Centrally Ducted | 45000 | 33200 | 2.5 | 33600 | 2
YORK | LX SERIES | 214395647 | HRCU-A-CB | HH860E2S11 | CTF60C5CGS1 | Singlezone Ducted, Centrally Ducted | 45000 | 33200 | 2.5 | 33600 | 2
YORK | LX SERIES | 214395646 | HRCU-A-CB | HH860E2S11 | CTF60C5CGS1 | Singlezone Ducted, Centrally Ducted | 45000 | 33200 | 2.5 | 33600 | 2
YORK | LX SERIES | 214396052 | HRCU-A-CB | HH860E2S11 | CTM60C5CGS1 | Singlezone Ducted, Centrally Ducted | 45000 | 33400 | 2.5 | 33600 | 2
YORK | LX SERIES | 214396051 | HRCU-A-CB | HH860E2S11 | CTM60C5CGS1 | Singlezone Ducted, Centrally Ducted | 45000 | 33400 | 2.5 | 33600 | 2
YORK | LX SERIES | 214395633 | HRCU-A-CB | HH860E2S11 | JHE48C5CG2SS1 | Singlezone Ducted, Centrally Ducted | 44000 | 32200 | 2.5 | 33000 | 2
YORK | LX SERIES | 214719823 | HRCU-A-CB | HH860E2S11 | CTU60C5XGS1+TXV | Singlezone Ducted, Centrally Ducted | 46500 | 34200 | 2.5 | 34200 | 2
YORK | LX SERIES | 214609027 | HRCU-A-CB | HH860E2S11 | CTF60C5CGS1 | Singlezone Ducted, Centrally Ducted | 46500 | 34200 | 2.5 | 34200 | 2
YORK | LX SERIES | 214395949 | HRCU-A-CB | HH860E2S11 | CTM60C5CGS1 | Singlezone Ducted, Centrally Ducted | 45000 | 33400 | 2.5 | 33800 | 2
YORK | LX SERIES | 214395948 | HRCU-A-CB | HH860E2S11 | CTM60C5CGS1 | Singlezone Ducted, Centrally Ducted | 45000 | 33400 | 2.5 | 33800 | 2
YORK | LX SERIES | 214719763 | HRCU-A-CB | HH860E2S11 | CTU60C5XGS1+TXV | Singlezone Ducted, Centrally Ducted | 45000 | 33400 | 2.5 | 33800 | 2
YORK | LX SERIES | 214719762 | HRCU-A-CB | HH860E2S11 | CTU60C5XGS1+TXV | Singlezone Ducted, Centrally Ducted | 45000 | 33400 | 2.5 | 33800 | 2
YORK | LX SERIES | 214395947 | HRCU-A-CB | HH860E2S11 | CTF60C5CGS1 | Singlezone Ducted, Centrally Ducted | 45000 | 33400 | 2.5 | 33800 | 2
YORK | LX SERIES | 214395946 | HRCU-A-CB | HH860E2S11 | CTF60C5CGS1 | Singlezone Ducted, Centrally Ducted | 45000 | 33400 | 2.5 | 33800 | 2
YORK | LX SERIES | 214395934 | HRCU-A-CB | HH860E2S11 | JHE48D5CG2SS1 | Singlezone Ducted, Centrally Ducted | 44500 | 33200 | 2.56 | 33400 | 2
YORK | LX SERIES | 214650075 | HRCU-A-CB | HH860E2S11 | CTU60D5XGS1+TXV | Singlezone Ducted, Centrally Ducted | 47500 | 36200 | 2.56 | 35200 | 2
YORK | LX SERIES | 214650071 | HRCU-A-CB | HH860E2S11 | CTU60D5XGS1+TXV | Singlezone Ducted, Centrally Ducted | 47500 | 36200 | 2.56 | 35200 | 2
YORK | LX SERIES | 214396057 | HRCU-A-CB | HH860E2S11 | CTF60D5CGS1 | Singlezone Ducted, Centrally Ducted | 47500 | 36200 | 2.56 | 35200 | 2
YORK | LX SERIES | 214396056 | HRCU-A-CB | HH860E2S11 | CTF60D5CGS1 | Singlezone Ducted, Centrally Ducted | 47500 | 36200 | 2.56 | 35200 | 2
YORK | LX SERIES | 214395843 | HRCU-A-CB | HH860E2S11 | CTM60C5CGS1 | Singlezone Ducted, Centrally Ducted | 45000 | 33600 | 2.5 | 33800 | 2
YORK | LX SERIES | 214395846 | HRCU-A-CB | HH860E2S11 | CTF60C5CGS1 | Singlezone Ducted, Centrally Ducted | 45000 | 33600 | 2.5 | 33800 | 2
YORK | LX SERIES | 214395845 | HRCU-A-CB | HH860E2S11 | CTF60C5CGS1 | Singlezone Ducted, Centrally Ducted | 45000 | 33600 | 2.5 | 33800 | 2
YORK | LX SERIES | 214396053 | HRCU-A-CB | HH860E2S11 | CTM60D5CGS1+JMC20D2SN1 | Singlezone Ducted, Centrally Ducted | 46500 | 34000 | 2.58 | 33800 | 2
YORK | LX SERIES | 214395757 | HRCU-A-CB | HH860E2S11 | CTM60C5CGS1+JMVT17CC2N1 | Singlezone Ducted, Centrally Ducted | 45000 | 33600 | 2.56 | 33800 | 2
YORK | LX SERIES | 214807646 | HRCU-A-CB | HH860E2S11 | CTU60D5XGS1+JMET18DS2N1+TXV | Singlezone Ducted, Centrally Ducted | 45500 | 34200 | 2.58 | 33800 | 2
YORK | LX SERIES | 214395742 | HRCU-A-CB | HH860E2S11 | CTF60D5CGS1+JMET18DS2N1 | Singlezone Ducted, Centrally Ducted | 45500 | 34200 | 2.58 | 33800 | 2
YORK | LX SERIES | 214609021 | HRCU-A-CB | HH860E2S11 | CTM60C5CGS1 | Singlezone Ducted, Centrally Ducted | 47000 | 34600 | 2.52 | 34400 | 2
YORK | LX SERIES | 214421501 | HRCU-A-CB | HH860E2S11 | CTM60D5CGS1+JMET18DS2N1 | Singlezone Ducted, Centrally Ducted | 45500 | 34000 | 2.58 | 33800 | 2
YORK | LX SERIES | 214421500 | HRCU-A-CB | HH860E2S11 | CTM60C5CGS1+JMET16CS2N1 | Singlezone Ducted, Centrally Ducted | 45500 | 34400 | 2.58 | 34000 | 2
YORK | LX SERIES | 214396156 | HRCU-A-CB | HH860E2S11 | CTM60C5CGS1 | Singlezone Ducted, Centrally Ducted | 45000 | 33600 | 2.5 | 33800 | 2
YORK | LX SERIES | 214396155 | HRCU-A-CB | HH860E2S11 | CTM60C5CGS1 | Singlezone Ducted, Centrally Ducted | 45000 | 33600 | 2.5 | 33800 | 2
YORK | LX SERIES | 214395959 | HRCU-A-CB | HH860E2S11 | CTM60C5CGS1 | Singlezone Ducted, Centrally Ducted | 44500 | 33000 | 2.5 | 33400 | 2
YORK | LX SERIES | 214807664 | HRCU-A-CB | HH860E2S11 | CTU60C5XGS1+TXV | Singlezone Ducted, Centrally Ducted | 44500 | 33000 | 2.5 | 33400 | 2
YORK | LX SERIES | 214395866 | HRCU-A-CB | HH860E2S11 | CTF60C5CGS1 | Singlezone Ducted, Centrally Ducted | 44500 | 33000 | 2.5 | 33400 | 2
YORK | LX SERIES | 214650100 | HRCU-A-CB | HH860E2S11 | CTU60D5XGS1+TXV | Singlezone Ducted, Centrally Ducted | 47000 | 35600 | 2.5 | 35000 | 2
YORK | LX SERIES | 214395761 | HRCU-A-CB | HH860E2S11 | CTF60D5CGS1 | Singlezone Ducted, Centrally Ducted | 47000 | 35600 | 2.5 | 35000 | 2
YORK | LX SERIES | 214395861 | HRCU-A-CB | HH860E2S11 | CTM60C5CGS1+JMC17C2SN1 | Singlezone Ducted, Centrally Ducted | 45000 | 33000 | 2.54 | 33400 | 2
YORK | LX SERIES | 214396163 | HRCU-A-CB | HH860E2S11 | CTM60C5CGS1 | Singlezone Ducted, Centrally Ducted | 45500 | 34200 | 2.5 | 34200 | 2
YORK | LX SERIES | 214396162 | HRCU-A-CB | HH860E2S11 | CTM60C5CGS1 | Singlezone Ducted, Centrally Ducted | 45500 | 34200 | 2.5 | 34200 | 2
YORK | LX SERIES | 214807638 | HRCU-A-CB | HH860E2S11 | CTU60C5XGS1+JMVT16CC2N1+TXV | Singlezone Ducted, Centrally Ducted | 45000 | 33600 | 2.56 | 33600 | 2
YORK | LX SERIES | 214396150 | HRCU-A-CB | HH860E2S11 | CTF60C5CGS1+JMVT16CC2N1 | Singlezone Ducted, Centrally Ducted | 45000 | 33600 | 2.56 | 33600 | 2
YORK | LX SERIES | 214807637 | HRCU-A-CB | HH860E2S11 | CTU60C5XGS1+TXV | Singlezone Ducted, Centrally Ducted | 44500 | 32600 | 2.5 | 33400 | 2
YORK | LX SERIES | 214396149 | HRCU-A-CB | HH860E2S11 | CTF60C5CGS1 | Singlezone Ducted, Centrally Ducted | 44500 | 32600 | 2.5 | 33400 | 2
YORK | LX SERIES | 214395943 | HRCU-A-CB | HH860E2S11 | CTM60C5CGS1+JMC16C2SN1 | Singlezone Ducted, Centrally Ducted | 44500 | 33600 | 2.56 | 33600 | 2
YORK | LX SERIES | 214395852 | HRCU-A-CB | HH860E2S11 | CTM60C5CGS1+JMVT16CC2N1 | Singlezone Ducted, Centrally Ducted | 44500 | 32400 | 2.5 | 33200 | 2
YORK | LX SERIES | 216013291 | HRCU-A-CB | HH824E2S11 | CTM36B5ADS1+JMVT12BC2N1 | Singlezone Ducted, Centrally Ducted | 23000 | 18300 | 2.85 | 18600 | 2
YORK | LX SERIES | 216013290 | HRCU-A-CB | HH824E2S11 | CTM36B5ADS1+JMET12BS2N1 | Singlezone Ducted, Centrally Ducted | 23000 | 17600 | 2.76 | 18000 | 2
YORK | LX SERIES | 216013289 | HRCU-A-CB | HH824E2S11 | CTM36B5ADS1+JMET08BS2N1 | Singlezone Ducted, Centrally Ducted | 23000 | 17400 | 2.71 | 17800 | 2
YORK | LX SERIES | 216013288 | HRCU-A-CB | HH824E2S11 | JHE36B5AD2SS1 | Singlezone Ducted, Centrally Ducted | 23000 | 18200 | 2.84 | 18500 | 2
HITACHI | airCore 700 | 216439098 | HRCU-A-CB-O | PAS-30BUFASDQ1 | PPK-B30UFA1DQ | Singlezone Non-Ducted, Wall Placement | 32000 | 22400 | 2.63 | 26800 | 2.1
GUARDIAN | UMULTI | 215747720 | HMSR-A-CB-O | UMC48CN23STG1 |  | Multizone Mix of Ducted and Non-Ducted | 46500 | 27800 | 2.54 | 37100 | 1.95
GUARDIAN | UMULTI | 215747723 | HMSR-A-CB-O | UMC36CN23STG1 |  | Multizone Mix of Ducted and Non-Ducted | 36000 | 21800 | 2.74 | 36065 | 1.91
GUARDIAN | UMULTI | 215747715 | HMSR-A-CB-O | UMC18CN23STG1 |  | Multizone Mix of Ducted and Non-Ducted | 18000 | 11700 | 2.96 | 18450 | 2.06
GUARDIAN | UMULTI | 215747714 | HMSV-A-CB | UMC18CN23STG1 |  | Multizone All Ducted | 18000 | 11900 | 2.98 | 18800 | 2.16
GUARDIAN | UMULTI | 215747719 | HMSR-A-CB-O | UMC48CN23STG1 |  | Multizone All Non-Ducted | 48000 | 28200 | 2.59 | 37830 | 2
GUARDIAN | UMULTI | 215747722 | HMSR-A-CB-O | UMC36CN23STG1 |  | Multizone All Non-Ducted | 36000 | 22600 | 2.92 | 36510 | 1.94
GUARDIAN | UMULTI | 215225062 | HMSR-A-CB-O | UMC18CN23STG1 |  | Multizone All Non-Ducted | 18000 | 11500 | 2.93 | 18100 | 1.96
GUARDIAN | UPAC GUARDIAN | 215441405 | HRCU-A-CB | UPC48CN23STG1 | UNI48DT23STG1 | Singlezone Ducted, Compact Ducted | 44000 | 28600 | 2.6 | 44000 | 2
HITACHI | airCore 700 | 214911493 | HRCU-A-CB | PAS-48BUFASDQ1 | JPE48C3XG2HS1A | Singlezone Ducted, Centrally Ducted | 48000 | 40000 | 2.6 | 36400 | 2
HITACHI | airCore 700 | 214991606 | HRCU-A-CB | PAS-36BUFASDQ1 | JPE36B3XD2HS1A | Singlezone Ducted, Centrally Ducted | 38000 | 28000 | 2.7 | 32400 | 2
HITACHI | airCore 700 | 214991605 | HRCU-A-CB | PAS-30BUFASDQ1 | JPE30B3XD2HS1A | Singlezone Ducted, Centrally Ducted | 32000 | 28000 | 2.7 | 32400 | 2
HITACHI | airCore 700 | 214911491 | HRCU-A-CB | PAS-18BUFASDQ1 | JPE18B3XB2HS1A | Singlezone Ducted, Centrally Ducted | 19000 | 17000 | 2.55 | 14800 | 2.2
FUJITSU | AirStage H-Series | 215434557 | HRCU-A-CB | AOUH18KUAS1 | ARUH18KUAS | Singlezone Ducted, Compact Ducted | 21600 | 14400 | 2.91 | 17100 | 2.16
FUJITSU | AirStage H-Series | 215647924 | HRCU-A-CB-O | AOUH24KZAH1 | ASUH24KZAS | Singlezone Non-Ducted, Wall Placement | 25200 | 15900 | 3.11 | 25800 | 2.06
FUJITSU | AirStage H-Series | 215647921 | HRCU-A-CB-O | AOUH18KZAH1 | ASUH18KZAS | Singlezone Non-Ducted, Wall Placement | 21600 | 13600 | 3.32 | 25400 | 2.02
FUJITSU | AirStage H-Series | 216018257 | HRCU-A-CB-O | AOUH15KTAP1 | ASUH15KTAS | Singlezone Non-Ducted, Wall Placement | 17400 | 10800 | 3.44 | 23500 | 2
FUJITSU | AirStage H-Series | 216018256 | HRCU-A-CB-O | AOUH12KTAP1 | ASUH12KTAS | Singlezone Non-Ducted, Wall Placement | 15300 | 9600 | 3.47 | 20500 | 2.18
FUJITSU | AirStage H-Series | 216018255 | HRCU-A-CB-O | AOUH09KTAP1 | ASUH09KTAS | Singlezone Non-Ducted, Wall Placement | 12000 | 7400 | 3.74 | 17000 | 2.48
FUJITSU | AirStage H-Series | 215212610 | HRCU-A-CB-O | AOUH12KPAS1 | ASUH12KPAS | Singlezone Non-Ducted, Wall Placement | 14000 | 8700 | 2.86 | 8500 | 2.29
FUJITSU | AirStage H-Series | 215434558 | HRCU-A-CB | AOUH24KUAS1 | ARUH24KUAS | Singlezone Ducted, Compact Ducted | 27000 | 17800 | 2.91 | 23600 | 2.03
FUJITSU | AirStage H-Series | 214390708 | HRCU-A-CB-O | AOUH12KMAS1 | ASUH12KMAS | Singlezone Non-Ducted, Wall Placement | 14000 | 8700 | 3.11 | 10600 | 2.39
FUJITSU | AirStage H-Series | 214390707 | HRCU-A-CB-O | AOUH09KMAS1 | ASUH09KMAS | Singlezone Non-Ducted, Wall Placement | 12000 | 7400 | 3.24 | 10300 | 2.32
FUJITSU | AirStage H-Series | 215434546 | HRCU-A-CB-O | AOUH12KUAS1 | ACUH12KUAS | Singlezone Non-Ducted, Ceiling Placement | 16000 | 10700 | 2.99 | 15500 | 2.02
FUJITSU | AirStage H-Series | 215434550 | HRCU-A-CB-O | AOUH30KUAS1 | ABUH30KUAS | Singlezone Non-Ducted, Ceiling Placement | 32000 | 21200 | 3.08 | 28000 | 2.08
FUJITSU | AirStage H-Series | 215434552 | HRCU-A-CB-O | AOUH18KUAS1 | AUUH18KUAS | Singlezone Non-Ducted, Ceiling Placement | 21600 | 14400 | 3.01 | 17100 | 2.28
FUJITSU | AirStage H-Series | 215434547 | HRCU-A-CB-O | AOUH18KUAS1 | ACUH18KUAS | Singlezone Non-Ducted, Ceiling Placement | 21600 | 14400 | 2.95 | 17100 | 2.2
FUJITSU | AirStage H-Series | 215212609 | HRCU-A-CB-O | AOUH09KPAS1 | ASUH09KPAS | Singlezone Non-Ducted, Wall Placement | 10000 | 6400 | 3.07 | 7100 | 2.29
FUJITSU | AirStage H-Series | 215434545 | HRCU-A-CB-O | AOUH09KUAS1 | ACUH09KUAS | Singlezone Non-Ducted, Ceiling Placement | 12000 | 7900 | 3.01 | 10100 | 2.23
FUJITSU | AirStage H-Series | 215434554 | HRCU-A-CB-O | AOUH30KUAS1 | AUUH30KUAS | Singlezone Non-Ducted, Ceiling Placement | 32000 | 21200 | 3.17 | 28000 | 2.12
FUJITSU | AirStage H-Series | 215434553 | HRCU-A-CB-O | AOUH24KUAS1 | AUUH24KUAS | Singlezone Non-Ducted, Ceiling Placement | 27000 | 17800 | 3.22 | 23600 | 2.12
FUJITSU | AirStage H-Series | 215434548 | HRCU-A-CB-O | AOUH18KUAS1 | ABUH18KUAS | Singlezone Non-Ducted, Ceiling Placement | 21600 | 14400 | 2.91 | 17100 | 2.26
FUJITSU | AirStage H-Series | 215441047 | HRCU-A-CB-O | AOUH24KPAS1 | ASUH24KPAS | Singlezone Non-Ducted, Wall Placement | 24000 | 14800 | 3.03 | 20000 | 2.13
FUJITSU | AirStage H-Series | 215441046 | HRCU-A-CB-O | AOUH18KPAS1 | ASUH18KPAS | Singlezone Non-Ducted, Wall Placement | 18000 | 11300 | 2.63 | 18500 | 2.21
FUJITSU | AirStage H-Series | 215390440 | HRCU-A-CB-O | AOUH30KPAS1 | ASUH30KPAS | Singlezone Non-Ducted, Wall Placement | 30000 | 19600 | 3.04 | 25800 | 2.2
FUJITSU | AirStage H-Series | 215434549 | HRCU-A-CB-O | AOUH24KUAS1 | ABUH24KUAS | Singlezone Non-Ducted, Ceiling Placement | 27000 | 17800 | 3.26 | 23600 | 2.08
FUJITSU | AirStage H-Series | 215434556 | HRCU-A-CB | AOUH12KUAS1 | ARUH12KUAS | Singlezone Ducted, Compact Ducted | 16000 | 10700 | 2.93 | 15500 | 2.02
FUJITSU | AirStage H-Series | 215735283 | HMSV-A-CB | AOUH36KWAH4 |  | Multizone All Ducted | 36400 | 23400 | 2.86 | 36400 | 1.9
FUJITSU | AirStage H-Series | 215735282 | HMSR-A-CB-O | AOUH36KWAH4 |  | Multizone All Non-Ducted | 36400 | 24400 | 3.33 | 36400 | 1.9
FUJITSU | AirStage H-Series | 215447694 | HMSV-A-CB | AOUH24KWAH3 |  | Multizone All Ducted | 25000 | 16200 | 3.08 | 25200 | 2.08
FUJITSU | AirStage H-Series | 215447693 | HMSR-A-CB-O | AOUH24KWAH3 |  | Multizone All Non-Ducted | 25000 | 16200 | 3.34 | 25200 | 2.1
FUJITSU | AirStage H-Series | 215447692 | HMSV-A-CB | AOUH18KWAH2 |  | Multizone All Ducted | 22000 | 14800 | 2.89 | 22000 | 2
FUJITSU | AirStage H-Series | 215447691 | HMSR-A-CB-O | AOUH18KWAH2 |  | Multizone All Non-Ducted | 22000 | 14800 | 3.24 | 22000 | 2.18
FUJITSU | AirStage H-Series | 214888804 | HRCU-A-CB-O | AOUH15KZAH1 | ASUH15KZAS | Singlezone Non-Ducted, Wall Placement | 18000 | 11400 | 3.44 | 21000 | 2.1
FUJITSU | AirStage H-Series | 214888802 | HRCU-A-CB-O | AOUH12KZAH1 | ASUH12KZAS | Singlezone Non-Ducted, Wall Placement | 16000 | 10000 | 3.45 | 16600 | 2.16
FUJITSU | AirStage H-Series | 214888800 | HRCU-A-CB-O | AOUH09KZAH1 | ASUH09KZAS | Singlezone Non-Ducted, Wall Placement | 12000 | 7500 | 3.6 | 15400 | 2.26
FUJITSU | AirStage H-Series | 215735281 | HMSV-A-CB | AOUH45KWAS5 |  | Multizone All Ducted | 46000 | 30600 | 2.86 | 35600 | 2.14
FUJITSU | AirStage H-Series | 215735280 | HMSR-A-CB-O | AOUH45KWAS5 |  | Multizone All Non-Ducted | 48000 | 31000 | 2.96 | 36000 | 2.14
FUJITSU | AirStage H-Series | 215447690 | HMSV-A-CB | AOUH36KWAS4 |  | Multizone All Ducted | 36400 | 24400 | 2.64 | 23000 | 2.08
FUJITSU | AirStage H-Series | 215447689 | HMSR-A-CB-O | AOUH36KWAS4 |  | Multizone All Non-Ducted | 36400 | 23600 | 3.1 | 24000 | 2.2
FUJITSU | AirStage H-Series | 215447688 | HMSV-A-CB | AOUH24KWAS3 |  | Multizone All Ducted | 24000 | 15600 | 2.97 | 19200 | 2.04
FUJITSU | AirStage H-Series | 215447687 | HMSR-A-CB-O | AOUH24KWAS3 |  | Multizone All Non-Ducted | 24000 | 15600 | 3.34 | 19200 | 2.04
FUJITSU | AirStage H-Series | 215447686 | HMSV-A-CB | AOUH18KWAS2 |  | Multizone All Ducted | 22000 | 15100 | 2.78 | 17000 | 2.27
FUJITSU | AirStage H-Series | 215447685 | HMSR-A-CB-O | AOUH18KWAS2 |  | Multizone All Non-Ducted | 22000 | 14300 | 3.1 | 17000 | 2.27
LG | Multi V S | 214914956 | HMSV-A-CB | ZRUN024GSS0 |  | Multizone All Ducted | 27000 | 18000 | 2.61 | 27000 | 2
LG | Multi V S | 214914954 | HMSR-A-CB-O | ZRUN024GSS0 |  | Multizone All Non-Ducted | 27000 | 17000 | 2.61 | 27000 | 2.16
LG | Multi V S | 215223214 | HMSV-A-CB | ZRUN024GSS0 |  | Multizone Mix of Ducted and Non-Ducted | 27000 | 17500 | 2.62 | 27000 | 2.18
LG | Multi V S | 214914945 | HMSV-A-CB | ZRUM060GSS0 |  | Multizone All Ducted | 67000 | 43000 | 2.7 | 54000 | 2
LG | Multi V S | 214914943 | HMSR-A-CB-O | ZRUM060GSS0 |  | Multizone All Non-Ducted | 67000 | 37000 | 2.6 | 54000 | 2.1
LG | Multi V S | 215223213 | HMSV-A-CB | ZRUM060GSS0 |  | Multizone Mix of Ducted and Non-Ducted | 67000 | 40000 | 2.65 | 54000 | 2
LG | Multi V S | 214914949 | HMSV-A-CB | ZRUM048GSS0 |  | Multizone All Ducted | 54000 | 36000 | 2.7 | 54000 | 2
LG | Multi V S | 214914947 | HMSR-A-CB-O | ZRUM048GSS0 |  | Multizone All Non-Ducted | 54000 | 33000 | 3.2 | 54000 | 2.1
LG | Multi V S | 215223215 | HMSV-A-CB | ZRUM048GSS0 |  | Multizone Mix of Ducted and Non-Ducted | 54000 | 34400 | 2.91 | 54000 | 2.05
LG | Multi V S | 214914952 | HMSV-A-CB | ZRUM036GSS0 |  | Multizone All Ducted | 42000 | 27000 | 2.6 | 42000 | 2.2
LG | Multi V S | 214914950 | HMSR-A-CB-O | ZRUM036GSS0 |  | Multizone All Non-Ducted | 42000 | 26000 | 3.5 | 42000 | 2.3
LG | Multi V S | 215223216 | HMSV-A-CB | ZRUM036GSS0 |  | Multizone Mix of Ducted and Non-Ducted | 42000 | 26400 | 2.96 | 42000 | 2.25
LG | Multi F Max | 215402343 | HMSR-A-CB-O | KUMXB601A |  | Multizone All Non-Ducted | 64000 | 42000 | 2.55 | 46000 | 2.01
LG | Multi F Max | 215402344 | HMSV-A-CB | KUMXB601A |  | Multizone All Ducted | 64000 | 40000 | 2.62 | 45000 | 1.97
LG | Multi F Max | 215408633 | HMSV-A-CB | KUMXB601A |  | Multizone Mix of Ducted and Non-Ducted | 64000 | 41000 | 2.58 | 45500 | 1.99
LG | Multi F | 215402337 | HMSR-A-CB-O | KUMXB361A |  | Multizone All Non-Ducted | 36000 | 21000 | 2.78 | 19400 | 2.24
LG | Multi F | 215402338 | HMSV-A-CB | KUMXB361A |  | Multizone All Ducted | 34000 | 20000 | 2.55 | 19200 | 2.13
LG | Multi F | 215408630 | HMSV-A-CB | KUMXB361A |  | Multizone Mix of Ducted and Non-Ducted | 35000 | 20400 | 2.66 | 19200 | 2.18
LG | Multi F | 215402335 | HMSR-A-CB-O | KUMXB301A |  | Multizone All Non-Ducted | 32000 | 20000 | 2.68 | 18400 | 2.14
LG | Multi F | 215402336 | HMSV-A-CB | KUMXB301A |  | Multizone All Ducted | 30000 | 18000 | 2.62 | 18200 | 2.09
LG | Multi F | 215408629 | HMSV-A-CB | KUMXB301A |  | Multizone Mix of Ducted and Non-Ducted | 31000 | 19000 | 2.65 | 18400 | 2.11
LG | Multi F | 214848483 | HMSR-A-CB-O | KUMXB241A |  | Multizone All Non-Ducted | 24600 | 15300 | 2.93 | 17300 | 2.3
LG | Multi F | 214848484 | HMSV-A-CB | KUMXB241A |  | Multizone All Ducted | 23000 | 15000 | 2.84 | 16800 | 2.1
LG | Multi F | 214848486 | HMSV-A-CB | KUMXB241A |  | Multizone Mix of Ducted and Non-Ducted | 23800 | 15100 | 2.87 | 17000 | 2.2
LG | Multi F | 214848481 | HMSR-A-CB-O | KUMXB181A |  | Multizone All Non-Ducted | 22000 | 14800 | 2.83 | 15800 | 2.21
LG | Multi F | 214848482 | HMSV-A-CB | KUMXB181A |  | Multizone All Ducted | 20000 | 13800 | 2.7 | 15600 | 2
LG | Multi F | 214848485 | HMSV-A-CB | KUMXB181A |  | Multizone Mix of Ducted and Non-Ducted | 21000 | 14300 | 2.76 | 15700 | 2.1
LG |  | 215828273 | HRCU-A-CB-O | KUSAL241A | KNSAL241A | Singlezone Non-Ducted, Wall Placement | 24000 | 15800 | 2.82 | 21600 | 1.9
LG |  | 215828275 | HRCU-A-CB-O | KUSAL181A | KNSAL181A | Singlezone Non-Ducted, Wall Placement | 21600 | 13100 | 2.91 | 21600 | 1.9
LG |  | 215828274 | HRCU-A-CB-O | KUSAL151A | KNSAL151A | Singlezone Non-Ducted, Wall Placement | 18000 | 10900 | 2.9 | 18000 | 1.9
LG |  | 215413008 | HRCU-A-CB-O | KUSAB121A | KNUAK121A | Singlezone Non-Ducted, Wall Placement | 13600 | 8500 | 2.86 | 10000 | 1.99
LG |  | 215413007 | HRCU-A-CB-O | KUSAB121A | KNUAB121A | Singlezone Non-Ducted, Wall Placement | 13600 | 8500 | 2.86 | 10000 | 1.99
LG |  | 215413006 | HRCU-A-CB-O | KUSAB091A | KNUAK091A | Singlezone Non-Ducted, Wall Placement | 10900 | 6900 | 3.11 | 9500 | 2
LG |  | 215413005 | HRCU-A-CB-O | KUSAB091A | KNUAB091A | Singlezone Non-Ducted, Wall Placement | 10900 | 6900 | 3.11 | 9500 | 2
LG | Single Split Console | 214825951 | HRCU-A-CB-O | KUSXB121A | KNUQB121A | Singlezone Non-Ducted, Floor Placement | 13000 | 8800 | 2.96 | 11400 | 2.24
LG | Single Split Console | 214826532 | HRCU-A-CB-O | KUSXB091A | KNUQB091A | Singlezone Non-Ducted, Floor Placement | 10100 | 6700 | 3.12 | 10100 | 2.16
LG | Single HSD | 214837926 | HRCU-A-CB | KUSXB361A | KNUJB361A | Singlezone Ducted, Compact Ducted | 40000 | 26400 | 2.7 | 34600 | 1.9
LG | Single HSD LGRED | 214837929 | HRCU-A-CB | KUSXA361A | KNUJB361A | Singlezone Ducted, Compact Ducted | 40000 | 26400 | 2.7 | 36000 | 1.9
LG | Single HSD | 214796354 | HRCU-A-CB | KUSXB301A | KNUJB301A | Singlezone Ducted, Compact Ducted | 34000 | 23000 | 2.8 | 30400 | 2.02
LG | Single HSD | 214796353 | HRCU-A-CB | KUSXB241A | KNUJB241A | Singlezone Ducted, Compact Ducted | 27000 | 17500 | 2.76 | 24000 | 2.12
LG | Single HSD LGRED | 214796350 | HRCU-A-CB | KUSXA181A | KNUJB181A | Singlezone Ducted, Compact Ducted | 20000 | 13000 | 2.72 | 20000 | 1.94
LG | Single HSD | 214826534 | HRCU-A-CB | KUSXB121A | KNUJB121A | Singlezone Ducted, Compact Ducted | 15000 | 10200 | 2.9 | 11000 | 2.3
LG | Single HSD | 214826531 | HRCU-A-CB | KUSXB091A | KNUJB091A | Singlezone Ducted, Compact Ducted | 13500 | 9400 | 2.96 | 10500 | 2.3
LG | Sinlge Split Cassette | 214826533 | HRCU-A-CB-O | KUSXB121A | KNUDB121A | Singlezone Non-Ducted, Ceiling Placement | 14000 | 8700 | 2.71 | 10700 | 2.16
LG | Sinlge Split Cassette | 214826530 | HRCU-A-CB-O | KUSXB091A | KNUDB091A | Singlezone Non-Ducted, Ceiling Placement | 11000 | 6400 | 2.84 | 10400 | 2.1
LG | Sinlge Split V.AHU LGRED | 215735574 | HRCU-A-CB | KUSXA482A | KNSLB481A | Singlezone Ducted, Centrally Ducted | 50000 | 30400 | 2.7 | 46000 | 2
LG | Sinlge Split V.AHU LGRED | 215735573 | HRCU-A-CB | KUSXA422A | KNSLB421A | Singlezone Ducted, Centrally Ducted | 46000 | 29800 | 2.79 | 46000 | 2
LG | Sinlge Split V.AHU LGRED | 215588566 | HRCU-A-CB | KUSXA121A | KNSLB121A | Singlezone Ducted, Centrally Ducted | 15000 | 8600 | 2.6 | 15000 | 1.95
LG | Sinlge Split V.AHU LGRED | 215588576 | HRCU-A-CB | KUSXA361A | KNSLA361A | Singlezone Ducted, Centrally Ducted | 40000 | 25400 | 2.8 | 33000 | 2
LG | Sinlge Split V.AHU LGRED | 215588575 | HRCU-A-CB | KUSXA301A | KNSLA301A | Singlezone Ducted, Centrally Ducted | 34000 | 21600 | 2.85 | 33000 | 2
LG | Sinlge Split V.AHU LGRED | 215588568 | HRCU-A-CB | KUSXA241A | KNSLA241A | Singlezone Ducted, Centrally Ducted | 27000 | 17700 | 2.8 | 25000 | 2
LG | Sinlge Split V.AHU LGRED | 215588567 | HRCU-A-CB | KUSXA181A | KNSLA181A | Singlezone Ducted, Centrally Ducted | 20000 | 13000 | 2.8 | 25000 | 2
LG | Single HSD LGRED | 214837931 | HRCU-A-CB | KUSXA481A | KNSJB481A | Singlezone Ducted, Compact Ducted | 52000 | 33400 | 2.74 | 44000 | 2.08
LG | Single HSD LGRED | 214837932 | HRCU-A-CB | KUSXA421A | KNSJB421A | Singlezone Ducted, Compact Ducted | 48000 | 30800 | 2.77 | 42500 | 2.08
LG | Single Split Cassette | 214836842 | HRCU-A-CB-O | KUSXB481A | KNSCB481A | Singlezone Non-Ducted, Ceiling Placement | 51000 | 32200 | 3.06 | 40000 | 1.96
LG | Single Split Cassette LGRED | 214837933 | HRCU-A-CB-O | KUSXA481A | KNSCB481A | Singlezone Non-Ducted, Ceiling Placement | 52000 | 31800 | 3.06 | 44500 | 2.2
LG | Single Split Cassette | 214837927 | HRCU-A-CB-O | KUSXB421A | KNSCB421A | Singlezone Non-Ducted, Ceiling Placement | 48000 | 30000 | 3.1 | 40000 | 1.96
LG | Single Split Cassette LGRED | 214837930 | HRCU-A-CB-O | KUSXA421A | KNSCB421A | Singlezone Non-Ducted, Ceiling Placement | 48000 | 28600 | 3.16 | 43500 | 2.2
LG | Single Split Cassette | 214837925 | HRCU-A-CB-O | KUSXB361A | KNSCB361A | Singlezone Non-Ducted, Ceiling Placement | 40000 | 24800 | 3 | 35000 | 2.1
LG | Single Split Cassette LGRED | 214825957 | HRCU-A-CB-O | KUSXA361A | KNSCB361A | Singlezone Non-Ducted, Ceiling Placement | 40000 | 24800 | 3 | 36000 | 2.16
LG | Single Split Cassette | 214825956 | HRCU-A-CB-O | KUSXB301A | KNSCB301A | Singlezone Non-Ducted, Ceiling Placement | 33000 | 21000 | 3.08 | 32000 | 2.16
LG | Single Split Cassette LGRED | 214826535 | HRCU-A-CB-O | KUSXA301A | KNSCB301A | Singlezone Non-Ducted, Ceiling Placement | 34000 | 20400 | 3 | 34000 | 2.1
LG | Single Split Cassette | 214825955 | HRCU-A-CB-O | KUSXB241A | KNSCB241A | Singlezone Non-Ducted, Floor Placement | 27000 | 17000 | 2.9 | 23000 | 2.1
LG | Single Split Cassette LGRED | 214825954 | HRCU-A-CB-O | KUSXA241A | KNSCB241A | Singlezone Non-Ducted, Ceiling Placement | 27000 | 17000 | 2.97 | 28000 | 1.9
CAPELLA | CPPB Series | 216027622 | HRCU-A-CB-O | CPPB-H18A-O | CPPB-H18A-I | Singlezone Non-Ducted, Wall Placement | 18000 | 15000 | 2.56 | 18000 | 1.92
CAPELLA | CPPB Series | 216027623 | HRCU-A-CB-O | CPPB-H24A-O | CPPB-H24A-I | Singlezone Non-Ducted, Wall Placement | 29000 | 21000 | 2.88 | 24200 | 2.34
CAPELLA | SICB Series | 216027626 | HRCU-A-CB-O | CPPB-H18A-O | SICB1-H18A-I | Singlezone Non-Ducted, Ceiling Placement | 19000 | 14900 | 2.7 | 17000 | 1.9
CAPELLA | SICB Series | 216027625 | HRCU-A-CB-O | CPPB-H12A-O | SICB1-H12A-I | Singlezone Non-Ducted, Ceiling Placement | 12000 | 10000 | 2.74 | 11500 | 1.99
CAPELLA | SICB Series | 216027627 | HRCU-A-CB-O | CPPB-H24A-O | SICB1-H24A-I | Singlezone Non-Ducted, Wall Placement | 25000 | 20400 | 2.78 | 23800 | 2.23
CAPELLA | SFCB Series | 216027629 | HRCU-A-CB | CPPB-H12A-O | SFCB1-H12A-I | Singlezone Ducted, Compact Ducted | 12000 | 10200 | 2.6 | 12000 | 1.95
CAPELLA | SFCB Series | 216027630 | HRCU-A-CB | CPPB-H18A-O | SFCB1-H18A-I | Singlezone Ducted, Compact Ducted | 19500 | 15000 | 2.89 | 18000 | 2.1
CAPELLA | SFCB Series | 216027631 | HRCU-A-CB | CPPB-H24A-O | SFCB1-H24A-I | Singlezone Ducted, Compact Ducted | 26000 | 21600 | 2.71 | 24000 | 2.18
CAPELLA | CPM Series | 216027632 | HMSR-A-CB-O | CPM2B1-H18A-O |  | Multizone All Non-Ducted | 20000 | 17600 | 2.7 | 19000 | 2
1HVAC | ES Series | 216032321 | HMSV-A-CB | ES-48Z-M6C |  | Multizone Mix of Ducted and Non-Ducted | 47500 | 37400 | 2.5 | 37000 | 2.05
ACIQ | ACIQ Series | 216032330 | HRCU-A-CB-O | ACIQ-24Z-HP230C | ACIQ-24W-HP230C | Singlezone Non-Ducted, Wall Placement | 24000 | 16900 | 2.53 | 17000 | 2.14
ACIQ | ACIQ Series | 216032333 | HRCU-A-CB-O | ACIQ-06ZPL-HP230C | ACIQ-06W-HH-MD | Singlezone Non-Ducted, Wall Placement | 7000 | 7900 | 2.79 | 7700 | 2.4
ACIQ | ACIQ Series | 216032336 | HRCU-A-CB-O | ACIQ-18ZPL-HP230C | ACIQ-18W-HH-MD | Singlezone Non-Ducted, Wall Placement | 18000 | 15000 | 2.56 | 18000 | 1.92
ACIQ | ACIQ Series | 216032337 | HRCU-A-CB-O | ACIQ-24ZPL-HP230C | ACIQ-24W-HH-MD | Singlezone Non-Ducted, Wall Placement | 29000 | 21000 | 2.88 | 24200 | 2.34
ACIQ | ACIQ Series | 216032339 | HRCU-A-CB-O | ACIQ-12ZPL-HP230C | ACIQ-12CC-HH-MC | Singlezone Non-Ducted, Ceiling Placement | 12000 | 10000 | 2.74 | 11500 | 1.99
ACIQ | ACIQ Series | 216032340 | HRCU-A-CB-O | ACIQ-18ZPL-HP230C | ACIQ-18CC-HH-MC | Singlezone Non-Ducted, Ceiling Placement | 19000 | 14900 | 2.7 | 17000 | 1.9
ACIQ | ACIQ Series | 216032341 | HRCU-A-CB-O | ACIQ-24ZPL-HP230C | ACIQ-24CC-HH-MC | Singlezone Non-Ducted, Wall Placement | 25000 | 20400 | 2.78 | 23800 | 2.23
ACIQ | ACIQ Series | 216032342 | HRCU-A-CB-O | ACIQ-36ZPL-HP230C | ACIQ-36CC-HH-MC | Singlezone Non-Ducted, Wall Placement | 37000 | 30600 | 2.56 | 37000 | 1.95
ACIQ | ACIQ Series | 216032343 | HRCU-A-CB | ACIQ-48ZPL-HP230C | ACIQ-48CC-HH-MC | Singlezone Ducted, Compact Ducted | 52000 | 45000 | 2.61 | 47500 | 2
ACIQ | ACIQ Series | 216032345 | HRCU-A-CB | ACIQ-12ZPL-HP230C | ACIQ-12CD-HH-MC | Singlezone Ducted, Compact Ducted | 12000 | 10200 | 2.6 | 12000 | 1.95
ACIQ | ACIQ Series | 216032346 | HRCU-A-CB | ACIQ-18ZPL-HP230C | ACIQ-18CD-HH-MC | Singlezone Ducted, Compact Ducted | 19500 | 15000 | 2.89 | 18000 | 2.1
ACIQ | ACIQ Series | 216032347 | HRCU-A-CB | ACIQ-24ZPL-HP230C | ACIQ-24CD-HH-MC | Singlezone Ducted, Compact Ducted | 26000 | 21600 | 2.71 | 24000 | 2.18
ACIQ | ACIQ Series | 216032348 | HRCU-A-CB | ACIQ-36ZPL-HP230C | ACIQ-36CD-HH-MC | Singlezone Ducted, Compact Ducted | 42000 | 31600 | 2.73 | 37600 | 2.1
ACIQ | ACIQ Series | 216032349 | HRCU-A-CB | ACIQ-48ZPL-HP230C | ACIQ-48CD-HH-MC | Singlezone Ducted, Compact Ducted | 52000 | 45000 | 2.61 | 47500 | 2
ACIQ | ACIQ Series | 216032350 | HRCU-A-CB | ACIQ-60ZPL-HP230C | ACIQ-60CD-HH-MC | Singlezone Ducted, Compact Ducted | 60000 | 45000 | 2.72 | 53500 | 2.1
ACIQ | ACIQ Series | 216032354 | HRCU-A-CB-O | ACIQ-24ZPL-HP230C | ACIQ-24FM-HH-MD | Singlezone Non-Ducted, Floor Placement | 26000 | 20200 | 2.74 | 24200 | 2.16
ACIQ | ACIQ Series | 216032355 | HRCU-A-CB-O | ACIQ-36ZPL-HP230C | ACIQ-36FM-HH-MD | Singlezone Non-Ducted, Floor Placement | 38000 | 30200 | 2.58 | 39500 | 2.02
ACIQ | ACIQ Series | 216032358 | HRCU-A-CB-O | ACIQ-06ZPL-HP230C | SCC-0609-HH-MB | Singlezone Non-Ducted, Ceiling Placement | 7400 | 7000 | 2.66 | 8100 | 2.4
ACIQ | ACIQ Series | 216032361 | HMSR-A-CB-O | ACIQ-18Z-HH-M3C |  | Multizone All Non-Ducted | 20000 | 17600 | 2.7 | 19000 | 2
ACIQ | ACIQ Series | 216032362 | HMSV-A-CB | ACIQ-18Z-HH-M3C |  | Multizone All Ducted | 20000 | 17000 | 2.59 | 18000 | 2
ACIQ | ACIQ Series | 216032363 | HMSV-A-CB | ACIQ-18Z-HH-M3C |  | Multizone Mix of Ducted and Non-Ducted | 20000 | 17300 | 2.65 | 18500 | 2
ACIQ | ACIQ Series | 216032364 | HMSR-A-CB-O | ACIQ-27Z-HH-M4C |  | Multizone All Non-Ducted | 27000 | 25000 | 2.6 | 27000 | 2
ACIQ | ACIQ Series | 216032366 | HMSV-A-CB | ACIQ-27Z-HH-M4C |  | Multizone Mix of Ducted and Non-Ducted | 27400 | 24000 | 2.5 | 27000 | 2
ACIQ | ACIQ Series | 216032370 | HMSR-A-CB-O | ACIQ-48Z-HH-M6C |  | Multizone All Non-Ducted | 49000 | 44000 | 2.6 | 47000 | 2
ACIQ | ACIQ Series | 216032371 | HMSV-A-CB | ACIQ-48Z-HH-M6C |  | Multizone All Ducted | 48000 | 44500 | 2.6 | 48000 | 2
ACIQ | ACIQ Series | 216032372 | HMSV-A-CB | ACIQ-48Z-HH-M6C |  | Multizone Mix of Ducted and Non-Ducted | 48500 | 44000 | 2.6 | 47500 | 2
ACIQ | ACIQ Series | 216032373 | HMSR-A-CB-O | ACIQ-55Z-HH-M6C |  | Multizone All Non-Ducted | 55000 | 44000 | 2.6 | 47000 | 2
ACIQ | ACIQ Series | 216032374 | HMSV-A-CB | ACIQ-55Z-HH-M6C |  | Multizone All Ducted | 55000 | 45000 | 2.7 | 48000 | 2.1
ACIQ | ACIQ Series | 216032375 | HMSV-A-CB | ACIQ-55Z-HH-M6C |  | Multizone Mix of Ducted and Non-Ducted | 55000 | 44500 | 2.65 | 47500 | 2.05
ACIQ | ES Series | 216032376 | HMSR-A-CB-O | ES-18Z-M3C |  | Multizone All Non-Ducted | 19000 | 13600 | 2.81 | 13500 | 2.3
ACIQ | ES Series | 216032378 | HMSV-A-CB | ES-18Z-M3C |  | Multizone Mix of Ducted and Non-Ducted | 19000 | 14100 | 2.55 | 14000 | 2.31
ACIQ | ES Series | 216032379 | HMSR-A-CB-O | ES-27Z-M4C |  | Multizone All Non-Ducted | 27000 | 18400 | 2.61 | 19000 | 2
ACIQ | ES Series | 216032380 | HMSV-A-CB | ES-27Z-M4C |  | Multizone All Ducted | 26600 | 18400 | 2.5 | 18800 | 2
ACIQ | ES Series | 216032381 | HMSV-A-CB | ES-27Z-M4C |  | Multizone Mix of Ducted and Non-Ducted | 26800 | 18400 | 2.56 | 18900 | 2
ACIQ | ES Series | 216032385 | HMSR-A-CB-O | ES-48Z-M6C |  | Multizone All Non-Ducted | 48000 | 38000 | 2.5 | 36000 | 2
ACIQ | ES Series | 216032386 | HMSV-A-CB | ES-48Z-M6C |  | Multizone All Ducted | 47000 | 37000 | 2.5 | 38000 | 2.1
ACIQ | ES Series | 216032387 | HMSV-A-CB | ES-48Z-M6C |  | Multizone Mix of Ducted and Non-Ducted | 47500 | 37400 | 2.5 | 37000 | 2.05
MRCOOL | DIY Series | 216032543 | HRCU-A-CB-O | DIY-09-HP-C-115D25-O | DIY-09-HP-WMAH-115D25-O | Singlezone Non-Ducted, Wall Placement | 10000 | 7500 | 2.53 | 7300 | 2.16
MRCOOL | DIY Series | 216032545 | HRCU-A-CB-O | DIY-18-HP-C-230D25-O | DIY-18-HP-WMAH-230D25-O | Singlezone Non-Ducted, Wall Placement | 18000 | 15200 | 2.75 | 18000 | 2.44
MRCOOL | DIY Series | 216032550 | HRCU-A-CB-O | DIYHH-12-HP-C-230D25-O | DIYCASSETTE12HP-230D25-O | Singlezone Non-Ducted, Wall Placement | 12500 | 9100 | 2.59 | 11500 | 2.11
MRCOOL | DIY Series | 216032551 | HRCU-A-CB-O | DIYHH-18-HP-C-230D25-O | DIY-18-HP-WMAH-230D25-O | Singlezone Non-Ducted, Wall Placement | 18000 | 15200 | 2.72 | 18000 | 1.99
MRCOOL | DIY Series | 216032552 | HRCU-A-CB-O | DIYHH-18-HP-C-230D25-O | DIYCASSETTE18HP-230D25-O | Singlezone Non-Ducted, Wall Placement | 20000 | 14800 | 2.69 | 17500 | 1.9
MRCOOL | O-HH Series | 216032561 | HRCU-A-CB-O | O-HH-12-HP-C-230C-O | CASSETTE12HP-230C-O | Singlezone Non-Ducted, Ceiling Placement | 12000 | 10000 | 2.74 | 11500 | 1.99
MRCOOL | O-HH Series | 216032563 | HRCU-A-CB-O | O-HH-18-HP-C-230C-O | O-18-HP-WMAH-230C-O | Singlezone Non-Ducted, Wall Placement | 18000 | 15000 | 2.56 | 18000 | 1.92
MRCOOL | O-HH Series | 216032564 | HRCU-A-CB-O | O-HH-18-HP-C-230C-O | CASSETTE18HP-230C-O | Singlezone Non-Ducted, Ceiling Placement | 19000 | 14900 | 2.7 | 17000 | 1.9
MRCOOL | O-HH Series | 216032565 | HRCU-A-CB | O-HH-18-HP-C-230C-O | DUCT-18HP-230B-O | Singlezone Ducted, Compact Ducted | 19000 | 15000 | 2.7 | 18000 | 2
MRCOOL | O-HH Series | 216032566 | HRCU-A-CB-O | O-HH-24-HP-C-230C-O | O-24-HP-WMAH-230C-O | Singlezone Non-Ducted, Wall Placement | 29000 | 21000 | 2.88 | 24200 | 2.34
MRCOOL | O-HH Series | 216032567 | HRCU-A-CB-O | O-HH-24-HP-C-230C-O | CASSETTE24HP-230C-O | Singlezone Non-Ducted, Wall Placement | 25000 | 20400 | 2.78 | 23800 | 2.23
MRCOOL | O-HH Series | 216032568 | HRCU-A-CB | O-HH-24-HP-C-230C-O | DUCT-24HP-230B-O | Singlezone Ducted, Compact Ducted | 26000 | 21600 | 2.71 | 24000 | 2.18
MRCOOL | O-ES Series | 216032569 | HRCU-A-CB-O | O-ES-09-HP-C-230C-O | O-09-HP-WMAH-230C-O | Singlezone Non-Ducted, Wall Placement | 10000 | 8100 | 2.83 | 8000 | 2.37
MRCOOL | O-ES Series | 216032570 | HRCU-A-CB-O | O-ES-09-HP-C-230C-O | CASSETTE09HP-230C-O | Singlezone Non-Ducted, Ceiling Placement | 10000 | 8500 | 2.8 | 8300 | 2.17
MRCOOL | O-ES Series | 216032571 | HRCU-A-CB | O-ES-09-HP-C-230C-O | DUCT-09HP-230B-O | Singlezone Ducted, Compact Ducted | 10000 | 8900 | 2.61 | 8600 | 2.25
MRCOOL | O-ES Series | 216032572 | HRCU-A-CB-O | O-ES-12-HP-C-230C-O | O-12-HP-WMAH-230C-O | Singlezone Non-Ducted, Wall Placement | 12000 | 9300 | 2.84 | 8400 | 2.3
MRCOOL | O-ES Series | 216032573 | HRCU-A-CB-O | O-ES-12-HP-C-230C-O | CASSETTE12HP-230C-O | Singlezone Non-Ducted, Ceiling Placement | 12000 | 8500 | 2.8 | 8400 | 2.39
MRCOOL | O-ES Series | 216032574 | HRCU-A-CB | O-ES-12-HP-C-230C-O | DUCT-12HP-230B-O | Singlezone Ducted, Compact Ducted | 12000 | 9500 | 2.58 | 8800 | 2.24
MRCOOL | O-ES Series | 216032575 | HRCU-A-CB-O | O-ES-18-HP-C-230C-O | O-18-HP-WMAH-230C-O | Singlezone Non-Ducted, Wall Placement | 18000 | 13600 | 2.73 | 12800 | 2.1
MRCOOL | O-ES Series | 216032576 | HRCU-A-CB-O | O-ES-18-HP-C-230C-O | CASSETTE18HP-230C-O | Singlezone Non-Ducted, Ceiling Placement | 18000 | 13900 | 2.66 | 12800 | 2.19
MRCOOL | O-ES Series | 216032577 | HRCU-A-CB | O-ES-18-HP-C-230C-O | DUCT-18HP-230B-O | Singlezone Ducted, Compact Ducted | 20000 | 14000 | 2.6 | 14000 | 2.19
MRCOOL | O-ES Series | 216032578 | HRCU-A-CB-O | O-ES-24-HP-C-230C-O | O-24-HP-WMAH-230C-O | Singlezone Non-Ducted, Wall Placement | 25000 | 18800 | 2.65 | 19600 | 2.54
MRCOOL | O-ES Series | 216032579 | HRCU-A-CB-O | O-ES-24-HP-C-230C-O | CASSETTE24HP-230C-O | Singlezone Non-Ducted, Wall Placement | 25000 | 20400 | 2.73 | 18500 | 2.3
MRCOOL | O-ES Series | 216032580 | HRCU-A-CB | O-ES-24-HP-C-230C-O | DUCT-24HP-230B-O | Singlezone Ducted, Compact Ducted | 25000 | 21200 | 2.6 | 19000 | 2.3
MRCOOL | A Series | 216032586 | HRCU-A-CB-O | A-24-HP-C-230D-O | A-24-HP-WMAH-230D-O | Singlezone Non-Ducted, Wall Placement | 24000 | 16900 | 2.53 | 17000 | 2.14
MRCOOL | DIY Series | 216032588 | HMSR-A-CB-O | DIY-MULTI3-18HP230D-O |  | Multizone All Non-Ducted | 18000 | 13400 | 2.71 | 13300 | 2.31
MRCOOL | DIY Series | 216032590 | HMSV-A-CB | DIY-MULTI4-27HP230D-O |  | Multizone All Ducted | 27000 | 19000 | 2.7 | 19200 | 2.1
MRCOOL | DIY Series | 216032591 | HMSV-A-CB | DIY-MULTI4-27HP230D-O |  | Multizone Mix of Ducted and Non-Ducted | 26500 | 17600 | 2.55 | 18700 | 2.05
MRCOOL | DIY Series | 216032595 | HMSR-A-CB-O | DIY-MULTI6-48HP230D-O |  | Multizone All Non-Ducted | 48000 | 35200 | 2.5 | 37000 | 2
MRCOOL | DIY Series | 216032596 | HMSV-A-CB | DIY-MULTI6-48HP230D-O |  | Multizone All Ducted | 47000 | 37800 | 2.6 | 37000 | 2
MRCOOL | DIY Series | 216032597 | HMSV-A-CB | DIY-MULTI6-48HP230D-O |  | Multizone Mix of Ducted and Non-Ducted | 47500 | 36500 | 2.55 | 37000 | 2
MRCOOL | DIY Series | 216032598 | HMSR-A-CB-O | DIY-MULTI6-55HP230D-O |  | Multizone All Non-Ducted | 55000 | 44000 | 2.6 | 46000 | 2
MRCOOL | DIY Series | 216032599 | HMSV-A-CB | DIY-MULTI6-55HP230D-O |  | Multizone All Ducted | 55000 | 42500 | 2.7 | 46000 | 2
MRCOOL | DIY Series | 216032600 | HMSV-A-CB | DIY-MULTI6-55HP230D-O |  | Multizone Mix of Ducted and Non-Ducted | 55000 | 43250 | 2.65 | 46000 | 2
ELIOS | ESH Series | 216046615 | HRCU-A-CB-O | ESHMA18C2AN1 | EWHMA18C2AS1 | Singlezone Non-Ducted, Wall Placement | 18000 | 14400 | 2.61 | 18000 | 2
ELIOS | ESH Series | 216046616 | HRCU-A-CB-O | ESHMA24C2AN1 | EWHMA24C2AS1 | Singlezone Non-Ducted, Wall Placement | 26000 | 21600 | 2.61 | 24000 | 2
ELIOS | ESH Series | 216046617 | HRCU-A-CB-O | ESHMA33C2AN1 | EWHMA33C2AS1 | Singlezone Non-Ducted, Wall Placement | 36000 | 29600 | 2.61 | 34600 | 1.91
ELIOS | ESH Series | 216046619 | HRCU-A-CB-O | ESHEA12C2AN1 | GKHRA12C2AS1 | Singlezone Non-Ducted, Ceiling Placement | 12000 | 8500 | 2.8 | 8400 | 2.39
ELIOS | ESH Series | 216046618 | HRCU-A-CB-O | ESHEA09C2AN1 | GKHRA09C2AS1 | Singlezone Non-Ducted, Ceiling Placement | 10000 | 8500 | 2.8 | 8300 | 2.17
ELIOS | ESH Series | 216046620 | HRCU-A-CB-O | ESHEA18C2AN1 | GKHRA18C2AS1 | Singlezone Non-Ducted, Ceiling Placement | 18000 | 13900 | 2.66 | 12800 | 2.19
ELIOS | ESH Series | 216046622 | HRCU-A-CB-O | ESHUA36R2AN1 | GQHLA36R2AS1 | Singlezone Non-Ducted, Wall Placement | 38000 | 26800 | 2.68 | 26600 | 2.2
ELIOS | ESH Series | 216046621 | HRCU-A-CB-O | ESHEA24C2AN1 | GQHRA24C2AS1 | Singlezone Non-Ducted, Wall Placement | 25000 | 20400 | 2.73 | 18500 | 2.3
ELIOS | ESH Series | 216046625 | HRCU-A-CB-O | ESHEA18C2AN1 | GOHRA18C2AS1 | Singlezone Non-Ducted, Ceiling Placement | 18000 | 14000 | 2.77 | 13100 | 2.25
ELIOS | ESH Series | 216046626 | HRCU-A-CB | ESHEA09C2AN1 | GDHRA09C2AS1 | Singlezone Ducted, Compact Ducted | 10000 | 9300 | 2.9 | 8300 | 2.32
ELIOS | ESH Series | 216046627 | HRCU-A-CB | ESHEA12C2AN1 | GDHRA12C2AS1 | Singlezone Ducted, Compact Ducted | 12000 | 9100 | 2.78 | 8900 | 2.44
ELIOS | ESH Series | 216046628 | HRCU-A-CB | ESHEA18C2AN1 | GDHRA18C2AS1 | Singlezone Ducted, Compact Ducted | 20000 | 14900 | 2.89 | 14200 | 2.41
ELIOS | ESH Series | 216046629 | HRCU-A-CB | ESHEA24C2AN1 | GDHRA24C2AS1 | Singlezone Ducted, Compact Ducted | 25000 | 21200 | 2.6 | 19000 | 2.3
ELIOS | ESH Series | 216046633 | HRCU-A-CB-O | ESHEA12C2AN1 | GFHRA12C2AS1 | Singlezone Non-Ducted, Wall Placement | 12000 | 9000 | 2.87 | 8900 | 2.51
ELIOS | EXH Series | 216046639 | HMSR-A-CB-O | EXHSA2742AV1 |  | Multizone All Non-Ducted | 27000 | 18000 | 2.5 | 19000 | 2
ELIOS | EXH Series | 216046640 | HMSV-A-CB | EXHSA2742AV1 |  | Multizone All Ducted | 26600 | 18400 | 2.5 | 18800 | 2
ELIOS | EXH Series | 216046641 | HMSV-A-CB | EXHSA2742AV1 |  | Multizone Mix of Ducted and Non-Ducted | 26800 | 18200 | 2.5 | 18900 | 2
ELIOS | EXH Series | 216046646 | HMSV-A-CB | EXHSA4862AV1 |  | Multizone All Ducted | 47000 | 37000 | 2.5 | 38000 | 2.1
INNOVAIR | SWV Series | 216027612 | HRCU-A-CB | SHV18H2BA | SWV18BDA | Singlezone Ducted, Centrally Ducted | 19000 | 15300 | 2.72 | 19600 | 2.1
INNOVAIR | SWV Series | 216027611 | HRCU-A-CB | SOV36H2BA | SWV36BDA | Singlezone Ducted, Centrally Ducted | 37000 | 24800 | 2.64 | 29200 | 1.99
INNOVAIR | SWV Series | 216027609 | HRCU-A-CB | SOV24H2BA | SWV24BDA | Singlezone Ducted, Centrally Ducted | 25000 | 20800 | 2.8 | 19600 | 1.96
INNOVAIR | SWV Series | 216027613 | HRCU-A-CB | SHV24H2BA | SWV24BDA | Singlezone Ducted, Centrally Ducted | 25000 | 20800 | 2.8 | 19600 | 1.96
INNOVAIR | SWV Series | 216027614 | HRCU-A-CB | SHV30H2BA | SWV30BDA | Singlezone Ducted, Centrally Ducted | 32000 | 23200 | 2.6 | 32000 | 2
CAPELLA | CAHB Series | 216027663 | HRCU-A-CB | CCB1-H30A-O | CAHB1-H30A-I | Singlezone Ducted, Centrally Ducted | 34000 | 23800 | 2.76 | 32600 | 1.96
CAPELLA | CAHB Series | 216027665 | HRCU-A-CB | CCB1-H48A-O | CAHB1-H48A-I | Singlezone Ducted, Centrally Ducted | 50000 | 37000 | 2.7 | 46000 | 1.9
CAPELLA | CAHB Series | 216027664 | HRCU-A-CB | CCB1-H36A-O | CAHB1-H36A-I | Singlezone Ducted, Centrally Ducted | 37000 | 31800 | 2.56 | 39000 | 1.9
MOOVAIR | MAH Series | 216030964 | HRCU-A-CB | MSHMA18R2AN1 | MAHMA18R4AS1 | Singlezone Ducted, Centrally Ducted | 19000 | 15000 | 2.6 | 18000 | 2
MOOVAIR | MAH Series | 216030968 | HRCU-A-CB | MSHMB36R2AN1 | MAHMA36R4AS1 | Singlezone Ducted, Centrally Ducted | 37000 | 31800 | 2.56 | 39000 | 1.9
MOOVAIR | MAH Series | 216030969 | HRCU-A-CB | MSHMA48R2AN1 | MAHMA48R4AS1 | Singlezone Ducted, Centrally Ducted | 50000 | 37000 | 2.7 | 46000 | 1.9
MOOVAIR | MAH Series | 216030966 | HRCU-A-CB | MSHMA30R2AN1 | MAHMA30R4AS1 | Singlezone Ducted, Centrally Ducted | 34000 | 23800 | 2.76 | 32600 | 1.96
1HVAC | ACIQ Series | 216032224 | HRCU-A-CB | ACIQ-36-EHPD | ACIQ-36-AHD | Singlezone Ducted, Centrally Ducted | 36000 | 25600 | 2.6 | 27000 | 2
1HVAC | ACIQ Series | 216032229 | HRCU-A-CB | ACIQ-30-HPD | ACIQ-30-AHD | Singlezone Ducted, Centrally Ducted | 34000 | 23800 | 2.76 | 32600 | 1.96
1HVAC | ACIQ Series | 216032227 | HRCU-A-CB | ACIQ-18-HPD | ACIQ-18-AHD | Singlezone Ducted, Centrally Ducted | 19000 | 15000 | 2.6 | 18000 | 2
1HVAC | ACIQ Series | 216032232 | HRCU-A-CB | ACIQ-48-HPD | ACIQ-48-AHD | Singlezone Ducted, Centrally Ducted | 50000 | 37000 | 2.7 | 46000 | 1.9
1HVAC | ACIQ Series | 216032231 | HRCU-A-CB | ACIQ-42-HPD | ACIQ-42-AHD | Singlezone Ducted, Centrally Ducted | 50000 | 37000 | 2.7 | 46000 | 1.9
1HVAC | ACIQ Series | 216032230 | HRCU-A-CB | ACIQ-36-HPD | ACIQ-36-AHD | Singlezone Ducted, Centrally Ducted | 37000 | 31800 | 2.56 | 39000 | 1.9
1HVAC | ACIQ Series | 216032234 | HRCU-A-CB | ACIQ-18-HPD | ACIQ-18-PAH | Singlezone Ducted, Centrally Ducted | 18000 | 14700 | 2.66 | 18600 | 2.12
1HVAC | ACIQ Series | 216032237 | HRCU-A-CB | ACIQ-36-HPD | ACIQ-36-PAH | Singlezone Ducted, Centrally Ducted | 37000 | 31000 | 2.5 | 37400 | 1.9
1HVAC | ACIQ Series | 216032238 | HRCU-A-CB | ACIQ-48-HPD | ACIQ-48-PAH | Singlezone Ducted, Centrally Ducted | 48000 | 34000 | 2.56 | 48000 | 2
1HVAC | ACIQ Series | 216032236 | HRCU-A-CB | ACIQ-30-HPD | ACIQ-30-PAH | Singlezone Ducted, Centrally Ducted | 33000 | 24000 | 2.69 | 33200 | 1.97
1HVAC | ACIQ Series | 216032235 | HRCU-A-CB | ACIQ-24-HPD | ACIQ-24-PAH | Singlezone Ducted, Centrally Ducted | 24000 | 19000 | 2.64 | 20600 | 2.14
1HVAC | ACIQ Series | 216032239 | HRCU-A-CB | ACIQ-60-HPD | ACIQ-60-PAH | Singlezone Ducted, Centrally Ducted | 55000 | 35000 | 2.5 | 54000 | 1.9
ACIQ | ACIQ Series | 216032243 | HRCU-A-CB | ACIQ-36-EHPD | ACIQ-36-AHD | Singlezone Ducted, Centrally Ducted | 36000 | 25600 | 2.6 | 27000 | 2
ACIQ | ACIQ Series | 216032249 | HRCU-A-CB | ACIQ-36-HPD | ACIQ-36-AHD | Singlezone Ducted, Centrally Ducted | 37000 | 31800 | 2.56 | 39000 | 1.9
ACIQ | ACIQ Series | 216032248 | HRCU-A-CB | ACIQ-30-HPD | ACIQ-30-AHD | Singlezone Ducted, Centrally Ducted | 34000 | 23800 | 2.76 | 32600 | 1.96
ACIQ | ACIQ Series | 216032246 | HRCU-A-CB | ACIQ-18-HPD | ACIQ-18-AHD | Singlezone Ducted, Centrally Ducted | 19000 | 15000 | 2.6 | 18000 | 2
ACIQ | ACIQ Series | 216032251 | HRCU-A-CB | ACIQ-48-HPD | ACIQ-48-AHD | Singlezone Ducted, Centrally Ducted | 50000 | 37000 | 2.7 | 46000 | 1.9
ACIQ | ACIQ Series | 216032250 | HRCU-A-CB | ACIQ-42-HPD | ACIQ-42-AHD | Singlezone Ducted, Centrally Ducted | 50000 | 37000 | 2.7 | 46000 | 1.9
ACIQ | ACIQ Series | 216032255 | HRCU-A-CB | ACIQ-30-HPD | ACIQ-30-PAH | Singlezone Ducted, Centrally Ducted | 33000 | 24000 | 2.69 | 33200 | 1.97
ACIQ | ACIQ Series | 216032254 | HRCU-A-CB | ACIQ-24-HPD | ACIQ-24-PAH | Singlezone Ducted, Centrally Ducted | 24000 | 19000 | 2.64 | 20600 | 2.14
ACIQ | ACIQ Series | 216032253 | HRCU-A-CB | ACIQ-18-HPD | ACIQ-18-PAH | Singlezone Ducted, Centrally Ducted | 18000 | 14700 | 2.66 | 18600 | 2.12
ACIQ | ACIQ Series | 216032256 | HRCU-A-CB | ACIQ-36-HPD | ACIQ-36-PAH | Singlezone Ducted, Centrally Ducted | 37000 | 31000 | 2.5 | 37400 | 1.9
ACIQ | ACIQ Series | 216032258 | HRCU-A-CB | ACIQ-60-HPD | ACIQ-60-PAH | Singlezone Ducted, Centrally Ducted | 55000 | 35000 | 2.5 | 54000 | 1.9
ACIQ | ACIQ Series | 216032257 | HRCU-A-CB | ACIQ-48-HPD | ACIQ-48-PAH | Singlezone Ducted, Centrally Ducted | 48000 | 34000 | 2.56 | 48000 | 2
MRCOOL | MVP Series | 216032531 | HRCU-A-CB | CENTRAL-30-HP-C-230B00-O | MVP-30-HP-MUAH-230A00-O | Singlezone Ducted, Centrally Ducted | 34000 | 23800 | 2.76 | 32600 | 1.96
MRCOOL | MVP Series | 216032533 | HRCU-A-CB | CENTRAL-48-HP-C-230B00-O | MVP-48-HP-MUAH-230A00-O | Singlezone Ducted, Centrally Ducted | 50000 | 37000 | 2.7 | 46000 | 1.9
MRCOOL | MVP Series | 216032532 | HRCU-A-CB | CENTRAL-36-HP-C-230B00-O | MVP-36-HP-MUAH-230A00-O | Singlezone Ducted, Centrally Ducted | 37000 | 31800 | 2.56 | 39000 | 1.9
MRCOOL | MVP Series | 216032538 | HRCU-A-CB | MVP-36-HP-C-230A00-O | MVP-36-HP-MUAH-230A00-O | Singlezone Ducted, Centrally Ducted | 36000 | 24800 | 2.52 | 27000 | 2
ELIOS | ESH Series | 216046600 | HRCU-A-CB | ESHMA48R2AN1 | EAHMA48R4AS1 | Singlezone Ducted, Centrally Ducted | 50000 | 37000 | 2.7 | 46000 | 1.9
ELIOS | ESH Series | 216046598 | HRCU-A-CB | ESHMA30R2AN1 | EAHMA30R4AS1 | Singlezone Ducted, Centrally Ducted | 34000 | 23800 | 2.76 | 32600 | 1.96
STAR AIR KONTROL | SAK Series | 216369225 | HRCU-A-CB-O | SAK-24-CT2/220V | SAK-24-CT1/220V | Singlezone Non-Ducted, Wall Placement | 25000 | 20400 | 2.73 | 18500 | 2.3
OUELLET | Airy | 215386290 | HRCU-A-CB-O | OARX-H12A-O | OARX-H12A-I | Singlezone Non-Ducted, Wall Placement | 12200 | 7000 | 3.11 | 12200 | 2
OUELLET | Airy | 215385452 | HRCU-A-CB-O | OARX-H09A-O | OARX-H09A-I | Singlezone Non-Ducted, Wall Placement | 10600 | 6700 | 3.22 | 11500 | 2.11
OUELLET | Clivia | 215387336 | HRCU-A-CB-O | OCVX-H18A-O | OCVX-H18A-I | Singlezone Non-Ducted, Wall Placement | 18000 | 10500 | 2.7 | 14600 | 1.9
OUELLET | Clivia | 216032436 | HRCU-A-CB-O | OCVX-H12A-O | OCVX-H12A-I | Singlezone Non-Ducted, Wall Placement | 12000 | 7700 | 2.89 | 11000 | 1.95
TOSOT | Airy | 216426822 | HRCU-A-CB-O | TWH12AV29D6DO | TWH12AV29D6DI | Singlezone Non-Ducted, Wall Placement | 12200 | 7000 | 3.11 | 12200 | 2
TOSOT | Airy | 216426820 | HRCU-A-CB-O | TWH09AV29D6DO | TWH09AV29D6DI | Singlezone Non-Ducted, Wall Placement | 10600 | 6700 | 3.22 | 11500 | 2.11
KINGHOME | Clivia | 216372817 | HRCU-A-CB-O | KW18XQ25SDO | KW18XQ25SDI | Singlezone Non-Ducted, Wall Placement | 18000 | 10500 | 2.7 | 14600 | 1.9
KINGHOME | Clivia | 216372816 | HRCU-A-CB-O | KW12XQ25SDO | KW12XQ25SDI | Singlezone Non-Ducted, Wall Placement | 12000 | 7700 | 2.89 | 11000 | 1.95
KINGHOME | Clivia | 216372815 | HRCU-A-CB-O | KW12XQ25SAO | KW12XQ25SAI | Singlezone Non-Ducted, Wall Placement | 12000 | 7700 | 2.89 | 9500 | 1.95
GREE | Clivia | 216052270 | HRCU-A-CB-O | GWH18AGDXF-D6DNA4B/O | GWH18AUDXF-D6DN***/I | Singlezone Non-Ducted, Wall Placement | 18000 | 10500 | 2.7 | 14600 | 1.9
SAMSUNG | WindFree - Premium (RAC) | 215222779 | HRCU-A-CB-O | AR15DXDABWKX | AR15DXDABWKN | Singlezone Non-Ducted, Wall Placement | 15000 | 14000 | 2.93 | 18000 | 2.2
SAMSUNG | WindFree - Premium (RAC) | 215399293 | HRCU-A-CB-O | AR12DXDABWKX | AR12DXDABWKN | Singlezone Non-Ducted, Wall Placement | 12000 | 10600 | 2.82 | 14000 | 2.16
SAMSUNG | WindFree - Premium (RAC) | 215399294 | HRCU-A-CB-O | AR09DXDABWKX | AR09DXDABWKN | Singlezone Non-Ducted, Wall Placement | 11000 | 9900 | 2.64 | 12500 | 2.15
Lennox | DAVE LENNOX SIGNATURE DLSC SL22KLV SERIES | 216379010 | HRCU-A-CB | SL22KLV-024-230A** | CBK48MVT-042-230-** | Singlezone Ducted, Centrally Ducted | 23800 | 24000 | 2.65 | 22800 | 2.3
LG | LGRED | 216368960 | HRCU-A-CB-O | KUSAL121A | KNSAL121A | Singlezone Non-Ducted, Wall Placement | 13000 | 8400 | 2.71 | 14700 | 2.05
LG | LGRED | 216368959 | HRCU-A-CB-O | KUSAL091A | KNSAL091A | Singlezone Non-Ducted, Wall Placement | 11000 | 7000 | 2.7 | 12000 | 2.04
TRANE / MITSUBISHI ELECTRIC | P-Series H2i | 211497076 | HRCU-A-CB-O | TRUZH0361KA00NA | TPLA0A0361EA*** | Singlezone Non-Ducted, Ceiling Placement | 40000 | 24200 | 2.62 | 38000 | 2.04
TRANE / MITSUBISHI ELECTRIC | P-Series H2i | 211497058 | HRCU-A-CB | TRUZH0361KA00NA | TPVA0A0361AA*** | Singlezone Ducted, Centrally Ducted | 40000 | 24600 | 2.55 | 38000 | 2
TRANE / MITSUBISHI ELECTRIC | P-Series | 206720355 | HRCU-A-CB-O | TRUZH0361KA00** | PLA-A36EA**** | Singlezone Non-Ducted, Ceiling Placement | 40000 | 24200 | 2.62 | 38000 | 2.04
TRANE / MITSUBISHI ELECTRIC | P-Series | 206720356 | HRCU-A-CB | TRUZH0361KA00** | PVA-A36AA**** | Singlezone Ducted, Centrally Ducted | 40000 | 24600 | 2.55 | 38000 | 2
TRANE / MITSUBISHI ELECTRIC | P-Series H2i | 211497074 | HRCU-A-CB-O | TRUZH0241HA10NA | TPLA0A0241EA*** | Singlezone Non-Ducted, Ceiling Placement | 28000 | 17300 | 2.79 | 26000 | 1.92
TRANE / MITSUBISHI ELECTRIC | P-Series | 206720350 | HRCU-A-CB-O | TRUZH0241HA10** | PLA-A24EA**** | Singlezone Non-Ducted, Ceiling Placement | 28000 | 17300 | 2.79 | 26000 | 1.92
TRANE / MITSUBISHI ELECTRIC | P-Series | 207702848 | HRCU-A-CB | TRUZH0241HA10** | TPEADA0241AA*** | Singlezone Ducted, Compact Ducted | 28000 | 18000 | 2.51 | 25000 | 1.91
MITSUBISHI ELECTRIC | M-Series | 207702716 | HRCU-A-CB | SUZ-KA24NAHZ | PEAD-A24AA* | Singlezone Ducted, Compact Ducted | 28000 | 18000 | 2.51 | 25000 | 1.91
TRANE / MITSUBISHI ELECTRIC | M-Series | 207702807 | HRCU-A-CB | SUZ-KA12NAHZ | TPEADA0121AA*** | Singlezone Ducted, Compact Ducted | 15000 | 8800 | 2.66 | 15000 | 2.09
MITSUBISHI ELECTRIC | M-Series | 207702706 | HRCU-A-CB | SUZ-KA12NAHZ | PEAD-A12AA* | Singlezone Ducted, Compact Ducted | 15000 | 8800 | 2.66 | 15000 | 2.09
TRANE / MITSUBISHI ELECTRIC | P-Series H2i | 206717854 | HRCU-A-CB-O | PUZ-HA36NKA | TPLA0A0361EA70A | Singlezone Non-Ducted, Ceiling Placement | 40000 | 24200 | 2.62 | 38000 | 2.04
TRANE / MITSUBISHI ELECTRIC | P-Series H2i | 206717855 | HRCU-A-CB | PUZ-HA36NKA | TPVA0A0361AA70A | Singlezone Ducted, Centrally Ducted | 40000 | 24600 | 2.55 | 38000 | 2
MITSUBISHI ELECTRIC | P-Series H2i | 211259275 | HRCU-A-CB-O | PUZ-HA36NKA | PLA-A36EA* | Singlezone Non-Ducted, Ceiling Placement | 40000 | 24200 | 2.62 | 38000 | 2.04
MITSUBISHI ELECTRIC | P-Series H2i | 211259279 | HRCU-A-CB | PUZ-HA36NKA | PVA-A36AA* | Singlezone Ducted, Centrally Ducted | 40000 | 24600 | 2.55 | 38000 | 2
TRANE / MITSUBISHI ELECTRIC | P-Series H2i | 206717835 | HRCU-A-CB-O | PUZ-HA24NHA1 | TPKA0A0241KA70A | Singlezone Non-Ducted, Wall Placement | 28000 | 17200 | 2.51 | 26000 | 1.91
TRANE / MITSUBISHI ELECTRIC | P-Series H2i | 206717836 | HRCU-A-CB-O | PUZ-HA24NHA1 | TPLA0A0241EA70A | Singlezone Non-Ducted, Ceiling Placement | 28000 | 17300 | 2.79 | 26000 | 1.92
MITSUBISHI ELECTRIC | P-Series H2i | 211273264 | HRCU-A-CB-O | PUZ-HA24NHA1 | PLA-A24EA* | Singlezone Non-Ducted, Ceiling Placement | 28000 | 17300 | 2.79 | 26000 | 1.92
MITSUBISHI ELECTRIC | P-Series H2i | 211259269 | HRCU-A-CB-O | PUZ-HA24NHA1 | PKA-A24KA* | Singlezone Non-Ducted, Wall Placement | 28000 | 17200 | 2.51 | 26000 | 1.91
TRANE / MITSUBISHI ELECTRIC | M-Series | 207705510 | HRCU-A-CB-O | NTXSST24B112** | MSZ-GS24NA*** | Singlezone Non-Ducted, Wall Placement | 27600 | 17600 | 2.67 | 19640 | 2.25
TRANE / MITSUBISHI ELECTRIC | M-Series | 207705516 | HRCU-A-CB-O | NTXSST24B112** | NTXWST24B112** | Singlezone Non-Ducted, Wall Placement | 27600 | 17600 | 2.67 | 19640 | 2.25
TRANE / MITSUBISHI ELECTRIC | M-Series | 207705522 | HRCU-A-CB-O | NTXSST24B112** | NAXWST24B112** | Singlezone Non-Ducted, Wall Placement | 27600 | 17600 | 2.67 | 19640 | 2.25
TRANE / MITSUBISHI ELECTRIC | M-Series | 207705508 | HRCU-A-CB-O | NTXSST15B112** | MSZ-GS15NA*** | Singlezone Non-Ducted, Wall Placement | 18000 | 12100 | 2.67 | 14400 | 2.09
TRANE / MITSUBISHI ELECTRIC | M-Series | 207705513 | HRCU-A-CB-O | NTXSST15B112** | NTXWST15B112** | Singlezone Non-Ducted, Wall Placement | 18000 | 12100 | 2.67 | 14400 | 2.09
TRANE / MITSUBISHI ELECTRIC | M-Series | 207705520 | HRCU-A-CB-O | NTXSST15B112** | NAXWST15B112** | Singlezone Non-Ducted, Wall Placement | 18000 | 12100 | 2.67 | 14400 | 2.09
TRANE / MITSUBISHI ELECTRIC | M-Series | 207705505 | HRCU-A-CB-O | NTXSST09B112** | MSZ-GS09NA*** | Singlezone Non-Ducted, Wall Placement | 10900 | 6500 | 2.61 | 7900 | 2.12
TRANE / MITSUBISHI ELECTRIC | M-Series | 207705511 | HRCU-A-CB-O | NTXSST09B112** | NTXWST09B112** | Singlezone Non-Ducted, Wall Placement | 10900 | 6500 | 2.61 | 7900 | 2.12
TRANE / MITSUBISHI ELECTRIC | M-Series | 207705517 | HRCU-A-CB-O | NTXSST09B112** | NAXWST09B112** | Singlezone Non-Ducted, Wall Placement | 10900 | 6500 | 2.61 | 7900 | 2.12
TRANE / MITSUBISHI ELECTRIC | M-Series | 207705541 | HRCU-A-CB-O | NTXSSH24A112** | NAXWST24B112** | Singlezone Non-Ducted, Wall Placement | 21200 | 13300 | 2.78 | 21200 | 1.95
TRANE / MITSUBISHI ELECTRIC | M-Series | 207705535 | HRCU-A-CB-O | NTXSSH24A112** | NTXWST24B112** | Singlezone Non-Ducted, Wall Placement | 21200 | 13300 | 2.78 | 21200 | 1.95
TRANE / MITSUBISHI ELECTRIC | M-Series | 207705528 | HRCU-A-CB-O | NTXSSH24A112** | MSZ-GS24NA*** | Singlezone Non-Ducted, Wall Placement | 21200 | 13300 | 2.78 | 21200 | 1.95
TRANE / MITSUBISHI ELECTRIC | M-Series | 207705539 | HRCU-A-CB-O | NTXSSH15A112** | NAXWST15B112** | Singlezone Non-Ducted, Wall Placement | 14000 | 8700 | 2.68 | 14000 | 1.91
TRANE / MITSUBISHI ELECTRIC | M-Series | 207705532 | HRCU-A-CB-O | NTXSSH15A112** | NTXWST15B112** | Singlezone Non-Ducted, Wall Placement | 14000 | 8700 | 2.68 | 14000 | 1.91
TRANE / MITSUBISHI ELECTRIC | M-Series | 207705526 | HRCU-A-CB-O | NTXSSH15A112** | MSZ-GS15NA*** | Singlezone Non-Ducted, Wall Placement | 14000 | 8700 | 2.68 | 14000 | 1.91
TRANE / MITSUBISHI ELECTRIC | M-Series | 207705536 | HRCU-A-CB-O | NTXSSH09A112** | NAXWST09B112** | Singlezone Non-Ducted, Wall Placement | 9600 | 5700 | 2.57 | 9600 | 2.01
TRANE / MITSUBISHI ELECTRIC | M-Series | 207705529 | HRCU-A-CB-O | NTXSSH09A112** | NTXWST09B112** | Singlezone Non-Ducted, Wall Placement | 9600 | 5700 | 2.57 | 9600 | 2.01
TRANE / MITSUBISHI ELECTRIC | M-Series | 207705524 | HRCU-A-CB-O | NTXSSH09A112** | MSZ-GS09NA*** | Singlezone Non-Ducted, Wall Placement | 9600 | 5700 | 2.57 | 9600 | 2.01
TRANE / MITSUBISHI ELECTRIC | M-Series | 209833002 | HRCU-A-CB-O | NTXSPH18B112A* | NAXWPH18B112A* | Singlezone Non-Ducted, Wall Placement | 19000 | 12800 | 3.23 | 23000 | 2.15
TRANE / MITSUBISHI ELECTRIC | M-Series | 209833001 | HRCU-A-CB-O | NTXSPH18B112A* | MSZ-FS18NA*** | Singlezone Non-Ducted, Wall Placement | 19000 | 12800 | 3.23 | 23000 | 2.15
TRANE / MITSUBISHI ELECTRIC | M-Series | 209832262 | HRCU-A-CB-O | NTXSPH18B112A* | NTXWPH18B112A* | Singlezone Non-Ducted, Wall Placement | 19000 | 12800 | 3.23 | 23000 | 2.15
TRANE / MITSUBISHI ELECTRIC | M-Series | 209832997 | HRCU-A-CB-O | NTXSPH15B112A* | NAXWPH15B112A* | Singlezone Non-Ducted, Wall Placement | 16000 | 10000 | 3.53 | 19360 | 2.17
TRANE / MITSUBISHI ELECTRIC | M-Series | 209832996 | HRCU-A-CB-O | NTXSPH15B112A* | MSZ-FS15NA*** | Singlezone Non-Ducted, Wall Placement | 16000 | 10000 | 3.53 | 19360 | 2.17
TRANE / MITSUBISHI ELECTRIC | M-Series | 209832261 | HRCU-A-CB-O | NTXSPH15B112A* | NTXWPH15B112A* | Singlezone Non-Ducted, Wall Placement | 16000 | 10000 | 3.53 | 19360 | 2.17
TRANE / MITSUBISHI ELECTRIC | M-Series | 209832992 | HRCU-A-CB-O | NTXSPH12B112A* | NAXWPH12B112A* | Singlezone Non-Ducted, Wall Placement | 12300 | 8400 | 4.04 | 14690 | 2.42
TRANE / MITSUBISHI ELECTRIC | M-Series | 209832991 | HRCU-A-CB-O | NTXSPH12B112A* | MSZ-FS12NA*** | Singlezone Non-Ducted, Wall Placement | 12300 | 8400 | 4.04 | 14690 | 2.42
TRANE / MITSUBISHI ELECTRIC | M-Series | 209832260 | HRCU-A-CB-O | NTXSPH12B112A* | NTXWPH12B112A* | Singlezone Non-Ducted, Wall Placement | 12300 | 8400 | 4.04 | 14690 | 2.42
TRANE / MITSUBISHI ELECTRIC | M-Series | 209832987 | HRCU-A-CB-O | NTXSPH09B112A* | NAXWPH09B112A* | Singlezone Non-Ducted, Wall Placement | 9600 | 5900 | 3.84 | 11590 | 2.41
TRANE / MITSUBISHI ELECTRIC | M-Series | 209832986 | HRCU-A-CB-O | NTXSPH09B112A* | MSZ-FS09NA*** | Singlezone Non-Ducted, Wall Placement | 9600 | 5900 | 3.84 | 11590 | 2.41
TRANE / MITSUBISHI ELECTRIC | M-Series | 209832259 | HRCU-A-CB-O | NTXSPH09B112A* | NTXWPH09B112A* | Singlezone Non-Ducted, Wall Placement | 9600 | 5900 | 3.84 | 11590 | 2.41
TRANE / MITSUBISHI ELECTRIC | M-Series | 209832982 | HRCU-A-CB-O | NTXSPH06B112A* | NAXWPH06B112A* | Singlezone Non-Ducted, Wall Placement | 8700 | 5900 | 4.43 | 10500 | 2.46
TRANE / MITSUBISHI ELECTRIC | M-Series | 209832981 | HRCU-A-CB-O | NTXSPH06B112A* | MSZ-FS06NA*** | Singlezone Non-Ducted, Wall Placement | 8700 | 5900 | 4.43 | 10500 | 2.46
TRANE / MITSUBISHI ELECTRIC | M-Series | 209832258 | HRCU-A-CB-O | NTXSPH06B112A* | NTXWPH06B112A* | Singlezone Non-Ducted, Wall Placement | 8700 | 5900 | 4.43 | 10500 | 2.46
TRANE / MITSUBISHI ELECTRIC | M-Series | 209833003 | HRCU-A-CB-O | NTXSPB18B112A* | MSZ-FS18NA*** | Singlezone Non-Ducted, Wall Placement | 19000 | 12800 | 2.93 | 23000 | 2.07
TRANE / MITSUBISHI ELECTRIC | M-Series | 213361522 | HRCU-A-CB-O | NTXSPB18B112A* | NTXWPH18B112A* | Singlezone Non-Ducted, Wall Placement | 19000 | 12800 | 2.93 | 23000 | 2.07
TRANE / MITSUBISHI ELECTRIC | M-Series | 213361523 | HRCU-A-CB-O | NTXSPB18B112A* | NAXWPH18B112A* | Singlezone Non-Ducted, Wall Placement | 19000 | 12800 | 2.93 | 23000 | 2.07
TRANE / MITSUBISHI ELECTRIC | M-Series | 209832998 | HRCU-A-CB-O | NTXSPB15B112A* | MSZ-FS15NA*** | Singlezone Non-Ducted, Wall Placement | 16000 | 10000 | 3.08 | 19360 | 2.08
TRANE / MITSUBISHI ELECTRIC | M-Series | 213361520 | HRCU-A-CB-O | NTXSPB15B112A* | NTXWPH15B112A* | Singlezone Non-Ducted, Wall Placement | 16000 | 10000 | 3.08 | 19360 | 2.08
TRANE / MITSUBISHI ELECTRIC | M-Series | 213361521 | HRCU-A-CB-O | NTXSPB15B112A* | NAXWPH15B112A* | Singlezone Non-Ducted, Wall Placement | 16000 | 10000 | 3.08 | 19360 | 2.08
TRANE / MITSUBISHI ELECTRIC | M-Series | 213361518 | HRCU-A-CB-O | NTXSPB12B112A* | NTXWPH12B112A* | Singlezone Non-Ducted, Wall Placement | 12300 | 8400 | 3.33 | 14690 | 2.25
TRANE / MITSUBISHI ELECTRIC | M-Series | 213361519 | HRCU-A-CB-O | NTXSPB12B112A* | NAXWPH12B112A* | Singlezone Non-Ducted, Wall Placement | 12300 | 8400 | 3.33 | 14690 | 2.25
TRANE / MITSUBISHI ELECTRIC | M-Series | 209832993 | HRCU-A-CB-O | NTXSPB12B112A* | MSZ-FS12NA*** | Singlezone Non-Ducted, Wall Placement | 12300 | 8400 | 3.33 | 14690 | 2.25
TRANE / MITSUBISHI ELECTRIC | M-Series | 213361516 | HRCU-A-CB-O | NTXSPB09B112A* | NTXWPH09B112A* | Singlezone Non-Ducted, Wall Placement | 9600 | 5900 | 2.98 | 11590 | 2.21
TRANE / MITSUBISHI ELECTRIC | M-Series | 213361517 | HRCU-A-CB-O | NTXSPB09B112A* | NAXWPH09B112A* | Singlezone Non-Ducted, Wall Placement | 9600 | 5900 | 2.98 | 11590 | 2.21
TRANE / MITSUBISHI ELECTRIC | M-Series | 213361514 | HRCU-A-CB-O | NTXSPB06B112A* | NTXWPH06B112A* | Singlezone Non-Ducted, Wall Placement | 8700 | 5900 | 3.33 | 10500 | 2.23
TRANE / MITSUBISHI ELECTRIC | M-Series | 213361515 | HRCU-A-CB-O | NTXSPB06B112A* | NAXWPH06B112A* | Singlezone Non-Ducted, Wall Placement | 8700 | 5900 | 3.33 | 10500 | 2.23
TRANE / MITSUBISHI ELECTRIC | M-Series | 209832983 | HRCU-A-CB-O | NTXSPB06B112A* | MSZ-FS06NA*** | Singlezone Non-Ducted, Wall Placement | 8700 | 5900 | 3.33 | 10500 | 2.23
TRANE / MITSUBISHI ELECTRIC | M-Series | 207702749 | HRCU-A-CB | NTXSKH24A112** | TPEADA0241AA*** | Singlezone Ducted, Compact Ducted | 28000 | 18000 | 2.51 | 25000 | 3.84
TRANE / MITSUBISHI ELECTRIC | NV-Series | 207702736 | HRCU-A-CB | NTXSKH12A112** | TPEADA0121AA*** | Singlezone Ducted, Compact Ducted | 15000 | 8800 | 2.66 | 15000 | 2.09
TRANE / MITSUBISHI ELECTRIC | NV-Series | 207702735 | HRCU-A-CB | NTXSKH12A112** | PEAD-A12AA* | Singlezone Ducted, Compact Ducted | 15000 | 8800 | 2.66 | 15000 | 2.09
Trane / Mitsubishi Electric | Smart Multi | 211016465 | HMSV-A-CB | NTXMSM36A142B* |  | Multizone All Ducted | 41000 | 26600 | 2.7 | 29000 | 2
AMERICAN STANDARD / MITSUBISHI ELECTRIC | NV-Series | 212925515 | HMSR-A-CB-O | NTXMPH30A132C** |  | Multizone All Non-Ducted | 28600 | 18000 | 2.65 | 28600 | 1.95
TRANE / MITSUBISHI ELECTRIC | NV-Series | 212925516 | HMSR-A-CB-O | NTXMPH30A132C** |  | Multizone All Non-Ducted | 28600 | 18000 | 2.65 | 28600 | 1.95
TRANE / MITSUBISHI ELECTRIC | NV-Series | 212925533 | HMSR-A-CB-O | NTXMPH24A132C** |  | Multizone All Non-Ducted | 25000 | 14500 | 2.62 | 25000 | 1.95
AMERICAN STANDARD / MITSUBISHI ELECTRIC | NV-Series | 212925514 | HMSR-A-CB-O | NTXMPH24A132C** |  | Multizone All Non-Ducted | 25000 | 14500 | 2.62 | 25000 | 1.95
MITSUBISHI ELECTRIC | M-Series | 212925868 | HMSR-A-CB-O | MXZ-3C30NAHZ4-** |  | Multizone All Non-Ducted | 28600 | 18000 | 2.65 | 28600 | 1.95
MITSUBISHI ELECTRIC | M-Series | 209836204 | HMSR-A-CB-O | MXZ-3C30NAHZ3*** |  | Multizone All Non-Ducted | 28600 | 18000 | 2.65 | 28600 | 1.95
MITSUBISHI ELECTRIC | M-Series | 212925537 | HMSR-A-CB-O | MXZ-3C24NAHZ4-** |  | Multizone All Non-Ducted | 25000 | 14000 | 2.53 | 25000 | 1.95
MITSUBISHI ELECTRIC | M-Series | 209836203 | HMSR-A-CB-O | MXZ-3C24NAHZ3*** |  | Multizone All Non-Ducted | 25000 | 14000 | 2.53 | 25000 | 1.95
TRANE / MITSUBISHI ELECTRIC | M-Series | 207705497 | HRCU-A-CB-O | MUZ-GS24NAHZ*** | NTXWST24B112** | Singlezone Non-Ducted, Wall Placement | 21200 | 13300 | 2.78 | 21200 | 1.95
AMERICAN STANDARD / MITSUBISHI ELECTRIC | M-Series | 207705504 | HRCU-A-CB-O | MUZ-GS24NAHZ*** | NAXWST24B112** | Singlezone Non-Ducted, Wall Placement | 21200 | 13300 | 2.78 | 21200 | 1.95
MITSUBISHI ELECTRIC | M-Series | 207679256 | HRCU-A-CB-O | MUZ-GS24NAHZ*** | MSZ-GS24NA*** | Singlezone Non-Ducted, Wall Placement | 21200 | 13300 | 2.78 | 21200 | 1.95
Mitsubishi Electric | M-Series | 207679251 | HRCU-A-CB-O | MUZ-GS24NAH*** | MSZ-GS24NA*** | Singlezone Non-Ducted, Wall Placement | 27600 | 17600 | 2.67 | 19640 | 2.15
TRANE / MITSUBISHI ELECTRIC | M-Series | 207705484 | HRCU-A-CB-O | MUZ-GS24NA*** | NTXWST24B112** | Singlezone Non-Ducted, Wall Placement | 27600 | 17600 | 2.67 | 19640 | 2.25
AMERICAN STANDARD / MITSUBISHI ELECTRIC | M-Series | 207705491 | HRCU-A-CB-O | MUZ-GS24NA*** | NAXWST24B112** | Singlezone Non-Ducted, Wall Placement | 27600 | 17600 | 2.67 | 19640 | 2.25
MITSUBISHI ELECTRIC | M-Series | 207679246 | HRCU-A-CB-O | MUZ-GS24NA*** | MSZ-GS24NA*** | Singlezone Non-Ducted, Wall Placement | 27600 | 17600 | 2.67 | 19640 | 2.25
TRANE / MITSUBISHI ELECTRIC | M-Series | 207705495 | HRCU-A-CB-O | MUZ-GS15NAHZ*** | NTXWST15B112** | Singlezone Non-Ducted, Wall Placement | 14000 | 8700 | 2.68 | 14000 | 1.91
AMERICAN STANDARD / MITSUBISHI ELECTRIC | M-Series | 207705501 | HRCU-A-CB-O | MUZ-GS15NAHZ*** | NAXWST15B112** | Singlezone Non-Ducted, Wall Placement | 14000 | 8700 | 2.68 | 14000 | 1.91
MITSUBISHI ELECTRIC | M-Series | 207679254 | HRCU-A-CB-O | MUZ-GS15NAHZ*** | MSZ-GS15NA*** | Singlezone Non-Ducted, Wall Placement | 14000 | 8700 | 2.68 | 14000 | 1.91
TRANE / MITSUBISHI ELECTRIC | M-Series | 207705492 | HRCU-A-CB-O | MUZ-GS09NAHZ*** | NTXWST09B112** | Singlezone Non-Ducted, Wall Placement | 9600 | 5700 | 2.57 | 9600 | 2.01
AMERICAN STANDARD / MITSUBISHI ELECTRIC | M-Series | 207705499 | HRCU-A-CB-O | MUZ-GS09NAHZ*** | NAXWST09B112** | Singlezone Non-Ducted, Wall Placement | 9600 | 5700 | 2.57 | 9600 | 2.01
MITSUBISHI ELECTRIC | M-Series | 207679252 | HRCU-A-CB-O | MUZ-GS09NAHZ*** | MSZ-GS09NA*** | Singlezone Non-Ducted, Wall Placement | 9600 | 5700 | 2.57 | 9600 | 2.01
Mitsubishi Electric | M-Series | 207679247 | HRCU-A-CB-O | MUZ-GS09NAH*** | MSZ-GS09NA*** | Singlezone Non-Ducted, Wall Placement | 10900 | 6500 | 2.61 | 7900 | 1.9
MITSUBISHI ELECTRIC | M-Series | 207679242 | HRCU-A-CB-O | MUZ-GS09NA*** | MSZ-GS09NA*** | Singlezone Non-Ducted, Wall Placement | 10900 | 6500 | 2.61 | 7900 | 2.12
TRANE / MITSUBISHI ELECTRIC | M-Series | 207705479 | HRCU-A-CB-O | MUZ-GS09NA*** | NTXWST09B112** | Singlezone Non-Ducted, Wall Placement | 10900 | 6500 | 2.61 | 7900 | 2.12
AMERICAN STANDARD / MITSUBISHI ELECTRIC | M-Series | 207705485 | HRCU-A-CB-O | MUZ-GS09NA*** | NAXWST09B112** | Singlezone Non-Ducted, Wall Placement | 10900 | 6500 | 2.61 | 7900 | 2.12
MITSUBISHI ELECTRIC | M-Series | 211626455 | HRCU-A-CB-O | MUZ-FW09NAHZ*** | MSZ-FW09NA*** | Singlezone Non-Ducted, Wall Placement | 12000 | 7500 | 3.49 | 16200 | 2.26
MITSUBISHI ELECTRIC | M-Series | 211626454 | HRCU-A-CB-O | MUZ-FW06NAHZ*** | MSZ-FW06NA*** | Singlezone Non-Ducted, Wall Placement | 9000 | 6100 | 3.58 | 12700 | 2.37
AMERICAN STANDARD / MITSUBISHI ELECTRIC | M-Series | 213879424 | HRCU-A-CB-O | MUZ-FS18NAH*** | NAXWPH18B112A* | Singlezone Non-Ducted, Wall Placement | 19000 | 12800 | 2.93 | 23000 | 2.07
TRANE / MITSUBISHI ELECTRIC | M-Series | 213879429 | HRCU-A-CB-O | MUZ-FS18NAH*** | NTXWPH18B112A* | Singlezone Non-Ducted, Wall Placement | 19000 | 12800 | 2.93 | 23000 | 2.07
MITSUBISHI ELECTRIC | M-Series | 209832208 | HRCU-A-CB-O | MUZ-FS18NAH*** | MSZ-FS18NA*** | Singlezone Non-Ducted, Wall Placement | 19000 | 12800 | 2.93 | 23000 | 2.07
MITSUBISHI ELECTRIC | M-Series | 209832207 | HRCU-A-CB-O | MUZ-FS18NA*** | MSZ-FS18NA*** | Singlezone Non-Ducted, Wall Placement | 19000 | 12800 | 3.23 | 23000 | 2.15
AMERICAN STANDARD / MITSUBISHI ELECTRIC | M-Series | 209832999 | HRCU-A-CB-O | MUZ-FS18NA*** | NAXWPH18B112A* | Singlezone Non-Ducted, Wall Placement | 19000 | 12800 | 3.23 | 23000 | 2.15
TRANE / MITSUBISHI ELECTRIC | M-Series | 209833000 | HRCU-A-CB-O | MUZ-FS18NA*** | NTXWPH18B112A* | Singlezone Non-Ducted, Wall Placement | 19000 | 12800 | 3.23 | 23000 | 2.15
AMERICAN STANDARD / MITSUBISHI ELECTRIC | M-Series | 213879423 | HRCU-A-CB-O | MUZ-FS15NAH*** | NAXWPH15B112A* | Singlezone Non-Ducted, Wall Placement | 16000 | 10000 | 3.08 | 19360 | 2.08
TRANE / MITSUBISHI ELECTRIC | M-Series | 213879428 | HRCU-A-CB-O | MUZ-FS15NAH*** | NTXWPH15B112A* | Singlezone Non-Ducted, Wall Placement | 16000 | 10000 | 3.08 | 19360 | 2.08
MITSUBISHI ELECTRIC | M-Series | 209832206 | HRCU-A-CB-O | MUZ-FS15NAH*** | MSZ-FS15NA*** | Singlezone Non-Ducted, Wall Placement | 16000 | 10000 | 3.08 | 19360 | 2.08
MITSUBISHI ELECTRIC | M-Series | 209832205 | HRCU-A-CB-O | MUZ-FS15NA*** | MSZ-FS15NA*** | Singlezone Non-Ducted, Wall Placement | 16000 | 10000 | 3.53 | 19360 | 2.17
AMERICAN STANDARD / MITSUBISHI ELECTRIC | M-Series | 209832994 | HRCU-A-CB-O | MUZ-FS15NA*** | NAXWPH15B112A* | Singlezone Non-Ducted, Wall Placement | 16000 | 10000 | 3.53 | 19360 | 2.17
TRANE / MITSUBISHI ELECTRIC | M-Series | 209832995 | HRCU-A-CB-O | MUZ-FS15NA*** | NTXWPH15B112A* | Singlezone Non-Ducted, Wall Placement | 16000 | 10000 | 3.53 | 19360 | 2.17
AMERICAN STANDARD / MITSUBISHI ELECTRIC | M-Series | 213879422 | HRCU-A-CB-O | MUZ-FS12NAH*** | NAXWPH12B112A* | Singlezone Non-Ducted, Wall Placement | 12300 | 8400 | 3.33 | 14690 | 2.25
TRANE / MITSUBISHI ELECTRIC | M-Series | 213879427 | HRCU-A-CB-O | MUZ-FS12NAH*** | NTXWPH12B112A* | Singlezone Non-Ducted, Wall Placement | 12300 | 8400 | 3.33 | 14690 | 2.25
MITSUBISHI ELECTRIC | M-Series | 209832204 | HRCU-A-CB-O | MUZ-FS12NAH*** | MSZ-FS12NA*** | Singlezone Non-Ducted, Wall Placement | 12300 | 8400 | 3.33 | 14690 | 2.25
MITSUBISHI ELECTRIC | M-Series | 209832203 | HRCU-A-CB-O | MUZ-FS12NA*** | MSZ-FS12NA*** | Singlezone Non-Ducted, Wall Placement | 12300 | 8400 | 4.04 | 14690 | 2.42
AMERICAN STANDARD / MITSUBISHI ELECTRIC | M-Series | 209832989 | HRCU-A-CB-O | MUZ-FS12NA*** | NAXWPH12B112A* | Singlezone Non-Ducted, Wall Placement | 12300 | 8400 | 4.04 | 14690 | 2.42
TRANE / MITSUBISHI ELECTRIC | M-Series | 209832990 | HRCU-A-CB-O | MUZ-FS12NA*** | NTXWPH12B112A* | Singlezone Non-Ducted, Wall Placement | 12300 | 8400 | 4.04 | 14690 | 2.42
AMERICAN STANDARD / MITSUBISHI ELECTRIC | M-Series | 213879421 | HRCU-A-CB-O | MUZ-FS09NAH*** | NAXWPH09B112A* | Singlezone Non-Ducted, Wall Placement | 9600 | 5900 | 2.98 | 11590 | 2.21
TRANE / MITSUBISHI ELECTRIC | M-Series | 213879426 | HRCU-A-CB-O | MUZ-FS09NAH*** | NTXWPH09B112A* | Singlezone Non-Ducted, Wall Placement | 9600 | 5900 | 2.98 | 11590 | 2.21
MITSUBISHI ELECTRIC | M-Series | 209832202 | HRCU-A-CB-O | MUZ-FS09NAH*** | MSZ-FS09NA*** | Singlezone Non-Ducted, Wall Placement | 9600 | 5900 | 2.98 | 11590 | 2.21
MITSUBISHI ELECTRIC | M-Series | 209832201 | HRCU-A-CB-O | MUZ-FS09NA*** | MSZ-FS09NA*** | Singlezone Non-Ducted, Wall Placement | 9600 | 5900 | 3.84 | 11590 | 2.41
AMERICAN STANDARD / MITSUBISHI ELECTRIC | M-Series | 209832984 | HRCU-A-CB-O | MUZ-FS09NA*** | NAXWPH09B112A* | Singlezone Non-Ducted, Wall Placement | 9600 | 5900 | 3.84 | 11590 | 2.41
TRANE / MITSUBISHI ELECTRIC | M-Series | 209832985 | HRCU-A-CB-O | MUZ-FS09NA*** | NTXWPH09B112A* | Singlezone Non-Ducted, Wall Placement | 9600 | 5900 | 3.84 | 11590 | 2.41
TRANE / MITSUBISHI ELECTRIC | M-Series | 213879425 | HRCU-A-CB-O | MUZ-FS06NAH*** | NTXWPH06B112A* | Singlezone Non-Ducted, Wall Placement | 8700 | 5900 | 3.33 | 10500 | 2.23
MITSUBISHI ELECTRIC | M-Series | 209832200 | HRCU-A-CB-O | MUZ-FS06NAH*** | MSZ-FS06NA*** | Singlezone Non-Ducted, Wall Placement | 8700 | 5900 | 3.33 | 10500 | 2.23
MITSUBISHI ELECTRIC | M-Series | 209832199 | HRCU-A-CB-O | MUZ-FS06NA*** | MSZ-FS06NA*** | Singlezone Non-Ducted, Wall Placement | 8700 | 5900 | 4.43 | 10500 | 2.46
TRANE / MITSUBISHI ELECTRIC | M-Series | 209832980 | HRCU-A-CB-O | MUZ-FS06NA*** | NTXWPH06B112A* | Singlezone Non-Ducted, Wall Placement | 8700 | 5900 | 4.43 | 10500 | 2.46
AMERICAN STANDARD / MITSUBISHI ELECTRIC | M-Series | 209832979 | HRCU-A-CB-O | MUZ-FS06NA*** | NAXWPH06B112A* | Singlezone Non-Ducted, Wall Placement | 8700 | 5900 | 4.43 | 10500 | 2.46
DURASTAR | DRA Series | 215359291 | HRCU-A-CB-O | DRA1U24S2A | DRAC24F2A | Singlezone Non-Ducted, Wall Placement | 25000 | 20400 | 2.73 | 18500 | 2.3
MIDEA | MCD Series | 215471392 | HRCU-A-CB-O | MO1ES-H24B-2A | MCDHU-H24B-2A | Singlezone Non-Ducted, Wall Placement | 25000 | 20400 | 2.73 | 18500 | 2.3
INNOVAIR | MCS Series | 215725450 | HRCU-A-CB-O | MOS24H2BM0A | MCS24H2BHRB | Singlezone Non-Ducted, Wall Placement | 25000 | 20400 | 2.73 | 18500 | 2.3
BLUERIDGE | BMS Series | 215853914 | HRCU-A-CB-O | BMS2423YC | BMC24CC | Singlezone Non-Ducted, Wall Placement | 25000 | 20400 | 2.73 | 18500 | 2.3
WELLS | WOS Series | 215864053 | HRCU-A-CB-O | WOS-24QUA/230 | WI4C-24MOC/230 | Singlezone Non-Ducted, Wall Placement | 25000 | 20400 | 2.73 | 18500 | 2.3
COOPER&HUNTER | CH Series | 215864197 | HRCU-A-CB-O | CH-RES24-230VO | CH-RSH24MCT | Singlezone Non-Ducted, Wall Placement | 25000 | 20400 | 2.73 | 18500 | 2.3
COOPER&HUNTER | CH Series | 215864209 | HRCU-A-CB-O | CH-RES24-230VO | CH-RH24MCT | Singlezone Non-Ducted, Wall Placement | 25000 | 20400 | 2.73 | 18500 | 2.3
AI AIR CONDITIONING | AO Series | 215866747 | HRCU-A-CB-O | AO24-24N2-M1 | AC-24N2-M1 | Singlezone Non-Ducted, Wall Placement | 25000 | 20400 | 2.73 | 18500 | 2.3
MOOVAIR | MSH Series | 216031037 | HRCU-A-CB-O | MSHEA24C2AN1 | GQHRA24C2AS1 | Singlezone Non-Ducted, Wall Placement | 25000 | 20400 | 2.73 | 18500 | 2.3
STELPRO | SEPB Series | 216082324 | HRCU-A-CB-O | SEPB-H18A-O | SEPB-H18A-I | Singlezone Non-Ducted, Wall Placement | 18000 | 15000 | 2.56 | 18000 | 1.92
STELPRO | SEPB Series | 216082326 | HRCU-A-CB-O | SEPB-H24A-O | SEPB-H24A-I | Singlezone Non-Ducted, Wall Placement | 29000 | 21000 | 2.88 | 24200 | 2.34
STELPRO | SICB1 Series | 216082329 | HRCU-A-CB-O | SEPB-H12A-O | SICB1-H12A-I | Singlezone Non-Ducted, Ceiling Placement | 12000 | 10000 | 2.74 | 11500 | 1.99
STELPRO | SICB1 Series | 216082331 | HRCU-A-CB-O | SEPB-H18A-O | SICB1-H18A-I | Singlezone Non-Ducted, Ceiling Placement | 19000 | 14900 | 2.7 | 17000 | 1.9
STELPRO | SICB1 Series | 216082332 | HRCU-A-CB-O | SEPB-H24A-O | SICB1-H24A-I | Singlezone Non-Ducted, Wall Placement | 25000 | 20400 | 2.78 | 23800 | 2.23
STELPRO | SFCB1 Series | 216082335 | HRCU-A-CB | SEPB-H12A-O | SFCB1-H12A-I | Singlezone Ducted, Compact Ducted | 12000 | 10200 | 2.6 | 12000 | 1.95
STELPRO | SFCB1 Series | 216082337 | HRCU-A-CB | SEPB-H18A-O | SFCB1-H18A-I | Singlezone Ducted, Compact Ducted | 19500 | 15000 | 2.89 | 18000 | 2.1
STELPRO | SFCB1 Series | 216082339 | HRCU-A-CB | SEPB-H24A-O | SFCB1-H24A-I | Singlezone Ducted, Compact Ducted | 26000 | 21600 | 2.71 | 24000 | 2.18
MIDEA | MSEP Series | 216093978 | HRCU-A-CB-O | MOX3-12HFN10AE | MSEP-12HFN10AE | Singlezone Non-Ducted, Wall Placement | 12000 | 9300 | 2.84 | 8400 | 2.3
MIDEA | MSEP Series | 216093979 | HRCU-A-CB-O | MOX4-18HFN10AE | MSEP-18HFN10AE | Singlezone Non-Ducted, Wall Placement | 18000 | 13600 | 2.73 | 12800 | 2.1
MIDEA | MSEP Series | 216093980 | HRCU-A-CB-O | MOD-24HFN10AE | MSEP-24HFN10AE | Singlezone Non-Ducted, Wall Placement | 25000 | 18800 | 2.65 | 19600 | 2.54
COMFORT-AIRE | A-SSP Series | 216097094 | HRCU-A-CB-O | A-SSP09SA-1 | B-SSP09SA-1 | Singlezone Non-Ducted, Wall Placement | 10000 | 8000 | 2.58 | 7000 | 2.16
KERR | A-KSP Series | 216097100 | HRCU-A-CB-O | A-KSP09SA-1 | B-KSP09SA-1 | Singlezone Non-Ducted, Wall Placement | 10000 | 8000 | 2.58 | 7000 | 2.16
COMFORT-AIRE | A-VHP Series | 216097104 | HRCU-A-CB-O | A-VHP06SA-1 | B-VHP06SA-1 | Singlezone Non-Ducted, Wall Placement | 7000 | 7900 | 2.79 | 7700 | 2.4
COMFORT-AIRE | A-VHP Series | 216097107 | HRCU-A-CB-O | A-VHP18SA-1 | B-VHP18SA-1 | Singlezone Non-Ducted, Wall Placement | 18000 | 15000 | 2.56 | 18000 | 1.92
COMFORT-AIRE | A-VHP Series | 216097108 | HRCU-A-CB-O | A-VHP24SA-1 | B-VHP24SA-1 | Singlezone Non-Ducted, Wall Placement | 29000 | 21000 | 2.88 | 24200 | 2.34
COMFORT-AIRE | A-VHP Series | 216097109 | HRCU-A-CB-O | A-VHP33SA-1 | B-VHP33SA-1 | Singlezone Non-Ducted, Wall Placement | 36000 | 30000 | 2.69 | 35000 | 1.98
KERR | A-KHP Series | 216097110 | HRCU-A-CB-O | A-KHP06SA-1 | B-KHP06SA-1 | Singlezone Non-Ducted, Wall Placement | 7000 | 7900 | 2.79 | 7700 | 2.4
KERR | A-KHP Series | 216097113 | HRCU-A-CB-O | A-KHP18SA-1 | B-KHP18SA-1 | Singlezone Non-Ducted, Wall Placement | 18000 | 15000 | 2.56 | 18000 | 1.92
KERR | A-KHP Series | 216097114 | HRCU-A-CB-O | A-KHP24SA-1 | B-KHP24SA-1 | Singlezone Non-Ducted, Wall Placement | 29000 | 21000 | 2.88 | 24200 | 2.34
KERR | A-KHP Series | 216097115 | HRCU-A-CB-O | A-KHP33SA-1 | B-KHP33SA-1 | Singlezone Non-Ducted, Wall Placement | 36000 | 30000 | 2.69 | 35000 | 1.98
COMFORT-AIRE | A-ZHP Series | 216097119 | HRCU-A-CB-O | A-ZHP18SA-1 | B-ZHP18SA-1 | Singlezone Non-Ducted, Wall Placement | 20000 | 19300 | 3.01 | 22600 | 2.34
KERR | A-KZP Series | 216097123 | HRCU-A-CB-O | A-KZP18SA-1 | B-ZKP18SA-1 | Singlezone Non-Ducted, Wall Placement | 20000 | 19300 | 3.01 | 22600 | 2.34
COMFORT-AIRE | A-VHP Series | 216097124 | HMSR-A-CB-O | A-VHP183A-1 |  | Multizone All Non-Ducted | 20000 | 17600 | 2.7 | 19000 | 2
COMFORT-AIRE | A-VHP Series | 216097125 | HMSV-A-CB | A-VHP183A-1 |  | Multizone All Ducted | 20000 | 17000 | 2.59 | 18000 | 2
COMFORT-AIRE | A-VHP Series | 216097126 | HMSV-A-CB | A-VHP183A-1 |  | Multizone Mix of Ducted and Non-Ducted | 20000 | 17300 | 2.65 | 18500 | 2
COMFORT-AIRE | A-VHP Series | 216097127 | HMSR-A-CB-O | A-VHP284A-1 |  | Multizone All Non-Ducted | 27000 | 25000 | 2.6 | 27000 | 2
COMFORT-AIRE | A-VHP Series | 216097129 | HMSV-A-CB | A-VHP284A-1 |  | Multizone Mix of Ducted and Non-Ducted | 27400 | 24000 | 2.5 | 27000 | 2
COMFORT-AIRE | A-VHP Series | 216097133 | HMSR-A-CB-O | A-VHP486A-1 |  | Multizone All Non-Ducted | 49000 | 44000 | 2.6 | 47000 | 2
COMFORT-AIRE | A-VHP Series | 216097134 | HMSV-A-CB | A-VHP486A-1 |  | Multizone All Ducted | 48000 | 44500 | 2.6 | 48000 | 2
COMFORT-AIRE | A-VHP Series | 216097135 | HMSV-A-CB | A-VHP486A-1 |  | Multizone Mix of Ducted and Non-Ducted | 48500 | 44000 | 2.6 | 47500 | 2
COMFORT-AIRE | A-VHP Series | 216097136 | HMSR-A-CB-O | A-VHP556A-1 |  | Multizone All Non-Ducted | 55000 | 44000 | 2.6 | 47000 | 2
COMFORT-AIRE | A-VHP Series | 216097137 | HMSV-A-CB | A-VHP556A-1 |  | Multizone All Ducted | 55000 | 45000 | 2.7 | 48000 | 2.1
COMFORT-AIRE | A-VHP Series | 216097138 | HMSV-A-CB | A-VHP556A-1 |  | Multizone Mix of Ducted and Non-Ducted | 55000 | 44500 | 2.65 | 47500 | 2.05
KERR | A-KHP Series | 216097139 | HMSR-A-CB-O | A-KHP183A-1 |  | Multizone All Non-Ducted | 20000 | 17600 | 2.7 | 19000 | 2
KERR | A-KHP Series | 216097140 | HMSV-A-CB | A-KHP183A-1 |  | Multizone All Ducted | 20000 | 17000 | 2.59 | 18000 | 2
KERR | A-KHP Series | 216097141 | HMSV-A-CB | A-KHP183A-1 |  | Multizone Mix of Ducted and Non-Ducted | 20000 | 17300 | 2.65 | 18500 | 2
KERR | A-KHP Series | 216097142 | HMSR-A-CB-O | A-KHP284A-1 |  | Multizone All Non-Ducted | 27000 | 25000 | 2.6 | 27000 | 2
KERR | A-KHP Series | 216097144 | HMSV-A-CB | A-KHP284A-1 |  | Multizone Mix of Ducted and Non-Ducted | 27400 | 24000 | 2.5 | 27000 | 2
KERR | A-KHP Series | 216097149 | HMSR-A-CB-O | A-KHP486A-1 |  | Multizone All Non-Ducted | 49000 | 44000 | 2.6 | 47000 | 2
KERR | A-KHP Series | 216097150 | HMSV-A-CB | A-KHP486A-1 |  | Multizone All Ducted | 48000 | 44500 | 2.6 | 48000 | 2
KERR | A-KHP Series | 216097152 | HMSV-A-CB | A-KHP486A-1 |  | Multizone Mix of Ducted and Non-Ducted | 48500 | 44000 | 2.6 | 47500 | 2
KERR | A-KHP Series | 216097153 | HMSR-A-CB-O | A-KHP556A-1 |  | Multizone All Non-Ducted | 55000 | 44000 | 2.6 | 47000 | 2
KERR | A-KHP Series | 216097154 | HMSV-A-CB | A-KHP556A-1 |  | Multizone All Ducted | 55000 | 45000 | 2.7 | 48000 | 2.1
KERR | A-KHP Series | 216097155 | HMSV-A-CB | A-KHP556A-1 |  | Multizone Mix of Ducted and Non-Ducted | 55000 | 44500 | 2.65 | 47500 | 2.05
ZERO | ZMSB Series | 216097675 | HRCU-A-CB-O | ZMSB-18HV-USHHCR2-O | ZMSB-18HV-USHHCR2-I | Singlezone Non-Ducted, Wall Placement | 18000 | 14400 | 2.61 | 18000 | 2
ZERO | ZMSB Series | 216097677 | HRCU-A-CB-O | ZMSB-33HV-USHHCR2-O | ZMSB-33HV-USHHCR2-I | Singlezone Non-Ducted, Wall Placement | 36000 | 29600 | 2.61 | 34600 | 1.91
ZERO | ZMSB Series | 216097676 | HRCU-A-CB-O | ZMSB-24HV-USHHCR2-O | ZMSB-24HV-USHHCR2-I | Singlezone Non-Ducted, Wall Placement | 26000 | 21600 | 2.61 | 24000 | 2
ZERO | ZMSB Series | 216097679 | HRCU-A-CB-O | ZMSB-09HV-USHHR2-O | ZMSB-09HV-USHHR2-I | Singlezone Non-Ducted, Wall Placement | 10000 | 8600 | 2.8 | 8200 | 2.33
ZERO | ZMSB Series | 216097678 | HRCU-A-CB-O | ZMSB-12HV110-USHHR2-O | ZMSB-12HV110-USHHR2-I | Singlezone Non-Ducted, Wall Placement | 12000 | 8800 | 2.77 | 7300 | 2.21
ZERO | ZMSB Series | 216097681 | HRCU-A-CB-O | ZMSB-18HV-USHHR2-O | ZMSB-18HV-USHHR2-I | Singlezone Non-Ducted, Wall Placement | 18000 | 13000 | 2.59 | 13000 | 2.35
ZERO | ZMSB Series | 216097680 | HRCU-A-CB-O | ZMSB-12HV-USHHR2-O | ZMSB-12HV-USHHR2-I | Singlezone Non-Ducted, Wall Placement | 12000 | 9600 | 2.84 | 8600 | 2.36
ZERO | ZMSB Series | 216097682 | HRCU-A-CB-O | ZMSB-24HV-USHHR2-O | ZMSB-24HV-USHHR2-I | Singlezone Non-Ducted, Wall Placement | 25000 | 19500 | 2.5 | 17800 | 2.15
STAR AIR KONTROL | SAK Series | 216369211 | HRCU-A-CB-O | SAK-24-WM2/220V | SAK-24-WM1/220V | Singlezone Non-Ducted, Wall Placement | 24000 | 16900 | 2.53 | 17000 | 2.14
STAR AIR KONTROL | SAK Series | 216369214 | HRCU-A-CB | SAK-06-DT2/220V | SAK-06-DT1/220V | Singlezone Ducted, Compact Ducted | 8000 | 8000 | 2.69 | 7800 | 2.41
STAR AIR KONTROL | SAK Series | 216369217 | HRCU-A-CB | SAK-18-DT2/220V | SAK-18-DT1/220V | Singlezone Ducted, Compact Ducted | 20000 | 14000 | 2.6 | 14000 | 2.19
STAR AIR KONTROL | SAK Series | 216369216 | HRCU-A-CB | SAK-12-DT2/220V | SAK-12-DT1/220V | Singlezone Ducted, Compact Ducted | 12000 | 9500 | 2.58 | 8800 | 2.24
STAR AIR KONTROL | SAK Series | 216369215 | HRCU-A-CB | SAK-09-DT2/220V | SAK-09-DT1/220V | Singlezone Ducted, Compact Ducted | 10000 | 8900 | 2.61 | 8600 | 2.25
STAR AIR KONTROL | SAK Series | 216369218 | HRCU-A-CB | SAK-24-DT2/220V | SAK-24-DT1/220V | Singlezone Ducted, Compact Ducted | 25000 | 21200 | 2.6 | 19000 | 2.3
STAR AIR KONTROL | SAK Series | 216369222 | HRCU-A-CB-O | SAK-09-CT2/220V | SAK-09-CT1/220V | Singlezone Non-Ducted, Ceiling Placement | 10000 | 8500 | 2.8 | 8300 | 2.17
STAR AIR KONTROL | SAK Series | 216369224 | HRCU-A-CB-O | SAK-18-CT2/220V | SAK-18-CT1/220V | Singlezone Non-Ducted, Ceiling Placement | 18000 | 13900 | 2.66 | 12800 | 2.19
STAR AIR KONTROL | SAK Series | 216369223 | HRCU-A-CB-O | SAK-12-CT2/220V | SAK-12-CT1/220V | Singlezone Non-Ducted, Ceiling Placement | 12000 | 8500 | 2.8 | 8400 | 2.39
STAR AIR KONTROL | SAK Series | 216369226 | HRCU-A-CB-O | SAK-36-CT2/220V | SAK-36-CT1/220V | Singlezone Non-Ducted, Wall Placement | 38000 | 26800 | 2.68 | 26600 | 2.2
STAR AIR KONTROL | SAK Series | 216369228 | HRCU-A-CB-O | SAK-06-OCT2/220V | SAK-06-OCT1/220V | Singlezone Non-Ducted, Ceiling Placement | 7400 | 7000 | 2.66 | 8100 | 2.4
STAR AIR KONTROL | SAK Series | 216369229 | HRCU-A-CB-O | SAK-09-OCT2/220V | SAK-09-OCT1/220V | Singlezone Non-Ducted, Ceiling Placement | 11000 | 7900 | 2.69 | 8000 | 2.17
STAR AIR KONTROL | SAK Series | 216369231 | HRCU-A-CB-O | SAK-18-OCT2/220V | SAK-18-OCT1/220V | Singlezone Non-Ducted, Ceiling Placement | 18000 | 14000 | 2.77 | 13100 | 2.25
STAR AIR KONTROL | SAK Series | 216369230 | HRCU-A-CB-O | SAK-12-OCT2/220V | SAK-12-OCT1/220V | Singlezone Non-Ducted, Ceiling Placement | 12000 | 8600 | 2.77 | 8600 | 2.47
STAR AIR KONTROL | SAK Series | 216369232 | HMSR-A-CB-O | SAK-18-DZ/220V |  | Multizone All Non-Ducted | 19000 | 13500 | 2.6 | 13500 | 2.2
STAR AIR KONTROL | SAK Series | 216369235 | HMSR-A-CB-O | SAK-27-TZ/220V |  | Multizone All Non-Ducted | 27000 | 18000 | 2.5 | 19000 | 2
STAR AIR KONTROL | SAK Series | 216369237 | HMSV-A-CB | SAK-27-TZ/220V |  | Multizone Mix of Ducted and Non-Ducted | 26800 | 18200 | 2.5 | 18900 | 2
STAR AIR KONTROL | SAK Series | 216369236 | HMSV-A-CB | SAK-27-TZ/220V |  | Multizone All Ducted | 26600 | 18400 | 2.5 | 18800 | 2
STAR AIR KONTROL | SAK Series | 216369242 | HMSV-A-CB | SAK-48-QZ/220V |  | Multizone All Ducted | 47000 | 37000 | 2.5 | 38000 | 2.1
STELPRO | SAHB Series | 216082174 | HRCU-A-CB | SDB1-H30A-O | SAHB1-H30A-I | Singlezone Ducted, Centrally Ducted | 34000 | 23800 | 2.76 | 32600 | 1.96
STELPRO | SAHB Series | 216082177 | HRCU-A-CB | SDB1-H48A-O | SAHB1-H48A-I | Singlezone Ducted, Centrally Ducted | 50000 | 37000 | 2.7 | 46000 | 1.9
STELPRO | SAHB Series | 216082175 | HRCU-A-CB | SDB1-H36A-O | SAHB1-H36A-I | Singlezone Ducted, Centrally Ducted | 37000 | 31800 | 2.56 | 39000 | 1.9
COMFORT-AIRE | A-VXP | 216097074 | HRCU-A-CB | A-VXP18TA-1 | B-VXP18TA-1 | Singlezone Ducted, Centrally Ducted | 19000 | 15000 | 2.6 | 18000 | 2
COMFORT-AIRE | A-VXP | 216097078 | HRCU-A-CB | A-VXP48TA-1 | B-VXP48TA-1 | Singlezone Ducted, Centrally Ducted | 50000 | 37000 | 2.7 | 46000 | 1.9
COMFORT-AIRE | A-VXP | 216097077 | HRCU-A-CB | A-VXP36TA-1 | B-VXP36TA-1 | Singlezone Ducted, Centrally Ducted | 37000 | 31800 | 2.56 | 39000 | 1.9
COMFORT-AIRE | A-VXP | 216097076 | HRCU-A-CB | A-VXP30TA-1 | B-VXP30TA-1 | Singlezone Ducted, Centrally Ducted | 34000 | 23800 | 2.76 | 32600 | 1.96
COMFORT-AIRE | A-VHP | 216097080 | HRCU-A-CB | A-VHP18SA-1 | B-VHP18AA-1 | Singlezone Ducted, Centrally Ducted | 19500 | 14000 | 2.6 | 18000 | 2.2
KERR | A-KXP Series | 216097085 | HRCU-A-CB | A-KXP30TA-1 | B-KXP30TA-1 | Singlezone Ducted, Centrally Ducted | 34000 | 23800 | 2.76 | 32600 | 1.96
KERR | A-KXP Series | 216097083 | HRCU-A-CB | A-KXP18TA-1 | B-KXP18TA-1 | Singlezone Ducted, Centrally Ducted | 19000 | 15000 | 2.6 | 18000 | 2
COMFORT-AIRE | A-VHP | 216097082 | HRCU-A-CB | A-VHP33SA-1 | B-VHP30AA-1 | Singlezone Ducted, Centrally Ducted | 35000 | 27400 | 2.58 | 34000 | 2
KERR | A-KXP Series | 216097087 | HRCU-A-CB | A-KXP48TA-1 | B-KXP48TA-1 | Singlezone Ducted, Centrally Ducted | 50000 | 37000 | 2.7 | 46000 | 1.9
KERR | A-KXP Series | 216097086 | HRCU-A-CB | A-KXP36TA-1 | B-KXP36TA-1 | Singlezone Ducted, Centrally Ducted | 37000 | 31800 | 2.56 | 39000 | 1.9
KERR | A-KHP Series | 216097089 | HRCU-A-CB | A-KHP18SA-1 | B-KHP18AA-1 | Singlezone Ducted, Centrally Ducted | 19500 | 14000 | 2.6 | 18000 | 2.2
KERR | A-KHP Series | 216097091 | HRCU-A-CB | A-KHP33SA-1 | B-KHP30AA-1 | Singlezone Ducted, Centrally Ducted | 35000 | 27400 | 2.58 | 34000 | 2
EMI | MHAH Series | 216372808 | HRCU-A-CB | MHSD124DACFC | MHAH124DACFC | Singlezone Ducted, Centrally Ducted | 24000 | 19200 | 2.5 | 24071 | 1.91
EMI | MHAH Series | 216372807 | HRCU-A-CB | MHSD118DACFC | MHAH118DACFC | Singlezone Ducted, Centrally Ducted | 19000 | 13500 | 2.6 | 18629 | 2.04
EMI | MHAH Series | 216372812 | HRCU-A-CB | MHSD160DACFC | MHAH160DACFC | Singlezone Ducted, Centrally Ducted | 59000 | 42000 | 2.6 | 54356 | 1.91
AC PRO | SPHP Series | 216497959 | HRCU-A-CB | SPHP-Y-V036BB | AIRH-Y-V03612CB | Singlezone Ducted, Centrally Ducted | 36000 | 25600 | 2.6 | 27000 | 2
AC PRO | SPHP Series | 216497962 | HRCU-A-CB | SPHP-Z-V018BB | AIRH-Z-V018V06C | Singlezone Ducted, Centrally Ducted | 18000 | 14700 | 2.66 | 18600 | 2.12
AC PRO | SPHP Series | 216497964 | HRCU-A-CB | SPHP-Z-V030BB | AIRH-Z-V030V10C | Singlezone Ducted, Centrally Ducted | 33000 | 24000 | 2.69 | 33200 | 1.97
AC PRO | SPHP Series | 216497963 | HRCU-A-CB | SPHP-Z-V024BB | AIRH-Z-V024V08C | Singlezone Ducted, Centrally Ducted | 24000 | 19000 | 2.64 | 20600 | 2.14
AC PRO | SPHP Series | 216497967 | HRCU-A-CB | SPHP-Z-V060BB | AIRH-Z-V060V18C | Singlezone Ducted, Centrally Ducted | 55000 | 35000 | 2.5 | 54000 | 1.9
AC PRO | SPHP Series | 216497966 | HRCU-A-CB | SPHP-Z-V048BB | AIRH-Z-V048V16C | Singlezone Ducted, Centrally Ducted | 48000 | 34000 | 2.56 | 48000 | 2
AC PRO | SPHP Series | 216497965 | HRCU-A-CB | SPHP-Z-V036BB | AIRH-Z-V036V12C | Singlezone Ducted, Centrally Ducted | 36000 | 24600 | 2.68 | 32600 | 2.06
AC PRO | MHPC Series | 216497968 | HRCU-A-CB | MHPC-H-018BSB | MMUL-H-018BMB | Singlezone Ducted, Centrally Ducted | 18000 | 13200 | 2.6 | 13000 | 2.3
ELIOS | ESH Series | 216505494 | HRCU-A-CB | ESHEA24R2AN1 | GGHLA24R2AS1 | Singlezone Ducted, Centrally Ducted | 25000 | 20800 | 2.8 | 19600 | 1.96
ELIOS | ESH Series | 216505496 | HRCU-A-CB | ESHEA36R2AN1 | GGHLA36R2AS1 | Singlezone Ducted, Centrally Ducted | 37000 | 24800 | 2.64 | 29200 | 1.99
PANASONIC | CU Series | 216505876 | HRCU-A-CB | CU-M36BAHU | CS-HM36BAHU | Singlezone Ducted, Centrally Ducted | 36000 | 25600 | 2.6 | 27000 | 2
PANASONIC | CU Series | 216505883 | HRCU-A-CB | CU-HM48BAHU | CS-HM48BAHU | Singlezone Ducted, Centrally Ducted | 50000 | 37000 | 2.7 | 46000 | 1.9
PANASONIC | CU Series | 216505882 | HRCU-A-CB | CU-HM36BAHU | CS-HM36BAHU | Singlezone Ducted, Centrally Ducted | 37000 | 31800 | 2.56 | 39000 | 1.9
PANASONIC | CU Series | 216505881 | HRCU-A-CB | CU-HM30BAHU | CS-HM30BAHU | Singlezone Ducted, Centrally Ducted | 34000 | 23800 | 2.76 | 32600 | 1.96
PANASONIC | CU Series | 216505879 | HRCU-A-CB | CU-HM18BAHU | CS-HM18BAHU | Singlezone Ducted, Centrally Ducted | 19000 | 15000 | 2.6 | 18000 | 2
HITACHI | airHome 800 | 215911631 | HRCU-A-CB-O | RAC-XJ12WHAA | RAK-XJ12PHAA | Singlezone Non-Ducted, Wall Placement | 13500 | 11000 | 2.93 | 15200 | 2.12
HITACHI | airHome 800 | 215911630 | HRCU-A-CB-O | RAC-XJ09WHAA | RAK-XJ09PHAA | Singlezone Non-Ducted, Wall Placement | 12000 | 8000 | 2.93 | 14000 | 1.9
HITACHI | airHome 600 | 215413021 | HRCU-A-CB-O | RAC-GJ24WHAA | RAK-GJ24PHAA | Singlezone Non-Ducted, Wall Placement | 25200 | 16700 | 2.88 | 24700 | 2.34
HITACHI | airHome 600 | 215413020 | HRCU-A-CB-O | RAC-GJ18WHAA | RAK-GJ18PHAA | Singlezone Non-Ducted, Wall Placement | 21600 | 15000 | 2.93 | 21600 | 2.18
HITACHI | airHome 400 | 215224720 | HRCU-A-CB-O | RAC-DJ12WHAA | RAK-DJ12PHAA | Singlezone Non-Ducted, Wall Placement | 13000 | 8400 | 2.59 | 10250 | 2.1
HITACHI | airHome 400 | 215224719 | HRCU-A-CB-O | RAC-DJ09WHAA | RAK-DJ09PHAA | Singlezone Non-Ducted, Wall Placement | 10000 | 6500 | 2.61 | 7500 | 2.2
MDV | M60 Series | 216021097 | HMSV-A-CB | M6OE31-53HFPN10-M1XD |  | Multizone All Ducted | 55000 | 42500 | 2.7 | 46000 | 2
MDV | MCB Series | 216021088 | HRCU-A-CB-O | MOX430-18HFPN10-M1 | MCB-18HRFPN10-M1 | Singlezone Non-Ducted, Wall Placement | 18000 | 13300 | 2.73 | 13100 | 2.33
MRCOOL | DIY Series | 216032546 | HRCU-A-CB-O | DIY-18-HP-C-230D25-O | DIYCASSETTE18HP-230D25-O | Singlezone Non-Ducted, Wall Placement | 18000 | 13300 | 2.73 | 13100 | 2.33
LENNOX | EL22XPV SERIES | 214625964 | HRCU-A-CB | EL22XPV-036-230A** | CK40CT-48C-0*+TDR | Singlezone Non-Ducted, Wall Placement | 33400 | 22200 | 2.56 | 18300 | 2.26
TCL |  | 215387253 | HRCU-A-CB-O | H12SEH19XAC | H12SEH19XAE | Singlezone Non-Ducted, Wall Placement | 12600 | 7500 | 2.75 | 9100 | 2.2
TCL |  | 215387251 | HRCU-A-CB-O | H12SEH19BAC | H12SEH19BAE | Singlezone Non-Ducted, Wall Placement | 12600 | 7600 | 2.68 | 9000 | 2.14
TCL |  | 215387260 | HRCU-A-CB-O | H12SBH23XPC | H12SBH23XPE | Singlezone Non-Ducted, Wall Placement | 12600 | 8100 | 3.08 | 9100 | 2.2
TCL |  | 215387258 | HRCU-A-CB-O | H12SBH22BPC | H12SBH22BPE | Singlezone Non-Ducted, Wall Placement | 12400 | 7800 | 2.89 | 8900 | 2.12
TCL |  | 215387257 | HRCU-A-CB-O | H09SBH23BPC | H09SBH23BPE | Singlezone Non-Ducted, Wall Placement | 10000 | 6200 | 2.84 | 7500 | 1.95
MDV | MVBE Series | 216030946 | HRCU-A-CB | MOD30-36HFN10-M3 | MVBE-36HWFN10-WL3E-MAS | Singlezone Ducted, Centrally Ducted | 37000 | 24800 | 2.64 | 29200 | 1.99
MDV | MVBE Series | 216030945 | HRCU-A-CB | MOX430-24HFN10-M3 | MVBE-24HWFN10-WM3E-MAS | Singlezone Ducted, Centrally Ducted | 25000 | 20800 | 2.8 | 19600 | 1.96
MDV | MVB Series | 216030944 | HRCU-A-CB | MOX630-36HFN10-M3X | MVBDM-36HWFN10-WB3-MAS | Singlezone Ducted, Centrally Ducted | 37000 | 31000 | 2.5 | 37400 | 1.9
MDV | MVB Series | 216030943 | HRCU-A-CB | MOE30-60HFN10-M3X | MVBDM-60HWFN10-WC3-MAS | Singlezone Ducted, Centrally Ducted | 55000 | 35000 | 2.5 | 54000 | 1.9
MDV | MVB Series | 216030942 | HRCU-A-CB | MOX630-48HFN10-M3X | MVBDM-48HWFN10-WC3-MAS | Singlezone Ducted, Centrally Ducted | 48000 | 34000 | 2.56 | 48000 | 2
MDV | MVB Series | 216030939 | HRCU-A-CB | MOD30-36HFN10-M3 | MVBC-36HWFN10-MC3E-MAS | Singlezone Ducted, Centrally Ducted | 36000 | 25600 | 2.6 | 27000 | 2
MDV | MVB Series | 216030935 | HRCU-A-CB | MOX630-36HFN10-M3X | MVBC-36HWFN10-MC3E-MAS | Singlezone Ducted, Centrally Ducted | 37000 | 31800 | 2.56 | 39000 | 1.9
MDV | MVB Series | 216030934 | HRCU-A-CB | MOD30-30HFN10-M3X | MVBDM-30HWFN10-WB3-MAS | Singlezone Ducted, Centrally Ducted | 33000 | 24000 | 2.69 | 33200 | 1.97
MDV | MVB Series | 216030933 | HRCU-A-CB | MOX430-24HFN10-M3X | MVBDM-24HWFN10-WA3-MAS | Singlezone Ducted, Centrally Ducted | 24000 | 19000 | 2.64 | 20600 | 2.14
MDV | MVB Series | 216030932 | HRCU-A-CB | MOX430-18HFN10-M3X | MVBDM-18HWFN10-WA3-MAS | Singlezone Ducted, Centrally Ducted | 18000 | 14700 | 2.66 | 18600 | 2.12
MDV | MVB Series | 216032496 | HRCU-A-CB | MOD30-30HFN10-M3X | MVBC-30HWFPN10-MC3E | Singlezone Ducted, Centrally Ducted | 34000 | 23800 | 2.76 | 32600 | 1.96
MDV | MSEP Series | 216032446 | HRCU-A-CB-O | MOD30-30HFN10-M1E | MSEPDM-36HRFN10-M1E | Singlezone Non-Ducted, Wall Placement | 30000 | 20400 | 2.52 | 20000 | 2.03
MDV | MSEP Series | 216032444 | HRCU-A-CB-O | MOX230-09HFN10-M1 | MSEPBM-12HRFN10-M1 | Singlezone Non-Ducted, Wall Placement | 10000 | 8100 | 2.83 | 8000 | 2.37
MDV | MSAG Series | 216032442 | HRCU-A-CB-O | MOX230-09HFN10-M1 | MSAG11BM-12HRFN10-M1 | Singlezone Non-Ducted, Wall Placement | 10000 | 8600 | 2.8 | 8200 | 2.33
MDV | MSAB Series | 216032441 | HRCU-A-CB-O | MOX230-09HFN10-M1 | MSAB3BM-12HRFN10-M1 | Singlezone Non-Ducted, Wall Placement | 10000 | 8600 | 2.83 | 8100 | 2.26
MDV | MVBE Series | 216025756 | HRCU-A-CB | MOX430-24HFN10-M3X | MVBE-24HWFN10-WM3E | Singlezone Ducted, Centrally Ducted | 25000 | 20800 | 2.8 | 19600 | 1.96
MDV | MVBE Series | 216025755 | HRCU-A-CB | MOX430-18HFN10-M3X | MVBE-18HWFN10-WM3E | Singlezone Ducted, Centrally Ducted | 19000 | 15300 | 2.72 | 19600 | 2.1
MDV | MVB Series | 216025753 | HRCU-A-CB | MOD30-30HFN10-M3X | MVBE-30HWFN10-WL3E | Singlezone Ducted, Centrally Ducted | 32000 | 23200 | 2.6 | 32000 | 2
MDV | MSAB Series | 216021106 | HRCU-A-CB-O | MOX430-18HFPN10-M1 | MSAB3E-18HRFPN10-M1 | Singlezone Non-Ducted, Wall Placement | 18000 | 15200 | 2.75 | 18000 | 2.44
MDV | MSAB Series | 216021104 | HRCU-A-CB-O | MOX230-09HFPN10-B1 | MSAB3B-09HRFPN10-B1 | Singlezone Non-Ducted, Wall Placement | 10000 | 7500 | 2.53 | 7300 | 2.16
MDV | MSAB Series | 216021098 | HRCU-A-CB-O | MOX430-18HFPN10-M1X | MSAB3E-18HRFPN10-M1 | Singlezone Non-Ducted, Wall Placement | 18000 | 15200 | 2.72 | 18000 | 1.99
MDV | M60 Series | 216021119 | HMSV-A-CB | M6OE31-53HFPN10-M1XD | MSAB3B-06HRFPN10-M1 | Multizone Mix of Ducted and Non-Ducted | 55000 | 43250 | 2.65 | 46000 | 2
MDV | M60 Series | 216021096 | HMSR-A-CB-O | M6OE31-53HFPN10-M1XD | MSAB3B-06HRFPN10-M1 | Multizone All Non-Ducted | 55000 | 44000 | 2.6 | 46000 | 2
MDV | M60 Series | 216021118 | HMSV-A-CB | M6OE30-48HFPN10-M1D | MSAB3B-09HRFPN10-M1 | Multizone Mix of Ducted and Non-Ducted | 47500 | 36500 | 2.55 | 37000 | 2
MDV | M60 Series | 216021095 | HMSV-A-CB | M6OE30-48HFPN10-M1D | MTI-09HWFPN10-M1 | Multizone All Ducted | 47000 | 37800 | 2.6 | 37000 | 2
MDV | M60 Series | 216021094 | HMSR-A-CB-O | M6OE30-48HFPN10-M1D | MSAB3B-09HRFPN10-M1 | Multizone All Non-Ducted | 48000 | 35200 | 2.5 | 37000 | 2
MDV | M40 Series | 216021116 | HMSV-A-CB | M4OD30-27HFPN10-M1D | MSAB3B-06HRFPN10-M1 | Multizone Mix of Ducted and Non-Ducted | 26500 | 17600 | 2.55 | 18700 | 2.05
MDV | M40 Series | 216021091 | HMSV-A-CB | M4OD30-27HFPN10-M1D | MTI-06HWFPN10-M1 | Multizone All Ducted | 27000 | 19000 | 2.7 | 19200 | 2.1
MDV | M30 Series | 216021089 | HMSR-A-CB-O | M3OX430-18HFPN10-M1 | MSAB3B-06HRFPN10-M1 | Multizone All Non-Ducted | 18000 | 13400 | 2.71 | 13300 | 2.31
MDV | MCB Series | 216021087 | HRCU-A-CB-O | MOX430-18HFPN10-M1X | MCB-18HRFPN10-M1 | Singlezone Non-Ducted, Wall Placement | 20000 | 14800 | 2.69 | 17500 | 1.9
MDV | MCB Series | 216021086 | HRCU-A-CB-O | MOX330-12HFPN10-M1X | MCBM-12HRFPN10-M1 | Singlezone Non-Ducted, Wall Placement | 12500 | 9100 | 2.59 | 11500 | 2.11
MDV | MVBE Series | 215894241 | HRCU-A-CB | MOD30-36HFN10-M3 | MVBE-36HWFN10-WL3E | Singlezone Ducted, Centrally Ducted | 37000 | 24800 | 2.64 | 29200 | 1.99
MDV | MVBE Series | 215894240 | HRCU-A-CB | MOX430-24HFN10-M3 | MVBE-24HWFN10-WM3E | Singlezone Ducted, Centrally Ducted | 25000 | 20800 | 2.8 | 19600 | 1.96
MDV | MVBC Series | 215865886 | HRCU-A-CB | MOX630-48HFN10-M3X | MVBC-48HWFPN10-MD3E | Singlezone Ducted, Centrally Ducted | 50000 | 37000 | 2.7 | 46000 | 1.9
MDV | MVBC Series | 215865885 | HRCU-A-CB | MOD30-36HFN10-M3 | MVBC-36HWFPN10-MC3E | Singlezone Ducted, Centrally Ducted | 36000 | 24800 | 2.52 | 27000 | 2
MDV | MVBC Series | 215865884 | HRCU-A-CB | MOX630-36HFN10-M3X | MVBC-36HWFPN10-MC3E | Singlezone Ducted, Centrally Ducted | 37000 | 31800 | 2.56 | 39000 | 1.9
MDV | MVB Series | 215449739 | HRCU-A-CB | MOX630-36HFN10-M3X | MVBDM-36HWFN10-WB3-D | Singlezone Ducted, Centrally Ducted | 37000 | 31000 | 2.5 | 37400 | 1.9
PANASONIC |  | 10208229 | HMSR-A-CB-O | CU-2E18SBU-5 |  | Multizone All Non-Ducted | 19800 | 17400 | 2.52 | 14500 | 2.08
CAPELLA | CPM Series | 216027634 | HMSV-A-CB | CPM2B1-H18A-O |  | Multizone Mix of Ducted and Non-Ducted | 20000 | 17300 | 2.65 | 18500 | 2
CAPELLA | CPM Series | 216027633 | HMSV-A-CB | CPM2B1-H18A-O |  | Multizone All Ducted | 20000 | 17000 | 2.59 | 18000 | 2
CAPELLA | CPM Series | 216027635 | HMSR-A-CB-O | CPM3B1-H27A-O |  | Multizone All Non-Ducted | 27000 | 25000 | 2.6 | 27000 | 2
CAPELLA | CPM Series | 216027637 | HMSV-A-CB | CPM3B1-H27A-O |  | Multizone Mix of Ducted and Non-Ducted | 27400 | 24000 | 2.5 | 27000 | 2
CAPELLA | CPM Series | 216027641 | HMSR-A-CB-O | CPM5B1-H48A-O |  | Multizone All Non-Ducted | 49000 | 44000 | 2.6 | 47000 | 2
CAPELLA | CPM Series | 216027642 | HMSV-A-CB | CPM5B1-H48A-O |  | Multizone All Ducted | 48000 | 44500 | 2.6 | 48000 | 2
CAPELLA | CPM Series | 216027643 | HMSV-A-CB | CPM5B1-H48A-O |  | Multizone Mix of Ducted and Non-Ducted | 48500 | 44000 | 2.6 | 47500 | 2
CAPELLA | CPM Series | 216027644 | HMSR-A-CB-O | CPM5B1-H55A-O |  | Multizone All Non-Ducted | 55000 | 44000 | 2.6 | 47000 | 2
CAPELLA | CPM Series | 216027645 | HMSV-A-CB | CPM5B1-H55A-O |  | Multizone All Ducted | 55000 | 45000 | 2.7 | 48000 | 2.1
CAPELLA | CPM Series | 216027646 | HMSV-A-CB | CPM5B1-H55A-O |  | Multizone Mix of Ducted and Non-Ducted | 55000 | 44500 | 2.65 | 47500 | 2.05
CAPELLA | CPM Series | 216027647 | HMSR-A-CB-O | CPM2B1V-H18A-O |  | Multizone All Non-Ducted | 20000 | 17600 | 2.7 | 19000 | 2
CAPELLA | CPM Series | 216027648 | HMSV-A-CB | CPM2B1V-H18A-O |  | Multizone All Ducted | 20000 | 17000 | 2.59 | 18000 | 2
CAPELLA | CPM Series | 216027649 | HMSV-A-CB | CPM2B1V-H18A-O |  | Multizone Mix of Ducted and Non-Ducted | 20000 | 17300 | 2.65 | 18500 | 2
CAPELLA | CPM Series | 216027650 | HMSR-A-CB-O | CPM3B1V-H27A-O |  | Multizone All Non-Ducted | 27000 | 25000 | 2.6 | 27000 | 2
CAPELLA | CPM Series | 216027652 | HMSV-A-CB | CPM3B1V-H27A-O |  | Multizone Mix of Ducted and Non-Ducted | 27400 | 24000 | 2.5 | 27000 | 2
CAPELLA | CPM Series | 216027656 | HMSR-A-CB-O | CPM5B1V-H48A-O |  | Multizone All Non-Ducted | 49000 | 44000 | 2.6 | 47000 | 2
CAPELLA | CPM Series | 216027657 | HMSV-A-CB | CPM5B1V-H48A-O |  | Multizone All Ducted | 48000 | 44500 | 2.6 | 48000 | 2
CAPELLA | CPM Series | 216027658 | HMSV-A-CB | CPM5B1V-H48A-O |  | Multizone Mix of Ducted and Non-Ducted | 48500 | 44000 | 2.6 | 47500 | 2
CAPELLA | CPM Series | 216027659 | HMSR-A-CB-O | CPM5B1V-H55A-O |  | Multizone All Non-Ducted | 55000 | 44000 | 2.6 | 47000 | 2
CAPELLA | CPM Series | 216027660 | HMSV-A-CB | CPM5B1V-H55A-O |  | Multizone All Ducted | 55000 | 45000 | 2.7 | 48000 | 2.1
CAPELLA | CPM Series | 216027661 | HMSV-A-CB | CPM5B1V-H55A-O |  | Multizone Mix of Ducted and Non-Ducted | 55000 | 44500 | 2.65 | 47500 | 2.05
MOOVAIR | MWE Series | 216031021 | HRCU-A-CB-O | MSHEA09C2AN1 | MWHEA09C2AN1 | Singlezone Non-Ducted, Wall Placement | 10000 | 8100 | 2.83 | 8000 | 2.37
MOOVAIR | MWE Series | 216031022 | HRCU-A-CB-O | MSHEA12C2AN1 | MWHEA12C2AN1 | Singlezone Non-Ducted, Wall Placement | 12000 | 9300 | 2.84 | 8400 | 2.3
MOOVAIR | MWE Series | 216031025 | HRCU-A-CB-O | MSHEA24C2AN1 | MWHEA24C2AN1 | Singlezone Non-Ducted, Wall Placement | 25000 | 18800 | 2.65 | 19600 | 2.54
MOOVAIR | MWE Series | 216031024 | HRCU-A-CB-O | MSHEA18C2AN1 | MWHEA18C2AN1 | Singlezone Non-Ducted, Wall Placement | 18000 | 13600 | 2.73 | 12800 | 2.1
MOOVAIR | MWE Series | 216031030 | HRCU-A-CB-O | MSHMA18C2AN1 | MWHMA18C2AS1 | Singlezone Non-Ducted, Wall Placement | 18000 | 15000 | 2.56 | 18000 | 1.92
MOOVAIR | MWE Series | 216031032 | HRCU-A-CB-O | MSHMA33C2AN1 | MWHMA33C2AS1 | Singlezone Non-Ducted, Wall Placement | 36000 | 30000 | 2.69 | 35000 | 1.98
MOOVAIR | MWE Series | 216031031 | HRCU-A-CB-O | MSHMA24C2AN1 | MWHMA24C2AS1 | Singlezone Non-Ducted, Wall Placement | 29000 | 21000 | 2.88 | 24200 | 2.34
MOOVAIR | MWE Series | 216031034 | HRCU-A-CB-O | MSHEA09C2AN1 | GKHRA09C2AS1 | Singlezone Non-Ducted, Ceiling Placement | 10000 | 8500 | 2.8 | 8300 | 2.17
MOOVAIR | MWE Series | 216031033 | HRCU-A-CB-O | MSHHA18C2AN1 | MWHHA18C2AS1 | Singlezone Non-Ducted, Wall Placement | 20000 | 19300 | 3.01 | 22600 | 2.34
MOOVAIR | MWE Series | 216031035 | HRCU-A-CB-O | MSHEA12C2AN1 | GKHRA12C2AS1 | Singlezone Non-Ducted, Ceiling Placement | 12000 | 8500 | 2.8 | 8400 | 2.39
MOOVAIR | MWE Series | 216031036 | HRCU-A-CB-O | MSHEA18C2AN1 | GKHRA18C2AS1 | Singlezone Non-Ducted, Ceiling Placement | 18000 | 13900 | 2.66 | 12800 | 2.19
MOOVAIR | MWE Series | 216031039 | HRCU-A-CB-O | MSHMA12C2AN1 | GKHRA12C2AS1 | Singlezone Non-Ducted, Ceiling Placement | 12000 | 10000 | 2.74 | 11500 | 1.99
MOOVAIR | MWE Series | 216031040 | HRCU-A-CB-O | MSHMA18C2AN1 | GKHRA18C2AS1 | Singlezone Non-Ducted, Ceiling Placement | 19000 | 14900 | 2.7 | 17000 | 1.9
MOOVAIR | MWE Series | 216031041 | HRCU-A-CB-O | MSHMA24C2AN1 | GQHRA24C2AS1 | Singlezone Non-Ducted, Wall Placement | 25000 | 20400 | 2.78 | 23800 | 2.23
MOOVAIR | MWE Series | 216031043 | HRCU-A-CB-O | MSHEA18C2AN1 | GOHRA18C2AS1 | Singlezone Non-Ducted, Ceiling Placement | 18000 | 14000 | 2.77 | 13100 | 2.25
MOOVAIR | MWE Series | 216031046 | HRCU-A-CB | MSHEA09C2AN1 | GDHRA09C2AS1 | Singlezone Ducted, Compact Ducted | 10000 | 9300 | 2.9 | 8300 | 2.32
MOOVAIR | MWE Series | 216031047 | HRCU-A-CB | MSHEA12C2AN1 | GDHRA12C2AS1 | Singlezone Ducted, Compact Ducted | 12000 | 9100 | 2.78 | 8900 | 2.44
MOOVAIR | MWE Series | 216031048 | HRCU-A-CB | MSHEA18C2AN1 | GDHRA18C2AS1 | Singlezone Ducted, Compact Ducted | 20000 | 14900 | 2.89 | 14200 | 2.41
MOOVAIR | MWE Series | 216031049 | HRCU-A-CB | MSHEA24C2AN1 | GDHRA24C2AS1 | Singlezone Ducted, Compact Ducted | 25000 | 21200 | 2.6 | 19000 | 2.3
MOOVAIR | MWE Series | 216031051 | HRCU-A-CB | MSHMA12C2AN1 | GDHRA12C2AS1 | Singlezone Ducted, Compact Ducted | 12000 | 10200 | 2.6 | 12000 | 1.95
MOOVAIR | MWE Series | 216031052 | HRCU-A-CB | MSHMA18C2AN1 | GDHRA18C2AS1 | Singlezone Ducted, Compact Ducted | 19500 | 15000 | 2.89 | 18000 | 2.1
MOOVAIR | MWE Series | 216031053 | HRCU-A-CB | MSHMA24C2AN1 | GDHRA24C2AS1 | Singlezone Ducted, Compact Ducted | 26000 | 21600 | 2.71 | 24000 | 2.18
MOOVAIR | MWE Series | 216031054 | HRCU-A-CB-O | MSHEA12C2AN1 | GFHRA12C2AS1 | Singlezone Non-Ducted, Wall Placement | 12000 | 9000 | 2.87 | 8900 | 2.51
MOOVAIR | MWE Series | 216031059 | HMSR-A-CB-O | MXHSA2742AV1 |  | Multizone All Non-Ducted | 27000 | 18400 | 2.61 | 19000 | 2
MOOVAIR | MWE Series | 216031060 | HMSV-A-CB | MXHSA2742AV1 |  | Multizone All Ducted | 26600 | 18400 | 2.5 | 18800 | 2
MOOVAIR | MWE Series | 216031061 | HMSV-A-CB | MXHSA2742AV1 |  | Multizone Mix of Ducted and Non-Ducted | 26800 | 18400 | 2.56 | 18900 | 2
MOOVAIR | MWE Series | 216031065 | HMSR-A-CB-O | MXHSA4862AV1 |  | Multizone All Non-Ducted | 48000 | 38000 | 2.5 | 36000 | 2
MOOVAIR | MWE Series | 216031066 | HMSV-A-CB | MXHSA4862AV1 |  | Multizone All Ducted | 47000 | 37000 | 2.5 | 38000 | 2.1
MOOVAIR | MWE Series | 216031067 | HMSV-A-CB | MXHSA4862AV1 |  | Multizone Mix of Ducted and Non-Ducted | 47500 | 37400 | 2.5 | 37000 | 2.05
MOOVAIR | MWE Series | 216031068 | HMSR-A-CB-O | MXHZA1832AV1 |  | Multizone All Non-Ducted | 20000 | 17600 | 2.7 | 19000 | 2
MOOVAIR | MWE Series | 216031069 | HMSV-A-CB | MXHZA1832AV1 |  | Multizone All Ducted | 20000 | 17000 | 2.59 | 18000 | 2
MOOVAIR | MWE Series | 216031070 | HMSV-A-CB | MXHZA1832AV1 |  | Multizone Mix of Ducted and Non-Ducted | 20000 | 17300 | 2.65 | 18500 | 2
MOOVAIR | MWE Series | 216031071 | HMSR-A-CB-O | MXHZA2742AV1 |  | Multizone All Non-Ducted | 27000 | 25000 | 2.6 | 27000 | 2
MOOVAIR | MWE Series | 216031073 | HMSV-A-CB | MXHZA2742AV1 |  | Multizone Mix of Ducted and Non-Ducted | 27400 | 24000 | 2.5 | 27000 | 2
MOOVAIR | MWE Series | 216031077 | HMSR-A-CB-O | MXHZA4862AV1 |  | Multizone All Non-Ducted | 49000 | 44000 | 2.6 | 47000 | 2
MOOVAIR | MWE Series | 216031078 | HMSV-A-CB | MXHZA4862AV1 |  | Multizone All Ducted | 48000 | 44500 | 2.6 | 48000 | 2
MOOVAIR | MWE Series | 216031079 | HMSV-A-CB | MXHZA4862AV1 |  | Multizone Mix of Ducted and Non-Ducted | 48500 | 44000 | 2.6 | 47500 | 2
1HVAC | ACIQ Series | 216032264 | HRCU-A-CB-O | ACIQ-24Z-HP230C | ACIQ-24W-HP230C | Singlezone Non-Ducted, Wall Placement | 24000 | 16900 | 2.53 | 17000 | 2.14
1HVAC | ACIQ Series | 216032267 | HRCU-A-CB-O | ACIQ-06ZPL-HP230C | ACIQ-06W-HH-MD | Singlezone Non-Ducted, Wall Placement | 7000 | 7900 | 2.79 | 7700 | 2.4
1HVAC | ACIQ Series | 216032270 | HRCU-A-CB-O | ACIQ-18ZPL-HP230C | ACIQ-18W-HH-MD | Singlezone Non-Ducted, Wall Placement | 18000 | 15000 | 2.56 | 18000 | 1.92
1HVAC | ACIQ Series | 216032271 | HRCU-A-CB-O | ACIQ-24ZPL-HP230C | ACIQ-24W-HH-MD | Singlezone Non-Ducted, Wall Placement | 29000 | 21000 | 2.88 | 24200 | 2.34
1HVAC | ACIQ Series | 216032273 | HRCU-A-CB-O | ACIQ-12ZPL-HP230C | ACIQ-12CC-HH-MC | Singlezone Non-Ducted, Ceiling Placement | 12000 | 10000 | 2.74 | 11500 | 1.99
1HVAC | ACIQ Series | 216032274 | HRCU-A-CB-O | ACIQ-18ZPL-HP230C | ACIQ-18CC-HH-MC | Singlezone Non-Ducted, Ceiling Placement | 19000 | 14900 | 2.7 | 17000 | 1.9
1HVAC | ACIQ Series | 216032275 | HRCU-A-CB-O | ACIQ-24ZPL-HP230C | ACIQ-24CC-HH-MC | Singlezone Non-Ducted, Wall Placement | 25000 | 20400 | 2.78 | 23800 | 2.23
1HVAC | ACIQ Series | 216032276 | HRCU-A-CB-O | ACIQ-36ZPL-HP230C | ACIQ-36CC-HH-MC | Singlezone Non-Ducted, Wall Placement | 37000 | 30600 | 2.56 | 37000 | 1.95
1HVAC | ACIQ Series | 216032277 | HRCU-A-CB | ACIQ-48ZPL-HP230C | ACIQ-48CC-HH-MC | Singlezone Ducted, Compact Ducted | 52000 | 45000 | 2.61 | 47500 | 2
1HVAC | ACIQ Series | 216032279 | HRCU-A-CB | ACIQ-12ZPL-HP230C | ACIQ-12CD-HH-MC | Singlezone Ducted, Compact Ducted | 12000 | 10200 | 2.6 | 12000 | 1.95
1HVAC | ACIQ Series | 216032280 | HRCU-A-CB | ACIQ-18ZPL-HP230C | ACIQ-18CD-HH-MC | Singlezone Ducted, Compact Ducted | 19500 | 15000 | 2.89 | 18000 | 2.1
1HVAC | ACIQ Series | 216032281 | HRCU-A-CB | ACIQ-24ZPL-HP230C | ACIQ-24CD-HH-MC | Singlezone Ducted, Compact Ducted | 26000 | 21600 | 2.71 | 24000 | 2.18
1HVAC | ACIQ Series | 216032282 | HRCU-A-CB | ACIQ-36ZPL-HP230C | ACIQ-36CD-HH-MC | Singlezone Ducted, Compact Ducted | 42000 | 31600 | 2.73 | 37600 | 2.1
1HVAC | ACIQ Series | 216032283 | HRCU-A-CB | ACIQ-48ZPL-HP230C | ACIQ-48CD-HH-MC | Singlezone Ducted, Compact Ducted | 52000 | 45000 | 2.61 | 47500 | 2
1HVAC | ACIQ Series | 216032284 | HRCU-A-CB | ACIQ-60ZPL-HP230C | ACIQ-60CD-HH-MC | Singlezone Ducted, Compact Ducted | 60000 | 45000 | 2.72 | 53500 | 2.1
1HVAC | ACIQ Series | 216032288 | HRCU-A-CB-O | ACIQ-24ZPL-HP230C | ACIQ-24FM-HH-MD | Singlezone Non-Ducted, Floor Placement | 26000 | 20200 | 2.74 | 24200 | 2.16
1HVAC | ACIQ Series | 216032289 | HRCU-A-CB-O | ACIQ-36ZPL-HP230C | ACIQ-36FM-HH-MD | Singlezone Non-Ducted, Floor Placement | 38000 | 30200 | 2.58 | 39500 | 2.02
1HVAC | ACIQ Series | 216032292 | HRCU-A-CB-O | ACIQ-06ZPL-HP230C | SCC-0609-HH-MB | Singlezone Non-Ducted, Ceiling Placement | 7400 | 7000 | 2.66 | 8100 | 2.4
1HVAC | ACIQ Series | 216032295 | HMSR-A-CB-O | ACIQ-18Z-HH-M3C |  | Multizone All Non-Ducted | 20000 | 17600 | 2.7 | 19000 | 2
1HVAC | ACIQ Series | 216032296 | HMSV-A-CB | ACIQ-18Z-HH-M3C |  | Multizone All Ducted | 20000 | 17000 | 2.59 | 18000 | 2
1HVAC | ACIQ Series | 216032297 | HMSV-A-CB | ACIQ-18Z-HH-M3C |  | Multizone Mix of Ducted and Non-Ducted | 20000 | 17300 | 2.65 | 18500 | 2
1HVAC | ACIQ Series | 216032298 | HMSR-A-CB-O | ACIQ-27Z-HH-M4C |  | Multizone All Non-Ducted | 27000 | 25000 | 2.6 | 27000 | 2
1HVAC | ACIQ Series | 216032300 | HMSV-A-CB | ACIQ-27Z-HH-M4C |  | Multizone Mix of Ducted and Non-Ducted | 27400 | 24000 | 2.5 | 27000 | 2
1HVAC | ACIQ Series | 216032304 | HMSR-A-CB-O | ACIQ-48Z-HH-M6C |  | Multizone All Non-Ducted | 49000 | 44000 | 2.6 | 47000 | 2
1HVAC | ACIQ Series | 216032305 | HMSV-A-CB | ACIQ-48Z-HH-M6C |  | Multizone All Ducted | 48000 | 44500 | 2.6 | 48000 | 2
1HVAC | ACIQ Series | 216032306 | HMSV-A-CB | ACIQ-48Z-HH-M6C |  | Multizone Mix of Ducted and Non-Ducted | 48500 | 44000 | 2.6 | 47500 | 2
1HVAC | ACIQ Series | 216032307 | HMSR-A-CB-O | ACIQ-55Z-HH-M6C |  | Multizone All Non-Ducted | 55000 | 44000 | 2.6 | 47000 | 2
1HVAC | ACIQ Series | 216032308 | HMSV-A-CB | ACIQ-55Z-HH-M6C |  | Multizone All Ducted | 55000 | 45000 | 2.7 | 48000 | 2.1
1HVAC | ACIQ Series | 216032309 | HMSV-A-CB | ACIQ-55Z-HH-M6C |  | Multizone Mix of Ducted and Non-Ducted | 55000 | 44500 | 2.65 | 47500 | 2.05
1HVAC | ES Series | 216032310 | HMSR-A-CB-O | ES-18Z-M3C |  | Multizone All Non-Ducted | 19000 | 13600 | 2.81 | 13500 | 2.3
1HVAC | ES Series | 216032312 | HMSV-A-CB | ES-18Z-M3C |  | Multizone Mix of Ducted and Non-Ducted | 19000 | 14100 | 2.55 | 14000 | 2.31
1HVAC | ES Series | 216032313 | HMSR-A-CB-O | ES-27Z-M4C |  | Multizone All Non-Ducted | 27000 | 18400 | 2.61 | 19000 | 2
1HVAC | ES Series | 216032314 | HMSV-A-CB | ES-27Z-M4C |  | Multizone All Ducted | 26600 | 18400 | 2.5 | 18800 | 2
1HVAC | ES Series | 216032315 | HMSV-A-CB | ES-27Z-M4C |  | Multizone Mix of Ducted and Non-Ducted | 26800 | 18400 | 2.56 | 18900 | 2
1HVAC | ES Series | 216032319 | HMSR-A-CB-O | ES-48Z-M6C |  | Multizone All Non-Ducted | 48000 | 38000 | 2.5 | 36000 | 2
1HVAC | ES Series | 216032320 | HMSV-A-CB | ES-48Z-M6C |  | Multizone All Ducted | 47000 | 37000 | 2.5 | 38000 | 2.1
GUARDIAN | UPAC GUARDIAN | 215441404 | HRCU-A-CB | UPC36CN23STG1 | UNI36DT23STG1 | Singlezone Ducted, Compact Ducted | 36000 | 25600 | 2.74 | 36000 | 2.01
GUARDIAN | UPAC GUARDIAN | 215449562 | HRCU-A-CB-O | UPC36CN23STG1 | UNI36CS23STG1 | Singlezone Non-Ducted, Ceiling Placement | 36000 | 25600 | 2.76 | 36000 | 2.07
LENNOX | ELITE EL18XPV SERIES | 214625064 | HRCU-A-CB | EL18XPV-024-230A** | CK40HT-24A-0*+TDR | Singlezone Ducted, Centrally Ducted | 23200 | 15500 | 2.52 | 12400 | 2.16
LENNOX | ELITE EL18XPV SERIES | 214625067 | HRCU-A-CB | EL18XPV-024-230A** | CK40HT-24A-0*+TDR | Singlezone Ducted, Centrally Ducted | 23400 | 15500 | 2.5 | 12300 | 2.16
LENNOX | ELITE EL18XPV SERIES | 214625068 | HRCU-A-CB | EL18XPV-024-230A** | CK40HT-24A-0*+TDR | Singlezone Ducted, Centrally Ducted | 23000 | 15500 | 2.5 | 12500 | 2.15
LENNOX | ELITE EL18XPV SERIES | 214625069 | HRCU-A-CB | EL18XPV-024-230A** | CK40HT-24A-0*+TDR | Singlezone Ducted, Centrally Ducted | 23400 | 15500 | 2.5 | 12300 | 2.16
LENNOX | ELITE EL18XPV SERIES | 214625076 | HRCU-A-CB | EL18XPV-024-230A** | CK40HT-24B-0*+TDR | Singlezone Ducted, Centrally Ducted | 23800 | 14900 | 2.52 | 11300 | 2.14
LENNOX | ELITE EL18XPV SERIES | 214625082 | HRCU-A-CB | EL18XPV-024-230A** | CK40HT-24B-0*+TDR | Singlezone Ducted, Centrally Ducted | 23200 | 15000 | 2.5 | 11700 | 2.14
LENNOX | ELITE EL18XPV SERIES | 214625084 | HRCU-A-CB | EL18XPV-024-230A** | CK40HT-24B-0*+TDR | Singlezone Ducted, Centrally Ducted | 23600 | 14900 | 2.5 | 11400 | 2.14
LENNOX | ELITE EL18XPV SERIES | 214625093 | HRCU-A-CB | EL18XPV-024-230A** | CK40HT-30A-0*+TDR | Singlezone Ducted, Centrally Ducted | 23200 | 14200 | 2.55 | 10600 | 2.2
LENNOX | ELITE EL18XPV SERIES | 214625094 | HRCU-A-CB | EL18XPV-024-230A** | CK40HT-30A-0*+TDR | Singlezone Ducted, Centrally Ducted | 23200 | 14200 | 2.55 | 10600 | 2.2
LENNOX | ELITE EL18XPV SERIES | 214625095 | HRCU-A-CB | EL18XPV-024-230A** | CK40HT-30A-0*+TDR | Singlezone Ducted, Centrally Ducted | 23200 | 14400 | 2.5 | 10800 | 2.12
LENNOX | ELITE EL18XPV SERIES | 214625096 | HRCU-A-CB | EL18XPV-024-230A** | CK40HT-30A-0*+TDR | Singlezone Ducted, Centrally Ducted | 23600 | 14400 | 2.56 | 10700 | 2.16
LENNOX | ELITE EL18XPV SERIES | 214625097 | HRCU-A-CB | EL18XPV-024-230A** | CK40HT-30A-0*+TDR | Singlezone Ducted, Centrally Ducted | 23600 | 14400 | 2.56 | 10700 | 2.16
LENNOX | ELITE EL18XPV SERIES | 214625098 | HRCU-A-CB | EL18XPV-024-230A** | CK40HT-30A-0*+TDR | Singlezone Ducted, Centrally Ducted | 23400 | 14600 | 2.52 | 11000 | 2.13
LENNOX | ELITE EL18XPV SERIES | 214625099 | HRCU-A-CB | EL18XPV-024-230A** | CK40HT-30A-0*+TDR | Singlezone Ducted, Centrally Ducted | 23200 | 14400 | 2.54 | 10800 | 2.14
LENNOX | ELITE EL18XPV SERIES | 214625100 | HRCU-A-CB | EL18XPV-024-230A** | CK40HT-30A-0*+TDR | Singlezone Ducted, Centrally Ducted | 23400 | 14600 | 2.52 | 11000 | 2.13
LENNOX | ELITE EL18XPV SERIES | 214625102 | HRCU-A-CB | EL18XPV-024-230A** | CK40HT-30A-0*+TDR | Singlezone Ducted, Centrally Ducted | 23400 | 14300 | 2.54 | 10600 | 2.16
LENNOX | ELITE EL18XPV SERIES | 214625103 | HRCU-A-CB | EL18XPV-024-230A** | CK40HT-30A-0*+TDR | Singlezone Ducted, Centrally Ducted | 23400 | 14400 | 2.54 | 10800 | 2.15
LENNOX | ELITE EL18XPV SERIES | 214625104 | HRCU-A-CB | EL18XPV-024-230A** | CK40HT-30A-0*+TDR | Singlezone Ducted, Centrally Ducted | 23400 | 14400 | 2.54 | 10800 | 2.15
LENNOX | ELITE EL18XPV SERIES | 214625107 | HRCU-A-CB | EL18XPV-024-230A** | CK40HT-30B-0*+TDR | Singlezone Ducted, Centrally Ducted | 23400 | 15000 | 2.5 | 11600 | 2.14
LENNOX | ELITE EL18XPV SERIES | 214625206 | HRCU-A-CB | EL18XPV-024-230A** | CK40CT-30/36A-0*+TDR | Singlezone Ducted, Centrally Ducted | 23400 | 15100 | 2.51 | 11700 | 2.2
LENNOX | ELITE EL18XPV SERIES | 214625207 | HRCU-A-CB | EL18XPV-024-230A** | CK40CT-30/36A-0*+TDR | Singlezone Ducted, Centrally Ducted | 23400 | 15200 | 2.55 | 11900 | 2.24
LENNOX | ELITE EL18XPV SERIES | 214625209 | HRCU-A-CB | EL18XPV-024-230A** | CK40CT-30/36A-0*+TDR | Singlezone Ducted, Centrally Ducted | 23600 | 15300 | 2.53 | 11900 | 2.22
LENNOX | ELITE EL18XPV SERIES | 214625210 | HRCU-A-CB | EL18XPV-024-230A** | CK40CT-30/36A-0*+TDR | Singlezone Ducted, Centrally Ducted | 23600 | 15300 | 2.53 | 11900 | 2.22
LENNOX | ELITE EL18XPV SERIES | 214625211 | HRCU-A-CB | EL18XPV-024-230A** | CK40CT-30/36A-0*+TDR | Singlezone Ducted, Centrally Ducted | 23400 | 15300 | 2.52 | 12000 | 2.2
LENNOX | ELITE EL18XPV SERIES | 214625212 | HRCU-A-CB | EL18XPV-024-230A** | CK40CT-30/36A-0*+TDR | Singlezone Ducted, Centrally Ducted | 23400 | 15300 | 2.52 | 12000 | 2.2
LENNOX | ELITE EL18XPV SERIES | 214625213 | HRCU-A-CB | EL18XPV-024-230A** | CK40CT-30/36A-0*+TDR | Singlezone Ducted, Centrally Ducted | 23600 | 15300 | 2.52 | 11900 | 2.22
LENNOX | ELITE EL18XPV SERIES | 214625214 | HRCU-A-CB | EL18XPV-024-230A** | CK40CT-30/36A-0*+TDR | Singlezone Ducted, Centrally Ducted | 23600 | 15200 | 2.52 | 11800 | 2.2
LENNOX | ELITE EL18XPV SERIES | 214625215 | HRCU-A-CB | EL18XPV-024-230A** | CK40CT-30/36A-0*+TDR | Singlezone Ducted, Centrally Ducted | 23600 | 15300 | 2.52 | 11900 | 2.22
LENNOX | ELITE EL18XPV SERIES | 214625216 | HRCU-A-CB | EL18XPV-024-230A** | CK40CT-30/36A-0*+TDR | Singlezone Ducted, Centrally Ducted | 23600 | 15300 | 2.52 | 11900 | 2.22
LENNOX | ELITE EL18XPV SERIES | 214625219 | HRCU-A-CB | EL18XPV-024-230A** | CK40CT-30/36B-0*+TDR | Singlezone Ducted, Centrally Ducted | 23800 | 15300 | 2.53 | 11900 | 2.19
LENNOX | ELITE EL18XPV SERIES | 214625224 | HRCU-A-CB | EL18XPV-024-230A** | CK40CT-30/36B-0*+TDR | Singlezone Ducted, Centrally Ducted | 23600 | 15300 | 2.53 | 11900 | 2.22
LENNOX | ELITE EL18XPV SERIES | 214625225 | HRCU-A-CB | EL18XPV-024-230A** | CK40CT-30/36B-0*+TDR | Singlezone Ducted, Centrally Ducted | 23200 | 15400 | 2.52 | 12200 | 2.19
LENNOX | ELITE EL18XPV SERIES | 214625226 | HRCU-A-CB | EL18XPV-024-230A** | CK40CT-30/36B-0*+TDR | Singlezone Ducted, Centrally Ducted | 23600 | 15300 | 2.52 | 11900 | 2.22
LENNOX | ELITE EL18XPV SERIES | 214625227 | HRCU-A-CB | EL18XPV-024-230A** | CK40CT-30/36B-0*+TDR | Singlezone Ducted, Centrally Ducted | 23600 | 15300 | 2.52 | 11900 | 2.19
LENNOX | ELITE EL18XPV SERIES | 214625232 | HRCU-A-CB | EL18XPV-024-230A** | CK40CT-30/36B-0*+TDR | Singlezone Ducted, Centrally Ducted | 23400 | 15200 | 2.52 | 11900 | 2.22
LENNOX | ELITE EL18XPV SERIES | 214625237 | HRCU-A-CB | EL18XPV-024-230A** | CK40CT-30/36C-0*+TDR | Singlezone Ducted, Centrally Ducted | 23400 | 15200 | 2.52 | 11900 | 2.22
LENNOX | ELITE EL18XPV SERIES | 214625175 | HRCU-A-CB | EL18XPV-024-230A** | CK40CT-30A-0*+TDR | Singlezone Ducted, Centrally Ducted | 22800 | 14600 | 2.5 | 11300 | 2.14
LENNOX | ELITE EL18XPV SERIES | 214625176 | HRCU-A-CB | EL18XPV-024-230A** | CK40CT-30A-0*+TDR | Singlezone Ducted, Centrally Ducted | 23000 | 14600 | 2.5 | 11200 | 2.15
LENNOX | ELITE EL18XPV SERIES | 214625178 | HRCU-A-CB | EL18XPV-024-230A** | CK40CT-30A-0*+TDR | Singlezone Ducted, Centrally Ducted | 23200 | 14800 | 2.52 | 11400 | 2.16
LENNOX | ELITE EL18XPV SERIES | 214625179 | HRCU-A-CB | EL18XPV-024-230A** | CK40CT-30A-0*+TDR | Singlezone Ducted, Centrally Ducted | 23200 | 14800 | 2.52 | 11400 | 2.16
LENNOX | ELITE EL18XPV SERIES | 214625181 | HRCU-A-CB | EL18XPV-024-230A** | CK40CT-30A-0*+TDR | Singlezone Ducted, Centrally Ducted | 22800 | 14900 | 2.52 | 11700 | 2.16
LENNOX | ELITE EL18XPV SERIES | 214625184 | HRCU-A-CB | EL18XPV-024-230A** | CK40CT-30A-0*+TDR | Singlezone Ducted, Centrally Ducted | 23000 | 14700 | 2.5 | 11300 | 2.14
LENNOX | ELITE EL18XPV SERIES | 214625189 | HRCU-A-CB | EL18XPV-024-230A** | CK40CT-30B-0*+TDR | Singlezone Ducted, Centrally Ducted | 23200 | 14800 | 2.52 | 11400 | 2.14
LENNOX | ELITE EL18XPV SERIES | 214625194 | HRCU-A-CB | EL18XPV-024-230A** | CK40CT-30B-0*+TDR | Singlezone Ducted, Centrally Ducted | 23000 | 14700 | 2.5 | 11300 | 2.14
LENNOX | ELITE EL18XPV SERIES | 214625195 | HRCU-A-CB | EL18XPV-024-230A** | CK40CT-30B-0*+TDR | Singlezone Ducted, Centrally Ducted | 22800 | 14900 | 2.5 | 11700 | 2.12
LENNOX | ELITE EL18XPV SERIES | 214625202 | HRCU-A-CB | EL18XPV-024-230A** | CK40CT-30B-0*+TDR | Singlezone Ducted, Centrally Ducted | 23000 | 14700 | 2.5 | 11300 | 2.14
LENNOX | ELITE EL22XPV SERIES | 214625912 | HRCU-A-CB | EL22XPV-036-230A** | CK40CT-48B-0*+TDR | Singlezone Ducted, Centrally Ducted | 33800 | 22600 | 2.5 | 18500 | 2.18
LENNOX | ELITE EL22XPV SERIES | 214625914 | HRCU-A-CB | EL22XPV-036-230A** | CK40CT-48B-0*+TDR | Singlezone Ducted, Centrally Ducted | 33600 | 22400 | 2.5 | 18400 | 2.2
LENNOX | ELITE EL22XPV SERIES | 214625918 | HRCU-A-CB | EL22XPV-036-230A** | CK40CT-48B-0*+TDR | Singlezone Ducted, Centrally Ducted | 33200 | 22000 | 2.52 | 18100 | 2.24
LENNOX | ELITE EL22XPV SERIES | 214625919 | HRCU-A-CB | EL22XPV-036-230A** | CK40CT-48B-0*+TDR | Singlezone Ducted, Centrally Ducted | 33200 | 22000 | 2.54 | 18000 | 2.24
LENNOX | ELITE EL22XPV SERIES | 214625920 | HRCU-A-CB | EL22XPV-036-230A** | CK40CT-48B-0*+TDR | Singlezone Ducted, Centrally Ducted | 33200 | 22000 | 2.54 | 18000 | 2.24
LENNOX | ELITE EL22XPV SERIES | 214625925 | HRCU-A-CB | EL22XPV-036-230A** | CK40CT-48B-0*+TDR | Singlezone Ducted, Centrally Ducted | 33400 | 22200 | 2.52 | 18200 | 2.22
LENNOX | ELITE EL22XPV SERIES | 214625926 | HRCU-A-CB | EL22XPV-036-230A** | CK40CT-48B-0*+TDR | Singlezone Ducted, Centrally Ducted | 33400 | 22200 | 2.52 | 18200 | 2.22
LENNOX | ELITE EL22XPV SERIES | 214625927 | HRCU-A-CB | EL22XPV-036-230A** | CK40CT-48B-0*+TDR | Singlezone Ducted, Centrally Ducted | 33600 | 22200 | 2.54 | 18200 | 2.22
LENNOX | ELITE EL22XPV SERIES | 214625928 | HRCU-A-CB | EL22XPV-036-230A** | CK40CT-48B-0*+TDR | Singlezone Ducted, Centrally Ducted | 33400 | 22200 | 2.52 | 18200 | 2.22
LENNOX | ELITE EL22XPV SERIES | 214625929 | HRCU-A-CB | EL22XPV-036-230A** | CK40CT-48B-0*+TDR | Singlezone Ducted, Centrally Ducted | 33600 | 22200 | 2.56 | 18200 | 2.24
LENNOX | ELITE EL22XPV SERIES | 214625930 | HRCU-A-CB | EL22XPV-036-230A** | CK40CT-48B-0*+TDR | Singlezone Ducted, Centrally Ducted | 33600 | 22200 | 2.52 | 18300 | 2.22
LENNOX | ELITE EL22XPV SERIES | 214625931 | HRCU-A-CB | EL22XPV-036-230A** | CK40CT-48B-0*+TDR | Singlezone Ducted, Centrally Ducted | 33600 | 22200 | 2.56 | 18200 | 2.24
LENNOX | ELITE EL22XPV SERIES | 214625941 | HRCU-A-CB | EL22XPV-036-230A** | CK40CT-48B-0*+TDR | Singlezone Ducted, Centrally Ducted | 33800 | 22600 | 2.52 | 18500 | 2.2
LENNOX | ELITE EL22XPV SERIES | 214625942 | HRCU-A-CB | EL22XPV-036-230A** | CK40CT-48B-0*+TDR | Singlezone Ducted, Centrally Ducted | 33800 | 22400 | 2.52 | 18400 | 2.22
LENNOX | ELITE EL22XPV SERIES | 214625943 | HRCU-A-CB | EL22XPV-036-230A** | CK40CT-48B-0*+TDR | Singlezone Ducted, Centrally Ducted | 33800 | 22400 | 2.54 | 18400 | 2.22
LENNOX | ELITE EL22XPV SERIES | 214625944 | HRCU-A-CB | EL22XPV-036-230A** | CK40CT-48B-0*+TDR | Singlezone Ducted, Centrally Ducted | 33800 | 22400 | 2.54 | 18400 | 2.22
LENNOX | ELITE EL18XPV SERIES | 214625075 | HRCU-A-CB | EL18XPV-024-230A** | CK40HT-24B-0*+TDR | Singlezone Ducted, Centrally Ducted | 23600 | 14800 | 2.52 | 11200 | 2.16
LENNOX | ELITE EL18XPV SERIES | 214625231 | HRCU-A-CB | EL18XPV-024-230A** | CK40CT-30/36B-0*+TDR | Singlezone Ducted, Centrally Ducted | 23800 | 15500 | 2.5 | 12100 | 2.18
LENNOX | ELITE EL18XPV SERIES | 214625235 | HRCU-A-CB | EL18XPV-024-230A** | CK40CT-30/36B-0*+TDR | Singlezone Ducted, Centrally Ducted | 23600 | 15300 | 2.52 | 11900 | 2.19
LENNOX | ELITE EL22XPV SERIES | 214625768 | HRCU-A-CB | EL22XPV-036-230A** | CK40HT-42C-0*+TDR | Singlezone Ducted, Centrally Ducted | 33800 | 22600 | 2.52 | 18200 | 2.04
LENNOX | ELITE EL22XPV SERIES | 214625769 | HRCU-A-CB | EL22XPV-036-230A** | CK40HT-42C-0*+TDR | Singlezone Ducted, Centrally Ducted | 33800 | 22600 | 2.52 | 18200 | 2.04
LENNOX | ELITE EL22XPV SERIES | 214625777 | HRCU-A-CB | EL22XPV-036-230A** | CK40HT-42C-0*+TDR | Singlezone Ducted, Centrally Ducted | 33400 | 22200 | 2.52 | 17900 | 2.06
LENNOX | ELITE EL22XPV SERIES | 214625792 | HRCU-A-CB | EL22XPV-036-230A** | CK40HT-42C-0*+TDR | Singlezone Ducted, Centrally Ducted | 33600 | 22400 | 2.52 | 18100 | 2.06
LENNOX | ELITE EL22XPV SERIES | 214625795 | HRCU-A-CB | EL22XPV-036-230A** | CK40HT-42C-0*+TDR | Singlezone Ducted, Centrally Ducted | 33600 | 22400 | 2.5 | 18100 | 2.04
LENNOX | ELITE EL22XPV SERIES | 214625797 | HRCU-A-CB | EL22XPV-036-230A** | CK40HT-42C-0*+TDR | Singlezone Ducted, Centrally Ducted | 33800 | 22600 | 2.5 | 18200 | 2.04
LENNOX | ELITE EL18XPV SERIES | 214625086 | HRCU-A-CB | EL18XPV-024-230A** | CK40HT-24B-0*+TDR | Singlezone Ducted, Centrally Ducted | 23600 | 14800 | 2.52 | 11200 | 2.16
LENNOX | ELITE EL18XPV SERIES | 214625217 | HRCU-A-CB | EL18XPV-024-230A** | CK40CT-30/36B-0*+TDR | Singlezone Ducted, Centrally Ducted | 23600 | 15300 | 2.53 | 11900 | 2.22
LENNOX | ELITE EL18XPV SERIES | 214625234 | HRCU-A-CB | EL18XPV-024-230A** | CK40CT-30/36B-0*+TDR | Singlezone Ducted, Centrally Ducted | 23600 | 15300 | 2.51 | 11900 | 2.18
LENNOX | ELITE EL18XPV SERIES | 214625199 | HRCU-A-CB | EL18XPV-024-230A** | CK40CT-30B-0*+TDR | Singlezone Ducted, Centrally Ducted | 23200 | 14700 | 2.52 | 11300 | 2.16
LENNOX | ELITE EL22XPV SERIES | 214625767 | HRCU-A-CB | EL22XPV-036-230A** | CK40HT-42C-0*+TDR | Singlezone Ducted, Centrally Ducted | 33200 | 22000 | 2.52 | 17700 | 2.06
LENNOX | ELITE EL22XPV SERIES | 214625778 | HRCU-A-CB | EL22XPV-036-230A** | CK40HT-42C-0*+TDR | Singlezone Ducted, Centrally Ducted | 33400 | 22200 | 2.5 | 17900 | 2.04
LENNOX | ELITE EL22XPV SERIES | 214625780 | HRCU-A-CB | EL22XPV-036-230A** | CK40HT-42C-0*+TDR | Singlezone Ducted, Centrally Ducted | 33400 | 22200 | 2.5 | 17900 | 2.04
LENNOX | ELITE EL22XPV SERIES | 214625782 | HRCU-A-CB | EL22XPV-036-230A** | CK40HT-42C-0*+TDR | Singlezone Ducted, Centrally Ducted | 33400 | 22400 | 2.5 | 18000 | 2.04
LENNOX | ELITE EL22XPV SERIES | 214625790 | HRCU-A-CB | EL22XPV-036-230A** | CK40HT-42C-0*+TDR | Singlezone Ducted, Centrally Ducted | 33600 | 22400 | 2.5 | 17800 | 2.04
LENNOX | ELITE EL22XPV SERIES | 214625779 | HRCU-A-CB | EL22XPV-036-230A** | CK40HT-42C-0*+TDR | Singlezone Ducted, Centrally Ducted | 33600 | 22400 | 2.54 | 18000 | 2.06
LENNOX | ELITE EL22XPV SERIES | 214625787 | HRCU-A-CB | EL22XPV-036-230A** | CK40HT-42C-0*+TDR | Singlezone Ducted, Centrally Ducted | 33600 | 22400 | 2.5 | 18100 | 2.04
LENNOX | ELITE EL18XPV SERIES | 214625238 | HRCU-A-CB | EL18XPV-024-230A** | CK40CT-30/36C-0*+TDR | Singlezone Ducted, Centrally Ducted | 23600 | 15200 | 2.52 | 11800 | 2.2
LENNOX | ELITE EL18XPV SERIES | 214625198 | HRCU-A-CB | EL18XPV-024-230A** | CK40CT-30B-0*+TDR | Singlezone Ducted, Centrally Ducted | 23200 | 14800 | 2.52 | 11400 | 2.16
LENNOX | ELITE EL18XPV SERIES | 214625218 | HRCU-A-CB | EL18XPV-024-230A** | CK40CT-30/36B-0*+TDR | Singlezone Ducted, Centrally Ducted | 23600 | 15300 | 2.53 | 11900 | 2.22
LENNOX | ELITE EL18XPV SERIES | 214625228 | HRCU-A-CB | EL18XPV-024-230A** | CK40CT-30/36B-0*+TDR | Singlezone Ducted, Centrally Ducted | 23600 | 15300 | 2.53 | 11900 | 2.22
LENNOX | ELITE EL18XPV SERIES | 214625229 | HRCU-A-CB | EL18XPV-024-230A** | CK40CT-30/36B-0*+TDR | Singlezone Ducted, Centrally Ducted | 23600 | 15300 | 2.53 | 11900 | 2.22
LENNOX | ELITE EL18XPV SERIES | 214625230 | HRCU-A-CB | EL18XPV-024-230A** | CK40CT-30/36B-0*+TDR | Singlezone Ducted, Centrally Ducted | 23600 | 15300 | 2.51 | 11900 | 2.19
LENNOX | ELITE EL18XPV SERIES | 214625233 | HRCU-A-CB | EL18XPV-024-230A** | CK40CT-30/36B-0*+TDR | Singlezone Ducted, Centrally Ducted | 23600 | 15300 | 2.51 | 11900 | 2.18
LENNOX | ELITE EL18XPV SERIES | 214625187 | HRCU-A-CB | EL18XPV-024-230A** | CK40CT-30B-0*+TDR | Singlezone Ducted, Centrally Ducted | 23200 | 14800 | 2.52 | 11400 | 2.16
LENNOX | ELITE EL18XPV SERIES | 214625188 | HRCU-A-CB | EL18XPV-024-230A** | CK40CT-30B-0*+TDR | Singlezone Ducted, Centrally Ducted | 23200 | 14700 | 2.52 | 11300 | 2.16
LENNOX | ELITE EL22XPV SERIES | 214625766 | HRCU-A-CB | EL22XPV-036-230A** | CK40HT-42C-0*+TDR | Singlezone Ducted, Centrally Ducted | 33800 | 22600 | 2.52 | 18200 | 2.04
LENNOX | ELITE EL22XPV SERIES | 214625783 | HRCU-A-CB | EL22XPV-036-230A** | CK40HT-42C-0*+TDR | Singlezone Ducted, Centrally Ducted | 33400 | 22200 | 2.5 | 17900 | 2.04
LENNOX | ELITE EL22XPV SERIES | 214625784 | HRCU-A-CB | EL22XPV-036-230A** | CK40HT-42C-0*+TDR | Singlezone Ducted, Centrally Ducted | 33600 | 22400 | 2.5 | 18100 | 2.04
LENNOX | ELITE EL22XPV SERIES | 214625788 | HRCU-A-CB | EL22XPV-036-230A** | CK40HT-42C-0*+TDR | Singlezone Ducted, Centrally Ducted | 33800 | 22600 | 2.52 | 18200 | 2.04
LENNOX | ELITE EL22XPV SERIES | 214625791 | HRCU-A-CB | EL22XPV-036-230A** | CK40HT-42C-0*+TDR | Singlezone Ducted, Centrally Ducted | 33600 | 22400 | 2.5 | 18100 | 2.04
LENNOX | ELITE EL22XPV SERIES | 214625793 | HRCU-A-CB | EL22XPV-036-230A** | CK40HT-42C-0*+TDR | Singlezone Ducted, Centrally Ducted | 33600 | 22400 | 2.52 | 18100 | 2.06
LENNOX | ELITE EL22XPV SERIES | 214625796 | HRCU-A-CB | EL22XPV-036-230A** | CK40HT-42C-0*+TDR | Singlezone Ducted, Centrally Ducted | 33600 | 22400 | 2.5 | 18100 | 2.04
LENNOX | ELITE EL22XPV SERIES | 214625774 | HRCU-A-CB | EL22XPV-036-230A** | CK40HT-42C-0*+TDR | Singlezone Ducted, Centrally Ducted | 33800 | 22600 | 2.5 | 18200 | 2.04
LENNOX | ELITE EL22XPV SERIES | 214625773 | HRCU-A-CB | EL22XPV-036-230A** | CK40HT-42C-0*+TDR | Singlezone Ducted, Centrally Ducted | 33800 | 22600 | 2.5 | 18200 | 2.02
LENNOX | ELITE EL22XPV SERIES | 214625776 | HRCU-A-CB | EL22XPV-036-230A** | CK40HT-42C-0*+TDR | Singlezone Ducted, Centrally Ducted | 33800 | 22400 | 2.5 | 18200 | 2.04
LENNOX | ELITE EL22XPV SERIES | 214625668 | HRCU-A-CB | EL22XPV-024-230A** | CK40CT-24B-0*+TDR | Singlezone Ducted, Centrally Ducted | 23600 | 14700 | 2.52 | 15800 | 1.92
LENNOX | ELITE EL22XPV SERIES | 214625672 | HRCU-A-CB | EL22XPV-024-230A** | CK40CT-30B-0*+TDR | Singlezone Ducted, Centrally Ducted | 23600 | 14200 | 2.51 | 16100 | 1.96
LENNOX | EL22XPV SERIES | 214625961 | HRCU-A-CB | EL22XPV-036-230A** | CK40CT-48C-0*+TDR | Singlezone Ducted, Centrally Ducted | 33800 | 22400 | 2.52 | 18600 | 2.24
LENNOX | EL22XPV SERIES | 214625958 | HRCU-A-CB | EL22XPV-036-230A** | CK40CT-48C-0*+TDR | Singlezone Ducted, Centrally Ducted | 33800 | 22400 | 2.52 | 18600 | 2.24
LENNOX | EL22XPV SERIES | 214625957 | HRCU-A-CB | EL22XPV-036-230A** | CK40CT-48C-0*+TDR | Singlezone Ducted, Centrally Ducted | 33800 | 22400 | 2.54 | 18500 | 2.24
LENNOX | ELITE EL22XPV SERIES | 214625921 | HRCU-A-CB | EL22XPV-036-230A** | CK40CT-48B-0*+TDR | Singlezone Ducted, Centrally Ducted | 33600 | 22400 | 2.5 | 18400 | 2.2
TOSOT | Pular | 216030809 | HRCU-A-CB-O | TWH18AG25D6DO | TWH18AG25D6DI | Singlezone Non-Ducted, Wall Placement | 18000 | 10500 | 2.7 | 14600 | 1.9
TOSOT | Clivia | 216030806 | HRCU-A-CB-O | TW18HP32A2DOC | TW18HP32A2DIC | Singlezone Non-Ducted, Wall Placement | 18000 | 10500 | 2.7 | 14600 | 1.9
TOSOT | Airy | 216030805 | HRCU-A-CB-O | TW12HAY32A1DOC | TW12HAY32A1DIC | Singlezone Non-Ducted, Wall Placement | 12200 | 7000 | 3.11 | 12200 | 2
TOSOT | Clivia | 216030804 | HRCU-A-CB-O | TWH12AG25D6DO | TWH12AG25D6DI | Singlezone Non-Ducted, Wall Placement | 12000 | 7700 | 2.89 | 11000 | 1.95
TOSOT | Clivia | 216030803 | HRCU-A-CB-O | TWH12AG25A6AO | TWH12AG25A6AI | Singlezone Non-Ducted, Wall Placement | 12000 | 7700 | 2.89 | 9500 | 1.95
TOSOT | Clivia | 216030798 | HRCU-A-CB-O | TW12HP32A2DOC | TW12HP32A2DIC | Singlezone Non-Ducted, Wall Placement | 12000 | 7700 | 2.89 | 11000 | 1.95
TOSOT | Airy | 216030797 | HRCU-A-CB-O | TW09HAY32A1DOC | TW09HAY32A1DIC | Singlezone Non-Ducted, Wall Placement | 10600 | 6700 | 3.22 | 11500 | 2.11
Intertherm | ALL MATCH | 216011810 | HRCU-A-CB-O | DXH12PSK3IH | DKH12FMK3IH | Singlezone Non-Ducted, Ceiling Placement | 12000 | 7500 | 2.82 | 10000 | 1.9
Intertherm | 360°air discharge cassette unit | 216011809 | HRCU-A-CB-O | DXH09PSK3IH | DKH09FMK3IH | Singlezone Non-Ducted, Wall Placement | 10500 | 6900 | 2.89 | 7600 | 1.94
Gibson | ALL MATCH | 216011806 | HRCU-A-CB-O | DXH12PSK3IH | DKH12FMK3IH | Singlezone Non-Ducted, Ceiling Placement | 12000 | 7500 | 2.82 | 10000 | 1.9
Gibson | 360°air discharge cassette unit | 216011805 | HRCU-A-CB-O | DXH09PSK3IH | DKH09FMK3IH | Singlezone Non-Ducted, Wall Placement | 10500 | 6900 | 2.89 | 7600 | 1.94
Intertherm | Pular | 216011784 | HRCU-A-CB-O | DXH18PSK3IH | DHH18PUK3IH | Singlezone Non-Ducted, Wall Placement | 18000 | 10500 | 2.7 | 14600 | 1.9
Intertherm | Clivia | 216011781 | HRCU-A-CB-O | DXH12PSK3IH | DHH12PUK3IH | Singlezone Non-Ducted, Wall Placement | 12000 | 7700 | 2.89 | 11000 | 1.95
CONNECT M |  | 215748026 | HRCU-A-CB | CNTM16DHP60AA | CNTM16DAH60AA | Singlezone Ducted, Centrally Ducted | 59000 | 42000 | 2.6 | 48500 | 1.91
CONNECT M |  | 215748023 | HRCU-A-CB | CNTM16DHP24AA | CNTM16DAH24AA | Singlezone Ducted, Centrally Ducted | 24000 | 19200 | 2.5 | 22600 | 1.91
BREEZE33 | BZ33 Series | 216012012 | HRCU-A-CB | BZ33-INV18OUT2-454-G3-J | BZ33-INVAHU18-454-G3-J | Singlezone Ducted, Centrally Ducted | 19000 | 15000 | 2.6 | 18000 | 2
BREEZE33 | BZ33 Series | 216012016 | HRCU-A-CB | BZ33-INV48OUT2-454-G3-J | BZ33-INVAHU48-454-G3-J | Singlezone Ducted, Centrally Ducted | 50000 | 37000 | 2.7 | 46000 | 1.9
BREEZE33 | BZ33 Series | 216012015 | HRCU-A-CB | BZ33-INV36OUT2-454-G3-J | BZ33-INVAHU36-454-G3-J | Singlezone Ducted, Centrally Ducted | 37000 | 31800 | 2.56 | 39000 | 1.9
BREEZE33 | BZ33 Series | 216012014 | HRCU-A-CB | BZ33-INV30OUT2-454-G3-J | BZ33-INVAHU30-454-G3-J | Singlezone Ducted, Centrally Ducted | 34000 | 23800 | 2.76 | 32600 | 1.96
NAPOLEON | NDH Series | 215931355 | HRCU-A-CB-O | NDHAS22BA-18-O | NDHAS22BB-18-I | Singlezone Non-Ducted, Wall Placement | 18000 | 13000 | 2.59 | 13000 | 2.35
NAPOLEON | NDH Series | 215931354 | HRCU-A-CB-O | NDHAS22BA-12-O | NDHAS22BB-12-I | Singlezone Non-Ducted, Wall Placement | 12000 | 9600 | 2.84 | 8600 | 2.36
CONTINENTAL | CDH Series | 215931359 | HRCU-A-CB-O | CDHAS22BA-24-O | CDHAS22BB-24-I | Singlezone Non-Ducted, Wall Placement | 25000 | 19500 | 2.5 | 17800 | 2.15
NAPOLEON | NDH Series | 215931356 | HRCU-A-CB-O | NDHAS22BA-24-O | NDHAS22BB-24-I | Singlezone Non-Ducted, Wall Placement | 25000 | 19500 | 2.5 | 17800 | 2.15
CONTINENTAL | CDH Series | 215931358 | HRCU-A-CB-O | CDHAS22BA-18-O | CDHAS22BB-18-I | Singlezone Non-Ducted, Wall Placement | 18000 | 13000 | 2.59 | 13000 | 2.35
CONTINENTAL | CDH Series | 215931357 | HRCU-A-CB-O | CDHAS22BA-12-O | CDHAS22BB-12-I | Singlezone Non-Ducted, Wall Placement | 12000 | 9600 | 2.84 | 8600 | 2.36
NAPOLEON | NDH Series | 215931362 | HRCU-A-CB-O | NDHAS26BA-18-O | NDHAS26BA-18-I | Singlezone Non-Ducted, Wall Placement | 18000 | 15000 | 2.56 | 18000 | 1.92
NAPOLEON | NDH Series | 215931363 | HRCU-A-CB-O | NDHAS26BA-24-O | NDHAS26BA-24-I | Singlezone Non-Ducted, Wall Placement | 29000 | 21000 | 2.88 | 24200 | 2.34
CONTINENTAL | CDH Series | 215931367 | HRCU-A-CB-O | CDHAS26BA-18-O | CDHAS26BA-18-I | Singlezone Non-Ducted, Wall Placement | 18000 | 15000 | 2.56 | 18000 | 1.92
NAPOLEON | NDH Series | 215931364 | HRCU-A-CB-O | NDHAS26BA-33-O | NDHAS26BA-33-I | Singlezone Non-Ducted, Wall Placement | 36000 | 30000 | 2.69 | 35000 | 1.98
CONTINENTAL | CDH Series | 215931371 | HMSR-A-CB-O | CDHAMBB-27-O |  | Multizone All Non-Ducted | 27000 | 25000 | 2.6 | 27000 | 2
CONTINENTAL | CDH Series | 215931370 | HMSR-A-CB-O | CDHAMBB-18-O |  | Multizone All Non-Ducted | 20000 | 17600 | 2.7 | 19000 | 2
CONTINENTAL | CDH Series | 215931369 | HRCU-A-CB-O | CDHAS26BA-33-O | CDHAS26BA-33-I | Singlezone Non-Ducted, Wall Placement | 36000 | 30000 | 2.69 | 35000 | 1.98
CONTINENTAL | CDH Series | 215931368 | HRCU-A-CB-O | CDHAS26BA-24-O | CDHAS26BA-24-I | Singlezone Non-Ducted, Wall Placement | 29000 | 21000 | 2.88 | 24200 | 2.34
NAPOLEON | NDH Series | 215931374 | HMSR-A-CB-O | NDHAMBB-27-O |  | Multizone All Non-Ducted | 27000 | 25000 | 2.6 | 27000 | 2
NAPOLEON | NDH Series | 215931373 | HMSR-A-CB-O | NDHAMBB-18-O |  | Multizone All Non-Ducted | 20000 | 17600 | 2.7 | 19000 | 2
BOSCH | BM Series | 215871204 | HRCU-A-CB-O | BMS500-AAS009-1CSXRD | BMS500-AAU006-1AHWXD | Singlezone Non-Ducted, Wall Placement | 10000 | 8100 | 2.83 | 8000 | 2.37
WELLS | WSA Series | 214421468 | HRCU-A-CB-O | WSA-06HFMO | WSA-06HFMI | Singlezone Non-Ducted, Wall Placement | 7000 | 7500 | 2.5 | 7200 | 1.92
AI AIR CONDITIONING | AW Series | 213769942 | HRCU-A-CB-O | AO25-06N1-M1H | AW25-06N1-M1 | Singlezone Non-Ducted, Wall Placement | 7000 | 7500 | 2.5 | 7200 | 1.92
LBG PRODUCTS | LBH series | 208130826 | HRCU-A-CB-O | LBHB06DVWO | LBHB06DVWI | Singlezone Non-Ducted, Wall Placement | 7000 | 7500 | 2.5 | 7200 | 1.92
DURASTAR | DRA1 | 210568097 | HRCU-A-CB-O | DRA1U09S1B | DRAW06F1B | Singlezone Non-Ducted, Wall Placement | 7000 | 7500 | 2.5 | 7200 | 1.92
COOPER&HUNTER | CH series | 210799686 | HRCU-A-CB-O | CH-HPR06F9-230VO | CH-B06MOLVWM-230VI | Singlezone Non-Ducted, Wall Placement | 7000 | 7500 | 2.5 | 7200 | 1.92
C&H | CH series | 207740518 | HRCU-A-CB-O | CH-HPR06F9-230VO | CH-06MOLVWM-230VI | Singlezone Non-Ducted, Wall Placement | 7000 | 7500 | 2.5 | 7200 | 1.92
C&H | CH series | 210665987 | HRCU-A-CB-O | CH-HPR06F9-230VO | CH-B06MOLVWM-230VI | Singlezone Non-Ducted, Wall Placement | 7000 | 7500 | 2.5 | 7200 | 1.92
COOPER&HUNTER | CH series | 210799565 | HRCU-A-CB-O | CH-HPR06F9-230VO | CH-06MOLVWM-230VI | Singlezone Non-Ducted, Wall Placement | 7000 | 7500 | 2.5 | 7200 | 1.92
PERFECTAIRE | 3PAM series | 211253535 | HRCU-A-CB-O | 3PAMSHH06-SZO | 3PAMSHH06-UVW | Singlezone Non-Ducted, Wall Placement | 7000 | 7500 | 2.5 | 7200 | 1.92
INNOVAIR | SAV Series | 215408658 | HRCU-A-CB | SOV36H2BA | SAV36BDA | Singlezone Ducted, Centrally Ducted | 36000 | 25600 | 2.6 | 27000 | 2
CANAIR | 4C22 Series | 215828390 | HRCU-A-CB-O | 4C25SCH24H21 | 4C28SEH24H21 | Singlezone Non-Ducted, Wall Placement | 25000 | 18800 | 2.65 | 19600 | 2.54
CANAIR | 4C22 Series | 215828389 | HRCU-A-CB-O | 4C25SCH18H21 | 4C28SEH18H21 | Singlezone Non-Ducted, Wall Placement | 18000 | 13600 | 2.73 | 12800 | 2.1
CANAIR | 4C22 Series | 215828388 | HRCU-A-CB-O | 4C25SCH12H21 | 4C28SEH12H21 | Singlezone Non-Ducted, Wall Placement | 12000 | 9300 | 2.84 | 8400 | 2.3
CANAIR | 4C22 Series | 215828387 | HRCU-A-CB-O | 4C25SCH09H21 | 4C28SEH09H21 | Singlezone Non-Ducted, Wall Placement | 10000 | 8100 | 2.83 | 8000 | 2.37
FUJITSU | AirStage H-Series | 215434548 | HRCU-A-CB-O | AOUH18KUAS1 | ABUH18KUAS | Singlezone Non-Ducted, Ceiling Placement | 21600 | 14400 | 2.91 | 17100 | 2.26
DAIKIN | Daikin Fit | 213872282 | HRCU-A-CB | DZ6VSA421EA* | CAPEA6030*4A* | Singlezone Ducted, Centrally Ducted | 40000 | 27800 | 2.59 | 30600 | 2.19
DAIKIN | Daikin Fit | 213872276 | HRCU-A-CB | DZ6VSA481EA* | CAPEA6030*4A* | Singlezone Ducted, Centrally Ducted | 43500 | 28000 | 2.67 | 31000 | 2.22
AMANA | ASZS6 | 213872277 | HRCU-A-CB | ASZS60481EA* | CA*EA6030*4A* | Singlezone Ducted, Centrally Ducted | 43500 | 28000 | 2.67 | 31000 | 2.22
VIESSMANN | DLC-series | 215569859 | HRCU-A-CB-O | DLCSRBH06AAK | DLFSOAH09XAK | Singlezone Non-Ducted, Ceiling Placement | 7100 | 5700 | 2.61 | 8000 | 2
VIESSMANN | DLC-series | 215569862 | HRCU-A-CB | DLCSRBH18AAK | DLFSDAH18XHK | Singlezone Ducted, Compact Ducted | 19000 | 15700 | 2.6 | 18000 | 2.2
VIESSMANN | DLC-series | 215569868 | HRCU-A-CB | DLCSRBH24AAK | DLFSDAH24XHK | Singlezone Ducted, Compact Ducted | 25000 | 21000 | 2.75 | 24000 | 2
VIESSMANN | DLC-series | 215569857 | HRCU-A-CB-O | DLCSRBH12AAK | DLFSFBH12XAK | Singlezone Non-Ducted, Wall Placement | 12000 | 10200 | 2.72 | 11900 | 1.99
VIESSMANN | DLC-series | 215569813 | HMSV-A-CB | DLCMRBH18BAK |  | Multizone Mix of Ducted and Non-Ducted | 19000 | 14600 | 2.5 | 14000 | 2.19
VIESSMANN | DLC-series | 215569822 | HMSR-A-CB-O | DLCMHBH48EAK |  | Multizone All Non-Ducted | 49000 | 39000 | 2.5 | 46000 | 1.93
VIESSMANN | DLC-series | 215569811 | HMSR-A-CB-O | DLCMRBH18BAK |  | Multizone All Non-Ducted | 19000 | 14400 | 2.5 | 14000 | 2.19
VIESSMANN | DLC-series | 215569835 | HRCU-A-CB-O | DLCPRBH18AAK | DLFPHBH18XAK | Singlezone Non-Ducted, Wall Placement | 20000 | 20200 | 2.89 | 24000 | 2.89
VIESSMANN | DLC-series | 215569833 | HRCU-A-CB-O | DLCSRBH24AAK | DLFSCBH24XAK | Singlezone Non-Ducted, Wall Placement | 25000 | 21000 | 2.64 | 25800 | 2
VIESSMANN | DLC-series | 215569806 | HRCU-A-CB-O | DLCSRBH06AAK | DLFSHBH06XAK | Singlezone Non-Ducted, Wall Placement | 7000 | 7500 | 2.5 | 7200 | 1.92
VIESSMANN | DLC-series | 215569846 | HRCU-A-CB-O | DLCSRBH06AAK | DLFSHCH06XAK | Singlezone Non-Ducted, Wall Placement | 7000 | 8500 | 2.9 | 8581 | 2.19
VIESSMANN | DLC-series | 215569853 | HRCU-A-CB-O | DLCERBH09AAK | DLFEHBH09XAK | Singlezone Non-Ducted, Wall Placement | 10000 | 6000 | 2.51 | 7300 | 2.14
VIESSMANN | DLC-series | 215569796 | HRCU-A-CB-O | DLCSRBH12AAJ | DLFSHBH12XAJ | Singlezone Non-Ducted, Wall Placement | 12000 | 8900 | 2.75 | 6858 | 2.07
VIESSMANN | DLC-series | 215569794 | HRCU-A-CB | DLCSRBH24AAK | DLFSDAH24XAK | Singlezone Ducted, Compact Ducted | 25000 | 21000 | 2.64 | 27000 | 2
VIESSMANN | DLC-series | 215569795 | HRCU-A-CB-O | DLCSRBH24AAK | DLFSFAH24XAK | Singlezone Non-Ducted, Floor Placement | 25000 | 19000 | 2.64 | 25000 | 2.1
VIESSMANN | DLC-series | 215569788 | HRCU-A-CB | DLCSRBH12AAK | DLFSDAH12XAK | Singlezone Ducted, Compact Ducted | 12500 | 10600 | 2.51 | 12100 | 1.96
VIESSMANN | DLC-series | 215569842 | HRCU-A-CB-O | DLCSRBH09AAK | DLFSHCH09XAK | Singlezone Non-Ducted, Wall Placement | 12000 | 9500 | 2.53 | 11109 | 1.97
VIESSMANN | DLC-series | 215569845 | HRCU-A-CB-O | DLCSRBH12AAJ | DLFSHCH12XAJ | Singlezone Non-Ducted, Wall Placement | 12000 | 8400 | 2.8 | 7094 | 2.19
VIESSMANN | Dlseries | 215569763 | HRCU-A-CB | DLCURAH60ABK | DLFUAAH60XAK | Singlezone Ducted, Centrally Ducted | 59000 | 42000 | 2.6 | 48500 | 1.91
VIESSMANN | DL series | 215569766 | HRCU-A-C | DLCURAH24ABK | DLFULAH24XBX + CI | Singlezone Ducted, Centrally Ducted | 25000 | 21000 | 2.58 | 20000 | 1.95
VIESSMANN | DL series | 215569764 | HRCU-A-C | DLCURAH18ABK | DLFULAH24XBX + CI | Singlezone Ducted, Centrally Ducted | 19000 | 14700 | 2.6 | 15000 | 2.2
VIESSMANN | Dlseries | 215569752 | HRCU-A-CB | DLCURAH24AAK | DLFUAAH24XAK | Singlezone Ducted, Centrally Ducted | 26000 | 21000 | 2.8 | 19400 | 2.1
VIESSMANN | Dlseries | 215569772 | HRCU-A-CB | DLCSRBH18AAK | DLFSABH18XBK | Singlezone Ducted, Centrally Ducted | 19000 | 15400 | 2.7 | 17000 | 2
VIESSMANN | Dlseries | 215569755 | HRCU-A-CB | DLCURAH24ABK | DLFUAAH24XAK | Singlezone Ducted, Centrally Ducted | 24000 | 19200 | 2.5 | 22600 | 1.91
VIESSMANN | Dlseries | 215569754 | HRCU-A-CB | DLCURAH18ABK | DLFUAAH18XAK | Singlezone Ducted, Centrally Ducted | 19000 | 13500 | 2.6 | 16500 | 2.04
GUARDIAN | URAC | 215270361 | HRCU-A-CB-O | URC12CN15STG1 | URD12HW15STG1 | Singlezone Non-Ducted, Wall Placement | 12000 | 9300 | 4.78 | 9200 | 1.9
GUARDIAN | URAC | 215270360 | HRCU-A-CB-O | URC09CN15STG1 | URD09HW15STG1 | Singlezone Non-Ducted, Wall Placement | 9500 | 9500 | 4.8 | 8700 | 1.9
GUARDIAN | URAC | 214803266 | HRCU-A-CB-O | URC18CN23STG1 | UNI18HW23STG1 | Singlezone Non-Ducted, Wall Placement | 18000 | 18000 | 3.61 | 18000 | 1.9
GUARDIAN | URAC | 214803265 | HRCU-A-CB-O | URC12CN23STG1 | UNI12HW23STG1 | Singlezone Non-Ducted, Wall Placement | 12000 | 10800 | 4.8 | 11000 | 2
GUARDIAN | URAC | 214803264 | HRCU-A-CB-O | URC09CN23STG1 | UNI09HW23STG1 | Singlezone Non-Ducted, Wall Placement | 9000 | 9000 | 4.8 | 9000 | 2.09
COMFIAIRE | Hi ULTRA Xtreme | 215427967 | HRCU-A-CB-O | CA-09UXEO | CA-09UWXI | Singlezone Non-Ducted, Wall Placement | 10000 | 5500 | 2.93 | 8600 | 1.94
KINGHOME | Airy | 215876649 | HRCU-A-CB-O | KW12XQ29SDO | KW12XQ29SDI | Singlezone Non-Ducted, Wall Placement | 12200 | 7000 | 3.11 | 12200 | 2
KINGHOME | Airy | 215876648 | HRCU-A-CB-O | KW09XQ29SDO | KW09XQ29SDI | Singlezone Non-Ducted, Wall Placement | 10600 | 6700 | 3.22 | 11500 | 2.11
AI AIR CONDITIONING | ASO Series | 215866791 | HRCU-A-CB | ASO25-60N2-M2H | AH-60N2-M1 | Singlezone Ducted, Compact Ducted | 60000 | 45000 | 2.72 | 53500 | 2.1
AI AIR CONDITIONING | ASO Series | 215866790 | HRCU-A-CB | ASO25-48N2-M2H | AH-48N2-M1 | Singlezone Ducted, Compact Ducted | 52000 | 45000 | 2.61 | 47500 | 2
AI AIR CONDITIONING | ASO Series | 215866789 | HRCU-A-CB | ASO25-36N2-M2H | AH-36N2-M1 | Singlezone Ducted, Compact Ducted | 42000 | 31600 | 2.73 | 37600 | 2.1
AI AIR CONDITIONING | AO Series | 215866759 | HRCU-A-CB | AO24-24N2-M1 | AH-24N2-M1 | Singlezone Ducted, Compact Ducted | 25000 | 21200 | 2.6 | 19000 | 2.3
WELLS | WOS Series | 215864063 | HRCU-A-CB | WOS-24QUA/230 | WIDH-24MOC/230 | Singlezone Ducted, Compact Ducted | 25000 | 21200 | 2.6 | 19000 | 2.3
WELLS | WOS Series | 215864062 | HRCU-A-CB | WOS-18QUA/230 | WIDH-18MOC/230 | Singlezone Ducted, Compact Ducted | 20000 | 14900 | 2.89 | 14200 | 2.41
AI AIR CONDITIONING | AO Series | 215866758 | HRCU-A-CB | AO24-18N2-M1 | AH-18N2-M1 | Singlezone Ducted, Compact Ducted | 20000 | 14900 | 2.89 | 14200 | 2.41
AI AIR CONDITIONING | AO Series | 215866755 | HRCU-A-CB | AO24-18N2-M1 | AL-18N2-M1 | Singlezone Ducted, Compact Ducted | 20000 | 14000 | 2.6 | 14000 | 2.19
WELLS | WOS Series | 215864059 | HRCU-A-CB | WOS-18QUA/230 | WIDL-18MOC/230 | Singlezone Ducted, Compact Ducted | 20000 | 14000 | 2.6 | 14000 | 2.19
WELLS | WOS Series | 215864061 | HRCU-A-CB | WOS-12QUA/230 | WIDH-12MOC/230 | Singlezone Ducted, Compact Ducted | 12000 | 9100 | 2.78 | 8900 | 2.44
AI AIR CONDITIONING | AO Series | 215866757 | HRCU-A-CB | AO24-12N2-M1 | AH-12N2-M1 | Singlezone Ducted, Compact Ducted | 12000 | 9100 | 2.78 | 8900 | 2.44
AI AIR CONDITIONING | AO Series | 215866754 | HRCU-A-CB | AO24-12N2-M1 | AL-12N2-M1 | Singlezone Ducted, Compact Ducted | 12000 | 9500 | 2.58 | 8800 | 2.24
WELLS | WOS Series | 215864058 | HRCU-A-CB | WOS-12QUA/230 | WIDL-12MOC/230 | Singlezone Ducted, Compact Ducted | 12000 | 9500 | 2.58 | 8800 | 2.24
AI AIR CONDITIONING | AO Series | 215866756 | HRCU-A-CB | AO24-09N2-M1 | AH-09N2-M1 | Singlezone Ducted, Compact Ducted | 10000 | 9300 | 2.9 | 8300 | 2.32
WELLS | WOS Series | 215864060 | HRCU-A-CB | WOS-09QUA/230 | WIDH-09MOC/230 | Singlezone Ducted, Compact Ducted | 10000 | 9300 | 2.9 | 8300 | 2.32
WELLS | WOS Series | 215864057 | HRCU-A-CB | WOS-09QUA/230 | WIDL-09MOC/230 | Singlezone Ducted, Compact Ducted | 10000 | 8900 | 2.61 | 8600 | 2.25
AI AIR CONDITIONING | AO Series | 215866753 | HRCU-A-CB | AO24-09N2-M1 | AL-09N2-M1 | Singlezone Ducted, Compact Ducted | 10000 | 8900 | 2.61 | 8600 | 2.25
AI AIR CONDITIONING | AO Series | 215866788 | HRCU-A-CB | AO25-24N2-M1H | AH-24N2-M1 | Singlezone Ducted, Compact Ducted | 26000 | 21600 | 2.71 | 24000 | 2.18
WELLS | WOS Series | 215864084 | HRCU-A-CB | WOS-24PRE/230 | WIDH-24MOC/230 | Singlezone Ducted, Compact Ducted | 26000 | 21600 | 2.71 | 24000 | 2.18
WELLS | WOS Series | 215864083 | HRCU-A-CB | WOS-18PRE/230 | WIDH-18MOC/230 | Singlezone Ducted, Compact Ducted | 19500 | 15000 | 2.89 | 18000 | 2.1
AI AIR CONDITIONING | AO Series | 215866787 | HRCU-A-CB | AO25-18N2-M1H | AH-18N2-M1 | Singlezone Ducted, Compact Ducted | 19500 | 15000 | 2.89 | 18000 | 2.1
AI AIR CONDITIONING | AO Series | 215866784 | HRCU-A-CB | AO25-18N2-M1H | AL-18N2-M1 | Singlezone Ducted, Compact Ducted | 19000 | 15000 | 2.7 | 18000 | 2
WELLS | WOS Series | 215864080 | HRCU-A-CB | WOS-18PRE/230 | WIDL-18MOC/230 | Singlezone Ducted, Compact Ducted | 19000 | 15000 | 2.7 | 18000 | 2
WELLS | WOS Series | 215864082 | HRCU-A-CB | WOS-12PRE/230 | WIDH-12MOC/230 | Singlezone Ducted, Compact Ducted | 12000 | 10200 | 2.6 | 12000 | 1.95
AI AIR CONDITIONING | AO Series | 215866786 | HRCU-A-CB | AO25-12N2-M1H | AH-12N2-M1 | Singlezone Ducted, Compact Ducted | 12000 | 10200 | 2.6 | 12000 | 1.95
AI AIR CONDITIONING | AO Series | 215866781 | HRCU-A-CB | AO25-06N2-M1H | AL-06N2-M1 | Singlezone Ducted, Compact Ducted | 8000 | 8000 | 2.69 | 7800 | 2.41
WELLS | WOS Series | 215864077 | HRCU-A-CB | WOS-06PRE/230 | WIDL-06MOC/230 | Singlezone Ducted, Compact Ducted | 8000 | 8000 | 2.69 | 7800 | 2.41
WELLS | WOM Series | 215864100 | HMSV-A-CB | WOM-48RH6/230 |  | Multizone All Ducted | 47000 | 37000 | 2.5 | 38000 | 2.1
AI AIR CONDITIONING | A6M Series | 215866810 | HMSV-A-CB | A6MO21-48N2-M1 |  | Multizone All Ducted | 47000 | 37000 | 2.5 | 38000 | 2.1
AI AIR CONDITIONING | A4M Series | 215866805 | HMSV-A-CB | A4MO21-27N2-M1 |  | Multizone Mix of Ducted and Non-Ducted | 26800 | 18200 | 2.5 | 18900 | 2
WELLS | WOM Series | 215864095 | HMSV-A-CB | WOM-27RH4/230 |  | Multizone Mix of Ducted and Non-Ducted | 26800 | 18200 | 2.5 | 18900 | 2
WELLS | WOM Series | 215864094 | HMSV-A-CB | WOM-27RH4/230 |  | Multizone All Ducted | 26600 | 18400 | 2.5 | 18800 | 2
AI AIR CONDITIONING | A4M Series | 215866804 | HMSV-A-CB | A4MO21-27N2-M1 |  | Multizone All Ducted | 26600 | 18400 | 2.5 | 18800 | 2
AI AIR CONDITIONING | A4M Series | 215866803 | HMSR-A-CB-O | A4MO21-27N2-M1 |  | Multizone All Non-Ducted | 27000 | 18000 | 2.5 | 19000 | 2
WELLS | WOM Series | 215864093 | HMSR-A-CB-O | WOM-27RH4/230 |  | Multizone All Non-Ducted | 27000 | 18000 | 2.5 | 19000 | 2
WELLS | WOM Series | 215864090 | HMSR-A-CB-O | WOM-18RH3/230 |  | Multizone All Non-Ducted | 19000 | 13500 | 2.6 | 13500 | 2.2
AI AIR CONDITIONING | A3M Series | 215866800 | HMSR-A-CB-O | A3MO21-18N2-M1 |  | Multizone All Non-Ducted | 19000 | 13500 | 2.6 | 13500 | 2.2
AI AIR CONDITIONING | A6M Series | 215866829 | HMSV-A-CB | A6MO23-55N2-M1H |  | Multizone Mix of Ducted and Non-Ducted | 55000 | 45000 | 2.65 | 48000 | 2.05
WELLS | WOM Series | 215864119 | HMSV-A-CB | WOM-60HH6/230 |  | Multizone Mix of Ducted and Non-Ducted | 55000 | 45000 | 2.65 | 48000 | 2.05
WELLS | WOM Series | 215864118 | HMSV-A-CB | WOM-60HH6/230 |  | Multizone All Ducted | 55000 | 45000 | 2.7 | 48000 | 2.1
AI AIR CONDITIONING | A6M Series | 215866828 | HMSV-A-CB | A6MO23-55N2-M1H |  | Multizone All Ducted | 55000 | 45000 | 2.7 | 48000 | 2.1
AI AIR CONDITIONING | A6M Series | 215866827 | HMSR-A-CB-O | A6MO23-55N2-M1H |  | Multizone All Non-Ducted | 55000 | 45000 | 2.6 | 48000 | 2
WELLS | WOM Series | 215864117 | HMSR-A-CB-O | WOM-60HH6/230 |  | Multizone All Non-Ducted | 55000 | 45000 | 2.6 | 48000 | 2
WELLS | WOM Series | 215864116 | HMSV-A-CB | WOM-48HH6/230 |  | Multizone Mix of Ducted and Non-Ducted | 48500 | 42500 | 2.5 | 48000 | 2
AI AIR CONDITIONING | A6M Series | 215866826 | HMSV-A-CB | A6MO23-48N2-M1H |  | Multizone Mix of Ducted and Non-Ducted | 48500 | 42500 | 2.5 | 48000 | 2
AI AIR CONDITIONING | A6M Series | 215866825 | HMSV-A-CB | A6MO23-48N2-M1H |  | Multizone All Ducted | 48000 | 44500 | 2.6 | 48000 | 2
WELLS | WOM Series | 215864115 | HMSV-A-CB | WOM-48HH6/230 |  | Multizone All Ducted | 48000 | 44500 | 2.6 | 48000 | 2
AI AIR CONDITIONING | A3M Series | 215866817 | HMSV-A-CB | A3MO23-18N2-M1H |  | Multizone Mix of Ducted and Non-Ducted | 20000 | 16700 | 2.55 | 18000 | 2
WELLS | WOM Series | 215864107 | HMSV-A-CB | WOM-18HH3/230 |  | Multizone Mix of Ducted and Non-Ducted | 20000 | 16700 | 2.55 | 18000 | 2
WELLS | WOM Series | 215864106 | HMSV-A-CB | WOM-18HH3/230 |  | Multizone All Ducted | 20000 | 17000 | 2.59 | 18000 | 2
AI AIR CONDITIONING | A3M Series | 215866816 | HMSV-A-CB | A3MO23-18N2-M1H |  | Multizone All Ducted | 20000 | 17000 | 2.59 | 18000 | 2
AI AIR CONDITIONING | A3M Series | 215866815 | HMSR-A-CB-O | A3MO23-18N2-M1H |  | Multizone All Non-Ducted | 20000 | 16400 | 2.5 | 18000 | 2
WELLS | WOM Series | 215864105 | HMSR-A-CB-O | WOM-18HH3/230 |  | Multizone All Non-Ducted | 20000 | 16400 | 2.5 | 18000 | 2
WELLS | WOS Series | 215864034 | HRCU-A-CB-O | WOS-09ECO/230 | WIHW-09ECO/230 | Singlezone Non-Ducted, Wall Placement | 10000 | 8000 | 2.58 | 7000 | 2.16
AI AIR CONDITIONING | AO Series | 215866739 | HRCU-A-CB-O | AO25-33N2-M1H | AW25-33N2-M1 | Singlezone Non-Ducted, Wall Placement | 36000 | 29600 | 2.61 | 34600 | 1.91
WELLS | WOS Series | 215864049 | HRCU-A-CB-O | WOS-33PRE/230 | WIHW-33MOC/230 | Singlezone Non-Ducted, Wall Placement | 36000 | 29600 | 2.61 | 34600 | 1.91
WELLS | WOS Series | 215864089 | HRCU-A-CB-O | WOS-24PRE/230 | WIFC-24MOC/230 | Singlezone Non-Ducted, Floor Placement | 26000 | 20200 | 2.74 | 24200 | 2.16
AI AIR CONDITIONING | AO Series | 215866796 | HRCU-A-CB-O | AO25-24N2-M1H | AF-24N2-M1 | Singlezone Non-Ducted, Floor Placement | 26000 | 20200 | 2.74 | 24200 | 2.16
AI AIR CONDITIONING | AO Series | 215866774 | HRCU-A-CB-O | AO25-24N2-M1H | AC-24N2-M1 | Singlezone Non-Ducted, Wall Placement | 25000 | 20400 | 2.78 | 23800 | 2.23
WELLS | WOS Series | 215864072 | HRCU-A-CB-O | WOS-24PRE/230 | WI4C-24MOC/230 | Singlezone Non-Ducted, Wall Placement | 25000 | 20400 | 2.78 | 23800 | 2.23
AI AIR CONDITIONING | AO Series | 215866794 | HRCU-A-CB-O | AO25-18N2-M1H | AS-16N2-M1 | Singlezone Non-Ducted, Wall Placement | 17000 | 14200 | 2.6 | 17500 | 1.95
WELLS | WOS Series | 215864087 | HRCU-A-CB-O | WOS-18PRE/230 | WICS-16MOC/230 | Singlezone Non-Ducted, Wall Placement | 17000 | 14200 | 2.6 | 17500 | 1.95
WELLS | WOS Series | 215864071 | HRCU-A-CB-O | WOS-18PRE/230 | WI4C-18MOC/230 | Singlezone Non-Ducted, Ceiling Placement | 19000 | 14900 | 2.7 | 17000 | 1.9
AI AIR CONDITIONING | AO Series | 215866773 | HRCU-A-CB-O | AO25-18N2-M1H | AC-18N2-M1 | Singlezone Non-Ducted, Ceiling Placement | 19000 | 14900 | 2.7 | 17000 | 1.9
WELLS | WOS Series | 215864070 | HRCU-A-CB-O | WOS-12PRE/230 | WI4C-12MOC/230 | Singlezone Non-Ducted, Ceiling Placement | 12000 | 10000 | 2.74 | 11500 | 1.99
AI AIR CONDITIONING | AO Series | 215866772 | HRCU-A-CB-O | AO25-12N2-M1H | AC-12N2-M1 | Singlezone Non-Ducted, Ceiling Placement | 12000 | 10000 | 2.74 | 11500 | 1.99
AI AIR CONDITIONING | AO Series | 215866779 | HRCU-A-CB-O | AO25-12N2-M1H | A1C-12N2-M1 | Singlezone Non-Ducted, Ceiling Placement | 12500 | 9600 | 2.65 | 11500 | 1.99
WELLS | WOS Series | 215864075 | HRCU-A-CB-O | WOS-12PRE/230 | WI1C-12MOC/230 | Singlezone Non-Ducted, Ceiling Placement | 12500 | 9600 | 2.65 | 11500 | 1.99
AI AIR CONDITIONING | AO Series | 215866777 | HRCU-A-CB-O | AO25-06N2-M1H | A1C-06N2-M1 | Singlezone Non-Ducted, Ceiling Placement | 7400 | 7000 | 2.66 | 8100 | 2.4
WELLS | WOS Series | 215864073 | HRCU-A-CB-O | WOS-06PRE/230 | WI1C-06MOC/230 | Singlezone Non-Ducted, Ceiling Placement | 7400 | 7000 | 2.66 | 8100 | 2.4
AI AIR CONDITIONING | ASO Series | 215866748 | HRCU-A-CB-O | ASO24-36N2-M2 | AC-36N2-M1 | Singlezone Non-Ducted, Wall Placement | 38000 | 26800 | 2.68 | 26600 | 2.2
AI AIR CONDITIONING | ASO Series | 215866797 | HRCU-A-CB-O | ASO25-36N2-M2H | AF-36N2-M1 | Singlezone Non-Ducted, Floor Placement | 38000 | 30200 | 2.58 | 39500 | 2.02
AI AIR CONDITIONING | ASO Series | 215866775 | HRCU-A-CB-O | ASO25-36N2-M2H | AC-36N2-M1 | Singlezone Non-Ducted, Wall Placement | 37000 | 30600 | 2.56 | 37000 | 1.95
WELLS | WOS Series | 215864068 | HRCU-A-CB-O | WOS-24QUA/230 | WIFC-24MOC/230 | Singlezone Non-Ducted, Floor Placement | 24400 | 20000 | 2.56 | 18600 | 2.27
AI AIR CONDITIONING | AO Series | 215866767 | HRCU-A-CB-O | AO24-24N2-M1 | AF-24N2-M1 | Singlezone Non-Ducted, Floor Placement | 24400 | 20000 | 2.56 | 18600 | 2.27
WELLS | WOS Series | 215864067 | HRCU-A-CB-O | WOS-18QUA/230 | WIFC-18MOC/230 | Singlezone Non-Ducted, Floor Placement | 18000 | 13700 | 2.51 | 12800 | 2.05
AI AIR CONDITIONING | AO Series | 215866766 | HRCU-A-CB-O | AO24-18N2-M1 | AF-18N2-M1 | Singlezone Non-Ducted, Floor Placement | 18000 | 13700 | 2.51 | 12800 | 2.05
AI AIR CONDITIONING | AO Series | 215866765 | HRCU-A-CB-O | AO24-18N2-M1 | AS-16N2-M1 | Singlezone Non-Ducted, Wall Placement | 17000 | 14100 | 2.75 | 13100 | 2.16
WELLS | WOS Series | 215864066 | HRCU-A-CB-O | WOS-18QUA/230 | WICS-16MOC/230 | Singlezone Non-Ducted, Wall Placement | 17000 | 14100 | 2.75 | 13100 | 2.16
WELLS | WOS Series | 215864052 | HRCU-A-CB-O | WOS-18QUA/230 | WI4C-18MOC/230 | Singlezone Non-Ducted, Ceiling Placement | 18000 | 13900 | 2.66 | 12800 | 2.19
AI AIR CONDITIONING | AO Series | 215866746 | HRCU-A-CB-O | AO24-18N2-M1 | AC-18N2-M1 | Singlezone Non-Ducted, Ceiling Placement | 18000 | 13900 | 2.66 | 12800 | 2.19
AI AIR CONDITIONING | AO Series | 215866752 | HRCU-A-CB-O | AO24-18N2-M1 | A1C-18N2-M1 | Singlezone Non-Ducted, Ceiling Placement | 18000 | 14000 | 2.77 | 13100 | 2.25
WELLS | WOS Series | 215864056 | HRCU-A-CB-O | WOS-18QUA/230 | WI1C-18MOC/230 | Singlezone Non-Ducted, Ceiling Placement | 18000 | 14000 | 2.77 | 13100 | 2.25
AI AIR CONDITIONING | AO Series | 215866764 | HRCU-A-CB-O | AO24-12N2-M1 | AS-12N2-M1 | Singlezone Non-Ducted, Wall Placement | 12000 | 9000 | 2.87 | 8900 | 2.51
WELLS | WOS Series | 215864065 | HRCU-A-CB-O | WOS-12QUA/230 | WICS-12MOC/230 | Singlezone Non-Ducted, Wall Placement | 12000 | 9000 | 2.87 | 8900 | 2.51
WELLS | WOS Series | 215864051 | HRCU-A-CB-O | WOS-12QUA/230 | WI4C-12MOC/230 | Singlezone Non-Ducted, Ceiling Placement | 12000 | 8500 | 2.8 | 8400 | 2.39
AI AIR CONDITIONING | AO Series | 215866745 | HRCU-A-CB-O | AO24-12N2-M1 | AC-12N2-M1 | Singlezone Non-Ducted, Ceiling Placement | 12000 | 8500 | 2.8 | 8400 | 2.39
AI AIR CONDITIONING | AO Series | 215866751 | HRCU-A-CB-O | AO24-12N2-M1 | A1C-12N2-M1 | Singlezone Non-Ducted, Ceiling Placement | 12000 | 8600 | 2.77 | 8600 | 2.47
WELLS | WOS Series | 215864055 | HRCU-A-CB-O | WOS-12QUA/230 | WI1C-12MOC/230 | Singlezone Non-Ducted, Ceiling Placement | 12000 | 8600 | 2.77 | 8600 | 2.47
AI AIR CONDITIONING | AO Series | 215866763 | HRCU-A-CB-O | AO24-09N2-M1 | AS-09N2-M1 | Singlezone Non-Ducted, Wall Placement | 9000 | 9000 | 2.9 | 8600 | 2.27
WELLS | WOS Series | 215864064 | HRCU-A-CB-O | WOS-09QUA/230 | WICS-09MOC/230 | Singlezone Non-Ducted, Wall Placement | 9000 | 9000 | 2.9 | 8600 | 2.27
AI AIR CONDITIONING | AO Series | 215866744 | HRCU-A-CB-O | AO24-09N2-M1 | AC-09N2-M1 | Singlezone Non-Ducted, Ceiling Placement | 10000 | 8500 | 2.8 | 8300 | 2.17
WELLS | WOS Series | 215864050 | HRCU-A-CB-O | WOS-09QUA/230 | WI4C-09MOC/230 | Singlezone Non-Ducted, Ceiling Placement | 10000 | 8500 | 2.8 | 8300 | 2.17
AI AIR CONDITIONING | AO Series | 215866750 | HRCU-A-CB-O | AO24-09N2-M1 | A1C-09N2-M1 | Singlezone Non-Ducted, Ceiling Placement | 11000 | 7900 | 2.69 | 8000 | 2.17
WELLS | WOS Series | 215864054 | HRCU-A-CB-O | WOS-09QUA/230 | WI1C-09MOC/230 | Singlezone Non-Ducted, Ceiling Placement | 11000 | 7900 | 2.69 | 8000 | 2.17
AI AIR CONDITIONING | AO Series | 215866743 | HRCU-A-CB-O | AO35-18N2-M1H | AW35-18N2-M1 | Singlezone Non-Ducted, Wall Placement | 20000 | 19300 | 3.01 | 22600 | 2.34
AI AIR CONDITIONING | AO Series | 215866733 | HRCU-A-CB-O | AO24-24N2-M1 | AW25-24N2-M1 | Singlezone Non-Ducted, Wall Placement | 25000 | 19500 | 2.5 | 17800 | 2.15
WELLS | WOS Series | 215864043 | HRCU-A-CB-O | WOS-24QUA/230 | WIHW-24MOC/230 | Singlezone Non-Ducted, Wall Placement | 25000 | 19500 | 2.5 | 17800 | 2.15
WELLS | WOS Series | 215864042 | HRCU-A-CB-O | WOS-18QUA/230 | WIHW-18MOC/230 | Singlezone Non-Ducted, Wall Placement | 18000 | 13000 | 2.59 | 13000 | 2.35
AI AIR CONDITIONING | AO Series | 215866732 | HRCU-A-CB-O | AO24-18N2-M1 | AW25-18N2-M1 | Singlezone Non-Ducted, Wall Placement | 18000 | 13000 | 2.59 | 13000 | 2.35
AI AIR CONDITIONING | AO Series | 215866731 | HRCU-A-CB-O | AO24-12N2-M1 | AW25-12N2-M1 | Singlezone Non-Ducted, Wall Placement | 12000 | 9600 | 2.84 | 8600 | 2.36
WELLS | WOS Series | 215864041 | HRCU-A-CB-O | WOS-12QUA/230 | WIHW-12MOC/230 | Singlezone Non-Ducted, Wall Placement | 12000 | 9600 | 2.84 | 8600 | 2.36
WELLS | WOS Series | 215864040 | HRCU-A-CB-O | WOS-09QUA/230 | WIHW-09MOC/230 | Singlezone Non-Ducted, Wall Placement | 10000 | 8600 | 2.8 | 8200 | 2.33
AI AIR CONDITIONING | AO Series | 215866730 | HRCU-A-CB-O | AO24-09N2-M1 | AW25-09N2-M1 | Singlezone Non-Ducted, Wall Placement | 10000 | 8600 | 2.8 | 8200 | 2.33
AI AIR CONDITIONING | AO Series | 215866729 | HRCU-A-CB-O | AO24-12N2-B1H | AW24-12N2-B1 | Singlezone Non-Ducted, Wall Placement | 12000 | 8800 | 2.77 | 7300 | 2.21
WELLS | WOS Series | 215864039 | HRCU-A-CB-O | WOS-12QUA/115 | WIHW-12QUA/115 | Singlezone Non-Ducted, Wall Placement | 12000 | 8800 | 2.77 | 7300 | 2.21
WELLS | WOS Series | 215864038 | HRCU-A-CB-O | WOS-09QUA/115 | WIHW-09QUA/115 | Singlezone Non-Ducted, Wall Placement | 10000 | 8800 | 2.77 | 7300 | 2.21
AI AIR CONDITIONING | AO Series | 215866728 | HRCU-A-CB-O | AO24-09N2-B1H | AW24-09N2-B1 | Singlezone Non-Ducted, Wall Placement | 10000 | 8800 | 2.77 | 7300 | 2.21
AI AIR CONDITIONING | AO Series | 215866738 | HRCU-A-CB-O | AO25-24N2-M1H | AW25-24N2-M1 | Singlezone Non-Ducted, Wall Placement | 26000 | 21600 | 2.61 | 24000 | 2
WELLS | WOS Series | 215864048 | HRCU-A-CB-O | WOS-24PRE/230 | WIHW-24MOC/230 | Singlezone Non-Ducted, Wall Placement | 26000 | 21600 | 2.61 | 24000 | 2
WELLS | WOS Series | 215864047 | HRCU-A-CB-O | WOS-18PRE/230 | WIHW-18MOC/230 | Singlezone Non-Ducted, Wall Placement | 18000 | 14400 | 2.61 | 18000 | 2
AI AIR CONDITIONING | AO Series | 215866737 | HRCU-A-CB-O | AO25-18N2-M1H | AW25-18N2-M1 | Singlezone Non-Ducted, Wall Placement | 18000 | 14400 | 2.61 | 18000 | 2
AI AIR CONDITIONING | AO Series | 215866734 | HRCU-A-CB-O | AO25-06N2-M1H | AW25-06N2-M1 | Singlezone Non-Ducted, Wall Placement | 7000 | 7600 | 2.5 | 7500 | 2.29
WELLS | WOS Series | 215864044 | HRCU-A-CB-O | WOS-06PRE/230 | WIHW-06MOC/230 | Singlezone Non-Ducted, Wall Placement | 7000 | 7600 | 2.5 | 7500 | 2.29
BLUERIDGE | BMS Series | 215853963 | HRCU-A-CB | BMS60HHUYC | BMS60HCD | Singlezone Ducted, Compact Ducted | 60000 | 45000 | 2.72 | 53500 | 2.1
BLUERIDGE | BMS Series | 215853962 | HRCU-A-CB | BMS48HHUYC | BMS48HCD | Singlezone Ducted, Compact Ducted | 52000 | 45000 | 2.61 | 47500 | 2
BLUERIDGE | BMS Series | 215853961 | HRCU-A-CB | BMS36HHUYC | BMS36HCD | Singlezone Ducted, Compact Ducted | 42000 | 31600 | 2.73 | 37600 | 2.1
BLUERIDGE | BMS Series | 215853924 | HRCU-A-CB | BMS2423YC | BMC24HCD | Singlezone Ducted, Compact Ducted | 25000 | 21200 | 2.6 | 19000 | 2.3
BLUERIDGE | BMS Series | 215853923 | HRCU-A-CB | BMS1824YC | BMC18HCD | Singlezone Ducted, Compact Ducted | 20000 | 14900 | 2.89 | 14200 | 2.41
BLUERIDGE | BMS Series | 215853920 | HRCU-A-CB | BMS1824YC | BMC18LCD | Singlezone Ducted, Compact Ducted | 20000 | 14000 | 2.6 | 14000 | 2.19
BLUERIDGE | BMS Series | 215853922 | HRCU-A-CB | BMS1226YC | BMC12HCD | Singlezone Ducted, Compact Ducted | 12000 | 9100 | 2.78 | 8900 | 2.44
BLUERIDGE | BMS Series | 215853919 | HRCU-A-CB | BMS1226YC | BMC12LCD | Singlezone Ducted, Compact Ducted | 12000 | 9500 | 2.58 | 8800 | 2.24
BLUERIDGE | BMS Series | 215853921 | HRCU-A-CB | BMS926YC | BMC9HCD | Singlezone Ducted, Compact Ducted | 10000 | 9300 | 2.9 | 8300 | 2.32
BLUERIDGE | BMS Series | 215853918 | HRCU-A-CB | BMS926YC | BMC9LCD | Singlezone Ducted, Compact Ducted | 10000 | 8900 | 2.61 | 8600 | 2.25
BLUERIDGE | BMS Series | 215853945 | HRCU-A-CB | BMS2421HHYC | BMC24HCD | Singlezone Ducted, Compact Ducted | 26000 | 21600 | 2.71 | 24000 | 2.18
BLUERIDGE | BMS Series | 215853944 | HRCU-A-CB | BMS1821HHYC | BMC18HCD | Singlezone Ducted, Compact Ducted | 19500 | 15000 | 2.89 | 18000 | 2.1
BLUERIDGE | BMS Series | 215853941 | HRCU-A-CB | BMS1821HHYC | BMC18LCD | Singlezone Ducted, Compact Ducted | 19000 | 15000 | 2.7 | 18000 | 2
BLUERIDGE | BMS Series | 215853943 | HRCU-A-CB | BMS1225HHYC | BMC12HCD | Singlezone Ducted, Compact Ducted | 12000 | 10200 | 2.6 | 12000 | 1.95
BLUERIDGE | BMS Series | 215853938 | HRCU-A-CB | BMS626HHYC | BMC6LCD | Singlezone Ducted, Compact Ducted | 8000 | 8000 | 2.69 | 7800 | 2.41
BLUERIDGE | BMM Series | 215853978 | HMSV-A-CB | BMMZ48C |  | Multizone Mix of Ducted and Non-Ducted | 47500 | 37400 | 2.5 | 37000 | 2.05
BLUERIDGE | BMM Series | 215853977 | HMSV-A-CB | BMMZ48C |  | Multizone All Ducted | 47000 | 37000 | 2.5 | 38000 | 2.1
BLUERIDGE | BMM Series | 215853976 | HMSR-A-CB-O | BMMZ48C |  | Multizone All Non-Ducted | 48000 | 38000 | 2.5 | 36000 | 2
BLUERIDGE | BMM Series | 215853972 | HMSV-A-CB | BMMZ27C |  | Multizone Mix of Ducted and Non-Ducted | 26800 | 18400 | 2.56 | 18900 | 2
BLUERIDGE | BMM Series | 215853971 | HMSV-A-CB | BMMZ27C |  | Multizone All Ducted | 26600 | 18400 | 2.5 | 18800 | 2
BLUERIDGE | BMM Series | 215853970 | HMSR-A-CB-O | BMMZ27C |  | Multizone All Non-Ducted | 27000 | 18400 | 2.61 | 19000 | 2
BLUERIDGE | BMM Series | 215853969 | HMSV-A-CB | BMMZ18C |  | Multizone Mix of Ducted and Non-Ducted | 19000 | 14100 | 2.55 | 14000 | 2.31
BLUERIDGE | BMM Series | 215853967 | HMSR-A-CB-O | BMMZ18C |  | Multizone All Non-Ducted | 19000 | 13600 | 2.81 | 13500 | 2.3
BLUERIDGE | BMM Series | 215853993 | HMSV-A-CB | BMMZ55HHC |  | Multizone Mix of Ducted and Non-Ducted | 55000 | 44500 | 2.65 | 47500 | 2.05
BLUERIDGE | BMM Series | 215853992 | HMSV-A-CB | BMMZ55HHC |  | Multizone All Ducted | 55000 | 45000 | 2.7 | 48000 | 2.1
BLUERIDGE | BMM Series | 215853991 | HMSR-A-CB-O | BMMZ55HHC |  | Multizone All Non-Ducted | 55000 | 44000 | 2.6 | 47000 | 2
BLUERIDGE | BMM Series | 215853990 | HMSV-A-CB | BMMZ48HHC |  | Multizone Mix of Ducted and Non-Ducted | 48500 | 44000 | 2.6 | 47500 | 2
BLUERIDGE | BMM Series | 215853989 | HMSV-A-CB | BMMZ48HHC |  | Multizone All Ducted | 48000 | 44500 | 2.6 | 48000 | 2
BLUERIDGE | BMM Series | 215853988 | HMSR-A-CB-O | BMMZ48HHC |  | Multizone All Non-Ducted | 49000 | 44000 | 2.6 | 47000 | 2
BLUERIDGE | BMM Series | 215853984 | HMSV-A-CB | BMMZ27HHC |  | Multizone Mix of Ducted and Non-Ducted | 27400 | 24000 | 2.5 | 27000 | 2
BLUERIDGE | BMM Series | 215853982 | HMSR-A-CB-O | BMMZ27HHC |  | Multizone All Non-Ducted | 27000 | 25000 | 2.6 | 27000 | 2
BLUERIDGE | BMM Series | 215853981 | HMSV-A-CB | BMMZ18HHC |  | Multizone Mix of Ducted and Non-Ducted | 20000 | 17300 | 2.65 | 18500 | 2
BLUERIDGE | BMM Series | 215853980 | HMSV-A-CB | BMMZ18HHC |  | Multizone All Ducted | 20000 | 17000 | 2.59 | 18000 | 2
BLUERIDGE | BMM Series | 215853979 | HMSR-A-CB-O | BMMZ18HHC |  | Multizone All Non-Ducted | 20000 | 17600 | 2.7 | 19000 | 2
BLUERIDGE | BMS Series | 215853883 | HRCU-A-CB-O | BMS919YC | BMS919YW | Singlezone Non-Ducted, Wall Placement | 10000 | 8000 | 2.58 | 7000 | 2.16
BLUERIDGE | BMS Series | 215853950 | HRCU-A-CB-O | BMS2421HHYC | BMC24FCC | Singlezone Non-Ducted, Floor Placement | 26000 | 20200 | 2.74 | 24200 | 2.16
BLUERIDGE | BMS Series | 215853933 | HRCU-A-CB-O | BMS2421HHYC | BMC24CC | Singlezone Non-Ducted, Wall Placement | 25000 | 20400 | 2.78 | 23800 | 2.23
BLUERIDGE | BMS Series | 215853948 | HRCU-A-CB-O | BMS1821HHYC | BMC16LW | Singlezone Non-Ducted, Wall Placement | 17000 | 14200 | 2.6 | 17500 | 1.95
BLUERIDGE | BMS Series | 215853932 | HRCU-A-CB-O | BMS1821HHYC | BMC18CC | Singlezone Non-Ducted, Ceiling Placement | 19000 | 14900 | 2.7 | 17000 | 1.9
BLUERIDGE | BMS Series | 215853904 | HRCU-A-CB-O | BMS1821HHYC | BMC18HHYW | Singlezone Non-Ducted, Wall Placement | 18000 | 15000 | 2.56 | 18000 | 1.92
BLUERIDGE | BMS Series | 215853931 | HRCU-A-CB-O | BMS1225HHYC | BMC12CC | Singlezone Non-Ducted, Ceiling Placement | 12000 | 10000 | 2.74 | 11500 | 1.99
BLUERIDGE | BMS Series | 215853936 | HRCU-A-CB-O | BMS1225HHYC | BMC12CC2 | Singlezone Non-Ducted, Ceiling Placement | 12500 | 9600 | 2.65 | 11500 | 1.99
BLUERIDGE | BMS Series | 215853934 | HRCU-A-CB-O | BMS626HHYC | BMC6CC2 | Singlezone Non-Ducted, Ceiling Placement | 7400 | 7000 | 2.66 | 8100 | 2.4
BLUERIDGE | BMS Series | 215853901 | HRCU-A-CB-O | BMS626HHYC | BMC6HHYW | Singlezone Non-Ducted, Wall Placement | 7000 | 7900 | 2.79 | 7700 | 2.4
BLUERIDGE | BMS Series | 215853951 | HRCU-A-CB-O | BMS36UYC | BMS36CC | Singlezone Non-Ducted, Wall Placement | 38000 | 26800 | 2.68 | 26600 | 2.2
BLUERIDGE | BMS Series | 215853964 | HRCU-A-CB-O | BMS36HHUYC | BMS36FCC | Singlezone Non-Ducted, Floor Placement | 38000 | 30200 | 2.58 | 39500 | 2.02
BLUERIDGE | BMS Series | 215853959 | HRCU-A-CB-O | BMS36HHUYC | BMS36CC | Singlezone Non-Ducted, Wall Placement | 37000 | 30600 | 2.56 | 37000 | 1.95
BLUERIDGE | BMS Series | 215853929 | HRCU-A-CB-O | BMS2423YC | BMC24FCC | Singlezone Non-Ducted, Floor Placement | 24400 | 20000 | 2.56 | 18600 | 2.27
BLUERIDGE | BMS Series | 215853900 | HRCU-A-CB-O | BMS2423YC | BMC24HHYW | Singlezone Non-Ducted, Wall Placement | 25000 | 18800 | 2.65 | 19600 | 2.54
BLUERIDGE | BMS Series | 215853928 | HRCU-A-CB-O | BMS1824YC | BMC18FCC | Singlezone Non-Ducted, Floor Placement | 18000 | 13700 | 2.51 | 12800 | 2.05
BLUERIDGE | BMS Series | 215853927 | HRCU-A-CB-O | BMS1824YC | BMC16LW | Singlezone Non-Ducted, Wall Placement | 17000 | 14100 | 2.75 | 13100 | 2.16
BLUERIDGE | BMS Series | 215853913 | HRCU-A-CB-O | BMS1824YC | BMC18CC | Singlezone Non-Ducted, Ceiling Placement | 18000 | 13900 | 2.66 | 12800 | 2.19
BLUERIDGE | BMS Series | 215853917 | HRCU-A-CB-O | BMS1824YC | BMC18CC2 | Singlezone Non-Ducted, Ceiling Placement | 18000 | 14000 | 2.77 | 13100 | 2.25
COOPER&HUNTER | CH Series | 215864162 | HRCU-A-CB-O | CH-RES24-230VO | CH-RB24MOLVWM-230VI | Singlezone Non-Ducted, Wall Placement | 25000 | 19500 | 2.5 | 17800 | 2.15
COOPER&HUNTER | CH Series | 215864150 | HRCU-A-CB-O | CH-RES24-230VO | CH-R24MOLVWM-230VI | Singlezone Non-Ducted, Wall Placement | 25000 | 19500 | 2.5 | 17800 | 2.15
COOPER&HUNTER | CH Series | 215864149 | HRCU-A-CB-O | CH-RES18-230VO | CH-R18MOLVWM-230VI | Singlezone Non-Ducted, Wall Placement | 18000 | 13000 | 2.59 | 13000 | 2.35
COOPER&HUNTER | CH Series | 215864161 | HRCU-A-CB-O | CH-RES18-230VO | CH-RB18MOLVWM-230VI | Singlezone Non-Ducted, Wall Placement | 18000 | 13000 | 2.59 | 13000 | 2.35
COOPER&HUNTER | CH Series | 215864160 | HRCU-A-CB-O | CH-RES12-230VO | CH-RB12MOLVWM-230VI | Singlezone Non-Ducted, Wall Placement | 12000 | 9600 | 2.84 | 8600 | 2.36
COOPER&HUNTER | CH Series | 215864148 | HRCU-A-CB-O | CH-RES12-230VO | CH-R12MOLVWM-230VI | Singlezone Non-Ducted, Wall Placement | 12000 | 9600 | 2.84 | 8600 | 2.36
COOPER&HUNTER | CH Series | 215864147 | HRCU-A-CB-O | CH-RES09-230VO | CH-R09MOLVWM-230VI | Singlezone Non-Ducted, Wall Placement | 10000 | 8600 | 2.8 | 8200 | 2.33
COOPER&HUNTER | CH Series | 215864159 | HRCU-A-CB-O | CH-RES09-230VO | CH-RB09MOLVWM-230VI | Singlezone Non-Ducted, Wall Placement | 10000 | 8600 | 2.8 | 8200 | 2.33
COOPER&HUNTER | CH Series | 215864158 | HRCU-A-CB-O | CH-RES12-115VO | CH-RB12OLVWM-115VI | Singlezone Non-Ducted, Wall Placement | 12000 | 8800 | 2.77 | 7300 | 2.21
COOPER&HUNTER | CH Series | 215864146 | HRCU-A-CB-O | CH-RES12-115VO | CH-R12OLVWM-115VI | Singlezone Non-Ducted, Wall Placement | 12000 | 8800 | 2.77 | 7300 | 2.21
COOPER&HUNTER | CH Series | 215864145 | HRCU-A-CB-O | CH-RES09-115VO | CH-R09OLVWM-115VI | Singlezone Non-Ducted, Wall Placement | 10000 | 8800 | 2.77 | 7300 | 2.21
COOPER&HUNTER | CH Series | 215864144 | HRCU-A-CB-O | CH-RES06-115VO | CH-R06OLVWM-115VI | Singlezone Non-Ducted, Wall Placement | 10000 | 8800 | 2.77 | 7300 | 2.21
COOPER&HUNTER | CH Series | 215864157 | HRCU-A-CB-O | CH-RES09-115VO | CH-RB09OLVWM-115VI | Singlezone Non-Ducted, Wall Placement | 10000 | 8800 | 2.77 | 7300 | 2.21
COOPER&HUNTER | CH Series | 215864155 | HRCU-A-CB-O | CH-RHP24-230VO | CH-R24MOLVWM-230VI | Singlezone Non-Ducted, Wall Placement | 26000 | 21600 | 2.61 | 24000 | 2
COOPER&HUNTER | CH Series | 215864167 | HRCU-A-CB-O | CH-RHP24-230VO | CH-RB24MOLVWM-230VI | Singlezone Non-Ducted, Wall Placement | 26000 | 21600 | 2.61 | 24000 | 2
COOPER&HUNTER | CH Series | 215864166 | HRCU-A-CB-O | CH-RHP18-230VO | CH-RB18MOLVWM-230VI | Singlezone Non-Ducted, Wall Placement | 18000 | 14400 | 2.61 | 18000 | 2
COOPER&HUNTER | CH Series | 215864154 | HRCU-A-CB-O | CH-RHP18-230VO | CH-R18MOLVWM-230VI | Singlezone Non-Ducted, Wall Placement | 18000 | 14400 | 2.61 | 18000 | 2
COOPER&HUNTER | CH Series | 215864163 | HRCU-A-CB-O | CH-RHP06F9-230VO | CH-RB06MOLVWM-230VI | Singlezone Non-Ducted, Wall Placement | 7000 | 7600 | 2.5 | 7500 | 2.29
COOPER&HUNTER | CH Series | 215864151 | HRCU-A-CB-O | CH-RHP06F9-230VO | CH-R06MOLVWM-230VI | Singlezone Non-Ducted, Wall Placement | 7000 | 7600 | 2.5 | 7500 | 2.29
INNOVAIR | MOM Series | 215835704 | HMSV-A-CB | MOM60H2BH6A |  | Multizone Mix of Ducted and Non-Ducted | 55000 | 44500 | 2.65 | 47500 | 2.05
INNOVAIR | MOM Series | 215835703 | HMSV-A-CB | MOM60H2BH6A |  | Multizone All Ducted | 55000 | 45000 | 2.7 | 48000 | 2.1
INNOVAIR | MOM Series | 215835702 | HMSR-A-CB-O | MOM60H2BH6A |  | Multizone All Non-Ducted | 55000 | 44000 | 2.6 | 47000 | 2
INNOVAIR | MOM Series | 215835707 | HMSV-A-CB | MOM60H2BH6B |  | Multizone Mix of Ducted and Non-Ducted | 55000 | 44500 | 2.65 | 47500 | 2.05
INNOVAIR | MOM Series | 215835706 | HMSV-A-CB | MOM60H2BH6B |  | Multizone All Ducted | 55000 | 45000 | 2.7 | 48000 | 2.1
INNOVAIR | MOM Series | 215835705 | HMSR-A-CB-O | MOM60H2BH6B |  | Multizone All Non-Ducted | 55000 | 44000 | 2.6 | 47000 | 2
AI AIR CONDITIONING | AU Series | 215866717 | HRCU-A-CB | AUO19-36N2-M3H-S | AUH3-36N2-BM3E | Singlezone Ducted, Centrally Ducted | 37000 | 31000 | 2.5 | 37400 | 1.91
AI AIR CONDITIONING | AU Series | 215866719 | HRCU-A-CB | AUO19-60N2-M3H | AUH3-60N2-CM3E | Singlezone Ducted, Centrally Ducted | 55000 | 35000 | 2.5 | 54000 | 1.9
AI AIR CONDITIONING | AU Series | 215866718 | HRCU-A-CB | AUO19-48N2-M3H | AUH3-48N2-CM3E | Singlezone Ducted, Centrally Ducted | 48000 | 34000 | 2.56 | 48000 | 2
WELLS | WDHP Series | 215864025 | HRCU-A-CB | WDHP-36RH | WDAH-36MOC | Singlezone Ducted, Centrally Ducted | 36000 | 25600 | 2.6 | 27000 | 2
AI AIR CONDITIONING | AU Series | 215866701 | HRCU-A-CB | AUO18-36N2-M3 | AUH2-36N2-CM3E | Singlezone Ducted, Centrally Ducted | 36000 | 25600 | 2.6 | 27000 | 2
WELLS | WDHP Series | 215864030 | HRCU-A-CB | WDHP-48HH | WDAH-48MOC | Singlezone Ducted, Centrally Ducted | 50000 | 37000 | 2.7 | 46000 | 1.9
AI AIR CONDITIONING | AU Series | 215866710 | HRCU-A-CB | AUO19-48N2-M3H | AUH2-48N2-DM3E | Singlezone Ducted, Centrally Ducted | 50000 | 37000 | 2.7 | 46000 | 1.9
AI AIR CONDITIONING | AU Series | 215866709 | HRCU-A-CB | AUO19-42N2-M3H-S | AUH2-48N2-DM3E | Singlezone Ducted, Centrally Ducted | 50000 | 37000 | 2.7 | 46000 | 1.9
WELLS | WDHP Series | 215864029 | HRCU-A-CB | WDHP-36HH | WDAH-36MOC | Singlezone Ducted, Centrally Ducted | 37000 | 31800 | 2.56 | 39000 | 1.9
AI AIR CONDITIONING | AU Series | 215866708 | HRCU-A-CB | AUO19-36N2-M3H-S | AUH2-36N2-CM3E | Singlezone Ducted, Centrally Ducted | 37000 | 31800 | 2.56 | 39000 | 1.9
AI AIR CONDITIONING | AU Series | 215866716 | HRCU-A-CB | AUO19-36N2-M3H | AUH3-36N2-BM3E | Singlezone Ducted, Centrally Ducted | 36000 | 24600 | 2.68 | 32600 | 2.06
AI AIR CONDITIONING | AU Series | 215866715 | HRCU-A-CB | AUO19-30N2-M3H | AUH3-30N2-BM3E | Singlezone Ducted, Centrally Ducted | 33000 | 24000 | 2.69 | 33200 | 1.97
WELLS | WDHP Series | 215864028 | HRCU-A-CB | WDHP-30HH | WDAH-30MOC | Singlezone Ducted, Centrally Ducted | 34000 | 23800 | 2.76 | 32600 | 1.96
AI AIR CONDITIONING | AU Series | 215866706 | HRCU-A-CB | AUO19-30N2-M3H | AUH2-30N2-CM3E | Singlezone Ducted, Centrally Ducted | 34000 | 23800 | 2.76 | 32600 | 1.96
AI AIR CONDITIONING | AU Series | 215866714 | HRCU-A-CB | AUO19-24N2-M3H | AUH3-24N2-AM3E | Singlezone Ducted, Centrally Ducted | 24000 | 19000 | 2.64 | 20600 | 2.14
AI AIR CONDITIONING | AU Series | 215866713 | HRCU-A-CB | AUO19-18N2-M3H | AUH3-18N2-AM3E | Singlezone Ducted, Centrally Ducted | 18000 | 14700 | 2.66 | 18600 | 2.12
AI AIR CONDITIONING | AU Series | 215866704 | HRCU-A-CB | AUO19-18N2-M3H | AUH2-18N2-BM3E | Singlezone Ducted, Centrally Ducted | 19000 | 15000 | 2.6 | 18000 | 2
WELLS | WOS Series | 215864020 | HRCU-A-CB | WOS-18QUA/230 | WIAH-18MOC/230 | Singlezone Ducted, Centrally Ducted | 18000 | 13200 | 2.6 | 13000 | 2.3
WELLS | WOS Series | 215864024 | HRCU-A-CB | WOS-33PRE/230 | WIAH-36MOC/230 | Singlezone Ducted, Centrally Ducted | 35000 | 27400 | 2.58 | 34000 | 2
WELLS | WOS Series | 215864022 | HRCU-A-CB | WOS-18PRE/230 | WIAH-18MOC/230 | Singlezone Ducted, Centrally Ducted | 19500 | 14000 | 2.6 | 18000 | 2.2
BLUERIDGE | BMS Series | 215853878 | HRCU-A-CB | BMSAH36HHC | BMS3AH36I | Singlezone Ducted, Centrally Ducted | 37000 | 31000 | 2.5 | 37400 | 1.91
COOPER&HUNTER | CH Series | 215864125 | HRCU-A-CB | CH-PQ55-230VO | CH-PQ55AHU | Singlezone Ducted, Centrally Ducted | 55000 | 35000 | 2.5 | 54000 | 1.9
BLUERIDGE | BMS Series | 215853880 | HRCU-A-CB | BMSAH60HHC | BMS3AH60I | Singlezone Ducted, Centrally Ducted | 55000 | 35000 | 2.5 | 54000 | 1.9
BLUERIDGE | BMS Series | 215853879 | HRCU-A-CB | BMSAH48HHC | BMS3AH48I | Singlezone Ducted, Centrally Ducted | 48000 | 34000 | 2.56 | 48000 | 2
COOPER&HUNTER | CH Series | 215864124 | HRCU-A-CB | CH-PQ48-230VO | CH-PQ48AHU | Singlezone Ducted, Centrally Ducted | 48000 | 34000 | 2.56 | 48000 | 2
BLUERIDGE | BMS Series | 215853866 | HRCU-A-CB | BMSAHS3616C | BMS2AH36I | Singlezone Ducted, Centrally Ducted | 36000 | 25600 | 2.6 | 27000 | 2
BLUERIDGE | BMS Series | 215853873 | HRCU-A-CB | BMSAH48HHC | BMS2AH48I | Singlezone Ducted, Centrally Ducted | 50000 | 37000 | 2.7 | 46000 | 1.9
BLUERIDGE | BMS Series | 215853872 | HRCU-A-CB | BMSAH36HHC | BMS2AH36I | Singlezone Ducted, Centrally Ducted | 37000 | 31800 | 2.56 | 39000 | 1.9
COOPER&HUNTER | CH Series | 215864123 | HRCU-A-CB | CH-PQ36-230VO | CH-PQ36AHU | Singlezone Ducted, Centrally Ducted | 36000 | 24600 | 2.68 | 32600 | 2.06
COOPER&HUNTER | CH Series | 215864122 | HRCU-A-CB | CH-PQ33-230VO | CH-PQ33AHU | Singlezone Ducted, Centrally Ducted | 33000 | 24000 | 2.69 | 33200 | 1.97
BLUERIDGE | BMS Series | 215853877 | HRCU-A-CB | BMSAH30HHC | BMS3AH30I | Singlezone Ducted, Centrally Ducted | 33000 | 24000 | 2.69 | 33200 | 1.97
BLUERIDGE | BMS Series | 215853871 | HRCU-A-CB | BMSAH30HHC | BMS2AH30I | Singlezone Ducted, Centrally Ducted | 34000 | 23800 | 2.76 | 32600 | 1.96
COOPER&HUNTER | CH Series | 215864121 | HRCU-A-CB | CH-PQ24-230VO | CH-PQ24AHU | Singlezone Ducted, Centrally Ducted | 24000 | 19000 | 2.64 | 20600 | 2.14
BLUERIDGE | BMS Series | 215853876 | HRCU-A-CB | BMSAH24HHC | BMS3AH24I | Singlezone Ducted, Centrally Ducted | 24000 | 19000 | 2.64 | 20600 | 2.14
COOPER&HUNTER | CH Series | 215864120 | HRCU-A-CB | CH-PQ18-230VO | CH-PQ18AHU | Singlezone Ducted, Centrally Ducted | 18000 | 14700 | 2.66 | 18600 | 2.12
BLUERIDGE | BMS Series | 215853875 | HRCU-A-CB | BMSAH18HHC | BMS3AH18I | Singlezone Ducted, Centrally Ducted | 18000 | 14700 | 2.66 | 18600 | 2.12
BLUERIDGE | BMS Series | 215853869 | HRCU-A-CB | BMSAH18HHC | BMS2AH18I | Singlezone Ducted, Centrally Ducted | 19000 | 15000 | 2.6 | 18000 | 2
COOPER&HUNTER | CH Series | 215864131 | HRCU-A-CB | CH-RES18-230VO | CH-RS18MAHU | Singlezone Ducted, Centrally Ducted | 18000 | 13200 | 2.6 | 13000 | 2.3
BLUERIDGE | BMS Series | 215853856 | HRCU-A-CB | BMS1824YC | BMMZAH18I | Singlezone Ducted, Centrally Ducted | 18000 | 13200 | 2.6 | 13000 | 2.3
COOPER&HUNTER | CH Series | 215864134 | HRCU-A-CB | CH-R48LCU-230VO | CH-RS48LCAHU | Singlezone Ducted, Centrally Ducted | 50000 | 40000 | 2.6 | 35200 | 1.9
COOPER&HUNTER | CH Series | 215864130 | HRCU-A-CB | CH-RHP60LCU-230VO | CH-RS60LCAHU | Singlezone Ducted, Centrally Ducted | 59000 | 41000 | 2.6 | 53000 | 2
COOPER&HUNTER | CH Series | 215864129 | HRCU-A-CB | CH-RHP48LCU-230VO | CH-RS48LCAHU | Singlezone Ducted, Centrally Ducted | 50000 | 40000 | 2.5 | 46000 | 2
BLUERIDGE | BMS Series | 215853862 | HRCU-A-CB | BMS3320HHYC | BMMZAH36I | Singlezone Ducted, Centrally Ducted | 35000 | 27400 | 2.58 | 34000 | 2
COOPER&HUNTER | CH Series | 215864126 | HRCU-A-CB | CH-RHP18-230VO | CH-RS18MAHU | Singlezone Ducted, Centrally Ducted | 19500 | 14000 | 2.6 | 18000 | 2.2
BLUERIDGE | BMS Series | 215853860 | HRCU-A-CB | BMS1821HHYC | BMMZAH18I | Singlezone Ducted, Centrally Ducted | 19500 | 14000 | 2.6 | 18000 | 2.2
HITACHI | airHome 400 | 215224722 | HRCU-A-CB-O | RAC-DJ24WHAA | RAK-DJ24PHAA | Singlezone Non-Ducted, Wall Placement | 25000 | 17500 | 2.5 | 18500 | 2.1
PAYNE |  | 215357720 | HMSV-A-CB | 37MGRAQ24DA3 |  | Multizone Mix of Ducted and Non-Ducted | 25000 | 18000 | 2.6 | 18000 | 2
GRANDAIRE |  | 215357678 | HMSV-A-CB | D5CMRAH24DAK |  | Multizone Mix of Ducted and Non-Ducted | 25000 | 18000 | 2.6 | 18000 | 2
WEATHERMAKER |  | 215357762 | HMSV-A-CB | 37MGRAQ24DA3 |  | Multizone Mix of Ducted and Non-Ducted | 25000 | 18000 | 2.6 | 18000 | 2
MIDEA |  | 215357804 | HMSV-A-CB | 37MGRAQ24DA3 |  | Multizone Mix of Ducted and Non-Ducted | 25000 | 18000 | 2.6 | 18000 | 2
GRANDAIRE |  | 215357682 | HMSR-A-CB-O | D5CMRAH30EAK |  | Multizone All Non-Ducted | 31000 | 26600 | 2.5 | 26000 | 2
LPS LEGACY |  | 215357640 | HMSR-A-CB-O | D5CMRAH30EAK |  | Multizone All Non-Ducted | 31000 | 26600 | 2.5 | 26000 | 2
WEATHERMAKER |  | 215357766 | HMSR-A-CB-O | 37MGRAQ30EA3 |  | Multizone All Non-Ducted | 31000 | 26600 | 2.5 | 26000 | 2
PAYNE |  | 215357724 | HMSR-A-CB-O | 37MGRAQ30EA3 |  | Multizone All Non-Ducted | 31000 | 26600 | 2.5 | 26000 | 2
MIDEA |  | 215357808 | HMSR-A-CB-O | 37MGRAQ30EA3 |  | Multizone All Non-Ducted | 31000 | 26600 | 2.5 | 26000 | 2
GRANDAIRE |  | 215357655 | HMSR-A-CB-O | D5CMHAH24DAK |  | Multizone All Non-Ducted | 25000 | 23600 | 2.5 | 25000 | 2
PAYNE |  | 215357697 | HMSR-A-CB-O | 37MGHAQ24DA3 |  | Multizone All Non-Ducted | 25000 | 23600 | 2.5 | 25000 | 2
WEATHERMAKER |  | 215357739 | HMSR-A-CB-O | 37MGHAQ24DA3 |  | Multizone All Non-Ducted | 25000 | 23600 | 2.5 | 25000 | 2
MIDEA |  | 215357781 | HMSR-A-CB-O | 37MGHAQ24DA3 |  | Multizone All Non-Ducted | 25000 | 23600 | 2.5 | 25000 | 2
MIDEA |  | 215357803 | HMSV-A-CB | 37MGRAQ24DA3 |  | Multizone All Ducted | 25000 | 18200 | 2.6 | 18000 | 2
WEATHERMAKER |  | 215357761 | HMSV-A-CB | 37MGRAQ24DA3 |  | Multizone All Ducted | 25000 | 18200 | 2.6 | 18000 | 2
PAYNE |  | 215357719 | HMSV-A-CB | 37MGRAQ24DA3 |  | Multizone All Ducted | 25000 | 18200 | 2.6 | 18000 | 2
GRANDAIRE |  | 215357677 | HMSV-A-CB | D5CMRAH24DAK |  | Multizone All Ducted | 25000 | 18200 | 2.6 | 18000 | 2
GRANDAIRE |  | 215357676 | HMSR-A-CB-O | D5CMRAH24DAK |  | Multizone All Non-Ducted | 25000 | 17800 | 2.6 | 18000 | 2
PAYNE |  | 215357718 | HMSR-A-CB-O | 37MGRAQ24DA3 |  | Multizone All Non-Ducted | 25000 | 17800 | 2.6 | 18000 | 2
WEATHERMAKER |  | 215357760 | HMSR-A-CB-O | 37MGRAQ24DA3 |  | Multizone All Non-Ducted | 25000 | 17800 | 2.6 | 18000 | 2
MIDEA |  | 215357802 | HMSR-A-CB-O | 37MGRAQ24DA3 |  | Multizone All Non-Ducted | 25000 | 17800 | 2.6 | 18000 | 2
LPS LEGACY |  | 215357648 | HMSV-A-CB | D5CMRAH48FAK |  | Multizone Mix of Ducted and Non-Ducted | 47500 | 37400 | 2.5 | 37000 | 2.05
PAYNE |  | 215357732 | HMSV-A-CB | 37MGRAQ48FA3 |  | Multizone Mix of Ducted and Non-Ducted | 47500 | 37400 | 2.5 | 37000 | 2.05
GRANDAIRE |  | 215357690 | HMSV-A-CB | D5CMRAH48FAK |  | Multizone Mix of Ducted and Non-Ducted | 47500 | 37400 | 2.5 | 37000 | 2.05
WEATHERMAKER |  | 215357774 | HMSV-A-CB | 37MGRAQ48FA3 |  | Multizone Mix of Ducted and Non-Ducted | 47500 | 37400 | 2.5 | 37000 | 2.05
MIDEA |  | 215357816 | HMSV-A-CB | 37MGRAQ48FA3 |  | Multizone Mix of Ducted and Non-Ducted | 47500 | 37400 | 2.5 | 37000 | 2.05
MIDEA |  | 215357815 | HMSV-A-CB | 37MGRAQ48FA3 |  | Multizone All Ducted | 47000 | 37000 | 2.5 | 38000 | 2.1
WEATHERMAKER |  | 215357773 | HMSV-A-CB | 37MGRAQ48FA3 |  | Multizone All Ducted | 47000 | 37000 | 2.5 | 38000 | 2.1
GRANDAIRE |  | 215357689 | HMSV-A-CB | D5CMRAH48FAK |  | Multizone All Ducted | 47000 | 37000 | 2.5 | 38000 | 2.1
PAYNE |  | 215357731 | HMSV-A-CB | 37MGRAQ48FA3 |  | Multizone All Ducted | 47000 | 37000 | 2.5 | 38000 | 2.1
LPS LEGACY |  | 215357647 | HMSV-A-CB | D5CMRAH48FAK |  | Multizone All Ducted | 47000 | 37000 | 2.5 | 38000 | 2.1
LPS LEGACY |  | 215357646 | HMSR-A-CB-O | D5CMRAH48FAK |  | Multizone All Non-Ducted | 48000 | 38000 | 2.5 | 36000 | 2
PAYNE |  | 215357730 | HMSR-A-CB-O | 37MGRAQ48FA3 |  | Multizone All Non-Ducted | 48000 | 38000 | 2.5 | 36000 | 2
GRANDAIRE |  | 215357688 | HMSR-A-CB-O | D5CMRAH48FAK |  | Multizone All Non-Ducted | 48000 | 38000 | 2.5 | 36000 | 2
WEATHERMAKER |  | 215357772 | HMSR-A-CB-O | 37MGRAQ48FA3 |  | Multizone All Non-Ducted | 48000 | 38000 | 2.5 | 36000 | 2
MIDEA |  | 215357814 | HMSR-A-CB-O | 37MGRAQ48FA3 |  | Multizone All Non-Ducted | 48000 | 38000 | 2.5 | 36000 | 2
MIDEA |  | 215357801 | HMSV-A-CB | 37MGRAQ18CA3 |  | Multizone Mix of Ducted and Non-Ducted | 19000 | 14100 | 2.79 | 14000 | 2.31
WEATHERMAKER |  | 215357759 | HMSV-A-CB | 37MGRAQ18CA3 |  | Multizone Mix of Ducted and Non-Ducted | 19000 | 14100 | 2.79 | 14000 | 2.31
GRANDAIRE |  | 215357675 | HMSV-A-CB | D5CMRAH18CAK |  | Multizone Mix of Ducted and Non-Ducted | 19000 | 14100 | 2.79 | 14000 | 2.31
PAYNE |  | 215357717 | HMSV-A-CB | 37MGRAQ18CA3 |  | Multizone Mix of Ducted and Non-Ducted | 19000 | 14100 | 2.79 | 14000 | 2.31
PAYNE |  | 215357716 | HMSV-A-CB | 37MGRAQ18CA3 |  | Multizone All Ducted | 19000 | 14600 | 2.8 | 14600 | 2.3
GRANDAIRE |  | 215357674 | HMSV-A-CB | D5CMRAH18CAK |  | Multizone All Ducted | 19000 | 14600 | 2.8 | 14600 | 2.3
WEATHERMAKER |  | 215357758 | HMSV-A-CB | 37MGRAQ18CA3 |  | Multizone All Ducted | 19000 | 14600 | 2.8 | 14600 | 2.3
MIDEA |  | 215357800 | HMSV-A-CB | 37MGRAQ18CA3 |  | Multizone All Ducted | 19000 | 14600 | 2.8 | 14600 | 2.3
MIDEA |  | 215357799 | HMSR-A-CB-O | 37MGRAQ18CA3 |  | Multizone All Non-Ducted | 19000 | 13600 | 2.81 | 13500 | 2.3
WEATHERMAKER |  | 215357757 | HMSR-A-CB-O | 37MGRAQ18CA3 |  | Multizone All Non-Ducted | 19000 | 13600 | 2.81 | 13500 | 2.3
GRANDAIRE |  | 215357673 | HMSR-A-CB-O | D5CMRAH18CAK |  | Multizone All Non-Ducted | 19000 | 13600 | 2.81 | 13500 | 2.3
PAYNE |  | 215357715 | HMSR-A-CB-O | 37MGRAQ18CA3 |  | Multizone All Non-Ducted | 19000 | 13600 | 2.81 | 13500 | 2.3
PAYNE |  | 215357714 | HMSV-A-CB | 37MGHAQ55FA3 |  | Multizone Mix of Ducted and Non-Ducted | 55000 | 44500 | 2.65 | 47500 | 2.05
GRANDAIRE |  | 215357672 | HMSV-A-CB | D5CMHAH55FAK |  | Multizone Mix of Ducted and Non-Ducted | 55000 | 44500 | 2.65 | 47500 | 2.05
WEATHERMAKER |  | 215357756 | HMSV-A-CB | 37MGHAQ55FA3 |  | Multizone Mix of Ducted and Non-Ducted | 55000 | 44500 | 2.65 | 47500 | 2.05
MIDEA |  | 215357798 | HMSV-A-CB | 37MGHAQ55FA3 |  | Multizone Mix of Ducted and Non-Ducted | 55000 | 44500 | 2.65 | 47500 | 2.05
MIDEA |  | 215357797 | HMSV-A-CB | 37MGHAQ55FA3 |  | Multizone All Ducted | 55000 | 45000 | 2.7 | 48000 | 2.1
WEATHERMAKER |  | 215357755 | HMSV-A-CB | 37MGHAQ55FA3 |  | Multizone All Ducted | 55000 | 45000 | 2.7 | 48000 | 2.1
GRANDAIRE |  | 215357671 | HMSV-A-CB | D5CMHAH55FAK |  | Multizone All Ducted | 55000 | 45000 | 2.7 | 48000 | 2.1
PAYNE |  | 215357713 | HMSV-A-CB | 37MGHAQ55FA3 |  | Multizone All Ducted | 55000 | 45000 | 2.7 | 48000 | 2.1
PAYNE |  | 215357712 | HMSR-A-CB-O | 37MGHAQ55FA3 |  | Multizone All Non-Ducted | 55000 | 44000 | 2.6 | 47000 | 2
GRANDAIRE |  | 215357670 | HMSR-A-CB-O | D5CMHAH55FAK |  | Multizone All Non-Ducted | 55000 | 44000 | 2.6 | 47000 | 2
WEATHERMAKER |  | 215357754 | HMSR-A-CB-O | 37MGHAQ55FA3 |  | Multizone All Non-Ducted | 55000 | 44000 | 2.6 | 47000 | 2
MIDEA |  | 215357796 | HMSR-A-CB-O | 37MGHAQ55FA3 |  | Multizone All Non-Ducted | 55000 | 44000 | 2.6 | 47000 | 2
MIDEA |  | 215357795 | HMSV-A-CB | 37MGHAQ48FA3 |  | Multizone Mix of Ducted and Non-Ducted | 48500 | 44000 | 2.6 | 47500 | 2
WEATHERMAKER |  | 215357753 | HMSV-A-CB | 37MGHAQ48FA3 |  | Multizone Mix of Ducted and Non-Ducted | 48500 | 44000 | 2.6 | 47500 | 2
GRANDAIRE |  | 215357669 | HMSV-A-CB | D5CMHAH48FAK |  | Multizone Mix of Ducted and Non-Ducted | 48500 | 44000 | 2.6 | 47500 | 2
PAYNE |  | 215357711 | HMSV-A-CB | 37MGHAQ48FA3 |  | Multizone Mix of Ducted and Non-Ducted | 48500 | 44000 | 2.6 | 47500 | 2
PAYNE |  | 215357710 | HMSV-A-CB | 37MGHAQ48FA3 |  | Multizone All Ducted | 48000 | 44500 | 2.6 | 48000 | 2
GRANDAIRE |  | 215357668 | HMSV-A-CB | D5CMHAH48FAK |  | Multizone All Ducted | 48000 | 44500 | 2.6 | 48000 | 2
WEATHERMAKER |  | 215357752 | HMSV-A-CB | 37MGHAQ48FA3 |  | Multizone All Ducted | 48000 | 44500 | 2.6 | 48000 | 2
MIDEA |  | 215357794 | HMSV-A-CB | 37MGHAQ48FA3 |  | Multizone All Ducted | 48000 | 44500 | 2.6 | 48000 | 2
MIDEA |  | 215357793 | HMSR-A-CB-O | 37MGHAQ48FA3 |  | Multizone All Non-Ducted | 49000 | 44000 | 2.6 | 47000 | 2
WEATHERMAKER |  | 215357751 | HMSR-A-CB-O | 37MGHAQ48FA3 |  | Multizone All Non-Ducted | 49000 | 44000 | 2.6 | 47000 | 2
GRANDAIRE |  | 215357667 | HMSR-A-CB-O | D5CMHAH48FAK |  | Multizone All Non-Ducted | 49000 | 44000 | 2.6 | 47000 | 2
PAYNE |  | 215357709 | HMSR-A-CB-O | 37MGHAQ48FA3 |  | Multizone All Non-Ducted | 49000 | 44000 | 2.6 | 47000 | 2
GREE | LOMO | 211078862 | HRCU-A-CB-O | GWH18QDXF-D3DNB2A/O | GWH18AFDXF-D3DN***/I | Singlezone Non-Ducted, Wall Placement | 18000 | 10800 | 2.64 | 13500 | 1.9
KINGHOME | Sunflower | 211151018 | HRCU-A-CB-O | KW18HQ25SDO | KW18HQ25SDI | Singlezone Non-Ducted, Wall Placement | 18000 | 10800 | 2.64 | 13500 | 1.9
GREE | LOMO | 214075152 | HRCU-A-CB-O | GWH18QDXF-D3DNB2A/O | GWH18AFDXF-D3DNA1A/I | Singlezone Non-Ducted, Wall Placement | 18000 | 10800 | 2.64 | 13500 | 1.9
GREE | Pular | 208071173 | HRCU-A-CB-O | GWH12AGCXD-D3DNA1A/O | GWH12AGCXD-D3DN***/I | Singlezone Non-Ducted, Wall Placement | 12000 | 7000 | 2.81 | 9000 | 1.9
GREE | Lomo | 208120572 | HRCU-A-CB-O | GWH12AGCXD-D3DNA1A/O | GWH12QCXD-D3DN***/I | Singlezone Non-Ducted, Wall Placement | 12000 | 7000 | 2.81 | 9000 | 1.9
GREE | Muse | 209248922 | HRCU-A-CB-O | GWH12AGCXD-D3DNA1A/O | GWH12AFCXD-D3DN***/I | Singlezone Non-Ducted, Wall Placement | 12000 | 7000 | 2.81 | 9000 | 1.9
KINGHOME | Sunflower | 209847247 | HRCU-A-CB-O | KW12HQ25SDO | KW12HQ25SDI | Singlezone Non-Ducted, Wall Placement | 12000 | 7000 | 2.81 | 9000 | 1.9
GREE | Vireo GEN3 | 210278970 | HRCU-A-CB-O | 3VIR12HP230V1BO | 3VIR12HP230V1AH | Singlezone Non-Ducted, Wall Placement | 12000 | 7000 | 2.81 | 9000 | 1.9
TOSOT | Pular | 210485386 | HRCU-A-CB-O | TWH12AG25A2DO | TWH12AG25A2DI | Singlezone Non-Ducted, Wall Placement | 12000 | 7000 | 2.81 | 9000 | 1.9
TOSOT | Pular | 211177521 | HRCU-A-CB-O | TW12HXP2A1DO | TW12HXP2A1DI | Singlezone Non-Ducted, Wall Placement | 12000 | 7000 | 2.81 | 9000 | 1.9
GREE | Vireo GEN3 | 211755706 | HRCU-A-CB-O | 3VIR12HP230V1BO | 3VIR12HP230V1BH | Singlezone Non-Ducted, Wall Placement | 12000 | 7000 | 2.81 | 9000 | 1.9
GREE | Lomo | 9116197 | HRCU-A-CB-O | GWH12YD-D3DNA1A/O | GWH12QD-D3DN***/I | Singlezone Non-Ducted, Wall Placement | 12200 | 8100 | 2.86 | 12000 | 1.91
GREE | Bora | 9944776 | HRCU-A-CB-O | GWH12YD-D3DNA1A/O | GWH12AAD-D3DN***/I | Singlezone Non-Ducted, Wall Placement | 12200 | 8100 | 2.86 | 12000 | 1.91
GREE | Sapphire | 10149903 | HRCU-A-CB-O | SAP12HP230V1AO | SAP12HP230V1AH | Singlezone Non-Ducted, Wall Placement | 12200 | 8100 | 2.86 | 13000 | 1.91
KINGHOME | Jasmine | 203493070 | HRCU-A-CB-O | KW12HQ3D6DO | KW12HQ3D6DI | Singlezone Non-Ducted, Wall Placement | 12200 | 8100 | 2.86 | 12000 | 1.91
GREE | Sapphire | 214387779 | HRCU-A-CB-O | SAP12HP230V1AO | SAP12HP230V1AH* | Singlezone Non-Ducted, Wall Placement | 12200 | 8100 | 2.86 | 13000 | 1.91
CARRIER | 38Mseries | 210025752 | HRCU-A-CB | 38MURAQ60AB3 | 40MUAAQ60XA3 | Singlezone Ducted, Centrally Ducted | 59000 | 42000 | 2.6 | 54356 | 1.91
AMANA | ASZS6 | 214505274 | HRCU-A-CB | ASZS60241EA* | CA*EA2422*4B*+MBVC1200**-1A* | Singlezone Ducted, Centrally Ducted | 23000 | 16000 | 2.65 | 16100 | 2
AMANA | ASZS6 | 214505276 | HRCU-A-CB | ASZS60241EA* | CA*EA2422*4B*+MBVC1600**-1A* | Singlezone Ducted, Centrally Ducted | 23000 | 16000 | 2.65 | 16100 | 2
AMANA | ASZS6 | 214505279 | HRCU-A-CB | ASZS60241EA* | CA*EA2422*4B* | Singlezone Ducted, Centrally Ducted | 23000 | 16000 | 2.65 | 16100 | 2
AMANA | ASZS6 | 214505282 | HRCU-A-CB | ASZS60241EA* | CA*EA2422*4B* | Singlezone Ducted, Centrally Ducted | 23000 | 16000 | 2.65 | 16100 | 2
AMANA | ASZS6 | 214505284 | HRCU-A-CB | ASZS60241EA* | CA*EA2422*4B* | Singlezone Ducted, Centrally Ducted | 23000 | 16000 | 2.65 | 16100 | 2
AMANA | ASZS6 | 214505287 | HRCU-A-CB | ASZS60241EA* | CA*EA2422*4B* | Singlezone Ducted, Centrally Ducted | 23000 | 16000 | 2.65 | 16100 | 2
AMANA | ASZS6 | 214505290 | HRCU-A-CB | ASZS60241EA* | CA*EA2422*4B* | Singlezone Ducted, Centrally Ducted | 23000 | 16000 | 2.65 | 16100 | 2
AMANA | ASZS6 | 214505293 | HRCU-A-CB | ASZS60241EA* | CA*EA2422*4B* | Singlezone Ducted, Centrally Ducted | 23000 | 16000 | 2.65 | 16100 | 2
AMANA | ASZS6 | 214505296 | HRCU-A-CB | ASZS60241EA* | CA*EA2422*4B* | Singlezone Ducted, Centrally Ducted | 23000 | 16000 | 2.65 | 16100 | 2
AMANA | ASZS6 | 214505299 | HRCU-A-CB | ASZS60241EA* | CA*EA2422*4B* | Singlezone Ducted, Centrally Ducted | 23000 | 16000 | 2.65 | 16100 | 2
AMANA | ASZS6 | 214505302 | HRCU-A-CB | ASZS60241EA* | CA*EA2422*4B* | Singlezone Ducted, Centrally Ducted | 23000 | 16000 | 2.65 | 16100 | 2
AMANA | ASZS6 | 214505305 | HRCU-A-CB | ASZS60241EA* | CA*EA2422*4B* | Singlezone Ducted, Centrally Ducted | 23000 | 16000 | 2.65 | 16100 | 2
AMANA | ASZS6 | 214505308 | HRCU-A-CB | ASZS60241EA* | CA*EA2422*4B* | Singlezone Ducted, Centrally Ducted | 23000 | 16000 | 2.65 | 16100 | 2
AMANA | ASZS6 | 214505310 | HRCU-A-CB | ASZS60241EA* | CA*EA2422*4B* | Singlezone Ducted, Centrally Ducted | 23000 | 16000 | 2.65 | 16100 | 2
AMANA | ASZS6 | 214505313 | HRCU-A-CB | ASZS60241EA* | CA*EA2422*4B* | Singlezone Ducted, Centrally Ducted | 23000 | 16000 | 2.65 | 16100 | 2
AMANA | ASZS6 | 214505316 | HRCU-A-CB | ASZS60241EA* | CA*EA2422*4B* | Singlezone Ducted, Centrally Ducted | 23000 | 16000 | 2.65 | 16100 | 2
AMANA | ASZS6 | 214505319 | HRCU-A-CB | ASZS60241EA* | CA*EA2422*4B* | Singlezone Ducted, Centrally Ducted | 23000 | 16000 | 2.65 | 16100 | 2
AMANA | ASZS6 | 214505322 | HRCU-A-CB | ASZS60241EA* | CA*EA2422*4B* | Singlezone Ducted, Centrally Ducted | 23000 | 16000 | 2.65 | 16100 | 2
AMANA | ASZS6 | 214505325 | HRCU-A-CB | ASZS60241EA* | CA*EA2422*4B* | Singlezone Ducted, Centrally Ducted | 23000 | 16000 | 2.65 | 16100 | 2
AMANA | ASZS6 | 214505328 | HRCU-A-CB | ASZS60241EA* | CA*EA2422*4B* | Singlezone Ducted, Centrally Ducted | 23000 | 16000 | 2.65 | 16100 | 2
AMANA | ASZS6 | 214505331 | HRCU-A-CB | ASZS60241EA* | CA*EA2422*4B* | Singlezone Ducted, Centrally Ducted | 23000 | 16000 | 2.65 | 16100 | 2
AMANA | ASZS6 | 214505334 | HRCU-A-CB | ASZS60241EA* | CA*EA3026*4B*+MBVC1200**-1A* | Singlezone Ducted, Centrally Ducted | 23000 | 16000 | 2.65 | 16100 | 2
AMANA | ASZS6 | 214505336 | HRCU-A-CB | ASZS60241EA* | CA*EA3026*4B*+MBVC1600**-1A* | Singlezone Ducted, Centrally Ducted | 23000 | 16000 | 2.65 | 16100 | 2
AMANA | ASZS6 | 214505339 | HRCU-A-CB | ASZS60241EA* | CA*EA3026*4B* | Singlezone Ducted, Centrally Ducted | 23000 | 16000 | 2.65 | 16100 | 2
AMANA | ASZS6 | 214505341 | HRCU-A-CB | ASZS60241EA* | CA*EA3026*4B* | Singlezone Ducted, Centrally Ducted | 23000 | 16000 | 2.65 | 16100 | 2
AMANA | ASZS6 | 214505344 | HRCU-A-CB | ASZS60241EA* | CA*EA3026*4B* | Singlezone Ducted, Centrally Ducted | 23000 | 16000 | 2.65 | 16100 | 2
AMANA | ASZS6 | 214505346 | HRCU-A-CB | ASZS60241EA* | CA*EA3026*4B* | Singlezone Ducted, Centrally Ducted | 23000 | 16000 | 2.65 | 16100 | 2
AMANA | ASZS6 | 214505349 | HRCU-A-CB | ASZS60241EA* | CA*EA3026*4B* | Singlezone Ducted, Centrally Ducted | 23000 | 16000 | 2.65 | 16100 | 2
AMANA | ASZS6 | 214505352 | HRCU-A-CB | ASZS60241EA* | CA*EA3026*4B* | Singlezone Ducted, Centrally Ducted | 23000 | 16000 | 2.65 | 16100 | 2
AMANA | ASZS6 | 214505355 | HRCU-A-CB | ASZS60241EA* | CA*EA3026*4B* | Singlezone Ducted, Centrally Ducted | 23000 | 16000 | 2.65 | 16100 | 2
AMANA | ASZS6 | 214505358 | HRCU-A-CB | ASZS60241EA* | CA*EA3026*4B* | Singlezone Ducted, Centrally Ducted | 23000 | 16000 | 2.65 | 16100 | 2
AMANA | ASZS6 | 214505361 | HRCU-A-CB | ASZS60241EA* | CA*EA3026*4B* | Singlezone Ducted, Centrally Ducted | 23000 | 16000 | 2.65 | 16100 | 2
AMANA | ASZS6 | 214505364 | HRCU-A-CB | ASZS60241EA* | CA*EA3026*4B* | Singlezone Ducted, Centrally Ducted | 23000 | 16000 | 2.65 | 16100 | 2
AMANA | ASZS6 | 214505367 | HRCU-A-CB | ASZS60241EA* | CA*EA3026*4B* | Singlezone Ducted, Centrally Ducted | 23000 | 16000 | 2.65 | 16100 | 2
AMANA | ASZS6 | 214505369 | HRCU-A-CB | ASZS60241EA* | CA*EA3026*4B* | Singlezone Ducted, Centrally Ducted | 23000 | 16000 | 2.65 | 16100 | 2
AMANA | ASZS6 | 214505372 | HRCU-A-CB | ASZS60241EA* | CA*EA3026*4B* | Singlezone Ducted, Centrally Ducted | 23000 | 16000 | 2.65 | 16100 | 2
AMANA | ASZS6 | 214505375 | HRCU-A-CB | ASZS60241EA* | CA*EA3026*4B* | Singlezone Ducted, Centrally Ducted | 23000 | 16000 | 2.65 | 16100 | 2
AMANA | ASZS6 | 214505378 | HRCU-A-CB | ASZS60241EA* | CA*EA3026*4B* | Singlezone Ducted, Centrally Ducted | 23000 | 16000 | 2.65 | 16100 | 2
AMANA | ASZS6 | 214505381 | HRCU-A-CB | ASZS60241EA* | CA*EA3026*4B* | Singlezone Ducted, Centrally Ducted | 23000 | 16000 | 2.65 | 16100 | 2
AMANA | ASZS6 | 214505384 | HRCU-A-CB | ASZS60241EA* | CA*EA3026*4B* | Singlezone Ducted, Centrally Ducted | 23000 | 16000 | 2.65 | 16100 | 2
AMANA | ASZS6 | 214505387 | HRCU-A-CB | ASZS60241EA* | CA*EA3026*4B* | Singlezone Ducted, Centrally Ducted | 23000 | 16000 | 2.65 | 16100 | 2
AMANA | ASZS6 | 214505389 | HRCU-A-CB | ASZS60241EA* | CA*EA3026*4B* | Singlezone Ducted, Centrally Ducted | 23000 | 16000 | 2.65 | 16100 | 2
AMANA | ASZS6 | 214505411 | HRCU-A-CB | ASZS60241EA* | CA*EA2422*4B*+MBVK12BP1X00A* | Singlezone Ducted, Centrally Ducted | 23000 | 16000 | 2.65 | 16100 | 2
AMANA | ASZS6 | 214505414 | HRCU-A-CB | ASZS60241EA* | CA*EA2422*4B*+MBVK16CP1X00A* | Singlezone Ducted, Centrally Ducted | 23000 | 16000 | 2.65 | 16100 | 2
AMANA | ASZS6 | 214505416 | HRCU-A-CB | ASZS60241EA* | CA*EA3026*4B*+MBVK12BP1X00A* | Singlezone Ducted, Centrally Ducted | 23000 | 16000 | 2.65 | 16100 | 2
AMANA | ASZS6 | 214505419 | HRCU-A-CB | ASZS60241EA* | CA*EA3026*4B*+MBVK16CP1X00A* | Singlezone Ducted, Centrally Ducted | 23000 | 16000 | 2.65 | 16100 | 2
DAIKIN | DZ6VS | 214505160 | HRCU-A-CB | DZ6VSA241EA* | CA*EA2422*4B*+MBVC1200**-1A* | Singlezone Ducted, Centrally Ducted | 23000 | 16000 | 2.65 | 16100 | 2
DAIKIN | DZ6VS | 214505163 | HRCU-A-CB | DZ6VSA241EA* | CA*EA2422*4B*+MBVC1600**-1A* | Singlezone Ducted, Centrally Ducted | 23000 | 16000 | 2.65 | 16100 | 2
DAIKIN | DZ6VS | 214505166 | HRCU-A-CB | DZ6VSA241EA* | CA*EA2422*4B* | Singlezone Ducted, Centrally Ducted | 23000 | 16000 | 2.65 | 16100 | 2
DAIKIN | DZ6VS | 214505169 | HRCU-A-CB | DZ6VSA241EA* | CA*EA2422*4B* | Singlezone Ducted, Centrally Ducted | 23000 | 16000 | 2.65 | 16100 | 2
DAIKIN | DZ6VS | 214505171 | HRCU-A-CB | DZ6VSA241EA* | CA*EA2422*4B* | Singlezone Ducted, Centrally Ducted | 23000 | 16000 | 2.65 | 16100 | 2
DAIKIN | DZ6VS | 214505174 | HRCU-A-CB | DZ6VSA241EA* | CA*EA2422*4B* | Singlezone Ducted, Centrally Ducted | 23000 | 16000 | 2.65 | 16100 | 2
DAIKIN | DZ6VS | 214505177 | HRCU-A-CB | DZ6VSA241EA* | CA*EA2422*4B* | Singlezone Ducted, Centrally Ducted | 23000 | 16000 | 2.65 | 16100 | 2
DAIKIN | DZ6VS | 214505179 | HRCU-A-CB | DZ6VSA241EA* | CA*EA2422*4B* | Singlezone Ducted, Centrally Ducted | 23000 | 16000 | 2.65 | 16100 | 2
DAIKIN | DZ6VS | 214505182 | HRCU-A-CB | DZ6VSA241EA* | CA*EA2422*4B* | Singlezone Ducted, Centrally Ducted | 23000 | 16000 | 2.65 | 16100 | 2
DAIKIN | DZ6VS | 214505185 | HRCU-A-CB | DZ6VSA241EA* | CA*EA2422*4B* | Singlezone Ducted, Centrally Ducted | 23000 | 16000 | 2.65 | 16100 | 2
DAIKIN | DZ6VS | 214505187 | HRCU-A-CB | DZ6VSA241EA* | CA*EA2422*4B* | Singlezone Ducted, Centrally Ducted | 23000 | 16000 | 2.65 | 16100 | 2
DAIKIN | DZ6VS | 214505190 | HRCU-A-CB | DZ6VSA241EA* | CA*EA2422*4B* | Singlezone Ducted, Centrally Ducted | 23000 | 16000 | 2.65 | 16100 | 2
DAIKIN | DZ6VS | 214505193 | HRCU-A-CB | DZ6VSA241EA* | CA*EA2422*4B* | Singlezone Ducted, Centrally Ducted | 23000 | 16000 | 2.65 | 16100 | 2
DAIKIN | DZ6VS | 214505196 | HRCU-A-CB | DZ6VSA241EA* | CA*EA2422*4B* | Singlezone Ducted, Centrally Ducted | 23000 | 16000 | 2.65 | 16100 | 2
DAIKIN | DZ6VS | 214505199 | HRCU-A-CB | DZ6VSA241EA* | CA*EA2422*4B* | Singlezone Ducted, Centrally Ducted | 23000 | 16000 | 2.65 | 16100 | 2
DAIKIN | DZ6VS | 214505202 | HRCU-A-CB | DZ6VSA241EA* | CA*EA2422*4B* | Singlezone Ducted, Centrally Ducted | 23000 | 16000 | 2.65 | 16100 | 2
DAIKIN | DZ6VS | 214505205 | HRCU-A-CB | DZ6VSA241EA* | CA*EA2422*4B* | Singlezone Ducted, Centrally Ducted | 23000 | 16000 | 2.65 | 16100 | 2
DAIKIN | DZ6VS | 214505208 | HRCU-A-CB | DZ6VSA241EA* | CA*EA2422*4B* | Singlezone Ducted, Centrally Ducted | 23000 | 16000 | 2.65 | 16100 | 2
DAIKIN | DZ6VS | 214505211 | HRCU-A-CB | DZ6VSA241EA* | CA*EA2422*4B* | Singlezone Ducted, Centrally Ducted | 23000 | 16000 | 2.65 | 16100 | 2
DAIKIN | DZ6VS | 214505214 | HRCU-A-CB | DZ6VSA241EA* | CA*EA2422*4B* | Singlezone Ducted, Centrally Ducted | 23000 | 16000 | 2.65 | 16100 | 2
DAIKIN | DZ6VS | 214505217 | HRCU-A-CB | DZ6VSA241EA* | CA*EA2422*4B* | Singlezone Ducted, Centrally Ducted | 23000 | 16000 | 2.65 | 16100 | 2
DAIKIN | DZ6VS | 214505221 | HRCU-A-CB | DZ6VSA241EA* | CA*EA3026*4B*+MBVC1200**-1A* | Singlezone Ducted, Centrally Ducted | 23000 | 16000 | 2.65 | 16100 | 2
DAIKIN | DZ6VS | 214505225 | HRCU-A-CB | DZ6VSA241EA* | CA*EA3026*4B*+MBVC1600**-1A* | Singlezone Ducted, Centrally Ducted | 23000 | 16000 | 2.65 | 16100 | 2
DAIKIN | DZ6VS | 214505227 | HRCU-A-CB | DZ6VSA241EA* | CA*EA3026*4B* | Singlezone Ducted, Centrally Ducted | 23000 | 16000 | 2.65 | 16100 | 2
DAIKIN | DZ6VS | 214505231 | HRCU-A-CB | DZ6VSA241EA* | CA*EA3026*4B* | Singlezone Ducted, Centrally Ducted | 23000 | 16000 | 2.65 | 16100 | 2
DAIKIN | DZ6VS | 214505234 | HRCU-A-CB | DZ6VSA241EA* | CA*EA3026*4B* | Singlezone Ducted, Centrally Ducted | 23000 | 16000 | 2.65 | 16100 | 2
DAIKIN | DZ6VS | 214505238 | HRCU-A-CB | DZ6VSA241EA* | CA*EA3026*4B* | Singlezone Ducted, Centrally Ducted | 23000 | 16000 | 2.65 | 16100 | 2
DAIKIN | DZ6VS | 214505242 | HRCU-A-CB | DZ6VSA241EA* | CA*EA3026*4B* | Singlezone Ducted, Centrally Ducted | 23000 | 16000 | 2.65 | 16100 | 2
DAIKIN | DZ6VS | 214505245 | HRCU-A-CB | DZ6VSA241EA* | CA*EA3026*4B* | Singlezone Ducted, Centrally Ducted | 23000 | 16000 | 2.65 | 16100 | 2
DAIKIN | DZ6VS | 214505248 | HRCU-A-CB | DZ6VSA241EA* | CA*EA3026*4B* | Singlezone Ducted, Centrally Ducted | 23000 | 16000 | 2.65 | 16100 | 2
DAIKIN | DZ6VS | 214505250 | HRCU-A-CB | DZ6VSA241EA* | CA*EA3026*4B* | Singlezone Ducted, Centrally Ducted | 23000 | 16000 | 2.65 | 16100 | 2
DAIKIN | DZ6VS | 214505252 | HRCU-A-CB | DZ6VSA241EA* | CA*EA3026*4B* | Singlezone Ducted, Centrally Ducted | 23000 | 16000 | 2.65 | 16100 | 2
DAIKIN | DZ6VS | 214505254 | HRCU-A-CB | DZ6VSA241EA* | CA*EA3026*4B* | Singlezone Ducted, Centrally Ducted | 23000 | 16000 | 2.65 | 16100 | 2
DAIKIN | DZ6VS | 214505256 | HRCU-A-CB | DZ6VSA241EA* | CA*EA3026*4B* | Singlezone Ducted, Centrally Ducted | 23000 | 16000 | 2.65 | 16100 | 2
DAIKIN | DZ6VS | 214505257 | HRCU-A-CB | DZ6VSA241EA* | CA*EA3026*4B* | Singlezone Ducted, Centrally Ducted | 23000 | 16000 | 2.65 | 16100 | 2
DAIKIN | DZ6VS | 214505260 | HRCU-A-CB | DZ6VSA241EA* | CA*EA3026*4B* | Singlezone Ducted, Centrally Ducted | 23000 | 16000 | 2.65 | 16100 | 2
DAIKIN | DZ6VS | 214505262 | HRCU-A-CB | DZ6VSA241EA* | CA*EA3026*4B* | Singlezone Ducted, Centrally Ducted | 23000 | 16000 | 2.65 | 16100 | 2
DAIKIN | DZ6VS | 214505264 | HRCU-A-CB | DZ6VSA241EA* | CA*EA3026*4B* | Singlezone Ducted, Centrally Ducted | 23000 | 16000 | 2.65 | 16100 | 2
DAIKIN | DZ6VS | 214505266 | HRCU-A-CB | DZ6VSA241EA* | CA*EA3026*4B* | Singlezone Ducted, Centrally Ducted | 23000 | 16000 | 2.65 | 16100 | 2
DAIKIN | DZ6VS | 214505268 | HRCU-A-CB | DZ6VSA241EA* | CA*EA3026*4B* | Singlezone Ducted, Centrally Ducted | 23000 | 16000 | 2.65 | 16100 | 2
DAIKIN | DZ6VS | 214505270 | HRCU-A-CB | DZ6VSA241EA* | CA*EA3026*4B* | Singlezone Ducted, Centrally Ducted | 23000 | 16000 | 2.65 | 16100 | 2
DAIKIN | DZ6VS | 214505271 | HRCU-A-CB | DZ6VSA241EA* | CA*EA3026*4B* | Singlezone Ducted, Centrally Ducted | 23000 | 16000 | 2.65 | 16100 | 2
DAIKIN | DZ6VS | 214505401 | HRCU-A-CB | DZ6VSA241EA* | CA*EA2422*4B*+MBVK12BP1X00A* | Singlezone Ducted, Centrally Ducted | 23000 | 16000 | 2.65 | 16100 | 2
DAIKIN | DZ6VS | 214505403 | HRCU-A-CB | DZ6VSA241EA* | CA*EA2422*4B*+MBVK16CP1X00A* | Singlezone Ducted, Centrally Ducted | 23000 | 16000 | 2.65 | 16100 | 2
DAIKIN | DZ6VS | 214505405 | HRCU-A-CB | DZ6VSA241EA* | CA*EA3026*4B*+MBVK12BP1X00A* | Singlezone Ducted, Centrally Ducted | 23000 | 16000 | 2.65 | 16100 | 2
DAIKIN | DZ6VS | 214505408 | HRCU-A-CB | DZ6VSA241EA* | CA*EA3026*4B*+MBVK16CP1X00A* | Singlezone Ducted, Centrally Ducted | 23000 | 16000 | 2.65 | 16100 | 2
MIDEA | MVBL Series | 214594891 | HRCU-A-CB | MOX430U-18HFN1-M | MVBL-18HWFN1-MH3 | Singlezone Ducted, Centrally Ducted | 19000 | 13500 | 2.6 | 18000 | 2
MIDEA | MVBL Series | 214594892 | HRCU-A-CB | MOD30-24HFN1-MW | MVBL-24HWFN1-MI3 | Singlezone Ducted, Centrally Ducted | 27400 | 19200 | 2.61 | 24000 | 1.91
COMFORTSTAR | T1W Series | 214594915 | HRCU-A-CB-O | CZP18CD(O) | T1W18P | Singlezone Non-Ducted, Ceiling Placement | 19000 | 12200 | 2.79 | 13100 | 2.3
COMFORTSTAR | T1W Series | 214594913 | HRCU-A-CB-O | CZP09CD(O) | T1W9P | Singlezone Non-Ducted, Ceiling Placement | 11000 | 8000 | 2.66 | 8500 | 2.37
GOODMAN | MST Series | 214594900 | HRCU-A-CB-O | MSH123G22MCAA | MST123E20ACAA | Singlezone Non-Ducted, Ceiling Placement | 12000 | 9900 | 2.55 | 11500 | 1.9
FRANKLIN | MST Series | 214594905 | HRCU-A-CB-O | MSH123F25MCAA | MST123E20ACAA | Singlezone Non-Ducted, Ceiling Placement | 12000 | 9900 | 2.55 | 11500 | 1.9
GOODMAN | MST Series | 214594902 | HRCU-A-CB | MSH123G22MCAA | MST123E21ADAA | Singlezone Ducted, Compact Ducted | 12500 | 10600 | 2.51 | 12100 | 1.96
FRANKLIN | MST Series | 214594907 | HRCU-A-CB | MSH123F25MCAA | MST123E21ADAA | Singlezone Ducted, Compact Ducted | 12500 | 10600 | 2.51 | 12100 | 1.96
GOODMAN | MST Series | 214594904 | HRCU-A-CB | MSH243G22MCAA | MST243E21ADAA | Singlezone Ducted, Compact Ducted | 25000 | 21000 | 2.64 | 27000 | 2
FRANKLIN | MST Series | 214594909 | HRCU-A-CB | MSH243F25MCAA | MST243E21ADAA | Singlezone Ducted, Compact Ducted | 25000 | 21000 | 2.64 | 27000 | 2
ECO-AIR |  | 209270320 | HRCU-A-C | MOD30-24HFN1-MW | MAC-24HWDN1-MN0 | Singlezone Ducted, Centrally Ducted | 25000 | 21000 | 2.58 | 20000 | 1.95
PANASONIC | CU series | 212396505 | HRCU-A-C | CU-HE24YAHK6 | CS-HE24YAC6 | Singlezone Ducted, Centrally Ducted | 25000 | 21000 | 2.58 | 20000 | 1.95
KERR | A-KCD series | 212631694 | HRCU-A-C | A-KCD24SA-1 | MCD18/24B1A | Singlezone Ducted, Centrally Ducted | 25000 | 21000 | 2.58 | 20000 | 1.95
BREEZE33 | BZ33 series | 213732640 | HRCU-A-C | BZ33-INV24OUT2-J | BZ33-MSC24B-J | Singlezone Ducted, Centrally Ducted | 25000 | 21000 | 2.58 | 20000 | 1.95
DETTSON | EVD series | 213160480 | HRCU-A-C | EVD-24-O | MAC24H1718E | Singlezone Ducted, Centrally Ducted | 25000 | 21000 | 2.58 | 20000 | 1.95
ELIOS | DEA series | 213081449 | HRCU-A-C | DEA24HOS20230E7 | CUB24HAC20BWT7A | Singlezone Ducted, Centrally Ducted | 25000 | 21000 | 2.58 | 20000 | 1.95
POLARWAVE | ACIQ series | 212394345 | HRCU-A-C | ACIQ-24-HPB | ACIQ-24-ACL | Singlezone Ducted, Centrally Ducted | 25000 | 21000 | 2.58 | 20000 | 1.95
CANAIR | MAC series | 209550334 | HRCU-A-C | MOD30-24HFN1-MW | MAC-24HWDN1-MN0 | Singlezone Ducted, Centrally Ducted | 25000 | 21000 | 2.58 | 20000 | 1.95
MOOVAIR | DM series | 212361759 | HRCU-A-C | DMA24HOS20230E7 | CUB24HAC20BWT7A | Singlezone Ducted, Centrally Ducted | 25000 | 21000 | 2.58 | 20000 | 1.95
1HVAC | ACIQ series | 212394312 | HRCU-A-C | ACIQ-24-HPB | ACIQ-24-ACL | Singlezone Ducted, Centrally Ducted | 25000 | 21000 | 2.58 | 20000 | 1.95
CANAIR | CDH series | 211644139 | HRCU-A-C | CDH2024C21 | MAC-24HWDN1-MN0 | Singlezone Ducted, Centrally Ducted | 25000 | 21000 | 2.58 | 20000 | 1.95
COMFORT-AIRE | A series | 210568229 | HRCU-A-C | A-VCD24SA-1 | MCD18/24B1A | Singlezone Ducted, Centrally Ducted | 25000 | 21000 | 2.58 | 20000 | 1.95
CUSTOM COMFORT | CCOX series | 212365457 | HRCU-A-C | CCOXHA24V24HP | CCOACC1824B | Singlezone Ducted, Centrally Ducted | 25000 | 21000 | 2.58 | 20000 | 1.95
DIRECT AIR | DIRM series | 212101619 | HRCU-A-C | DIRM-24MAGICPRO20-OU | DIRM-24MAGICPRO20-COIL | Singlezone Ducted, Centrally Ducted | 25000 | 21000 | 2.58 | 20000 | 1.95
CENTURY | A series | 212940798 | HRCU-A-C | A-VCD24SA-1 | MCD18/24B1A | Singlezone Ducted, Centrally Ducted | 25000 | 21000 | 2.58 | 20000 | 1.95
KEPLER |  | 213062282 | HRCU-A-C | AZPN/24WD | AZPN/B24WAC | Singlezone Ducted, Centrally Ducted | 25000 | 21000 | 2.58 | 20000 | 1.95
COMFORTSTAR | ACP series | 213386518 | HRCU-A-C | CPH24CD(O) | ACP-24B | Singlezone Ducted, Centrally Ducted | 25000 | 21000 | 2.58 | 20000 | 1.95
COMFORTSTAR | UACP series | 213386530 | HRCU-A-C | CPH24CD(O) | UACP-24B | Singlezone Ducted, Centrally Ducted | 25000 | 21000 | 2.58 | 20000 | 1.95
INNOVAIR | SHV series | 213160473 | HRCU-A-C | SHV24H2R20 | MAC24H1718E | Singlezone Ducted, Centrally Ducted | 25000 | 21000 | 2.58 | 20000 | 1.95
SLIMAIR | SHD Series | 214606456 | HRCU-A-CB | SHC09VE2AG | SHD09VC2AG | Singlezone Ducted, Compact Ducted | 10000 | 7700 | 2.59 | 8000 | 2.09
SLIMAIR | SHD Series | 214606457 | HRCU-A-CB | SHC12VE2AG | SHD12VC2AG | Singlezone Ducted, Compact Ducted | 12000 | 9300 | 2.78 | 8400 | 2.26
SLIMAIR | SHD Series | 214606464 | HRCU-A-CB | SHC12VH2AG | SHD12VC2AG | Singlezone Ducted, Compact Ducted | 12500 | 10600 | 2.51 | 12100 | 1.96
SLIMAIR | SHD Series | 214606459 | HRCU-A-CB | SHC24VE2AG | SHD24VC2AG | Singlezone Ducted, Compact Ducted | 25000 | 20000 | 2.61 | 20000 | 2.3
SLIMAIR | SHD Series | 214606466 | HRCU-A-CB | SHC24VH2AG | SHD24VC2AG | Singlezone Ducted, Compact Ducted | 25000 | 21000 | 2.64 | 27000 | 2
SLIMAIR | SHD Series | 214606458 | HRCU-A-CB | SHC18VE2AG | SHD18VC2AG | Singlezone Ducted, Compact Ducted | 20000 | 12600 | 2.66 | 13000 | 2.4
ACD | Pular | 211619266 | HRCU-A-CB-O | PUD18KCH23S-O | PUD18KCH23S-I | Singlezone Non-Ducted, Wall Placement | 18000 | 10800 | 2.64 | 13500 | 1.9
ACD | Pular | 214229583 | HRCU-A-CB-O | PUD18KCH23S-O* | PUD18KCH23S-I* | Singlezone Non-Ducted, Wall Placement | 18000 | 10800 | 2.64 | 13500 | 1.9
ACD | Pular | 210534143 | HRCU-A-CB-O | PUD12KCH24S-O | PUD12KCH24S-I | Singlezone Non-Ducted, Wall Placement | 12000 | 7000 | 2.81 | 9000 | 1.9
ACD | UHD-38 | 202110484 | HRCU-A-CB-O | UHD12KCH31S-O | UHD12KCH31S-I | Singlezone Non-Ducted, Wall Placement | 12200 | 8100 | 2.86 | 12000 | 1.91
ACD | Free Match | 210534127 | HMSR-A-CB-O | MPD18KCH21SB-O |  | Multizone All Non-Ducted | 18000 | 14700 | 2.63 | 13600 | 2.23
AIREASE | 4SHP22LX SERIES | 214074924 | HRCU-A-CB | 4SHP22LX124P-**A | EAC4X30B+TDR | Singlezone Ducted, Centrally Ducted | 23600 | 14200 | 2.51 | 16100 | 1.96
ARMSTRONG AIR | 4SHP22LX SERIES | 214074491 | HRCU-A-CB | 4SHP22LX136P-**A | EA(C;U)1P48C+TDR+TXV | Singlezone Ducted, Centrally Ducted | 33800 | 22400 | 2.54 | 18500 | 2.24
ARMSTRONG AIR | 4SHP22LX SERIES | 214074492 | HRCU-A-CB | 4SHP22LX136P-**A | EA(C;U)1P48C+TDR+TXV | Singlezone Ducted, Centrally Ducted | 33800 | 22400 | 2.52 | 18600 | 2.24
ARMSTRONG AIR | 4SHP22LX SERIES | 214074494 | HRCU-A-CB | 4SHP22LX136P-**A | EA(C;U)1P48C+TDR+TXV | Singlezone Ducted, Centrally Ducted | 33800 | 22400 | 2.52 | 18600 | 2.24
ARMSTRONG AIR | 4SHP22LX SERIES | 214074496 | HRCU-A-CB | 4SHP22LX136P-**A | EAC4X48C+TDR | Singlezone Ducted, Centrally Ducted | 33800 | 22400 | 2.54 | 18500 | 2.24
ARMSTRONG AIR | 4SHP22LX SERIES | 214074497 | HRCU-A-CB | 4SHP22LX136P-**A | EAC4X48C+TDR | Singlezone Ducted, Centrally Ducted | 33800 | 22400 | 2.52 | 18600 | 2.24
ARMSTRONG AIR | 4SHP22LX SERIES | 214074499 | HRCU-A-CB | 4SHP22LX136P-**A | EAC4X48C+TDR | Singlezone Ducted, Centrally Ducted | 33800 | 22400 | 2.52 | 18600 | 2.24
ARMSTRONG AIR | 4SHP22LX SERIES | 214074666 | HRCU-A-CB | 4SHP22LX124P-**A | EA(C;U)1P24B+TDR+TXV | Singlezone Ducted, Centrally Ducted | 23600 | 14700 | 2.52 | 15800 | 1.92
AIREASE | 4SHP22LX SERIES | 214074743 | HRCU-A-CB | 4SHP22LX136P-**A | EA(C;U)1P48C+TDR+TXV | Singlezone Ducted, Centrally Ducted | 33800 | 22400 | 2.54 | 18500 | 2.24
AIREASE | 4SHP22LX SERIES | 214074744 | HRCU-A-CB | 4SHP22LX136P-**A | EA(C;U)1P48C+TDR+TXV | Singlezone Ducted, Centrally Ducted | 33800 | 22400 | 2.52 | 18600 | 2.24
AIREASE | 4SHP22LX SERIES | 214074746 | HRCU-A-CB | 4SHP22LX136P-**A | EA(C;U)1P48C+TDR+TXV | Singlezone Ducted, Centrally Ducted | 33800 | 22400 | 2.52 | 18600 | 2.24
AIREASE | 4SHP22LX SERIES | 214074748 | HRCU-A-CB | 4SHP22LX136P-**A | EAC4X48C+TDR | Singlezone Ducted, Centrally Ducted | 33800 | 22400 | 2.54 | 18500 | 2.24
AIREASE | 4SHP22LX SERIES | 214074749 | HRCU-A-CB | 4SHP22LX136P-**A | EAC4X48C+TDR | Singlezone Ducted, Centrally Ducted | 33800 | 22400 | 2.52 | 18600 | 2.24
AIREASE | 4SHP22LX SERIES | 214074751 | HRCU-A-CB | 4SHP22LX136P-**A | EAC4X48C+TDR | Singlezone Ducted, Centrally Ducted | 33800 | 22400 | 2.52 | 18600 | 2.24
ARMSTRONG AIR | 4SHP22LX SERIES | 214074668 | HRCU-A-CB | 4SHP22LX124P-**A | EA(C;U)1P30B+TDR+TXV | Singlezone Ducted, Centrally Ducted | 23600 | 14200 | 2.51 | 16100 | 1.96
ARMSTRONG AIR | 4SHP22LX SERIES | 214074670 | HRCU-A-CB | 4SHP22LX124P-**A | EAC4X24B+TDR | Singlezone Ducted, Centrally Ducted | 23600 | 14700 | 2.52 | 15800 | 1.92
ARMSTRONG AIR | 4SHP22LX SERIES | 214074672 | HRCU-A-CB | 4SHP22LX124P-**A | EAC4X30B+TDR | Singlezone Ducted, Centrally Ducted | 23600 | 14200 | 2.51 | 16100 | 1.96
AIREASE | 4SHP22LX SERIES | 214074918 | HRCU-A-CB | 4SHP22LX124P-**A | EA(C;U)1P24B+TDR+TXV | Singlezone Ducted, Centrally Ducted | 23600 | 14700 | 2.52 | 15800 | 1.92
AIREASE | 4SHP22LX SERIES | 214074920 | HRCU-A-CB | 4SHP22LX124P-**A | EA(C;U)1P30B+TDR+TXV | Singlezone Ducted, Centrally Ducted | 23600 | 14200 | 2.51 | 16100 | 1.96
AIREASE | 4SHP22LX SERIES | 214074922 | HRCU-A-CB | 4SHP22LX124P-**A | EAC4X24B+TDR | Singlezone Ducted, Centrally Ducted | 23600 | 14700 | 2.52 | 15800 | 1.92
ARMSTRONG AIR | 4SHP22LX SERIES | 214074483 | HRCU-A-CB | 4SHP22LX136P-**A | EAH1P42C+TDR+TXV | Singlezone Ducted, Centrally Ducted | 33800 | 22400 | 2.5 | 18200 | 2.04
AIREASE | 4SHP22LX SERIES | 214074733 | HRCU-A-CB | 4SHP22LX136P-**A | EAH1P42C+TDR+TXV | Singlezone Ducted, Centrally Ducted | 33800 | 22600 | 2.5 | 18200 | 2.02
AIREASE | 4SHP22LX SERIES | 214074735 | HRCU-A-CB | 4SHP22LX136P-**A | EAH1P42C+TDR+TXV | Singlezone Ducted, Centrally Ducted | 33800 | 22400 | 2.5 | 18200 | 2.04
ARMSTRONG AIR | 4SHP22LX SERIES | 214074481 | HRCU-A-CB | 4SHP22LX136P-**A | EAH1P42C+TDR+TXV | Singlezone Ducted, Centrally Ducted | 33800 | 22600 | 2.5 | 18200 | 2.02
HITACHI | Mini-VRF | 203994976 | HMSV-A-CB | HVAHP048B21S* |  | Multizone All Ducted | 54000 | 32000 | 2.9 | 31800 | 1.95
YORK | Mini-VRF | 203994974 | HMSV-A-CB | YVAHP048B21S* |  | Multizone All Ducted | 54000 | 32000 | 2.9 | 31800 | 1.95
PAYNE |  | 215323768 | HRCU-A-CB-O | 37MAHAQ24AA3 | D5MAHAQ24XA3 | Singlezone Non-Ducted, Wall Placement | 29000 | 21000 | 2.88 | 24200 | 2.34
WEATHERMAKER |  | 215323779 | HRCU-A-CB-O | 37MAHAQ24AA3 | D5MAHAQ24XA3 | Singlezone Non-Ducted, Wall Placement | 29000 | 21000 | 2.88 | 24200 | 2.34
MIDEA |  | 215323790 | HRCU-A-CB-O | 37MAHAQ24AA3 | D5MAHAQ24XA3 | Singlezone Non-Ducted, Wall Placement | 29000 | 21000 | 2.88 | 24200 | 2.34
ARCOAIRE |  | 215324124 | HRCU-A-CB-O | D5CSHAH24AAK | D5FSHAH24XAK | Singlezone Non-Ducted, Wall Placement | 29000 | 21000 | 2.88 | 24200 | 2.34
MIDEA |  | 215324055 | HRCU-A-CB-O | 37MAHAQ18AA3 | 45MBFAQ16XA3 | Singlezone Non-Ducted, Wall Placement | 17000 | 14200 | 2.6 | 17500 | 1.95
WEATHERMAKER |  | 215323994 | HRCU-A-CB-O | 37MAHAQ18AA3 | 45MBFAQ16XA3 | Singlezone Non-Ducted, Wall Placement | 17000 | 14200 | 2.6 | 17500 | 1.95
CARRIER |  | 215323811 | HRCU-A-CB-O | 37MAHAQ18AA3 | 45MBFAQ16XA3 | Singlezone Non-Ducted, Wall Placement | 17000 | 14200 | 2.6 | 17500 | 1.95
BRYANT |  | 215323872 | HRCU-A-CB-O | 37MAHAQ18AA3 | 45MBFAQ16XA3 | Singlezone Non-Ducted, Wall Placement | 17000 | 14200 | 2.6 | 17500 | 1.95
PAYNE |  | 215323933 | HRCU-A-CB-O | 37MAHAQ18AA3 | 45MBFAQ16XA3 | Singlezone Non-Ducted, Wall Placement | 17000 | 14200 | 2.6 | 17500 | 1.95
ARCOAIRE |  | 215324120 | HRCU-A-CB-O | D5CSHAH18AAK | D5FSFAH16XAK | Singlezone Non-Ducted, Wall Placement | 17000 | 14200 | 2.6 | 17500 | 1.95
ARCOAIRE |  | 215324119 | HRCU-A-CB-O | D5CSHAH18AAK | D5FSCAH18XAK | Singlezone Non-Ducted, Ceiling Placement | 19000 | 14900 | 2.7 | 17000 | 1.9
PAYNE |  | 215323932 | HRCU-A-CB-O | 37MAHAQ18AA3 | 45MBCAQ18XA3 | Singlezone Non-Ducted, Ceiling Placement | 19000 | 14900 | 2.7 | 17000 | 1.9
BRYANT |  | 215323871 | HRCU-A-CB-O | 37MAHAQ18AA3 | 45MBCAQ18XA3 | Singlezone Non-Ducted, Ceiling Placement | 19000 | 14900 | 2.7 | 17000 | 1.9
CARRIER |  | 215323810 | HRCU-A-CB-O | 37MAHAQ18AA3 | 45MBCAQ18XA3 | Singlezone Non-Ducted, Ceiling Placement | 19000 | 14900 | 2.7 | 17000 | 1.9
WEATHERMAKER |  | 215323993 | HRCU-A-CB-O | 37MAHAQ18AA3 | 45MBCAQ18XA3 | Singlezone Non-Ducted, Ceiling Placement | 19000 | 14900 | 2.7 | 17000 | 1.9
MIDEA |  | 215324054 | HRCU-A-CB-O | 37MAHAQ18AA3 | 45MBCAQ18XA3 | Singlezone Non-Ducted, Ceiling Placement | 19000 | 14900 | 2.7 | 17000 | 1.9
ARCOAIRE |  | 215324113 | HRCU-A-CB-O | D5CSHAH12AAK | D5FSCAH12XAK | Singlezone Non-Ducted, Ceiling Placement | 12000 | 10000 | 2.74 | 11500 | 1.99
PAYNE |  | 215323927 | HRCU-A-CB-O | 37MAHAQ12AA3 | 45MBCAQ12XA3 | Singlezone Non-Ducted, Ceiling Placement | 12000 | 10000 | 2.74 | 11500 | 1.99
BRYANT |  | 215323866 | HRCU-A-CB-O | 37MAHAQ12AA3 | 45MBCAQ12XA3 | Singlezone Non-Ducted, Ceiling Placement | 12000 | 10000 | 2.74 | 11500 | 1.99
WEATHERMAKER |  | 215323988 | HRCU-A-CB-O | 37MAHAQ12AA3 | 45MBCAQ12XA3 | Singlezone Non-Ducted, Ceiling Placement | 12000 | 10000 | 2.74 | 11500 | 1.99
MIDEA |  | 215324049 | HRCU-A-CB-O | 37MAHAQ12AA3 | 45MBCAQ12XA3 | Singlezone Non-Ducted, Ceiling Placement | 12000 | 10000 | 2.74 | 11500 | 1.99
CARRIER |  | 215323805 | HRCU-A-CB-O | 37MAHAQ12AA3 | 45MBCAQ12XA3 | Singlezone Non-Ducted, Ceiling Placement | 12000 | 10000 | 2.74 | 11500 | 1.99
CARRIER |  | 215323804 | HRCU-A-CB-O | 37MAHAQ12AA3 | 45MCCAQ12XA3 | Singlezone Non-Ducted, Ceiling Placement | 12500 | 9600 | 2.65 | 11500 | 1.99
MIDEA |  | 215324048 | HRCU-A-CB-O | 37MAHAQ12AA3 | 45MCCAQ12XA3 | Singlezone Non-Ducted, Ceiling Placement | 12500 | 9600 | 2.65 | 11500 | 1.99
WEATHERMAKER |  | 215323987 | HRCU-A-CB-O | 37MAHAQ12AA3 | 45MCCAQ12XA3 | Singlezone Non-Ducted, Ceiling Placement | 12500 | 9600 | 2.65 | 11500 | 1.99
BRYANT |  | 215323865 | HRCU-A-CB-O | 37MAHAQ12AA3 | 45MCCAQ12XA3 | Singlezone Non-Ducted, Ceiling Placement | 12500 | 9600 | 2.65 | 11500 | 1.99
PAYNE |  | 215323926 | HRCU-A-CB-O | 37MAHAQ12AA3 | 45MCCAQ12XA3 | Singlezone Non-Ducted, Ceiling Placement | 12500 | 9600 | 2.65 | 11500 | 1.99
ARCOAIRE |  | 215324112 | HRCU-A-CB-O | D5CSHAH12AAK | D5FSOAH12XAK | Singlezone Non-Ducted, Ceiling Placement | 12500 | 9600 | 2.65 | 11500 | 1.99
CARRIER |  | 215323798 | HRCU-A-CB | 37MAHAQ06AA3 | 45MBDAQ06XA3 | Singlezone Ducted, Compact Ducted | 8000 | 8000 | 2.69 | 7800 | 2.41
ARCOAIRE |  | 215324104 | HRCU-A-CB | D5CSHAH06AAK | D5FSDAH06XAK | Singlezone Ducted, Compact Ducted | 8000 | 8000 | 2.69 | 7800 | 2.41
MIDEA |  | 215324042 | HRCU-A-CB | 37MAHAQ06AA3 | 45MBDAQ06XA3 | Singlezone Ducted, Compact Ducted | 8000 | 8000 | 2.69 | 7800 | 2.41
WEATHERMAKER |  | 215323981 | HRCU-A-CB | 37MAHAQ06AA3 | 45MBDAQ06XA3 | Singlezone Ducted, Compact Ducted | 8000 | 8000 | 2.69 | 7800 | 2.41
BRYANT |  | 215323859 | HRCU-A-CB | 37MAHAQ06AA3 | 45MBDAQ06XA3 | Singlezone Ducted, Compact Ducted | 8000 | 8000 | 2.69 | 7800 | 2.41
PAYNE |  | 215323920 | HRCU-A-CB | 37MAHAQ06AA3 | 45MBDAQ06XA3 | Singlezone Ducted, Compact Ducted | 8000 | 8000 | 2.69 | 7800 | 2.41
PAYNE |  | 215323919 | HRCU-A-CB-O | 37MAHAQ06AA3 | 45MCCAQ06XA3 | Singlezone Non-Ducted, Ceiling Placement | 7400 | 7000 | 2.66 | 8100 | 2.4
BRYANT |  | 215323858 | HRCU-A-CB-O | 37MAHAQ06AA3 | 45MCCAQ06XA3 | Singlezone Non-Ducted, Ceiling Placement | 7400 | 7000 | 2.66 | 8100 | 2.4
WEATHERMAKER |  | 215323980 | HRCU-A-CB-O | 37MAHAQ06AA3 | 45MCCAQ06XA3 | Singlezone Non-Ducted, Ceiling Placement | 7400 | 7000 | 2.66 | 8100 | 2.4
MIDEA |  | 215324041 | HRCU-A-CB-O | 37MAHAQ06AA3 | 45MCCAQ06XA3 | Singlezone Non-Ducted, Ceiling Placement | 7400 | 7000 | 2.66 | 8100 | 2.4
ARCOAIRE |  | 215324103 | HRCU-A-CB-O | D5CSHAH06AAK | D5FSOAH06XAK | Singlezone Non-Ducted, Ceiling Placement | 7400 | 7000 | 2.66 | 8100 | 2.4
CARRIER |  | 215323797 | HRCU-A-CB-O | 37MAHAQ06AA3 | 45MCCAQ06XA3 | Singlezone Non-Ducted, Ceiling Placement | 7400 | 7000 | 2.66 | 8100 | 2.4
MIDEA |  | 215323789 | HRCU-A-CB-O | 37MAHAQ18AA3 | D5MAHAQ18XA3 | Singlezone Non-Ducted, Wall Placement | 18000 | 15000 | 2.56 | 18000 | 1.92
WEATHERMAKER |  | 215323778 | HRCU-A-CB-O | 37MAHAQ18AA3 | D5MAHAQ18XA3 | Singlezone Non-Ducted, Wall Placement | 18000 | 15000 | 2.56 | 18000 | 1.92
PAYNE |  | 215323767 | HRCU-A-CB-O | 37MAHAQ18AA3 | D5MAHAQ18XA3 | Singlezone Non-Ducted, Wall Placement | 18000 | 15000 | 2.56 | 18000 | 1.92
CARRIER |  | 215323745 | HRCU-A-CB-O | 37MAHAQ18AA3 | 45MAHAQ18XA3 | Singlezone Non-Ducted, Wall Placement | 18000 | 15000 | 2.56 | 18000 | 1.92
BRYANT |  | 215323756 | HRCU-A-CB-O | 37MAHAQ18AA3 | 615AHAQ18XA3 | Singlezone Non-Ducted, Wall Placement | 18000 | 15000 | 2.56 | 18000 | 1.92
ARCOAIRE |  | 215324117 | HRCU-A-CB-O | D5CSHAH18AAK | D5FSHAH18XAK | Singlezone Non-Ducted, Wall Placement | 18000 | 15000 | 2.56 | 18000 | 1.92
ARCOAIRE |  | 215324102 | HRCU-A-CB-O | D5CSHAH06AAK | D5FSHAH06XAK | Singlezone Non-Ducted, Wall Placement | 7000 | 7900 | 2.79 | 7700 | 2.4
WEATHERMAKER |  | 215323775 | HRCU-A-CB-O | 37MAHAQ06AA3 | D5MAHAQ06XA3 | Singlezone Non-Ducted, Wall Placement | 7000 | 7900 | 2.79 | 7700 | 2.4
PAYNE |  | 215323764 | HRCU-A-CB-O | 37MAHAQ06AA3 | D5MAHAQ06XA3 | Singlezone Non-Ducted, Wall Placement | 7000 | 7900 | 2.79 | 7700 | 2.4
MIDEA |  | 215323786 | HRCU-A-CB-O | 37MAHAQ06AA3 | D5MAHAQ06XA3 | Singlezone Non-Ducted, Wall Placement | 7000 | 7900 | 2.79 | 7700 | 2.4
BRYANT |  | 215323753 | HRCU-A-CB-O | 37MAHAQ06AA3 | 615AHAQ06XA3 | Singlezone Non-Ducted, Wall Placement | 7000 | 7900 | 2.79 | 7700 | 2.4
CARRIER |  | 215323742 | HRCU-A-CB-O | 37MAHAQ06AA3 | 45MAHAQ06XA3 | Singlezone Non-Ducted, Wall Placement | 7000 | 7900 | 2.79 | 7700 | 2.4
GRANDAIRE |  | 215323736 | HRCU-A-CB | D5CUHAH36AAK | D5FUHAH36XAK | Singlezone Ducted, Centrally Ducted | 37000 | 31000 | 2.5 | 37400 | 1.91
LPS LEGACY |  | 215323735 | HRCU-A-CB | D5CUHAH36AAK | D5FUHAH36XAK | Singlezone Ducted, Centrally Ducted | 37000 | 31000 | 2.5 | 37400 | 1.91
AIRQUEST |  | 215323734 | HRCU-A-CB | D5CUHAH36AAK | D5FUHAH36XAK | Singlezone Ducted, Centrally Ducted | 37000 | 31000 | 2.5 | 37400 | 1.91
SMART COMFORT |  | 215323733 | HRCU-A-CB | D5CUHAH36AAK | D5FUHAH36XAK | Singlezone Ducted, Centrally Ducted | 37000 | 31000 | 2.5 | 37400 | 1.91
TEMPSTAR |  | 215323732 | HRCU-A-CB | D5CUHAH36AAK | D5FUHAH36XAK | Singlezone Ducted, Centrally Ducted | 37000 | 31000 | 2.5 | 37400 | 1.91
MIDEA |  | 215323731 | HRCU-A-CB | D5CUHAH36AAK | D5FUHAH36XAK | Singlezone Ducted, Centrally Ducted | 37000 | 31000 | 2.5 | 37400 | 1.91
KENMORE |  | 215323730 | HRCU-A-CB | D5CUHAH36AAK | D5FUHAH36XAK | Singlezone Ducted, Centrally Ducted | 37000 | 31000 | 2.5 | 37400 | 1.91
KEEPRITE |  | 215323729 | HRCU-A-CB | D5CUHAH36AAK | D5FUHAH36XAK | Singlezone Ducted, Centrally Ducted | 37000 | 31000 | 2.5 | 37400 | 1.91
HEIL |  | 215323728 | HRCU-A-CB | D5CUHAH36AAK | D5FUHAH36XAK | Singlezone Ducted, Centrally Ducted | 37000 | 31000 | 2.5 | 37400 | 1.91
DAY & NIGHT |  | 215323727 | HRCU-A-CB | D5CUHAH36AAK | D5FUHAH36XAK | Singlezone Ducted, Centrally Ducted | 37000 | 31000 | 2.5 | 37400 | 1.91
COMFORTMAKER |  | 215323726 | HRCU-A-CB | D5CUHAH36AAK | D5FUHAH36XAK | Singlezone Ducted, Centrally Ducted | 37000 | 31000 | 2.5 | 37400 | 1.91
ARCOAIRE |  | 215323725 | HRCU-A-CB | D5CUHAH36AAK | D5FUHAH36XAK | Singlezone Ducted, Centrally Ducted | 37000 | 31000 | 2.5 | 37400 | 1.91
MIDEA |  | 215323724 | HRCU-A-CB | 37MUHAQ36AA3 | 45MUHAQ36XX3 | Singlezone Ducted, Centrally Ducted | 37000 | 31000 | 2.5 | 37400 | 1.91
WEATHERMAKER |  | 215323723 | HRCU-A-CB | 37MUHAQ36AA3 | 45MUHAQ36XX3 | Singlezone Ducted, Centrally Ducted | 37000 | 31000 | 2.5 | 37400 | 1.91
PAYNE |  | 215323722 | HRCU-A-CB | 37MUHAQ36AA3 | 45MUHAQ36XX3 | Singlezone Ducted, Centrally Ducted | 37000 | 31000 | 2.5 | 37400 | 1.91
BRYANT |  | 215323721 | HRCU-A-CB | 37MUHAQ36AA3 | 45MUHAQ36XX3 | Singlezone Ducted, Centrally Ducted | 37000 | 31000 | 2.5 | 37400 | 1.91
CARRIER |  | 215323720 | HRCU-A-CB | 37MUHAQ36AA3 | 45MUHAQ36XX3 | Singlezone Ducted, Centrally Ducted | 37000 | 31000 | 2.5 | 37400 | 1.91
AIRQUEST |  | 215319155 | HRCU-A-CB | D5CUHAH48AAK | D5FUHAH60XAK | Singlezone Ducted, Centrally Ducted | 48000 | 34000 | 2.56 | 48000 | 2
LPS LEGACY |  | 215319183 | HRCU-A-CB | D5CUHAH48AAK | D5FUHAH60XAK | Singlezone Ducted, Centrally Ducted | 48000 | 34000 | 2.56 | 48000 | 2
SMART COMFORT |  | 215319127 | HRCU-A-CB | D5CUHAH48AAK | D5FUHAH60XAK | Singlezone Ducted, Centrally Ducted | 48000 | 34000 | 2.56 | 48000 | 2
GRANDAIRE |  | 215319211 | HRCU-A-CB | D5CUHAH48AAK | D5FUHAH60XAK | Singlezone Ducted, Centrally Ducted | 48000 | 34000 | 2.56 | 48000 | 2
GRANDAIRE |  | 215319210 | HRCU-A-CB | D5CUHAH30AAK | D5FUHAH36XAK | Singlezone Ducted, Centrally Ducted | 33000 | 24000 | 2.69 | 33200 | 1.97
SMART COMFORT |  | 215319126 | HRCU-A-CB | D5CUHAH30AAK | D5FUHAH36XAK | Singlezone Ducted, Centrally Ducted | 33000 | 24000 | 2.69 | 33200 | 1.97
LPS LEGACY |  | 215319182 | HRCU-A-CB | D5CUHAH30AAK | D5FUHAH36XAK | Singlezone Ducted, Centrally Ducted | 33000 | 24000 | 2.69 | 33200 | 1.97
AIRQUEST |  | 215319154 | HRCU-A-CB | D5CUHAH30AAK | D5FUHAH36XAK | Singlezone Ducted, Centrally Ducted | 33000 | 24000 | 2.69 | 33200 | 1.97
AIRQUEST |  | 215319153 | HRCU-A-CB | D5CUHAH18AAK | D5FUHAH24XAK | Singlezone Ducted, Centrally Ducted | 18000 | 14700 | 2.66 | 18600 | 2.12
LPS LEGACY |  | 215319181 | HRCU-A-CB | D5CUHAH18AAK | D5FUHAH24XAK | Singlezone Ducted, Centrally Ducted | 18000 | 14700 | 2.66 | 18600 | 2.12
SMART COMFORT |  | 215319125 | HRCU-A-CB | D5CUHAH18AAK | D5FUHAH24XAK | Singlezone Ducted, Centrally Ducted | 18000 | 14700 | 2.66 | 18600 | 2.12
GRANDAIRE |  | 215319209 | HRCU-A-CB | D5CUHAH18AAK | D5FUHAH24XAK | Singlezone Ducted, Centrally Ducted | 18000 | 14700 | 2.66 | 18600 | 2.12
TEMPSTAR |  | 215319107 | HRCU-A-CB | D5CLHAH58AAK | D5FLAAH60XAK | Singlezone Ducted, Centrally Ducted | 59000 | 41000 | 2.6 | 53000 | 2
SMART COMFORT |  | 215319135 | HRCU-A-CB | D5CLHAH58AAK | D5FLAAH60XAK | Singlezone Ducted, Centrally Ducted | 59000 | 41000 | 2.6 | 53000 | 2
AIRQUEST |  | 215319163 | HRCU-A-CB | D5CLHAH58AAK | D5FLAAH60XAK | Singlezone Ducted, Centrally Ducted | 59000 | 41000 | 2.6 | 53000 | 2
LPS LEGACY |  | 215319191 | HRCU-A-CB | D5CLHAH58AAK | D5FLAAH60XAK | Singlezone Ducted, Centrally Ducted | 59000 | 41000 | 2.6 | 53000 | 2
GRANDAIRE |  | 215319219 | HRCU-A-CB | D5CLHAH58AAK | D5FLAAH60XAK | Singlezone Ducted, Centrally Ducted | 59000 | 41000 | 2.6 | 53000 | 2
SMART COMFORT |  | 215319122 | HRCU-A-CB | D5CURAH36AAK | D5FUAAH36XAK | Singlezone Ducted, Centrally Ducted | 36000 | 25600 | 2.6 | 27000 | 2
LPS LEGACY |  | 215319178 | HRCU-A-CB | D5CURAH36AAK | D5FUAAH36XAK | Singlezone Ducted, Centrally Ducted | 36000 | 25600 | 2.6 | 27000 | 2
AIRQUEST |  | 215319150 | HRCU-A-CB | D5CURAH36AAK | D5FUAAH36XAK | Singlezone Ducted, Centrally Ducted | 36000 | 25600 | 2.6 | 27000 | 2
GRANDAIRE |  | 215319206 | HRCU-A-CB | D5CURAH36AAK | D5FUAAH36XAK | Singlezone Ducted, Centrally Ducted | 36000 | 25600 | 2.6 | 27000 | 2
SMART COMFORT |  | 215319118 | HRCU-A-CB | D5CUHAH60AAK | D5FUHAH60XAK | Singlezone Ducted, Centrally Ducted | 55000 | 35000 | 2.5 | 54000 | 1.9
LPS LEGACY |  | 215319174 | HRCU-A-CB | D5CUHAH60AAK | D5FUHAH60XAK | Singlezone Ducted, Centrally Ducted | 55000 | 35000 | 2.5 | 54000 | 1.9
AIRQUEST |  | 215319146 | HRCU-A-CB | D5CUHAH60AAK | D5FUHAH60XAK | Singlezone Ducted, Centrally Ducted | 55000 | 35000 | 2.5 | 54000 | 1.9
GRANDAIRE |  | 215319202 | HRCU-A-CB | D5CUHAH60AAK | D5FUHAH60XAK | Singlezone Ducted, Centrally Ducted | 55000 | 35000 | 2.5 | 54000 | 1.9
SMART COMFORT |  | 215319116 | HRCU-A-CB | D5CUHAH48AAK | D5FUAAH48XAK | Singlezone Ducted, Centrally Ducted | 50000 | 37000 | 2.7 | 46000 | 1.9
LPS LEGACY |  | 215319172 | HRCU-A-CB | D5CUHAH48AAK | D5FUAAH48XAK | Singlezone Ducted, Centrally Ducted | 50000 | 37000 | 2.7 | 46000 | 1.9
AIRQUEST |  | 215319144 | HRCU-A-CB | D5CUHAH48AAK | D5FUAAH48XAK | Singlezone Ducted, Centrally Ducted | 50000 | 37000 | 2.7 | 46000 | 1.9
GRANDAIRE |  | 215319200 | HRCU-A-CB | D5CUHAH48AAK | D5FUAAH48XAK | Singlezone Ducted, Centrally Ducted | 50000 | 37000 | 2.7 | 46000 | 1.9
GRANDAIRE |  | 215319199 | HRCU-A-CB | D5CUHAH36AAK | D5FUAAH36XAK | Singlezone Ducted, Centrally Ducted | 37000 | 31800 | 2.56 | 39000 | 1.9
AIRQUEST |  | 215319143 | HRCU-A-CB | D5CUHAH36AAK | D5FUAAH36XAK | Singlezone Ducted, Centrally Ducted | 37000 | 31800 | 2.56 | 39000 | 1.9
LPS LEGACY |  | 215319171 | HRCU-A-CB | D5CUHAH36AAK | D5FUAAH36XAK | Singlezone Ducted, Centrally Ducted | 37000 | 31800 | 2.56 | 39000 | 1.9
SMART COMFORT |  | 215319115 | HRCU-A-CB | D5CUHAH36AAK | D5FUAAH36XAK | Singlezone Ducted, Centrally Ducted | 37000 | 31800 | 2.56 | 39000 | 1.9
SMART COMFORT |  | 215319114 | HRCU-A-CB | D5CUHAH30AAK | D5FUAAH30XAK | Singlezone Ducted, Centrally Ducted | 34000 | 23800 | 2.76 | 32600 | 1.96
LPS LEGACY |  | 215319170 | HRCU-A-CB | D5CUHAH30AAK | D5FUAAH30XAK | Singlezone Ducted, Centrally Ducted | 34000 | 23800 | 2.76 | 32600 | 1.96
AIRQUEST |  | 215319142 | HRCU-A-CB | D5CUHAH30AAK | D5FUAAH30XAK | Singlezone Ducted, Centrally Ducted | 34000 | 23800 | 2.76 | 32600 | 1.96
GRANDAIRE |  | 215319198 | HRCU-A-CB | D5CUHAH30AAK | D5FUAAH30XAK | Singlezone Ducted, Centrally Ducted | 34000 | 23800 | 2.76 | 32600 | 1.96
GRANDAIRE |  | 215319197 | HRCU-A-CB | D5CUHAH24AAK | D5FUHAH24XAK | Singlezone Ducted, Centrally Ducted | 24000 | 19000 | 2.64 | 20600 | 2.14
AIRQUEST |  | 215319141 | HRCU-A-CB | D5CUHAH24AAK | D5FUHAH24XAK | Singlezone Ducted, Centrally Ducted | 24000 | 19000 | 2.64 | 20600 | 2.14
LPS LEGACY |  | 215319169 | HRCU-A-CB | D5CUHAH24AAK | D5FUHAH24XAK | Singlezone Ducted, Centrally Ducted | 24000 | 19000 | 2.64 | 20600 | 2.14
SMART COMFORT |  | 215319113 | HRCU-A-CB | D5CUHAH24AAK | D5FUHAH24XAK | Singlezone Ducted, Centrally Ducted | 24000 | 19000 | 2.64 | 20600 | 2.14
GRANDAIRE |  | 215319195 | HRCU-A-CB | D5CUHAH18AAK | D5FUAAH18XAK | Singlezone Ducted, Centrally Ducted | 19000 | 15000 | 2.6 | 18000 | 2
AIRQUEST |  | 215319139 | HRCU-A-CB | D5CUHAH18AAK | D5FUAAH18XAK | Singlezone Ducted, Centrally Ducted | 19000 | 15000 | 2.6 | 18000 | 2
LPS LEGACY |  | 215319167 | HRCU-A-CB | D5CUHAH18AAK | D5FUAAH18XAK | Singlezone Ducted, Centrally Ducted | 19000 | 15000 | 2.6 | 18000 | 2
GOODMAN | GZV7SA | 215488116 | HRCU-A-CB | GZV7SA4810A* | CA*EA6030*3A* | Singlezone Ducted, Centrally Ducted | 47000 | 29000 | 2.5 | 33600 | 2
GOODMAN | GZV7SA | 215488115 | HRCU-A-CB | GZV7SA4810A* | CA*EA6030*3A* | Singlezone Ducted, Centrally Ducted | 47000 | 29000 | 2.5 | 33600 | 2
GOODMAN | GZV7SA | 215488114 | HRCU-A-CB | GZV7SA4810A* | CA*EA6030*3A* | Singlezone Ducted, Centrally Ducted | 47000 | 29000 | 2.5 | 33600 | 2
GOODMAN | GZV7SA | 215488113 | HRCU-A-CB | GZV7SA4810A* | CA*EA6030*3A* | Singlezone Ducted, Centrally Ducted | 47000 | 29000 | 2.5 | 33600 | 2
GOODMAN | GZV7SA | 215488112 | HRCU-A-CB | GZV7SA4810A* | CA*EA6030*3A* | Singlezone Ducted, Centrally Ducted | 47000 | 29000 | 2.5 | 33600 | 2
GOODMAN | GZV7SA | 215488111 | HRCU-A-CB | GZV7SA4810A* | CA*EA6030*3A* | Singlezone Ducted, Centrally Ducted | 47000 | 29000 | 2.5 | 33600 | 2
GOODMAN | GZV7SA | 215488110 | HRCU-A-CB | GZV7SA4810A* | CA*EA6030*3A* | Singlezone Ducted, Centrally Ducted | 47000 | 29000 | 2.5 | 33600 | 2
GOODMAN | GZV7SA | 215488109 | HRCU-A-CB | GZV7SA4810A* | CA*EA6030*3A* | Singlezone Ducted, Centrally Ducted | 47000 | 29000 | 2.5 | 33600 | 2
GOODMAN | GZV7SA | 215488108 | HRCU-A-CB | GZV7SA4810A* | CA*EA6030*3A* | Singlezone Ducted, Centrally Ducted | 47000 | 29000 | 2.5 | 33600 | 2
GOODMAN | GZV7SA | 215488107 | HRCU-A-CB | GZV7SA4810A* | CA*EA6030*3A* | Singlezone Ducted, Centrally Ducted | 47000 | 29000 | 2.5 | 33600 | 2
GOODMAN | GZV7SA | 215488086 | HRCU-A-CB | GZV7SA4210A* | CA*EA6030*3A* | Singlezone Ducted, Centrally Ducted | 41000 | 28000 | 2.5 | 31000 | 2
GOODMAN | GZV7SA | 215488085 | HRCU-A-CB | GZV7SA4210A* | CA*EA6030*3A* | Singlezone Ducted, Centrally Ducted | 41000 | 28000 | 2.5 | 31000 | 2
GOODMAN | GZV7SA | 215488084 | HRCU-A-CB | GZV7SA4210A* | CA*EA6030*3A* | Singlezone Ducted, Centrally Ducted | 41000 | 28000 | 2.5 | 31000 | 2
GOODMAN | GZV7SA | 215488083 | HRCU-A-CB | GZV7SA4210A* | CA*EA6030*3A* | Singlezone Ducted, Centrally Ducted | 41000 | 28000 | 2.5 | 31000 | 2
GOODMAN | GZV7SA | 215488082 | HRCU-A-CB | GZV7SA4210A* | CA*EA6030*3A* | Singlezone Ducted, Centrally Ducted | 41000 | 28000 | 2.5 | 31000 | 2
GOODMAN | GZV7SA | 215488081 | HRCU-A-CB | GZV7SA4210A* | CA*EA6030*3A* | Singlezone Ducted, Centrally Ducted | 41000 | 28000 | 2.5 | 31000 | 2
GOODMAN | GZV7SA | 215488080 | HRCU-A-CB | GZV7SA4210A* | CA*EA6030*3A* | Singlezone Ducted, Centrally Ducted | 41000 | 28000 | 2.5 | 31000 | 2
GOODMAN | GZV7SA | 215488079 | HRCU-A-CB | GZV7SA4210A* | CA*EA6030*3A* | Singlezone Ducted, Centrally Ducted | 41000 | 28000 | 2.5 | 31000 | 2
GOODMAN | GZV7SA | 215488078 | HRCU-A-CB | GZV7SA4210A* | CA*EA6030*3A* | Singlezone Ducted, Centrally Ducted | 41000 | 28000 | 2.5 | 31000 | 2
GOODMAN | GZV7SA | 215488077 | HRCU-A-CB | GZV7SA4210A* | CA*EA6030*3A* | Singlezone Ducted, Centrally Ducted | 41000 | 28000 | 2.5 | 31000 | 2
GOODMAN | GZV7SA | 215488052 | HRCU-A-CB | GZV7SA2410A* | CHPEA3026*3A* | Singlezone Ducted, Centrally Ducted | 23200 | 15800 | 2.5 | 17000 | 2
GOODMAN | GZV7SA | 215488051 | HRCU-A-CB | GZV7SA2410A* | CHPEA3026*3A* | Singlezone Ducted, Centrally Ducted | 23200 | 15800 | 2.5 | 17000 | 2
GOODMAN | GZV7SA | 215488050 | HRCU-A-CB | GZV7SA2410A* | CHPEA3026*3A* | Singlezone Ducted, Centrally Ducted | 23200 | 15800 | 2.5 | 17000 | 2
GOODMAN | GZV7SA | 215488049 | HRCU-A-CB | GZV7SA2410A* | CHPEA3026*3A* | Singlezone Ducted, Centrally Ducted | 23200 | 15800 | 2.5 | 17000 | 2
GOODMAN | GZV7SA | 215488048 | HRCU-A-CB | GZV7SA2410A* | CHPEA3026*3A* | Singlezone Ducted, Centrally Ducted | 23200 | 15800 | 2.5 | 17000 | 2
GOODMAN | GZV7SA | 215488047 | HRCU-A-CB | GZV7SA2410A* | CHPEA3026*3A* | Singlezone Ducted, Centrally Ducted | 23200 | 15800 | 2.5 | 17000 | 2
GOODMAN | GZV7SA | 215488046 | HRCU-A-CB | GZV7SA2410A* | CHPEA3026*3A* | Singlezone Ducted, Centrally Ducted | 23200 | 15800 | 2.5 | 17000 | 2
GOODMAN | GZV7SA | 215488045 | HRCU-A-CB | GZV7SA2410A* | CHPEA3026*3A* | Singlezone Ducted, Centrally Ducted | 23200 | 15800 | 2.5 | 17000 | 2
GOODMAN | GZV7SA | 215488044 | HRCU-A-CB | GZV7SA2410A* | CHPEA3026*3A* | Singlezone Ducted, Centrally Ducted | 23200 | 15800 | 2.5 | 17000 | 2
GOODMAN | GZV7SA | 215488043 | HRCU-A-CB | GZV7SA2410A* | CHPEA3026*3A* | Singlezone Ducted, Centrally Ducted | 23200 | 15800 | 2.5 | 17000 | 2
GOODMAN | GZV7SA | 215488042 | HRCU-A-CB | GZV7SA2410A* | CHPEA3026*3A* | Singlezone Ducted, Centrally Ducted | 23200 | 15800 | 2.5 | 17000 | 2
GOODMAN | GZV7SA | 215488041 | HRCU-A-CB | GZV7SA2410A* | CHPEA3026*3A* | Singlezone Ducted, Centrally Ducted | 23200 | 15800 | 2.5 | 17000 | 2
GOODMAN | GZV7SA | 215488040 | HRCU-A-CB | GZV7SA2410A* | CHPEA3026*3A* | Singlezone Ducted, Centrally Ducted | 23200 | 15800 | 2.5 | 17000 | 2
GOODMAN | GZV7SA | 215488039 | HRCU-A-CB | GZV7SA2410A* | CHPEA3026*3A* | Singlezone Ducted, Centrally Ducted | 23200 | 15800 | 2.5 | 17000 | 2
GOODMAN | GZV7SA | 215488038 | HRCU-A-CB | GZV7SA2410A* | CHPEA3026*3A* | Singlezone Ducted, Centrally Ducted | 23200 | 15800 | 2.5 | 17000 | 2
GOODMAN | GZV7SA | 215488037 | HRCU-A-CB | GZV7SA2410A* | CA*EA3626*3A* | Singlezone Ducted, Centrally Ducted | 23200 | 15800 | 2.5 | 17000 | 2
GOODMAN | GZV7SA | 215488036 | HRCU-A-CB | GZV7SA2410A* | CA*EA3626*3A* | Singlezone Ducted, Centrally Ducted | 23200 | 15800 | 2.5 | 17000 | 2
GOODMAN | GZV7SA | 215488035 | HRCU-A-CB | GZV7SA2410A* | CA*EA3626*3A* | Singlezone Ducted, Centrally Ducted | 23200 | 15800 | 2.5 | 17000 | 2
GOODMAN | GZV7SA | 215488034 | HRCU-A-CB | GZV7SA2410A* | CA*EA3626*3A* | Singlezone Ducted, Centrally Ducted | 23200 | 15800 | 2.5 | 17000 | 2
GOODMAN | GZV7SA | 215488033 | HRCU-A-CB | GZV7SA2410A* | CA*EA3626*3A* | Singlezone Ducted, Centrally Ducted | 23200 | 15800 | 2.5 | 17000 | 2
GOODMAN | GZV7SA | 215488032 | HRCU-A-CB | GZV7SA2410A* | CA*EA3626*3A* | Singlezone Ducted, Centrally Ducted | 23200 | 15800 | 2.5 | 17000 | 2
GOODMAN | GZV7SA | 215488031 | HRCU-A-CB | GZV7SA2410A* | CA*EA3626*3A* | Singlezone Ducted, Centrally Ducted | 23200 | 15800 | 2.5 | 17000 | 2
GOODMAN | GZV7SA | 215488030 | HRCU-A-CB | GZV7SA2410A* | CA*EA3626*3A* | Singlezone Ducted, Centrally Ducted | 23200 | 15800 | 2.5 | 17000 | 2
GOODMAN | GZV7SA | 215488029 | HRCU-A-CB | GZV7SA2410A* | CA*EA3626*3A* | Singlezone Ducted, Centrally Ducted | 23200 | 15800 | 2.5 | 17000 | 2
GOODMAN | GZV7SA | 215488028 | HRCU-A-CB | GZV7SA2410A* | CA*EA3626*3A* | Singlezone Ducted, Centrally Ducted | 23200 | 15800 | 2.5 | 17000 | 2
GOODMAN | GZV7SA | 215488027 | HRCU-A-CB | GZV7SA2410A* | CA*EA3626*3A* | Singlezone Ducted, Centrally Ducted | 23200 | 15800 | 2.5 | 17000 | 2
GOODMAN | GZV7SA | 215488026 | HRCU-A-CB | GZV7SA2410A* | CA*EA3626*3A* | Singlezone Ducted, Centrally Ducted | 23200 | 15800 | 2.5 | 17000 | 2
GOODMAN | GZV7SA | 215488025 | HRCU-A-CB | GZV7SA2410A* | CA*EA3626*3A* | Singlezone Ducted, Centrally Ducted | 23200 | 15800 | 2.5 | 17000 | 2
GOODMAN | GZV7SA | 215488024 | HRCU-A-CB | GZV7SA2410A* | CA*EA3626*3A* | Singlezone Ducted, Centrally Ducted | 23200 | 15800 | 2.5 | 17000 | 2
GOODMAN | GZV7SA | 215488023 | HRCU-A-CB | GZV7SA2410A* | CA*EA3626*3A* | Singlezone Ducted, Centrally Ducted | 23200 | 15800 | 2.5 | 17000 | 2
GOODMAN | GZV7SA | 215488022 | HRCU-A-CB | GZV7SA2410A* | CA*EA3022*3A* | Singlezone Ducted, Centrally Ducted | 23200 | 15800 | 2.5 | 17000 | 2
GOODMAN | GZV7SA | 215488021 | HRCU-A-CB | GZV7SA2410A* | CA*EA3022*3A* | Singlezone Ducted, Centrally Ducted | 23200 | 15800 | 2.5 | 17000 | 2
GOODMAN | GZV7SA | 215488020 | HRCU-A-CB | GZV7SA2410A* | CA*EA3022*3A* | Singlezone Ducted, Centrally Ducted | 23200 | 15800 | 2.5 | 17000 | 2
GOODMAN | GZV7SA | 215488019 | HRCU-A-CB | GZV7SA2410A* | CA*EA3022*3A* | Singlezone Ducted, Centrally Ducted | 23200 | 15800 | 2.5 | 17000 | 2
GOODMAN | GZV7SA | 215488018 | HRCU-A-CB | GZV7SA2410A* | CA*EA3022*3A* | Singlezone Ducted, Centrally Ducted | 23200 | 15800 | 2.5 | 17000 | 2
GOODMAN | GZV7SA | 215488017 | HRCU-A-CB | GZV7SA2410A* | CA*EA3022*3A* | Singlezone Ducted, Centrally Ducted | 23200 | 15800 | 2.5 | 17000 | 2
GOODMAN | GZV7SA | 215488016 | HRCU-A-CB | GZV7SA2410A* | CA*EA3022*3A* | Singlezone Ducted, Centrally Ducted | 23200 | 15800 | 2.5 | 17000 | 2
GOODMAN | GZV7SA | 215488015 | HRCU-A-CB | GZV7SA2410A* | CA*EA3022*3A* | Singlezone Ducted, Centrally Ducted | 23200 | 15800 | 2.5 | 17000 | 2
GOODMAN | GZV7SA | 215488014 | HRCU-A-CB | GZV7SA2410A* | CA*EA3022*3A* | Singlezone Ducted, Centrally Ducted | 23200 | 15800 | 2.5 | 17000 | 2
GOODMAN | GZV7SA | 215488013 | HRCU-A-CB | GZV7SA2410A* | CA*EA3022*3A* | Singlezone Ducted, Centrally Ducted | 23200 | 15800 | 2.5 | 17000 | 2
GOODMAN | GZV7SA | 215488012 | HRCU-A-CB | GZV7SA2410A* | CA*EA3022*3A* | Singlezone Ducted, Centrally Ducted | 23200 | 15800 | 2.5 | 17000 | 2
GOODMAN | GZV7SA | 215488011 | HRCU-A-CB | GZV7SA2410A* | CA*EA3022*3A* | Singlezone Ducted, Centrally Ducted | 23200 | 15800 | 2.5 | 17000 | 2
GOODMAN | GZV7SA | 215488010 | HRCU-A-CB | GZV7SA2410A* | CA*EA3022*3A* | Singlezone Ducted, Centrally Ducted | 23200 | 15800 | 2.5 | 17000 | 2
GOODMAN | GZV7SA | 215488009 | HRCU-A-CB | GZV7SA2410A* | CA*EA3022*3A* | Singlezone Ducted, Centrally Ducted | 23200 | 15800 | 2.5 | 17000 | 2
AMANA | AZV7SA | 215487752 | HRCU-A-CB | AZV7SA4810A* | CA*EA6030*3A* | Singlezone Ducted, Centrally Ducted | 47000 | 29000 | 2.5 | 33600 | 2
AMANA | AZV7SA | 215487751 | HRCU-A-CB | AZV7SA4810A* | CA*EA6030*3A* | Singlezone Ducted, Centrally Ducted | 47000 | 29000 | 2.5 | 33600 | 2
AMANA | AZV7SA | 215487750 | HRCU-A-CB | AZV7SA4810A* | CA*EA6030*3A* | Singlezone Ducted, Centrally Ducted | 47000 | 29000 | 2.5 | 33600 | 2
AMANA | AZV7SA | 215487749 | HRCU-A-CB | AZV7SA4810A* | CA*EA6030*3A* | Singlezone Ducted, Centrally Ducted | 47000 | 29000 | 2.5 | 33600 | 2
AMANA | AZV7SA | 215487748 | HRCU-A-CB | AZV7SA4810A* | CA*EA6030*3A* | Singlezone Ducted, Centrally Ducted | 47000 | 29000 | 2.5 | 33600 | 2
AMANA | AZV7SA | 215487747 | HRCU-A-CB | AZV7SA4810A* | CA*EA6030*3A* | Singlezone Ducted, Centrally Ducted | 47000 | 29000 | 2.5 | 33600 | 2
AMANA | AZV7SA | 215487746 | HRCU-A-CB | AZV7SA4810A* | CA*EA6030*3A* | Singlezone Ducted, Centrally Ducted | 47000 | 29000 | 2.5 | 33600 | 2
AMANA | AZV7SA | 215487745 | HRCU-A-CB | AZV7SA4810A* | CA*EA6030*3A* | Singlezone Ducted, Centrally Ducted | 47000 | 29000 | 2.5 | 33600 | 2
AMANA | AZV7SA | 215487744 | HRCU-A-CB | AZV7SA4810A* | CA*EA6030*3A* | Singlezone Ducted, Centrally Ducted | 47000 | 29000 | 2.5 | 33600 | 2
AMANA | AZV7SA | 215487743 | HRCU-A-CB | AZV7SA4810A* | CA*EA6030*3A* | Singlezone Ducted, Centrally Ducted | 47000 | 29000 | 2.5 | 33600 | 2
AMANA | AZV7SA | 215487722 | HRCU-A-CB | AZV7SA4210A* | CA*EA6030*3A* | Singlezone Ducted, Centrally Ducted | 41000 | 28000 | 2.5 | 31000 | 2
AMANA | AZV7SA | 215487721 | HRCU-A-CB | AZV7SA4210A* | CA*EA6030*3A* | Singlezone Ducted, Centrally Ducted | 41000 | 28000 | 2.5 | 31000 | 2
AMANA | AZV7SA | 215487720 | HRCU-A-CB | AZV7SA4210A* | CA*EA6030*3A* | Singlezone Ducted, Centrally Ducted | 41000 | 28000 | 2.5 | 31000 | 2
AMANA | AZV7SA | 215487719 | HRCU-A-CB | AZV7SA4210A* | CA*EA6030*3A* | Singlezone Ducted, Centrally Ducted | 41000 | 28000 | 2.5 | 31000 | 2
AMANA | AZV7SA | 215487718 | HRCU-A-CB | AZV7SA4210A* | CA*EA6030*3A* | Singlezone Ducted, Centrally Ducted | 41000 | 28000 | 2.5 | 31000 | 2
AMANA | AZV7SA | 215487717 | HRCU-A-CB | AZV7SA4210A* | CA*EA6030*3A* | Singlezone Ducted, Centrally Ducted | 41000 | 28000 | 2.5 | 31000 | 2
AMANA | AZV7SA | 215487716 | HRCU-A-CB | AZV7SA4210A* | CA*EA6030*3A* | Singlezone Ducted, Centrally Ducted | 41000 | 28000 | 2.5 | 31000 | 2
AMANA | AZV7SA | 215487715 | HRCU-A-CB | AZV7SA4210A* | CA*EA6030*3A* | Singlezone Ducted, Centrally Ducted | 41000 | 28000 | 2.5 | 31000 | 2
AMANA | AZV7SA | 215487714 | HRCU-A-CB | AZV7SA4210A* | CA*EA6030*3A* | Singlezone Ducted, Centrally Ducted | 41000 | 28000 | 2.5 | 31000 | 2
AMANA | AZV7SA | 215487713 | HRCU-A-CB | AZV7SA4210A* | CA*EA6030*3A* | Singlezone Ducted, Centrally Ducted | 41000 | 28000 | 2.5 | 31000 | 2
AMANA | AZV7SA | 215487688 | HRCU-A-CB | AZV7SA2410A* | CHPEA3026*3A* | Singlezone Ducted, Centrally Ducted | 23200 | 15800 | 2.5 | 17000 | 2
AMANA | AZV7SA | 215487687 | HRCU-A-CB | AZV7SA2410A* | CHPEA3026*3A* | Singlezone Ducted, Centrally Ducted | 23200 | 15800 | 2.5 | 17000 | 2
AMANA | AZV7SA | 215487686 | HRCU-A-CB | AZV7SA2410A* | CHPEA3026*3A* | Singlezone Ducted, Centrally Ducted | 23200 | 15800 | 2.5 | 17000 | 2
AMANA | AZV7SA | 215487685 | HRCU-A-CB | AZV7SA2410A* | CHPEA3026*3A* | Singlezone Ducted, Centrally Ducted | 23200 | 15800 | 2.5 | 17000 | 2
AMANA | AZV7SA | 215487684 | HRCU-A-CB | AZV7SA2410A* | CHPEA3026*3A* | Singlezone Ducted, Centrally Ducted | 23200 | 15800 | 2.5 | 17000 | 2
AMANA | AZV7SA | 215487683 | HRCU-A-CB | AZV7SA2410A* | CHPEA3026*3A* | Singlezone Ducted, Centrally Ducted | 23200 | 15800 | 2.5 | 17000 | 2
AMANA | AZV7SA | 215487682 | HRCU-A-CB | AZV7SA2410A* | CHPEA3026*3A* | Singlezone Ducted, Centrally Ducted | 23200 | 15800 | 2.5 | 17000 | 2
AMANA | AZV7SA | 215487681 | HRCU-A-CB | AZV7SA2410A* | CHPEA3026*3A* | Singlezone Ducted, Centrally Ducted | 23200 | 15800 | 2.5 | 17000 | 2
AMANA | AZV7SA | 215487680 | HRCU-A-CB | AZV7SA2410A* | CHPEA3026*3A* | Singlezone Ducted, Centrally Ducted | 23200 | 15800 | 2.5 | 17000 | 2
AMANA | AZV7SA | 215487679 | HRCU-A-CB | AZV7SA2410A* | CHPEA3026*3A* | Singlezone Ducted, Centrally Ducted | 23200 | 15800 | 2.5 | 17000 | 2
AMANA | AZV7SA | 215487678 | HRCU-A-CB | AZV7SA2410A* | CHPEA3026*3A* | Singlezone Ducted, Centrally Ducted | 23200 | 15800 | 2.5 | 17000 | 2
AMANA | AZV7SA | 215487677 | HRCU-A-CB | AZV7SA2410A* | CHPEA3026*3A* | Singlezone Ducted, Centrally Ducted | 23200 | 15800 | 2.5 | 17000 | 2
AMANA | AZV7SA | 215487676 | HRCU-A-CB | AZV7SA2410A* | CHPEA3026*3A* | Singlezone Ducted, Centrally Ducted | 23200 | 15800 | 2.5 | 17000 | 2
AMANA | AZV7SA | 215487675 | HRCU-A-CB | AZV7SA2410A* | CHPEA3026*3A* | Singlezone Ducted, Centrally Ducted | 23200 | 15800 | 2.5 | 17000 | 2
AMANA | AZV7SA | 215487674 | HRCU-A-CB | AZV7SA2410A* | CHPEA3026*3A* | Singlezone Ducted, Centrally Ducted | 23200 | 15800 | 2.5 | 17000 | 2
AMANA | AZV7SA | 215487673 | HRCU-A-CB | AZV7SA2410A* | CA*EA3626*3A* | Singlezone Ducted, Centrally Ducted | 23200 | 15800 | 2.5 | 17000 | 2
AMANA | AZV7SA | 215487672 | HRCU-A-CB | AZV7SA2410A* | CA*EA3626*3A* | Singlezone Ducted, Centrally Ducted | 23200 | 15800 | 2.5 | 17000 | 2
AMANA | AZV7SA | 215487671 | HRCU-A-CB | AZV7SA2410A* | CA*EA3626*3A* | Singlezone Ducted, Centrally Ducted | 23200 | 15800 | 2.5 | 17000 | 2
AMANA | AZV7SA | 215487670 | HRCU-A-CB | AZV7SA2410A* | CA*EA3626*3A* | Singlezone Ducted, Centrally Ducted | 23200 | 15800 | 2.5 | 17000 | 2
AMANA | AZV7SA | 215487669 | HRCU-A-CB | AZV7SA2410A* | CA*EA3626*3A* | Singlezone Ducted, Centrally Ducted | 23200 | 15800 | 2.5 | 17000 | 2
AMANA | AZV7SA | 215487668 | HRCU-A-CB | AZV7SA2410A* | CA*EA3626*3A* | Singlezone Ducted, Centrally Ducted | 23200 | 15800 | 2.5 | 17000 | 2
AMANA | AZV7SA | 215487667 | HRCU-A-CB | AZV7SA2410A* | CA*EA3626*3A* | Singlezone Ducted, Centrally Ducted | 23200 | 15800 | 2.5 | 17000 | 2
AMANA | AZV7SA | 215487666 | HRCU-A-CB | AZV7SA2410A* | CA*EA3626*3A* | Singlezone Ducted, Centrally Ducted | 23200 | 15800 | 2.5 | 17000 | 2
AMANA | AZV7SA | 215487665 | HRCU-A-CB | AZV7SA2410A* | CA*EA3626*3A* | Singlezone Ducted, Centrally Ducted | 23200 | 15800 | 2.5 | 17000 | 2
AMANA | AZV7SA | 215487664 | HRCU-A-CB | AZV7SA2410A* | CA*EA3626*3A* | Singlezone Ducted, Centrally Ducted | 23200 | 15800 | 2.5 | 17000 | 2
AMANA | AZV7SA | 215487663 | HRCU-A-CB | AZV7SA2410A* | CA*EA3626*3A* | Singlezone Ducted, Centrally Ducted | 23200 | 15800 | 2.5 | 17000 | 2
AMANA | AZV7SA | 215487662 | HRCU-A-CB | AZV7SA2410A* | CA*EA3626*3A* | Singlezone Ducted, Centrally Ducted | 23200 | 15800 | 2.5 | 17000 | 2
AMANA | AZV7SA | 215487661 | HRCU-A-CB | AZV7SA2410A* | CA*EA3626*3A* | Singlezone Ducted, Centrally Ducted | 23200 | 15800 | 2.5 | 17000 | 2
AMANA | AZV7SA | 215487660 | HRCU-A-CB | AZV7SA2410A* | CA*EA3626*3A* | Singlezone Ducted, Centrally Ducted | 23200 | 15800 | 2.5 | 17000 | 2
AMANA | AZV7SA | 215487659 | HRCU-A-CB | AZV7SA2410A* | CA*EA3626*3A* | Singlezone Ducted, Centrally Ducted | 23200 | 15800 | 2.5 | 17000 | 2
AMANA | AZV7SA | 215487658 | HRCU-A-CB | AZV7SA2410A* | CA*EA3022*3A* | Singlezone Ducted, Centrally Ducted | 23200 | 15800 | 2.5 | 17000 | 2
AMANA | AZV7SA | 215487657 | HRCU-A-CB | AZV7SA2410A* | CA*EA3022*3A* | Singlezone Ducted, Centrally Ducted | 23200 | 15800 | 2.5 | 17000 | 2
AMANA | AZV7SA | 215487656 | HRCU-A-CB | AZV7SA2410A* | CA*EA3022*3A* | Singlezone Ducted, Centrally Ducted | 23200 | 15800 | 2.5 | 17000 | 2
AMANA | AZV7SA | 215487655 | HRCU-A-CB | AZV7SA2410A* | CA*EA3022*3A* | Singlezone Ducted, Centrally Ducted | 23200 | 15800 | 2.5 | 17000 | 2
AMANA | AZV7SA | 215487654 | HRCU-A-CB | AZV7SA2410A* | CA*EA3022*3A* | Singlezone Ducted, Centrally Ducted | 23200 | 15800 | 2.5 | 17000 | 2
AMANA | AZV7SA | 215487653 | HRCU-A-CB | AZV7SA2410A* | CA*EA3022*3A* | Singlezone Ducted, Centrally Ducted | 23200 | 15800 | 2.5 | 17000 | 2
AMANA | AZV7SA | 215487652 | HRCU-A-CB | AZV7SA2410A* | CA*EA3022*3A* | Singlezone Ducted, Centrally Ducted | 23200 | 15800 | 2.5 | 17000 | 2
AMANA | AZV7SA | 215487651 | HRCU-A-CB | AZV7SA2410A* | CA*EA3022*3A* | Singlezone Ducted, Centrally Ducted | 23200 | 15800 | 2.5 | 17000 | 2
AMANA | AZV7SA | 215487650 | HRCU-A-CB | AZV7SA2410A* | CA*EA3022*3A* | Singlezone Ducted, Centrally Ducted | 23200 | 15800 | 2.5 | 17000 | 2
AMANA | AZV7SA | 215487649 | HRCU-A-CB | AZV7SA2410A* | CA*EA3022*3A* | Singlezone Ducted, Centrally Ducted | 23200 | 15800 | 2.5 | 17000 | 2
AMANA | AZV7SA | 215487648 | HRCU-A-CB | AZV7SA2410A* | CA*EA3022*3A* | Singlezone Ducted, Centrally Ducted | 23200 | 15800 | 2.5 | 17000 | 2
AMANA | AZV7SA | 215487647 | HRCU-A-CB | AZV7SA2410A* | CA*EA3022*3A* | Singlezone Ducted, Centrally Ducted | 23200 | 15800 | 2.5 | 17000 | 2
AMANA | AZV7SA | 215487646 | HRCU-A-CB | AZV7SA2410A* | CA*EA3022*3A* | Singlezone Ducted, Centrally Ducted | 23200 | 15800 | 2.5 | 17000 | 2
AMANA | AZV7SA | 215487645 | HRCU-A-CB | AZV7SA2410A* | CA*EA3022*3A* | Singlezone Ducted, Centrally Ducted | 23200 | 15800 | 2.5 | 17000 | 2
DAIKIN | DH7VSA | 215487446 | HRCU-A-CB | DH7VSA4810A* | CA*EA6030*3A* | Singlezone Ducted, Centrally Ducted | 47000 | 29000 | 2.5 | 33600 | 2
DAIKIN | DH7VSA | 215487445 | HRCU-A-CB | DH7VSA4810A* | CA*EA6030*3A* | Singlezone Ducted, Centrally Ducted | 47000 | 29000 | 2.5 | 33600 | 2
DAIKIN | DH7VSA | 215487444 | HRCU-A-CB | DH7VSA4810A* | CA*EA6030*3A* | Singlezone Ducted, Centrally Ducted | 47000 | 29000 | 2.5 | 33600 | 2
DAIKIN | DH7VSA | 215487443 | HRCU-A-CB | DH7VSA4810A* | CA*EA6030*3A* | Singlezone Ducted, Centrally Ducted | 47000 | 29000 | 2.5 | 33600 | 2
DAIKIN | DH7VSA | 215487442 | HRCU-A-CB | DH7VSA4810A* | CA*EA6030*3A* | Singlezone Ducted, Centrally Ducted | 47000 | 29000 | 2.5 | 33600 | 2
DAIKIN | DH7VSA | 215487441 | HRCU-A-CB | DH7VSA4810A* | CA*EA6030*3A* | Singlezone Ducted, Centrally Ducted | 47000 | 29000 | 2.5 | 33600 | 2
DAIKIN | DH7VSA | 215487440 | HRCU-A-CB | DH7VSA4810A* | CA*EA6030*3A* | Singlezone Ducted, Centrally Ducted | 47000 | 29000 | 2.5 | 33600 | 2
DAIKIN | DH7VSA | 215487439 | HRCU-A-CB | DH7VSA4810A* | CA*EA6030*3A* | Singlezone Ducted, Centrally Ducted | 47000 | 29000 | 2.5 | 33600 | 2
DAIKIN | DH7VSA | 215487422 | HRCU-A-CB | DH7VSA4210A* | CA*EA6030*3A* | Singlezone Ducted, Centrally Ducted | 41000 | 28000 | 2.5 | 31000 | 2
DAIKIN | DH7VSA | 215487421 | HRCU-A-CB | DH7VSA4210A* | CA*EA6030*3A* | Singlezone Ducted, Centrally Ducted | 41000 | 28000 | 2.5 | 31000 | 2
DAIKIN | DH7VSA | 215487420 | HRCU-A-CB | DH7VSA4210A* | CA*EA6030*3A* | Singlezone Ducted, Centrally Ducted | 41000 | 28000 | 2.5 | 31000 | 2
DAIKIN | DH7VSA | 215487419 | HRCU-A-CB | DH7VSA4210A* | CA*EA6030*3A* | Singlezone Ducted, Centrally Ducted | 41000 | 28000 | 2.5 | 31000 | 2
DAIKIN | DH7VSA | 215487418 | HRCU-A-CB | DH7VSA4210A* | CA*EA6030*3A* | Singlezone Ducted, Centrally Ducted | 41000 | 28000 | 2.5 | 31000 | 2
DAIKIN | DH7VSA | 215487417 | HRCU-A-CB | DH7VSA4210A* | CA*EA6030*3A* | Singlezone Ducted, Centrally Ducted | 41000 | 28000 | 2.5 | 31000 | 2
DAIKIN | DH7VSA | 215487416 | HRCU-A-CB | DH7VSA4210A* | CA*EA6030*3A* | Singlezone Ducted, Centrally Ducted | 41000 | 28000 | 2.5 | 31000 | 2
DAIKIN | DH7VSA | 215487415 | HRCU-A-CB | DH7VSA4210A* | CA*EA6030*3A* | Singlezone Ducted, Centrally Ducted | 41000 | 28000 | 2.5 | 31000 | 2
DAIKIN | DH7VSA | 215487394 | HRCU-A-CB | DH7VSA2410A* | CHPEA3026*3A* | Singlezone Ducted, Centrally Ducted | 23200 | 15800 | 2.5 | 17000 | 2
DAIKIN | DH7VSA | 215487393 | HRCU-A-CB | DH7VSA2410A* | CHPEA3026*3A* | Singlezone Ducted, Centrally Ducted | 23200 | 15800 | 2.5 | 17000 | 2
DAIKIN | DH7VSA | 215487392 | HRCU-A-CB | DH7VSA2410A* | CHPEA3026*3A* | Singlezone Ducted, Centrally Ducted | 23200 | 15800 | 2.5 | 17000 | 2
DAIKIN | DH7VSA | 215487391 | HRCU-A-CB | DH7VSA2410A* | CHPEA3026*3A* | Singlezone Ducted, Centrally Ducted | 23200 | 15800 | 2.5 | 17000 | 2
DAIKIN | DH7VSA | 215487390 | HRCU-A-CB | DH7VSA2410A* | CHPEA3026*3A* | Singlezone Ducted, Centrally Ducted | 23200 | 15800 | 2.5 | 17000 | 2
DAIKIN | DH7VSA | 215487389 | HRCU-A-CB | DH7VSA2410A* | CHPEA3026*3A* | Singlezone Ducted, Centrally Ducted | 23200 | 15800 | 2.5 | 17000 | 2
DAIKIN | DH7VSA | 215487388 | HRCU-A-CB | DH7VSA2410A* | CHPEA3026*3A* | Singlezone Ducted, Centrally Ducted | 23200 | 15800 | 2.5 | 17000 | 2
DAIKIN | DH7VSA | 215487387 | HRCU-A-CB | DH7VSA2410A* | CHPEA3026*3A* | Singlezone Ducted, Centrally Ducted | 23200 | 15800 | 2.5 | 17000 | 2
DAIKIN | DH7VSA | 215487386 | HRCU-A-CB | DH7VSA2410A* | CHPEA3026*3A* | Singlezone Ducted, Centrally Ducted | 23200 | 15800 | 2.5 | 17000 | 2
DAIKIN | DH7VSA | 215487385 | HRCU-A-CB | DH7VSA2410A* | CHPEA3026*3A* | Singlezone Ducted, Centrally Ducted | 23200 | 15800 | 2.5 | 17000 | 2
DAIKIN | DH7VSA | 215487384 | HRCU-A-CB | DH7VSA2410A* | CHPEA3026*3A* | Singlezone Ducted, Centrally Ducted | 23200 | 15800 | 2.5 | 17000 | 2
DAIKIN | DH7VSA | 215487383 | HRCU-A-CB | DH7VSA2410A* | CA*EA3626*3A* | Singlezone Ducted, Centrally Ducted | 23200 | 15800 | 2.5 | 17000 | 2
DAIKIN | DH7VSA | 215487382 | HRCU-A-CB | DH7VSA2410A* | CA*EA3626*3A* | Singlezone Ducted, Centrally Ducted | 23200 | 15800 | 2.5 | 17000 | 2
DAIKIN | DH7VSA | 215487381 | HRCU-A-CB | DH7VSA2410A* | CA*EA3626*3A* | Singlezone Ducted, Centrally Ducted | 23200 | 15800 | 2.5 | 17000 | 2
DAIKIN | DH7VSA | 215487380 | HRCU-A-CB | DH7VSA2410A* | CA*EA3626*3A* | Singlezone Ducted, Centrally Ducted | 23200 | 15800 | 2.5 | 17000 | 2
DAIKIN | DH7VSA | 215487379 | HRCU-A-CB | DH7VSA2410A* | CA*EA3626*3A* | Singlezone Ducted, Centrally Ducted | 23200 | 15800 | 2.5 | 17000 | 2
DAIKIN | DH7VSA | 215487378 | HRCU-A-CB | DH7VSA2410A* | CA*EA3626*3A* | Singlezone Ducted, Centrally Ducted | 23200 | 15800 | 2.5 | 17000 | 2
DAIKIN | DH7VSA | 215487377 | HRCU-A-CB | DH7VSA2410A* | CA*EA3626*3A* | Singlezone Ducted, Centrally Ducted | 23200 | 15800 | 2.5 | 17000 | 2
DAIKIN | DH7VSA | 215487376 | HRCU-A-CB | DH7VSA2410A* | CA*EA3626*3A* | Singlezone Ducted, Centrally Ducted | 23200 | 15800 | 2.5 | 17000 | 2
DAIKIN | DH7VSA | 215487375 | HRCU-A-CB | DH7VSA2410A* | CA*EA3626*3A* | Singlezone Ducted, Centrally Ducted | 23200 | 15800 | 2.5 | 17000 | 2
DAIKIN | DH7VSA | 215487374 | HRCU-A-CB | DH7VSA2410A* | CA*EA3626*3A* | Singlezone Ducted, Centrally Ducted | 23200 | 15800 | 2.5 | 17000 | 2
DAIKIN | DH7VSA | 215487373 | HRCU-A-CB | DH7VSA2410A* | CA*EA3626*3A* | Singlezone Ducted, Centrally Ducted | 23200 | 15800 | 2.5 | 17000 | 2
DAIKIN | DH7VSA | 215487372 | HRCU-A-CB | DH7VSA2410A* | CA*EA3022*3A* | Singlezone Ducted, Centrally Ducted | 23200 | 15800 | 2.5 | 17000 | 2
DAIKIN | DH7VSA | 215487371 | HRCU-A-CB | DH7VSA2410A* | CA*EA3022*3A* | Singlezone Ducted, Centrally Ducted | 23200 | 15800 | 2.5 | 17000 | 2
DAIKIN | DH7VSA | 215487370 | HRCU-A-CB | DH7VSA2410A* | CA*EA3022*3A* | Singlezone Ducted, Centrally Ducted | 23200 | 15800 | 2.5 | 17000 | 2
DAIKIN | DH7VSA | 215487369 | HRCU-A-CB | DH7VSA2410A* | CA*EA3022*3A* | Singlezone Ducted, Centrally Ducted | 23200 | 15800 | 2.5 | 17000 | 2
DAIKIN | DH7VSA | 215487368 | HRCU-A-CB | DH7VSA2410A* | CA*EA3022*3A* | Singlezone Ducted, Centrally Ducted | 23200 | 15800 | 2.5 | 17000 | 2
DAIKIN | DH7VSA | 215487367 | HRCU-A-CB | DH7VSA2410A* | CA*EA3022*3A* | Singlezone Ducted, Centrally Ducted | 23200 | 15800 | 2.5 | 17000 | 2
DAIKIN | DH7VSA | 215487366 | HRCU-A-CB | DH7VSA2410A* | CA*EA3022*3A* | Singlezone Ducted, Centrally Ducted | 23200 | 15800 | 2.5 | 17000 | 2
DAIKIN | DH7VSA | 215487365 | HRCU-A-CB | DH7VSA2410A* | CA*EA3022*3A* | Singlezone Ducted, Centrally Ducted | 23200 | 15800 | 2.5 | 17000 | 2
DAIKIN | DH7VSA | 215487364 | HRCU-A-CB | DH7VSA2410A* | CA*EA3022*3A* | Singlezone Ducted, Centrally Ducted | 23200 | 15800 | 2.5 | 17000 | 2
DAIKIN | DH7VSA | 215487363 | HRCU-A-CB | DH7VSA2410A* | CA*EA3022*3A* | Singlezone Ducted, Centrally Ducted | 23200 | 15800 | 2.5 | 17000 | 2
CUSTOM COMFORT | COOX Series | 215746001 | HRCU-A-CB | CCOXHBSZ60CHP | CCOXHBSD60 | Singlezone Ducted, Compact Ducted | 60000 | 45000 | 2.72 | 53500 | 2.1
CUSTOM COMFORT | COOX Series | 215746000 | HRCU-A-CB | CCOXHBSZ48CHP | CCOXHBSD48 | Singlezone Ducted, Compact Ducted | 52000 | 45000 | 2.61 | 47500 | 2
CUSTOM COMFORT | COOX Series | 215745999 | HRCU-A-CB | CCOXHBSZ36CHP | CCOXHBSD36 | Singlezone Ducted, Compact Ducted | 42000 | 31600 | 2.73 | 37600 | 2.1
CUSTOM COMFORT | COOX Series | 215745987 | HRCU-A-CB | CCOXHBSZ24HP | CCOXHBSD24 | Singlezone Ducted, Compact Ducted | 26000 | 21600 | 2.71 | 24000 | 2.18
CUSTOM COMFORT | COOX Series | 215745986 | HRCU-A-CB | CCOXHBSZ17HP | CCOXHBSD18 | Singlezone Ducted, Compact Ducted | 19500 | 15000 | 2.89 | 18000 | 2.1
CUSTOM COMFORT | COOX Series | 215745985 | HRCU-A-CB | CCOXHBSZ12HP | CCOXHBSD12 | Singlezone Ducted, Compact Ducted | 12000 | 10200 | 2.6 | 12000 | 1.95
CUSTOM COMFORT | COOX Series | 215745983 | HRCU-A-CB | CCOXHBSZ06HP | CCOXHBSD06 | Singlezone Ducted, Compact Ducted | 8000 | 8000 | 2.69 | 7800 | 2.41
CUSTOM COMFORT | COOX Series | 215746019 | HMSV-A-CB | CCOXHBMZ655HP |  | Multizone Mix of Ducted and Non-Ducted | 55000 | 44500 | 2.65 | 47500 | 2.05
CUSTOM COMFORT | COOX Series | 215746018 | HMSV-A-CB | CCOXHBMZ655HP |  | Multizone All Ducted | 55000 | 45000 | 2.7 | 48000 | 2.1
CUSTOM COMFORT | COOX Series | 215746017 | HMSR-A-CB-O | CCOXHBMZ655HP |  | Multizone All Non-Ducted | 55000 | 44000 | 2.6 | 47000 | 2
CUSTOM COMFORT | COOX Series | 215746016 | HMSV-A-CB | CCOXHBMZ648HP |  | Multizone Mix of Ducted and Non-Ducted | 48500 | 44000 | 2.6 | 47500 | 2
CUSTOM COMFORT | COOX Series | 215746015 | HMSV-A-CB | CCOXHBMZ648HP |  | Multizone All Ducted | 48000 | 44500 | 2.6 | 48000 | 2
CUSTOM COMFORT | COOX Series | 215746014 | HMSR-A-CB-O | CCOXHBMZ648HP |  | Multizone All Non-Ducted | 49000 | 44000 | 2.6 | 47000 | 2
CUSTOM COMFORT | COOX Series | 215746010 | HMSV-A-CB | CCOXHBMZ427HP |  | Multizone Mix of Ducted and Non-Ducted | 27400 | 24000 | 2.5 | 27000 | 2
CUSTOM COMFORT | COOX Series | 215746008 | HMSR-A-CB-O | CCOXHBMZ427HP |  | Multizone All Non-Ducted | 27000 | 25000 | 2.6 | 27000 | 2
CUSTOM COMFORT | COOX Series | 215746007 | HMSV-A-CB | CCOXHBMZ318HP |  | Multizone Mix of Ducted and Non-Ducted | 20000 | 17300 | 2.65 | 18500 | 2
CUSTOM COMFORT | COOX Series | 215746006 | HMSV-A-CB | CCOXHBMZ318HP |  | Multizone All Ducted | 20000 | 17000 | 2.59 | 18000 | 2
CUSTOM COMFORT | COOX Series | 215746005 | HMSR-A-CB-O | CCOXHBMZ318HP |  | Multizone All Non-Ducted | 20000 | 17600 | 2.7 | 19000 | 2
CUSTOM COMFORT | COOX Series | 215745992 | HRCU-A-CB-O | CCOXHBSZ24HP | CCOXHBFC24 | Singlezone Non-Ducted, Floor Placement | 26000 | 20200 | 2.74 | 24200 | 2.16
CUSTOM COMFORT | COOX Series | 215745982 | HRCU-A-CB-O | CCOXHBSZ24HP | CCOXHB4C24 | Singlezone Non-Ducted, Wall Placement | 25000 | 20400 | 2.78 | 23800 | 2.23
CUSTOM COMFORT | COOX Series | 215745990 | HRCU-A-CB-O | CCOXHBSZ17HP | CCOXHBFM18 | Singlezone Non-Ducted, Wall Placement | 17000 | 14200 | 2.6 | 17500 | 1.95
CUSTOM COMFORT | COOX Series | 215745981 | HRCU-A-CB-O | CCOXHBSZ17HP | CCOXHB4C18 | Singlezone Non-Ducted, Ceiling Placement | 19000 | 14900 | 2.7 | 17000 | 1.9
CUSTOM COMFORT | COOX Series | 215745976 | HRCU-A-CB-O | CCOXHBSZ17HP | CCOXHBWM18 | Singlezone Non-Ducted, Wall Placement | 18000 | 15000 | 2.56 | 18000 | 1.92
CUSTOM COMFORT | COOX Series | 215745980 | HRCU-A-CB-O | CCOXHBSZ12HP | CCOXHB4C12 | Singlezone Non-Ducted, Ceiling Placement | 12000 | 10000 | 2.74 | 11500 | 1.99
CUSTOM COMFORT | COOX Series | 215745995 | HRCU-A-CB-O | CCOXHBSZ12HP | CCOXHB1C12 | Singlezone Non-Ducted, Ceiling Placement | 12500 | 9600 | 2.65 | 11500 | 1.99
CUSTOM COMFORT | COOX Series | 215745993 | HRCU-A-CB-O | CCOXHBSZ06HP | CCOXHB1C06 | Singlezone Non-Ducted, Ceiling Placement | 7400 | 7000 | 2.66 | 8100 | 2.4
CUSTOM COMFORT | COOX Series | 215745973 | HRCU-A-CB-O | CCOXHBSZ06HP | CCOXHBWM06 | Singlezone Non-Ducted, Wall Placement | 7000 | 7900 | 2.79 | 7700 | 2.4
CUSTOM COMFORT | COOX Series | 215746002 | HRCU-A-CB-O | CCOXHBSZ36CHP | CCOXHBFC36 | Singlezone Non-Ducted, Floor Placement | 38000 | 30200 | 2.58 | 39500 | 2.02
CUSTOM COMFORT | COOX Series | 215745997 | HRCU-A-CB-O | CCOXHBSZ36CHP | CCOXHB4C36 | Singlezone Non-Ducted, Wall Placement | 37000 | 30600 | 2.56 | 37000 | 1.95
CUSTOM COMFORT | COOX Series | 215745978 | HRCU-A-CB-O | CCOXHBSZ33HP | CCOXHBWM33 | Singlezone Non-Ducted, Wall Placement | 36000 | 30000 | 2.69 | 35000 | 1.98
CUSTOM COMFORT | COOX Series | 215745977 | HRCU-A-CB-O | CCOXHBSZ24HP | CCOXHBWM24 | Singlezone Non-Ducted, Wall Placement | 29000 | 21000 | 2.88 | 24200 | 2.34
INNOVAIR | MDH Series | 215735337 | HRCU-A-CB | MOS60H2BH0A | MDH60H2MHWA | Singlezone Ducted, Compact Ducted | 60000 | 45000 | 2.72 | 53500 | 2.1
INNOVAIR | MDH Series | 215735336 | HRCU-A-CB | MOS48H2BH0A | MDH48H2MHWA | Singlezone Ducted, Compact Ducted | 52000 | 45000 | 2.61 | 47500 | 2
INNOVAIR | MDH Series | 215735335 | HRCU-A-CB | MOS36H2BH0A | MDH36H2MHWA | Singlezone Ducted, Compact Ducted | 42000 | 31600 | 2.73 | 37600 | 2.1
INNOVAIR | MOM Series | 215725542 | HMSV-A-CB | MOM48H2BH6B |  | Multizone Mix of Ducted and Non-Ducted | 48500 | 44000 | 2.6 | 47500 | 2
INNOVAIR | MOM Series | 215725541 | HMSV-A-CB | MOM48H2BH6B |  | Multizone All Ducted | 48000 | 44500 | 2.6 | 48000 | 2
INNOVAIR | MOM Series | 215725540 | HMSR-A-CB-O | MOM48H2BH6B |  | Multizone All Non-Ducted | 49000 | 44000 | 2.6 | 47000 | 2
INNOVAIR | MOM Series | 215725536 | HMSV-A-CB | MOM27H2BH4B |  | Multizone Mix of Ducted and Non-Ducted | 27400 | 24000 | 2.5 | 27000 | 2
INNOVAIR | MOM Series | 215725534 | HMSR-A-CB-O | MOM27H2BH4B |  | Multizone All Non-Ducted | 27000 | 25000 | 2.6 | 27000 | 2
INNOVAIR | MOM Series | 215725533 | HMSV-A-CB | MOM18H2BH3B |  | Multizone Mix of Ducted and Non-Ducted | 20000 | 17300 | 2.65 | 18500 | 2
INNOVAIR | MOM Series | 215725532 | HMSV-A-CB | MOM18H2BH3B |  | Multizone All Ducted | 20000 | 17000 | 2.59 | 18000 | 2
INNOVAIR | MFC Series | 215735338 | HRCU-A-CB-O | MOS36H2BH0A | MFC36H2BHRB | Singlezone Non-Ducted, Floor Placement | 38000 | 30200 | 2.58 | 39500 | 2.02
INNOVAIR | MCS Series | 215735333 | HRCU-A-CB-O | MOS36H2BH0A | MCS36H2BHRB | Singlezone Non-Ducted, Wall Placement | 37000 | 30600 | 2.56 | 37000 | 1.95
INNOVAIR | MDH Series | 215725463 | HRCU-A-CB | MOS24H2BM0A | MDH24H2MHWA | Singlezone Ducted, Compact Ducted | 25000 | 21200 | 2.6 | 19000 | 2.3
INNOVAIR | MDH Series | 215725462 | HRCU-A-CB | MOS18H2BM0A | MDH18H2MHWA | Singlezone Ducted, Compact Ducted | 20000 | 14900 | 2.89 | 14200 | 2.41
INNOVAIR | MDL Series | 215725459 | HRCU-A-CB | MOS18H2BM0A | MDL18H2MHWA | Singlezone Ducted, Compact Ducted | 20000 | 14000 | 2.6 | 14000 | 2.19
INNOVAIR | MDH Series | 215725461 | HRCU-A-CB | MOS12H2BM0A | MDH12H2MHWA | Singlezone Ducted, Compact Ducted | 12000 | 9100 | 2.78 | 8900 | 2.44
INNOVAIR | MDL Series | 215725458 | HRCU-A-CB | MOS12H2BM0A | MDL12H2MHWA | Singlezone Ducted, Compact Ducted | 12000 | 9500 | 2.58 | 8800 | 2.24
INNOVAIR | MDH Series | 215725460 | HRCU-A-CB | MOS09H2BM0A | MDH09H2MHWA | Singlezone Ducted, Compact Ducted | 10000 | 9300 | 2.9 | 8300 | 2.32
INNOVAIR | MDL Series | 215725457 | HRCU-A-CB | MOS09H2BM0A | MDL09H2MHWA | Singlezone Ducted, Compact Ducted | 10000 | 8900 | 2.61 | 8600 | 2.25
INNOVAIR | MDH Series | 215725473 | HRCU-A-CB | MOS24H2BH0A | MDH24H2MHWA | Singlezone Ducted, Compact Ducted | 26000 | 21600 | 2.71 | 24000 | 2.18
INNOVAIR | MDH Series | 215725472 | HRCU-A-CB | MOS18H2BH0A | MDH18H2MHWA | Singlezone Ducted, Compact Ducted | 19500 | 15000 | 2.89 | 18000 | 2.1
INNOVAIR | MDL Series | 215725469 | HRCU-A-CB | MOS18H2BH0A | MDL18H2MHWA | Singlezone Ducted, Compact Ducted | 19000 | 15000 | 2.7 | 18000 | 2
INNOVAIR | MDH Series | 215725471 | HRCU-A-CB | MOS12H2BH0A | MDH12H2MHWA | Singlezone Ducted, Compact Ducted | 12000 | 10200 | 2.6 | 12000 | 1.95
INNOVAIR | MOM Series | 215725500 | HMSV-A-CB | MOM48H2BM6A |  | Multizone Mix of Ducted and Non-Ducted | 47500 | 37400 | 2.5 | 37000 | 2.05
INNOVAIR | MOM Series | 215725499 | HMSV-A-CB | MOM48H2BM6A |  | Multizone All Ducted | 47000 | 37000 | 2.5 | 38000 | 2.1
INNOVAIR | MOM Series | 215725498 | HMSR-A-CB-O | MOM48H2BM6A |  | Multizone All Non-Ducted | 48000 | 38000 | 2.5 | 36000 | 2
INNOVAIR | MOM Series | 215725494 | HMSV-A-CB | MOM27H2BM4A |  | Multizone Mix of Ducted and Non-Ducted | 26800 | 18400 | 2.56 | 18900 | 2
INNOVAIR | MOM Series | 215725493 | HMSV-A-CB | MOM27H2BM4A |  | Multizone All Ducted | 26600 | 18400 | 2.5 | 18800 | 2
INNOVAIR | MOM Series | 215725492 | HMSR-A-CB-O | MOM27H2BM4A |  | Multizone All Non-Ducted | 27000 | 18400 | 2.61 | 19000 | 2
INNOVAIR | MOM Series | 215725527 | HMSV-A-CB | MOM48H2BH6A |  | Multizone Mix of Ducted and Non-Ducted | 48500 | 44000 | 2.6 | 47500 | 2
INNOVAIR | MOM Series | 215725526 | HMSV-A-CB | MOM48H2BH6A |  | Multizone All Ducted | 48000 | 44500 | 2.6 | 48000 | 2
INNOVAIR | MOM Series | 215725525 | HMSR-A-CB-O | MOM48H2BH6A |  | Multizone All Non-Ducted | 49000 | 44000 | 2.6 | 47000 | 2
INNOVAIR | MOM Series | 215725521 | HMSV-A-CB | MOM27H2BH4A |  | Multizone Mix of Ducted and Non-Ducted | 27400 | 24000 | 2.5 | 27000 | 2
INNOVAIR | MOM Series | 215725519 | HMSR-A-CB-O | MOM27H2BH4A |  | Multizone All Non-Ducted | 27000 | 25000 | 2.6 | 27000 | 2
INNOVAIR | MOM Series | 215725518 | HMSV-A-CB | MOM18H2BH3A |  | Multizone Mix of Ducted and Non-Ducted | 20000 | 17300 | 2.65 | 18500 | 2
INNOVAIR | MOM Series | 215725517 | HMSV-A-CB | MOM18H2BH3A |  | Multizone All Ducted | 20000 | 17000 | 2.59 | 18000 | 2
INNOVAIR | MOM Series | 215725516 | HMSR-A-CB-O | MOM18H2BH3A |  | Multizone All Non-Ducted | 20000 | 17600 | 2.7 | 19000 | 2
INNOVAIR | MOM Series | 215725512 | HMSV-A-CB | MOM48H2BM6B |  | Multizone Mix of Ducted and Non-Ducted | 47500 | 37400 | 2.5 | 37000 | 2.05
INNOVAIR | MOM Series | 215725511 | HMSV-A-CB | MOM48H2BM6B |  | Multizone All Ducted | 47000 | 37000 | 2.5 | 38000 | 2.1
INNOVAIR | MOM Series | 215725510 | HMSR-A-CB-O | MOM48H2BM6B |  | Multizone All Non-Ducted | 48000 | 38000 | 2.5 | 36000 | 2
INNOVAIR | MOM Series | 215725506 | HMSV-A-CB | MOM27H2BM4B |  | Multizone Mix of Ducted and Non-Ducted | 26800 | 18400 | 2.56 | 18900 | 2
INNOVAIR | MOM Series | 215725505 | HMSV-A-CB | MOM27H2BM4B |  | Multizone All Ducted | 26600 | 18400 | 2.5 | 18800 | 2
INNOVAIR | MOM Series | 215725504 | HMSR-A-CB-O | MOM27H2BM4B |  | Multizone All Non-Ducted | 27000 | 18400 | 2.61 | 19000 | 2
INNOVAIR | MOM Series | 215725491 | HMSV-A-CB | MOM18H2BM3A |  | Multizone Mix of Ducted and Non-Ducted | 19000 | 14100 | 2.55 | 14000 | 2.31
INNOVAIR | MOM Series | 215725489 | HMSR-A-CB-O | MOM18H2BM3A |  | Multizone All Non-Ducted | 19000 | 13600 | 2.81 | 13500 | 2.3
INNOVAIR | MOM Series | 215725531 | HMSR-A-CB-O | MOM18H2BH3B |  | Multizone All Non-Ducted | 20000 | 17600 | 2.7 | 19000 | 2
INNOVAIR | MHW Series | 215725430 | HRCU-A-CB-O | MOS09H2BE5A | MHW09H2BERA | Singlezone Non-Ducted, Wall Placement | 10000 | 8000 | 2.58 | 7000 | 2.16
INNOVAIR | MFC Series | 215725484 | HRCU-A-CB-O | MOS24H2BH0A | MFC24H2BHRB | Singlezone Non-Ducted, Floor Placement | 26000 | 20200 | 2.74 | 24200 | 2.16
INNOVAIR | MCS Series | 215725456 | HRCU-A-CB-O | MOS24H2BH0A | MCS24H2BHRB | Singlezone Non-Ducted, Wall Placement | 25000 | 20400 | 2.78 | 23800 | 2.23
INNOVAIR | MCW Series | 215725477 | HRCU-A-CB-O | MOS18H2BH0A | MCW16H2BHRB | Singlezone Non-Ducted, Wall Placement | 17000 | 14200 | 2.6 | 17500 | 1.95
INNOVAIR | MCS Series | 215725455 | HRCU-A-CB-O | MOS18H2BH0A | MCS18H2BHRB | Singlezone Non-Ducted, Ceiling Placement | 19000 | 14900 | 2.7 | 17000 | 1.9
INNOVAIR | MHW Series | 215725445 | HRCU-A-CB-O | MOS18H2BH0A | MHW18H2BHRB | Singlezone Non-Ducted, Wall Placement | 18000 | 15000 | 2.56 | 18000 | 1.92
INNOVAIR | MCS Series | 215725454 | HRCU-A-CB-O | MOS12H2BH0A | MCS12H2BHRB | Singlezone Non-Ducted, Ceiling Placement | 12000 | 10000 | 2.74 | 11500 | 1.99
INNOVAIR | MHW Series | 215725442 | HRCU-A-CB-O | MOS06H2BH0A | MHW06H2BHRB | Singlezone Non-Ducted, Wall Placement | 7000 | 7900 | 2.79 | 7700 | 2.4
INNOVAIR | MCS Series | 215725451 | HRCU-A-CB-O | MOS36H2BM0A | MCS36H2BHRB | Singlezone Non-Ducted, Wall Placement | 38000 | 26800 | 2.68 | 26600 | 2.2
INNOVAIR | MFC Series | 215725479 | HRCU-A-CB-O | MOS24H2BM0A | MFC24H2BHRB | Singlezone Non-Ducted, Floor Placement | 24400 | 20000 | 2.56 | 18600 | 2.27
INNOVAIR | MHW Series | 215725441 | HRCU-A-CB-O | MOS24H2BM0A | MHW24H2BHRB | Singlezone Non-Ducted, Wall Placement | 25000 | 18800 | 2.65 | 19600 | 2.54
INNOVAIR | MFC Series | 215725478 | HRCU-A-CB-O | MOS18H2BM0A | MFC18H2BHRB | Singlezone Non-Ducted, Floor Placement | 18000 | 13700 | 2.51 | 12800 | 2.05
INNOVAIR | MCW Series | 215725475 | HRCU-A-CB-O | MOS18H2BM0A | MCW16H2BHRB | Singlezone Non-Ducted, Wall Placement | 17000 | 14100 | 2.75 | 13100 | 2.16
INNOVAIR | MCS Series | 215725449 | HRCU-A-CB-O | MOS18H2BM0A | MCS18H2BHRB | Singlezone Non-Ducted, Ceiling Placement | 18000 | 13900 | 2.66 | 12800 | 2.19
INNOVAIR | MCO Series | 215725486 | HRCU-A-CB-O | MOS18H2BM0A | MCO18H2BHRB | Singlezone Non-Ducted, Ceiling Placement | 18000 | 14000 | 2.77 | 13100 | 2.25
INNOVAIR | MHW Series | 215725440 | HRCU-A-CB-O | MOS18H2BM0A | MHW18H2BHRB | Singlezone Non-Ducted, Wall Placement | 18000 | 13600 | 2.73 | 12800 | 2.1
INNOVAIR | MCW Series | 215725474 | HRCU-A-CB-O | MOS12H2BM0A | MCW12H2BHRB | Singlezone Non-Ducted, Wall Placement | 12000 | 9000 | 2.87 | 8900 | 2.51
INNOVAIR | MCS Series | 215725448 | HRCU-A-CB-O | MOS12H2BM0A | MCS12H2BHRB | Singlezone Non-Ducted, Ceiling Placement | 12000 | 8500 | 2.8 | 8400 | 2.39
INNOVAIR | MHW Series | 215725439 | HRCU-A-CB-O | MOS12H2BM0A | MHW12H2BHRB | Singlezone Non-Ducted, Wall Placement | 12000 | 9300 | 2.84 | 8400 | 2.3
INNOVAIR | MCS Series | 215725447 | HRCU-A-CB-O | MOS09H2BM0A | MCS09H2BHRB | Singlezone Non-Ducted, Ceiling Placement | 10000 | 8500 | 2.8 | 8300 | 2.17
INNOVAIR | MCO Series | 215725485 | HRCU-A-CB-O | MOS09H2BM0A | MCO09H2BHRB | Singlezone Non-Ducted, Ceiling Placement | 11000 | 7900 | 2.69 | 8000 | 2.17
INNOVAIR | MHW Series | 215725438 | HRCU-A-CB-O | MOS09H2BM0A | MHW09H2BHRB | Singlezone Non-Ducted, Wall Placement | 10000 | 8100 | 2.83 | 8000 | 2.37
INNOVAIR | MHW Series | 215725437 | HRCU-A-CB-O | MOS12H1BM0A | MHW12H1BMRB | Singlezone Non-Ducted, Wall Placement | 12000 | 8700 | 2.68 | 7700 | 2.33
INNOVAIR | MHW Series | 215725436 | HRCU-A-CB-O | MOS09H1BM0A | MHW09H1BMRB | Singlezone Non-Ducted, Wall Placement | 10000 | 8500 | 2.71 | 7200 | 2.22
INNOVAIR | MHW Series | 215725446 | HRCU-A-CB-O | MOS24H2BH0A | MHW24H2BHRB | Singlezone Non-Ducted, Wall Placement | 29000 | 21000 | 2.88 | 24200 | 2.34
SENVILLE | SENA Series | 215735303 | HRCU-A-CB | SENA-24HF-OG | SENA-24HF-IDG | Singlezone Ducted, Compact Ducted | 26000 | 21600 | 2.71 | 24000 | 2.18
SENVILLE | SENA Series | 215735302 | HRCU-A-CB | SENA-18HF-OG | SENA-18HF-IDG | Singlezone Ducted, Compact Ducted | 19000 | 15000 | 2.7 | 18000 | 2
SENVILLE | SENA Series | 215735325 | HMSV-A-CB | SENA-55HF-MOA |  | Multizone Mix of Ducted and Non-Ducted | 55000 | 44500 | 2.65 | 47500 | 2.05
SENVILLE | SENA Series | 215735324 | HMSV-A-CB | SENA-55HF-MOA |  | Multizone All Ducted | 55000 | 45000 | 2.7 | 48000 | 2.1
SENVILLE | SENA Series | 215735323 | HMSR-A-CB-O | SENA-55HF-MOA |  | Multizone All Non-Ducted | 55000 | 44000 | 2.6 | 47000 | 2
SENVILLE | SENA Series | 215735322 | HMSV-A-CB | SENA-48HF-MOA |  | Multizone Mix of Ducted and Non-Ducted | 48500 | 44000 | 2.6 | 47500 | 2
SENVILLE | SENA Series | 215735321 | HMSV-A-CB | SENA-48HF-MOA |  | Multizone All Ducted | 48000 | 44500 | 2.6 | 48000 | 2
SENVILLE | SENA Series | 215735320 | HMSR-A-CB-O | SENA-48HF-MOA |  | Multizone All Non-Ducted | 49000 | 44000 | 2.6 | 47000 | 2
SENVILLE | SENA Series | 215735316 | HMSV-A-CB | SENA-28HF-MOA |  | Multizone Mix of Ducted and Non-Ducted | 27400 | 24000 | 2.5 | 27000 | 2
SENVILLE | SENA Series | 215735314 | HMSR-A-CB-O | SENA-28HF-MOA |  | Multizone All Non-Ducted | 27000 | 25000 | 2.6 | 27000 | 2
SENVILLE | SENA Series | 215735313 | HMSV-A-CB | SENA-18HF-MOA |  | Multizone Mix of Ducted and Non-Ducted | 20000 | 17300 | 2.65 | 18500 | 2
SENVILLE | SENA Series | 215735312 | HMSV-A-CB | SENA-18HF-MOA |  | Multizone All Ducted | 20000 | 17000 | 2.59 | 18000 | 2
SENVILLE | SENA Series | 215735311 | HMSR-A-CB-O | SENA-18HF-MOA |  | Multizone All Non-Ducted | 20000 | 17600 | 2.7 | 19000 | 2
SENVILLE | SENA Series | 215735310 | HRCU-A-CB-O | SENA-24HF-OG | SENA-24HF-IFG | Singlezone Non-Ducted, Floor Placement | 26000 | 20200 | 2.74 | 24200 | 2.16
SENVILLE | SENA Series | 215735307 | HRCU-A-CB-O | SENA-24HF-OG | SENA-24HF-ICG | Singlezone Non-Ducted, Wall Placement | 25000 | 20400 | 2.78 | 23800 | 2.23
SENVILLE | SENA Series | 215735306 | HRCU-A-CB-O | SENA-18HF-OG | SENA-18HF-ICG | Singlezone Non-Ducted, Ceiling Placement | 19000 | 14900 | 2.7 | 17000 | 1.9
SENVILLE | SENA Series | 215735297 | HRCU-A-CB-O | SENA-18HF-OG | SENA-18HF-IGG | Singlezone Non-Ducted, Wall Placement | 18000 | 15000 | 2.56 | 18000 | 1.92
SENVILLE | SENA Series | 215735305 | HRCU-A-CB-O | SENA-12HF-OG | SENA-12HF-ICG | Singlezone Non-Ducted, Ceiling Placement | 12000 | 10000 | 2.74 | 11500 | 1.99
SENVILLE | SENA Series | 215735294 | HRCU-A-CB-O | SENA-06HF-OG | SENA-06HF-IGG | Singlezone Non-Ducted, Wall Placement | 7000 | 7900 | 2.79 | 7700 | 2.4
SENVILLE | SENA Series | 215735299 | HRCU-A-CB-O | SENA-33HF-OG | SENA-33HF-IGG | Singlezone Non-Ducted, Wall Placement | 36000 | 30000 | 2.69 | 35000 | 1.98
SENVILLE | SENA Series | 215735298 | HRCU-A-CB-O | SENA-24HF-OG | SENA-24HF-IGG | Singlezone Non-Ducted, Wall Placement | 29000 | 21000 | 2.88 | 24200 | 2.34
SENVILLE | SENL Series | 215735291 | HRCU-A-CB-O | SENL-24CD-OL | SENL-24CD-ILL | Singlezone Non-Ducted, Wall Placement | 24000 | 16900 | 2.53 | 17000 | 2.14
CUSTOM COMFORT | CCOX Series | 215746030 | HRCU-A-CB | CCOXHB24V48HP | CCOXHBAH24V48 | Singlezone Ducted, Centrally Ducted | 50000 | 37000 | 2.7 | 46000 | 1.9
CUSTOM COMFORT | CCOX Series | 215746029 | HRCU-A-CB | CCOXHB24V36HP | CCOXHBAH24V36 | Singlezone Ducted, Centrally Ducted | 37000 | 31800 | 2.56 | 39000 | 1.9
CUSTOM COMFORT | CCOX Series | 215746028 | HRCU-A-CB | CCOXHB24V30HP | CCOXHBAH24V30 | Singlezone Ducted, Centrally Ducted | 34000 | 23800 | 2.76 | 32600 | 1.96
CUSTOM COMFORT | CCOX Series | 215746026 | HRCU-A-CB | CCOXHB24V18HP | CCOXHBAH24V18 | Singlezone Ducted, Centrally Ducted | 19000 | 15000 | 2.6 | 18000 | 2
CUSTOM COMFORT | CCOX Series | 215746025 | HRCU-A-CB | CCOXHBSZ60CHP | CCOXHBAHUC60 | Singlezone Ducted, Centrally Ducted | 59000 | 41000 | 2.6 | 53000 | 2
CUSTOM COMFORT | CCOX Series | 215746024 | HRCU-A-CB | CCOXHBSZ48CHP | CCOXHBAHUC48 | Singlezone Ducted, Centrally Ducted | 50000 | 40000 | 2.5 | 46000 | 2
CUSTOM COMFORT | CCOX Series | 215746022 | HRCU-A-CB | CCOXHBSZ33HP | CCOXHBAHU36 | Singlezone Ducted, Centrally Ducted | 35000 | 27400 | 2.58 | 34000 | 2
CUSTOM COMFORT | CCOX Series | 215746020 | HRCU-A-CB | CCOXHBSZ17HP | CCOXHBAHU18 | Singlezone Ducted, Centrally Ducted | 19500 | 14000 | 2.6 | 18000 | 2.2
BREEZE33 | BZ33 Series | 215449747 | HRCU-A-CB | BZ33-INV36OUT2-454-G3-J | BZ33-AHU36-454-G3-J | Singlezone Ducted, Centrally Ducted | 37000 | 31000 | 2.5 | 37400 | 1.91
MIDEA | MAU Series | 215471343 | HRCU-A-CB | MO1SE-H36B-2A | MAUSE-H36B-2A | Singlezone Ducted, Centrally Ducted | 37000 | 31000 | 2.5 | 37400 | 1.91
SENVILLE | SENDC Series | 215735329 | HRCU-A-CB | SENDC-48HF-OG | SENDC-48HF-IG | Singlezone Ducted, Centrally Ducted | 50000 | 37000 | 2.7 | 46000 | 1.9
SENVILLE | SENDC Series | 215735328 | HRCU-A-CB | SENDC-36HF-OG | SENDC-36HF-IG | Singlezone Ducted, Centrally Ducted | 37000 | 31800 | 2.56 | 39000 | 1.9
SENVILLE | SENDC Series | 215735327 | HRCU-A-CB | SENDC-30HF-OG | SENDC-30HF-IG | Singlezone Ducted, Centrally Ducted | 34000 | 23800 | 2.76 | 32600 | 1.96
LENNOX | ELITE EL22XPV SERIES | 213433379 | HRCU-A-CB | EL22XPV-036-230A** | C35-48B+TDR+TXV | Singlezone Ducted, Centrally Ducted | 33600 | 22400 | 2.5 | 18400 | 2.2
LENNOX | ELITE EL22XPV SERIES | 213352820 | HRCU-A-CB | EL22XPV-036-230A** | CR33-30/36B+TDR+TXV | Singlezone Ducted, Centrally Ducted | 35800 | 23400 | 2.5 | 19000 | 2.16
LENNOX | ELITE EL22XPV SERIES | 213433385 | HRCU-A-CB | EL22XPV-036-230A** | CX35-48B+TDR | Singlezone Ducted, Centrally Ducted | 33600 | 22400 | 2.5 | 18400 | 2.2
LENNOX | EL22XPV SERIES | 213194399 | HRCU-A-CB | EL22XPV-036-230A** | C35-48C+TDR+TXV | Singlezone Ducted, Centrally Ducted | 33800 | 22400 | 2.54 | 18500 | 2.24
LENNOX | EL22XPV SERIES | 213194400 | HRCU-A-CB | EL22XPV-036-230A** | C35-48C+TDR+TXV | Singlezone Ducted, Centrally Ducted | 33800 | 22400 | 2.52 | 18600 | 2.24
LENNOX | EL22XPV SERIES | 213194402 | HRCU-A-CB | EL22XPV-036-230A** | C35-48C+TDR+TXV | Singlezone Ducted, Centrally Ducted | 33800 | 22400 | 2.52 | 18600 | 2.24
LENNOX | EL22XPV SERIES | 213194404 | HRCU-A-CB | EL22XPV-036-230A** | CX35-48C+TDR | Singlezone Ducted, Centrally Ducted | 33800 | 22400 | 2.54 | 18500 | 2.24
LENNOX | EL22XPV SERIES | 213194405 | HRCU-A-CB | EL22XPV-036-230A** | CX35-48C+TDR | Singlezone Ducted, Centrally Ducted | 33800 | 22400 | 2.52 | 18600 | 2.24
LENNOX | EL22XPV SERIES | 213194407 | HRCU-A-CB | EL22XPV-036-230A** | CX35-48C+TDR | Singlezone Ducted, Centrally Ducted | 33800 | 22400 | 2.52 | 18600 | 2.24
LENNOX | ELITE EL22XPV SERIES | 213194729 | HRCU-A-CB | EL22XPV-024-230A** | CX35-30B+TDR | Singlezone Ducted, Centrally Ducted | 23600 | 14200 | 2.51 | 16100 | 1.96
LENNOX | ELITE EL22XPV SERIES | 213194723 | HRCU-A-CB | EL22XPV-024-230A** | C35-24B+TDR+TXV | Singlezone Ducted, Centrally Ducted | 23600 | 14700 | 2.52 | 15800 | 1.92
LENNOX | ELITE EL22XPV SERIES | 213194725 | HRCU-A-CB | EL22XPV-024-230A** | C35-30B+TDR+TXV | Singlezone Ducted, Centrally Ducted | 23600 | 14200 | 2.51 | 16100 | 1.96
LENNOX | ELITE EL22XPV SERIES | 213352876 | HRCU-A-CB | EL22XPV-024-230A** | CR33-24B+TDR+TXV | Singlezone Ducted, Centrally Ducted | 23200 | 15000 | 2.76 | 15000 | 2.06
LENNOX | ELITE EL22XPV SERIES | 213352877 | HRCU-A-CB | EL22XPV-024-230A** | CR33-24B+TDR+TXV | Singlezone Ducted, Centrally Ducted | 23400 | 15200 | 2.62 | 15300 | 2.02
LENNOX | ELITE EL22XPV SERIES | 213194727 | HRCU-A-CB | EL22XPV-024-230A** | CX35-24B+TDR | Singlezone Ducted, Centrally Ducted | 23600 | 14700 | 2.52 | 15800 | 1.92
LENNOX | ELITE EL22XPV SERIES | 213194391 | HRCU-A-CB | EL22XPV-036-230A** | CHX35-42C-**-*+TDR | Singlezone Ducted, Centrally Ducted | 33800 | 22400 | 2.5 | 18200 | 2.04
LENNOX | ELITE EL22XPV SERIES | 213194389 | HRCU-A-CB | EL22XPV-036-230A** | CHX35-42C-**-*+TDR | Singlezone Ducted, Centrally Ducted | 33800 | 22600 | 2.5 | 18200 | 2.02
LENNOX | ELITE EL22XPV SERIES | 213433382 | HRCU-A-CB | EL22XPV-036-230A** | CHX35-42C-**-*+TDR | Singlezone Ducted, Centrally Ducted | 33800 | 22600 | 2.5 | 18200 | 2.04
MIDEA |  | 215324575 | HRCU-A-CB-O | D5CSRAH12AAK | D5FSOAH12XAK | Singlezone Non-Ducted, Ceiling Placement | 12000 | 8600 | 2.77 | 8600 | 2.47
SMART COMFORT |  | 215324721 | HRCU-A-CB-O | D5CSRAH12AAK | D5FSOAH12XAK | Singlezone Non-Ducted, Ceiling Placement | 12000 | 8600 | 2.77 | 8600 | 2.47
KEEPRITE |  | 215324429 | HRCU-A-CB-O | D5CSRAH12AAK | D5FSOAH12XAK | Singlezone Non-Ducted, Ceiling Placement | 12000 | 8600 | 2.77 | 8600 | 2.47
KENMORE |  | 215324502 | HRCU-A-CB-O | D5CSRAH12AAK | D5FSOAH12XAK | Singlezone Non-Ducted, Ceiling Placement | 12000 | 8600 | 2.77 | 8600 | 2.47
COMFORTMAKER |  | 215324210 | HRCU-A-CB-O | D5CSRAH12AAK | D5FSOAH12XAK | Singlezone Non-Ducted, Ceiling Placement | 12000 | 8600 | 2.77 | 8600 | 2.47
GRANDAIRE |  | 215324940 | HRCU-A-CB-O | D5CSRAH12AAK | D5FSOAH12XAK | Singlezone Non-Ducted, Ceiling Placement | 12000 | 8600 | 2.77 | 8600 | 2.47
LPS LEGACY |  | 215324867 | HRCU-A-CB-O | D5CSRAH12AAK | D5FSOAH12XAK | Singlezone Non-Ducted, Ceiling Placement | 12000 | 8600 | 2.77 | 8600 | 2.47
AIRQUEST |  | 215324794 | HRCU-A-CB-O | D5CSRAH12AAK | D5FSOAH12XAK | Singlezone Non-Ducted, Ceiling Placement | 12000 | 8600 | 2.77 | 8600 | 2.47
AIRQUEST |  | 215324793 | HRCU-A-CB-O | D5CSRAH12AAK | D5FSHAH12XAK | Singlezone Non-Ducted, Wall Placement | 12000 | 9300 | 2.84 | 8400 | 2.3
LPS LEGACY |  | 215324866 | HRCU-A-CB-O | D5CSRAH12AAK | D5FSHAH12XAK | Singlezone Non-Ducted, Wall Placement | 12000 | 9300 | 2.84 | 8400 | 2.3
GRANDAIRE |  | 215324939 | HRCU-A-CB-O | D5CSRAH12AAK | D5FSHAH12XAK | Singlezone Non-Ducted, Wall Placement | 12000 | 9300 | 2.84 | 8400 | 2.3
COMFORTMAKER |  | 215324209 | HRCU-A-CB-O | D5CSRAH12AAK | D5FSHAH12XAK | Singlezone Non-Ducted, Wall Placement | 12000 | 9300 | 2.84 | 8400 | 2.3
KENMORE |  | 215324501 | HRCU-A-CB-O | D5CSRAH12AAK | D5FSHAH12XAK | Singlezone Non-Ducted, Wall Placement | 12000 | 9300 | 2.84 | 8400 | 2.3
KEEPRITE |  | 215324428 | HRCU-A-CB-O | D5CSRAH12AAK | D5FSHAH12XAK | Singlezone Non-Ducted, Wall Placement | 12000 | 9300 | 2.84 | 8400 | 2.3
SMART COMFORT |  | 215324720 | HRCU-A-CB-O | D5CSRAH12AAK | D5FSHAH12XAK | Singlezone Non-Ducted, Wall Placement | 12000 | 9300 | 2.84 | 8400 | 2.3
MIDEA |  | 215324574 | HRCU-A-CB-O | D5CSRAH12AAK | D5FSHAH12XAK | Singlezone Non-Ducted, Wall Placement | 12000 | 9300 | 2.84 | 8400 | 2.3
TEMPSTAR |  | 215324647 | HRCU-A-CB-O | D5CSRAH12AAK | D5FSHAH12XAK | Singlezone Non-Ducted, Wall Placement | 12000 | 9300 | 2.84 | 8400 | 2.3
HEIL |  | 215324355 | HRCU-A-CB-O | D5CSRAH12AAK | D5FSHAH12XAK | Singlezone Non-Ducted, Wall Placement | 12000 | 9300 | 2.84 | 8400 | 2.3
DAY & NIGHT |  | 215324282 | HRCU-A-CB-O | D5CSRAH12AAK | D5FSHAH12XAK | Singlezone Non-Ducted, Wall Placement | 12000 | 9300 | 2.84 | 8400 | 2.3
GRANDAIRE |  | 215324936 | HRCU-A-CB-O | D5CSRAH09AAK | D5FSFAH09XAK | Singlezone Non-Ducted, Wall Placement | 9000 | 9000 | 2.9 | 8600 | 2.27
LPS LEGACY |  | 215324863 | HRCU-A-CB-O | D5CSRAH09AAK | D5FSFAH09XAK | Singlezone Non-Ducted, Wall Placement | 9000 | 9000 | 2.9 | 8600 | 2.27
AIRQUEST |  | 215324790 | HRCU-A-CB-O | D5CSRAH09AAK | D5FSFAH09XAK | Singlezone Non-Ducted, Wall Placement | 9000 | 9000 | 2.9 | 8600 | 2.27
COMFORTMAKER |  | 215324206 | HRCU-A-CB-O | D5CSRAH09AAK | D5FSFAH09XAK | Singlezone Non-Ducted, Wall Placement | 9000 | 9000 | 2.9 | 8600 | 2.27
TEMPSTAR |  | 215324644 | HRCU-A-CB-O | D5CSRAH09AAK | D5FSFAH09XAK | Singlezone Non-Ducted, Wall Placement | 9000 | 9000 | 2.9 | 8600 | 2.27
SMART COMFORT |  | 215324717 | HRCU-A-CB-O | D5CSRAH09AAK | D5FSFAH09XAK | Singlezone Non-Ducted, Wall Placement | 9000 | 9000 | 2.9 | 8600 | 2.27
KENMORE |  | 215324498 | HRCU-A-CB-O | D5CSRAH09AAK | D5FSFAH09XAK | Singlezone Non-Ducted, Wall Placement | 9000 | 9000 | 2.9 | 8600 | 2.27
KEEPRITE |  | 215324425 | HRCU-A-CB-O | D5CSRAH09AAK | D5FSFAH09XAK | Singlezone Non-Ducted, Wall Placement | 9000 | 9000 | 2.9 | 8600 | 2.27
MIDEA |  | 215324571 | HRCU-A-CB-O | D5CSRAH09AAK | D5FSFAH09XAK | Singlezone Non-Ducted, Wall Placement | 9000 | 9000 | 2.9 | 8600 | 2.27
HEIL |  | 215324352 | HRCU-A-CB-O | D5CSRAH09AAK | D5FSFAH09XAK | Singlezone Non-Ducted, Wall Placement | 9000 | 9000 | 2.9 | 8600 | 2.27
DAY & NIGHT |  | 215324279 | HRCU-A-CB-O | D5CSRAH09AAK | D5FSFAH09XAK | Singlezone Non-Ducted, Wall Placement | 9000 | 9000 | 2.9 | 8600 | 2.27
DAY & NIGHT |  | 215324278 | HRCU-A-CB-O | D5CSRAH09AAK | D5FSCAH12XAK | Singlezone Non-Ducted, Ceiling Placement | 10000 | 8500 | 2.8 | 8300 | 2.17
HEIL |  | 215324351 | HRCU-A-CB-O | D5CSRAH09AAK | D5FSCAH12XAK | Singlezone Non-Ducted, Ceiling Placement | 10000 | 8500 | 2.8 | 8300 | 2.17
MIDEA |  | 215324570 | HRCU-A-CB-O | D5CSRAH09AAK | D5FSCAH12XAK | Singlezone Non-Ducted, Ceiling Placement | 10000 | 8500 | 2.8 | 8300 | 2.17
KEEPRITE |  | 215324424 | HRCU-A-CB-O | D5CSRAH09AAK | D5FSCAH12XAK | Singlezone Non-Ducted, Ceiling Placement | 10000 | 8500 | 2.8 | 8300 | 2.17
KENMORE |  | 215324497 | HRCU-A-CB-O | D5CSRAH09AAK | D5FSCAH12XAK | Singlezone Non-Ducted, Ceiling Placement | 10000 | 8500 | 2.8 | 8300 | 2.17
SMART COMFORT |  | 215324716 | HRCU-A-CB-O | D5CSRAH09AAK | D5FSCAH12XAK | Singlezone Non-Ducted, Ceiling Placement | 10000 | 8500 | 2.8 | 8300 | 2.17
TEMPSTAR |  | 215324643 | HRCU-A-CB-O | D5CSRAH09AAK | D5FSCAH12XAK | Singlezone Non-Ducted, Ceiling Placement | 10000 | 8500 | 2.8 | 8300 | 2.17
COMFORTMAKER |  | 215324205 | HRCU-A-CB-O | D5CSRAH09AAK | D5FSCAH12XAK | Singlezone Non-Ducted, Ceiling Placement | 10000 | 8500 | 2.8 | 8300 | 2.17
AIRQUEST |  | 215324789 | HRCU-A-CB-O | D5CSRAH09AAK | D5FSCAH12XAK | Singlezone Non-Ducted, Ceiling Placement | 10000 | 8500 | 2.8 | 8300 | 2.17
LPS LEGACY |  | 215324862 | HRCU-A-CB-O | D5CSRAH09AAK | D5FSCAH12XAK | Singlezone Non-Ducted, Ceiling Placement | 10000 | 8500 | 2.8 | 8300 | 2.17
GRANDAIRE |  | 215324935 | HRCU-A-CB-O | D5CSRAH09AAK | D5FSCAH12XAK | Singlezone Non-Ducted, Ceiling Placement | 10000 | 8500 | 2.8 | 8300 | 2.17
GRANDAIRE |  | 215324934 | HRCU-A-CB-O | D5CSRAH09AAK | D5FSOAH12XAK | Singlezone Non-Ducted, Ceiling Placement | 11000 | 7900 | 2.69 | 8000 | 2.17
LPS LEGACY |  | 215324861 | HRCU-A-CB-O | D5CSRAH09AAK | D5FSOAH12XAK | Singlezone Non-Ducted, Ceiling Placement | 11000 | 7900 | 2.69 | 8000 | 2.17
AIRQUEST |  | 215324788 | HRCU-A-CB-O | D5CSRAH09AAK | D5FSOAH12XAK | Singlezone Non-Ducted, Ceiling Placement | 11000 | 7900 | 2.69 | 8000 | 2.17
COMFORTMAKER |  | 215324204 | HRCU-A-CB-O | D5CSRAH09AAK | D5FSOAH12XAK | Singlezone Non-Ducted, Ceiling Placement | 11000 | 7900 | 2.69 | 8000 | 2.17
DAY & NIGHT |  | 215324277 | HRCU-A-CB-O | D5CSRAH09AAK | D5FSOAH12XAK | Singlezone Non-Ducted, Ceiling Placement | 11000 | 7900 | 2.69 | 8000 | 2.17
TEMPSTAR |  | 215324642 | HRCU-A-CB-O | D5CSRAH09AAK | D5FSOAH12XAK | Singlezone Non-Ducted, Ceiling Placement | 11000 | 7900 | 2.69 | 8000 | 2.17
SMART COMFORT |  | 215324715 | HRCU-A-CB-O | D5CSRAH09AAK | D5FSOAH12XAK | Singlezone Non-Ducted, Ceiling Placement | 11000 | 7900 | 2.69 | 8000 | 2.17
KENMORE |  | 215324496 | HRCU-A-CB-O | D5CSRAH09AAK | D5FSOAH12XAK | Singlezone Non-Ducted, Ceiling Placement | 11000 | 7900 | 2.69 | 8000 | 2.17
KEEPRITE |  | 215324423 | HRCU-A-CB-O | D5CSRAH09AAK | D5FSOAH12XAK | Singlezone Non-Ducted, Ceiling Placement | 11000 | 7900 | 2.69 | 8000 | 2.17
MIDEA |  | 215324569 | HRCU-A-CB-O | D5CSRAH09AAK | D5FSOAH12XAK | Singlezone Non-Ducted, Ceiling Placement | 11000 | 7900 | 2.69 | 8000 | 2.17
HEIL |  | 215324350 | HRCU-A-CB-O | D5CSRAH09AAK | D5FSOAH12XAK | Singlezone Non-Ducted, Ceiling Placement | 11000 | 7900 | 2.69 | 8000 | 2.17
HEIL |  | 215324349 | HRCU-A-CB-O | D5CSRAH09AAK | D5FSHAH09XAK | Singlezone Non-Ducted, Wall Placement | 10000 | 8100 | 2.83 | 8000 | 2.37
MIDEA |  | 215324568 | HRCU-A-CB-O | D5CSRAH09AAK | D5FSHAH09XAK | Singlezone Non-Ducted, Wall Placement | 10000 | 8100 | 2.83 | 8000 | 2.37
KEEPRITE |  | 215324422 | HRCU-A-CB-O | D5CSRAH09AAK | D5FSHAH09XAK | Singlezone Non-Ducted, Wall Placement | 10000 | 8100 | 2.83 | 8000 | 2.37
KENMORE |  | 215324495 | HRCU-A-CB-O | D5CSRAH09AAK | D5FSHAH09XAK | Singlezone Non-Ducted, Wall Placement | 10000 | 8100 | 2.83 | 8000 | 2.37
SMART COMFORT |  | 215324714 | HRCU-A-CB-O | D5CSRAH09AAK | D5FSHAH09XAK | Singlezone Non-Ducted, Wall Placement | 10000 | 8100 | 2.83 | 8000 | 2.37
TEMPSTAR |  | 215324641 | HRCU-A-CB-O | D5CSRAH09AAK | D5FSHAH09XAK | Singlezone Non-Ducted, Wall Placement | 10000 | 8100 | 2.83 | 8000 | 2.37
DAY & NIGHT |  | 215324276 | HRCU-A-CB-O | D5CSRAH09AAK | D5FSHAH09XAK | Singlezone Non-Ducted, Wall Placement | 10000 | 8100 | 2.83 | 8000 | 2.37
COMFORTMAKER |  | 215324203 | HRCU-A-CB-O | D5CSRAH09AAK | D5FSHAH09XAK | Singlezone Non-Ducted, Wall Placement | 10000 | 8100 | 2.83 | 8000 | 2.37
AIRQUEST |  | 215324787 | HRCU-A-CB-O | D5CSRAH09AAK | D5FSHAH09XAK | Singlezone Non-Ducted, Wall Placement | 10000 | 8100 | 2.83 | 8000 | 2.37
LPS LEGACY |  | 215324860 | HRCU-A-CB-O | D5CSRAH09AAK | D5FSHAH09XAK | Singlezone Non-Ducted, Wall Placement | 10000 | 8100 | 2.83 | 8000 | 2.37
GRANDAIRE |  | 215324933 | HRCU-A-CB-O | D5CSRAH09AAK | D5FSHAH09XAK | Singlezone Non-Ducted, Wall Placement | 10000 | 8100 | 2.83 | 8000 | 2.37
GRANDAIRE |  | 215324932 | HRCU-A-CB-O | D5CSRAH12AAJ | D5FSHAH12XAJ | Singlezone Non-Ducted, Wall Placement | 12000 | 8700 | 2.68 | 7700 | 2.33
LPS LEGACY |  | 215324859 | HRCU-A-CB-O | D5CSRAH12AAJ | D5FSHAH12XAJ | Singlezone Non-Ducted, Wall Placement | 12000 | 8700 | 2.68 | 7700 | 2.33
AIRQUEST |  | 215324786 | HRCU-A-CB-O | D5CSRAH12AAJ | D5FSHAH12XAJ | Singlezone Non-Ducted, Wall Placement | 12000 | 8700 | 2.68 | 7700 | 2.33
COMFORTMAKER |  | 215324202 | HRCU-A-CB-O | D5CSRAH12AAJ | D5FSHAH12XAJ | Singlezone Non-Ducted, Wall Placement | 12000 | 8700 | 2.68 | 7700 | 2.33
DAY & NIGHT |  | 215324275 | HRCU-A-CB-O | D5CSRAH12AAJ | D5FSHAH12XAJ | Singlezone Non-Ducted, Wall Placement | 12000 | 8700 | 2.68 | 7700 | 2.33
TEMPSTAR |  | 215324640 | HRCU-A-CB-O | D5CSRAH12AAJ | D5FSHAH12XAJ | Singlezone Non-Ducted, Wall Placement | 12000 | 8700 | 2.68 | 7700 | 2.33
SMART COMFORT |  | 215324713 | HRCU-A-CB-O | D5CSRAH12AAJ | D5FSHAH12XAJ | Singlezone Non-Ducted, Wall Placement | 12000 | 8700 | 2.68 | 7700 | 2.33
KENMORE |  | 215324494 | HRCU-A-CB-O | D5CSRAH12AAJ | D5FSHAH12XAJ | Singlezone Non-Ducted, Wall Placement | 12000 | 8700 | 2.68 | 7700 | 2.33
KEEPRITE |  | 215324421 | HRCU-A-CB-O | D5CSRAH12AAJ | D5FSHAH12XAJ | Singlezone Non-Ducted, Wall Placement | 12000 | 8700 | 2.68 | 7700 | 2.33
MIDEA |  | 215324567 | HRCU-A-CB-O | D5CSRAH12AAJ | D5FSHAH12XAJ | Singlezone Non-Ducted, Wall Placement | 12000 | 8700 | 2.68 | 7700 | 2.33
HEIL |  | 215324348 | HRCU-A-CB-O | D5CSRAH12AAJ | D5FSHAH12XAJ | Singlezone Non-Ducted, Wall Placement | 12000 | 8700 | 2.68 | 7700 | 2.33
HEIL |  | 215324347 | HRCU-A-CB-O | D5CSHAH33AAK | D5FSHAH33XAK | Singlezone Non-Ducted, Wall Placement | 36000 | 30000 | 2.69 | 35000 | 1.98
MIDEA |  | 215324566 | HRCU-A-CB-O | D5CSHAH33AAK | D5FSHAH33XAK | Singlezone Non-Ducted, Wall Placement | 36000 | 30000 | 2.69 | 35000 | 1.98
KEEPRITE |  | 215324420 | HRCU-A-CB-O | D5CSHAH33AAK | D5FSHAH33XAK | Singlezone Non-Ducted, Wall Placement | 36000 | 30000 | 2.69 | 35000 | 1.98
KENMORE |  | 215324493 | HRCU-A-CB-O | D5CSHAH33AAK | D5FSHAH33XAK | Singlezone Non-Ducted, Wall Placement | 36000 | 30000 | 2.69 | 35000 | 1.98
SMART COMFORT |  | 215324712 | HRCU-A-CB-O | D5CSHAH33AAK | D5FSHAH33XAK | Singlezone Non-Ducted, Wall Placement | 36000 | 30000 | 2.69 | 35000 | 1.98
TEMPSTAR |  | 215324639 | HRCU-A-CB-O | D5CSHAH33AAK | D5FSHAH33XAK | Singlezone Non-Ducted, Wall Placement | 36000 | 30000 | 2.69 | 35000 | 1.98
DAY & NIGHT |  | 215324274 | HRCU-A-CB-O | D5CSHAH33AAK | D5FSHAH33XAK | Singlezone Non-Ducted, Wall Placement | 36000 | 30000 | 2.69 | 35000 | 1.98
COMFORTMAKER |  | 215324201 | HRCU-A-CB-O | D5CSHAH33AAK | D5FSHAH33XAK | Singlezone Non-Ducted, Wall Placement | 36000 | 30000 | 2.69 | 35000 | 1.98
AIRQUEST |  | 215324785 | HRCU-A-CB-O | D5CSHAH33AAK | D5FSHAH33XAK | Singlezone Non-Ducted, Wall Placement | 36000 | 30000 | 2.69 | 35000 | 1.98
LPS LEGACY |  | 215324858 | HRCU-A-CB-O | D5CSHAH33AAK | D5FSHAH33XAK | Singlezone Non-Ducted, Wall Placement | 36000 | 30000 | 2.69 | 35000 | 1.98
GRANDAIRE |  | 215324931 | HRCU-A-CB-O | D5CSHAH33AAK | D5FSHAH33XAK | Singlezone Non-Ducted, Wall Placement | 36000 | 30000 | 2.69 | 35000 | 1.98
GRANDAIRE |  | 215324930 | HRCU-A-CB | D5CSHAH24AAK | D5FSDAH24XHK | Singlezone Ducted, Compact Ducted | 26000 | 21600 | 2.71 | 24000 | 2.18
LPS LEGACY |  | 215324857 | HRCU-A-CB | D5CSHAH24AAK | D5FSDAH24XHK | Singlezone Ducted, Compact Ducted | 26000 | 21600 | 2.71 | 24000 | 2.18
AIRQUEST |  | 215324784 | HRCU-A-CB | D5CSHAH24AAK | D5FSDAH24XHK | Singlezone Ducted, Compact Ducted | 26000 | 21600 | 2.71 | 24000 | 2.18
COMFORTMAKER |  | 215324200 | HRCU-A-CB | D5CSHAH24AAK | D5FSDAH24XHK | Singlezone Ducted, Compact Ducted | 26000 | 21600 | 2.71 | 24000 | 2.18
DAY & NIGHT |  | 215324273 | HRCU-A-CB | D5CSHAH24AAK | D5FSDAH24XHK | Singlezone Ducted, Compact Ducted | 26000 | 21600 | 2.71 | 24000 | 2.18
TEMPSTAR |  | 215324638 | HRCU-A-CB | D5CSHAH24AAK | D5FSDAH24XHK | Singlezone Ducted, Compact Ducted | 26000 | 21600 | 2.71 | 24000 | 2.18
SMART COMFORT |  | 215324711 | HRCU-A-CB | D5CSHAH24AAK | D5FSDAH24XHK | Singlezone Ducted, Compact Ducted | 26000 | 21600 | 2.71 | 24000 | 2.18
KENMORE |  | 215324492 | HRCU-A-CB | D5CSHAH24AAK | D5FSDAH24XHK | Singlezone Ducted, Compact Ducted | 26000 | 21600 | 2.71 | 24000 | 2.18
KEEPRITE |  | 215324419 | HRCU-A-CB | D5CSHAH24AAK | D5FSDAH24XHK | Singlezone Ducted, Compact Ducted | 26000 | 21600 | 2.71 | 24000 | 2.18
MIDEA |  | 215324565 | HRCU-A-CB | D5CSHAH24AAK | D5FSDAH24XHK | Singlezone Ducted, Compact Ducted | 26000 | 21600 | 2.71 | 24000 | 2.18
HEIL |  | 215324346 | HRCU-A-CB | D5CSHAH24AAK | D5FSDAH24XHK | Singlezone Ducted, Compact Ducted | 26000 | 21600 | 2.71 | 24000 | 2.18
HEIL |  | 215324343 | HRCU-A-CB-O | D5CSHAH24AAK | D5FSHAH24XAK | Singlezone Non-Ducted, Wall Placement | 29000 | 21000 | 2.88 | 24200 | 2.34
MIDEA |  | 215324562 | HRCU-A-CB-O | D5CSHAH24AAK | D5FSHAH24XAK | Singlezone Non-Ducted, Wall Placement | 29000 | 21000 | 2.88 | 24200 | 2.34
KENMORE |  | 215324489 | HRCU-A-CB-O | D5CSHAH24AAK | D5FSHAH24XAK | Singlezone Non-Ducted, Wall Placement | 29000 | 21000 | 2.88 | 24200 | 2.34
KEEPRITE |  | 215324416 | HRCU-A-CB-O | D5CSHAH24AAK | D5FSHAH24XAK | Singlezone Non-Ducted, Wall Placement | 29000 | 21000 | 2.88 | 24200 | 2.34
TEMPSTAR |  | 215324635 | HRCU-A-CB-O | D5CSHAH24AAK | D5FSHAH24XAK | Singlezone Non-Ducted, Wall Placement | 29000 | 21000 | 2.88 | 24200 | 2.34
SMART COMFORT |  | 215324708 | HRCU-A-CB-O | D5CSHAH24AAK | D5FSHAH24XAK | Singlezone Non-Ducted, Wall Placement | 29000 | 21000 | 2.88 | 24200 | 2.34
DAY & NIGHT |  | 215324270 | HRCU-A-CB-O | D5CSHAH24AAK | D5FSHAH24XAK | Singlezone Non-Ducted, Wall Placement | 29000 | 21000 | 2.88 | 24200 | 2.34
COMFORTMAKER |  | 215324197 | HRCU-A-CB-O | D5CSHAH24AAK | D5FSHAH24XAK | Singlezone Non-Ducted, Wall Placement | 29000 | 21000 | 2.88 | 24200 | 2.34
AIRQUEST |  | 215324781 | HRCU-A-CB-O | D5CSHAH24AAK | D5FSHAH24XAK | Singlezone Non-Ducted, Wall Placement | 29000 | 21000 | 2.88 | 24200 | 2.34
LPS LEGACY |  | 215324854 | HRCU-A-CB-O | D5CSHAH24AAK | D5FSHAH24XAK | Singlezone Non-Ducted, Wall Placement | 29000 | 21000 | 2.88 | 24200 | 2.34
GRANDAIRE |  | 215324927 | HRCU-A-CB-O | D5CSHAH24AAK | D5FSHAH24XAK | Singlezone Non-Ducted, Wall Placement | 29000 | 21000 | 2.88 | 24200 | 2.34
HEIL |  | 215324339 | HRCU-A-CB-O | D5CSHAH18AAK | D5FSFAH16XAK | Singlezone Non-Ducted, Wall Placement | 17000 | 14200 | 2.6 | 17500 | 1.95
KEEPRITE |  | 215324412 | HRCU-A-CB-O | D5CSHAH18AAK | D5FSFAH16XAK | Singlezone Non-Ducted, Wall Placement | 17000 | 14200 | 2.6 | 17500 | 1.95
MIDEA |  | 215324558 | HRCU-A-CB-O | D5CSHAH18AAK | D5FSFAH16XAK | Singlezone Non-Ducted, Wall Placement | 17000 | 14200 | 2.6 | 17500 | 1.95
KENMORE |  | 215324485 | HRCU-A-CB-O | D5CSHAH18AAK | D5FSFAH16XAK | Singlezone Non-Ducted, Wall Placement | 17000 | 14200 | 2.6 | 17500 | 1.95
TEMPSTAR |  | 215324631 | HRCU-A-CB-O | D5CSHAH18AAK | D5FSFAH16XAK | Singlezone Non-Ducted, Wall Placement | 17000 | 14200 | 2.6 | 17500 | 1.95
SMART COMFORT |  | 215324704 | HRCU-A-CB-O | D5CSHAH18AAK | D5FSFAH16XAK | Singlezone Non-Ducted, Wall Placement | 17000 | 14200 | 2.6 | 17500 | 1.95
DAY & NIGHT |  | 215324266 | HRCU-A-CB-O | D5CSHAH18AAK | D5FSFAH16XAK | Singlezone Non-Ducted, Wall Placement | 17000 | 14200 | 2.6 | 17500 | 1.95
COMFORTMAKER |  | 215324193 | HRCU-A-CB-O | D5CSHAH18AAK | D5FSFAH16XAK | Singlezone Non-Ducted, Wall Placement | 17000 | 14200 | 2.6 | 17500 | 1.95
AIRQUEST |  | 215324777 | HRCU-A-CB-O | D5CSHAH18AAK | D5FSFAH16XAK | Singlezone Non-Ducted, Wall Placement | 17000 | 14200 | 2.6 | 17500 | 1.95
LPS LEGACY |  | 215324850 | HRCU-A-CB-O | D5CSHAH18AAK | D5FSFAH16XAK | Singlezone Non-Ducted, Wall Placement | 17000 | 14200 | 2.6 | 17500 | 1.95
GRANDAIRE |  | 215324923 | HRCU-A-CB-O | D5CSHAH18AAK | D5FSFAH16XAK | Singlezone Non-Ducted, Wall Placement | 17000 | 14200 | 2.6 | 17500 | 1.95
GRANDAIRE |  | 215324922 | HRCU-A-CB-O | D5CSHAH18AAK | D5FSCAH18XAK | Singlezone Non-Ducted, Ceiling Placement | 19000 | 14900 | 2.7 | 17000 | 1.9
LPS LEGACY |  | 215324849 | HRCU-A-CB-O | D5CSHAH18AAK | D5FSCAH18XAK | Singlezone Non-Ducted, Ceiling Placement | 19000 | 14900 | 2.7 | 17000 | 1.9
AIRQUEST |  | 215324776 | HRCU-A-CB-O | D5CSHAH18AAK | D5FSCAH18XAK | Singlezone Non-Ducted, Ceiling Placement | 19000 | 14900 | 2.7 | 17000 | 1.9
COMFORTMAKER |  | 215324192 | HRCU-A-CB-O | D5CSHAH18AAK | D5FSCAH18XAK | Singlezone Non-Ducted, Ceiling Placement | 19000 | 14900 | 2.7 | 17000 | 1.9
DAY & NIGHT |  | 215324265 | HRCU-A-CB-O | D5CSHAH18AAK | D5FSCAH18XAK | Singlezone Non-Ducted, Ceiling Placement | 19000 | 14900 | 2.7 | 17000 | 1.9
SMART COMFORT |  | 215324703 | HRCU-A-CB-O | D5CSHAH18AAK | D5FSCAH18XAK | Singlezone Non-Ducted, Ceiling Placement | 19000 | 14900 | 2.7 | 17000 | 1.9
TEMPSTAR |  | 215324630 | HRCU-A-CB-O | D5CSHAH18AAK | D5FSCAH18XAK | Singlezone Non-Ducted, Ceiling Placement | 19000 | 14900 | 2.7 | 17000 | 1.9
KENMORE |  | 215324484 | HRCU-A-CB-O | D5CSHAH18AAK | D5FSCAH18XAK | Singlezone Non-Ducted, Ceiling Placement | 19000 | 14900 | 2.7 | 17000 | 1.9
MIDEA |  | 215324557 | HRCU-A-CB-O | D5CSHAH18AAK | D5FSCAH18XAK | Singlezone Non-Ducted, Ceiling Placement | 19000 | 14900 | 2.7 | 17000 | 1.9
KEEPRITE |  | 215324411 | HRCU-A-CB-O | D5CSHAH18AAK | D5FSCAH18XAK | Singlezone Non-Ducted, Ceiling Placement | 19000 | 14900 | 2.7 | 17000 | 1.9
HEIL |  | 215324338 | HRCU-A-CB-O | D5CSHAH18AAK | D5FSCAH18XAK | Singlezone Non-Ducted, Ceiling Placement | 19000 | 14900 | 2.7 | 17000 | 1.9
GRANDAIRE |  | 215324916 | HRCU-A-CB-O | D5CSHAH12AAK | D5FSCAH12XAK | Singlezone Non-Ducted, Ceiling Placement | 12000 | 10000 | 2.74 | 11500 | 1.99
LPS LEGACY |  | 215324843 | HRCU-A-CB-O | D5CSHAH12AAK | D5FSCAH12XAK | Singlezone Non-Ducted, Ceiling Placement | 12000 | 10000 | 2.74 | 11500 | 1.99
AIRQUEST |  | 215324770 | HRCU-A-CB-O | D5CSHAH12AAK | D5FSCAH12XAK | Singlezone Non-Ducted, Ceiling Placement | 12000 | 10000 | 2.74 | 11500 | 1.99
COMFORTMAKER |  | 215324186 | HRCU-A-CB-O | D5CSHAH12AAK | D5FSCAH12XAK | Singlezone Non-Ducted, Ceiling Placement | 12000 | 10000 | 2.74 | 11500 | 1.99
DAY & NIGHT |  | 215324259 | HRCU-A-CB-O | D5CSHAH12AAK | D5FSCAH12XAK | Singlezone Non-Ducted, Ceiling Placement | 12000 | 10000 | 2.74 | 11500 | 1.99
SMART COMFORT |  | 215324697 | HRCU-A-CB-O | D5CSHAH12AAK | D5FSCAH12XAK | Singlezone Non-Ducted, Ceiling Placement | 12000 | 10000 | 2.74 | 11500 | 1.99
TEMPSTAR |  | 215324624 | HRCU-A-CB-O | D5CSHAH12AAK | D5FSCAH12XAK | Singlezone Non-Ducted, Ceiling Placement | 12000 | 10000 | 2.74 | 11500 | 1.99
KENMORE |  | 215324478 | HRCU-A-CB-O | D5CSHAH12AAK | D5FSCAH12XAK | Singlezone Non-Ducted, Ceiling Placement | 12000 | 10000 | 2.74 | 11500 | 1.99
MIDEA |  | 215324551 | HRCU-A-CB-O | D5CSHAH12AAK | D5FSCAH12XAK | Singlezone Non-Ducted, Ceiling Placement | 12000 | 10000 | 2.74 | 11500 | 1.99
HEIL |  | 215324332 | HRCU-A-CB-O | D5CSHAH12AAK | D5FSCAH12XAK | Singlezone Non-Ducted, Ceiling Placement | 12000 | 10000 | 2.74 | 11500 | 1.99
KEEPRITE |  | 215324405 | HRCU-A-CB-O | D5CSHAH12AAK | D5FSCAH12XAK | Singlezone Non-Ducted, Ceiling Placement | 12000 | 10000 | 2.74 | 11500 | 1.99
KEEPRITE |  | 215324404 | HRCU-A-CB-O | D5CSHAH12AAK | D5FSOAH12XAK | Singlezone Non-Ducted, Ceiling Placement | 12500 | 9600 | 2.65 | 11500 | 1.99
HEIL |  | 215324331 | HRCU-A-CB-O | D5CSHAH12AAK | D5FSOAH12XAK | Singlezone Non-Ducted, Ceiling Placement | 12500 | 9600 | 2.65 | 11500 | 1.99
MIDEA |  | 215324550 | HRCU-A-CB-O | D5CSHAH12AAK | D5FSOAH12XAK | Singlezone Non-Ducted, Ceiling Placement | 12500 | 9600 | 2.65 | 11500 | 1.99
KENMORE |  | 215324477 | HRCU-A-CB-O | D5CSHAH12AAK | D5FSOAH12XAK | Singlezone Non-Ducted, Ceiling Placement | 12500 | 9600 | 2.65 | 11500 | 1.99
TEMPSTAR |  | 215324623 | HRCU-A-CB-O | D5CSHAH12AAK | D5FSOAH12XAK | Singlezone Non-Ducted, Ceiling Placement | 12500 | 9600 | 2.65 | 11500 | 1.99
SMART COMFORT |  | 215324696 | HRCU-A-CB-O | D5CSHAH12AAK | D5FSOAH12XAK | Singlezone Non-Ducted, Ceiling Placement | 12500 | 9600 | 2.65 | 11500 | 1.99
DAY & NIGHT |  | 215324258 | HRCU-A-CB-O | D5CSHAH12AAK | D5FSOAH12XAK | Singlezone Non-Ducted, Ceiling Placement | 12500 | 9600 | 2.65 | 11500 | 1.99
COMFORTMAKER |  | 215324185 | HRCU-A-CB-O | D5CSHAH12AAK | D5FSOAH12XAK | Singlezone Non-Ducted, Ceiling Placement | 12500 | 9600 | 2.65 | 11500 | 1.99
AIRQUEST |  | 215324769 | HRCU-A-CB-O | D5CSHAH12AAK | D5FSOAH12XAK | Singlezone Non-Ducted, Ceiling Placement | 12500 | 9600 | 2.65 | 11500 | 1.99
LPS LEGACY |  | 215324842 | HRCU-A-CB-O | D5CSHAH12AAK | D5FSOAH12XAK | Singlezone Non-Ducted, Ceiling Placement | 12500 | 9600 | 2.65 | 11500 | 1.99
GRANDAIRE |  | 215324915 | HRCU-A-CB-O | D5CSHAH12AAK | D5FSOAH12XAK | Singlezone Non-Ducted, Ceiling Placement | 12500 | 9600 | 2.65 | 11500 | 1.99
PAYNE |  | 215323955 | HRCU-A-CB-O | 37MARAQ24AA3 | 45MBCAQ24XA3 | Singlezone Non-Ducted, Wall Placement | 25000 | 20400 | 2.73 | 18500 | 2.3
WEATHERMAKER |  | 215324016 | HRCU-A-CB-O | 37MARAQ24AA3 | 45MBCAQ24XA3 | Singlezone Non-Ducted, Wall Placement | 25000 | 20400 | 2.73 | 18500 | 2.3
CARRIER |  | 215323833 | HRCU-A-CB-O | 37MARAQ24AA3 | 45MBCAQ24XA3 | Singlezone Non-Ducted, Wall Placement | 25000 | 20400 | 2.73 | 18500 | 2.3
BRYANT |  | 215323894 | HRCU-A-CB-O | 37MARAQ24AA3 | 45MBCAQ24XA3 | Singlezone Non-Ducted, Wall Placement | 25000 | 20400 | 2.73 | 18500 | 2.3
BRYANT |  | 215323891 | HRCU-A-CB-O | 37MARAQ18AA3 | 45MCFAQ18XA3 | Singlezone Non-Ducted, Floor Placement | 18000 | 13700 | 2.51 | 12800 | 2.05
PAYNE |  | 215323952 | HRCU-A-CB-O | 37MARAQ18AA3 | 45MCFAQ18XA3 | Singlezone Non-Ducted, Floor Placement | 18000 | 13700 | 2.51 | 12800 | 2.05
CARRIER |  | 215323830 | HRCU-A-CB-O | 37MARAQ18AA3 | 45MCFAQ18XA3 | Singlezone Non-Ducted, Floor Placement | 18000 | 13700 | 2.51 | 12800 | 2.05
WEATHERMAKER |  | 215324013 | HRCU-A-CB-O | 37MARAQ18AA3 | 45MCFAQ18XA3 | Singlezone Non-Ducted, Floor Placement | 18000 | 13700 | 2.51 | 12800 | 2.05
MIDEA |  | 215324074 | HRCU-A-CB-O | 37MARAQ18AA3 | 45MCFAQ18XA3 | Singlezone Non-Ducted, Floor Placement | 18000 | 13700 | 2.51 | 12800 | 2.05
ARCOAIRE |  | 215324146 | HRCU-A-CB-O | D5CSRAH18AAK | D5FCFAH18XAK | Singlezone Non-Ducted, Floor Placement | 18000 | 13700 | 2.51 | 12800 | 2.05
ARCOAIRE |  | 215324126 | HRCU-A-CB-O | D5CSHAH24AAK | D5FCFAH24XAK | Singlezone Non-Ducted, Floor Placement | 26000 | 20200 | 2.74 | 24200 | 2.16
MIDEA |  | 215324060 | HRCU-A-CB-O | 37MAHAQ24AA3 | 45MCFAQ24XA3 | Singlezone Non-Ducted, Floor Placement | 26000 | 20200 | 2.74 | 24200 | 2.16
WEATHERMAKER |  | 215323999 | HRCU-A-CB-O | 37MAHAQ24AA3 | 45MCFAQ24XA3 | Singlezone Non-Ducted, Floor Placement | 26000 | 20200 | 2.74 | 24200 | 2.16
CARRIER |  | 215323816 | HRCU-A-CB-O | 37MAHAQ24AA3 | 45MCFAQ24XA3 | Singlezone Non-Ducted, Floor Placement | 26000 | 20200 | 2.74 | 24200 | 2.16
PAYNE |  | 215323938 | HRCU-A-CB-O | 37MAHAQ24AA3 | 45MCFAQ24XA3 | Singlezone Non-Ducted, Floor Placement | 26000 | 20200 | 2.74 | 24200 | 2.16
BRYANT |  | 215323877 | HRCU-A-CB-O | 37MAHAQ24AA3 | 45MCFAQ24XA3 | Singlezone Non-Ducted, Floor Placement | 26000 | 20200 | 2.74 | 24200 | 2.16
BRYANT |  | 215323876 | HRCU-A-CB-O | 37MAHAQ24AA3 | 45MBCAQ24XA3 | Singlezone Non-Ducted, Wall Placement | 25000 | 20400 | 2.78 | 23800 | 2.23
PAYNE |  | 215323937 | HRCU-A-CB-O | 37MAHAQ24AA3 | 45MBCAQ24XA3 | Singlezone Non-Ducted, Wall Placement | 25000 | 20400 | 2.78 | 23800 | 2.23
CARRIER |  | 215323815 | HRCU-A-CB-O | 37MAHAQ24AA3 | 45MBCAQ24XA3 | Singlezone Non-Ducted, Wall Placement | 25000 | 20400 | 2.78 | 23800 | 2.23
WEATHERMAKER |  | 215323998 | HRCU-A-CB-O | 37MAHAQ24AA3 | 45MBCAQ24XA3 | Singlezone Non-Ducted, Wall Placement | 25000 | 20400 | 2.78 | 23800 | 2.23
MIDEA |  | 215324059 | HRCU-A-CB-O | 37MAHAQ24AA3 | 45MBCAQ24XA3 | Singlezone Non-Ducted, Wall Placement | 25000 | 20400 | 2.78 | 23800 | 2.23
ARCOAIRE |  | 215324125 | HRCU-A-CB-O | D5CSHAH24AAK | D5FSCAH24XAK | Singlezone Non-Ducted, Wall Placement | 25000 | 20400 | 2.78 | 23800 | 2.23
MIDEA |  | 215324093 | HRCU-A-CB | 37MBHAQ58AA3 | 45MBDAQ58XH3 | Singlezone Ducted, Compact Ducted | 60000 | 45000 | 2.72 | 53500 | 2.1
WEATHERMAKER |  | 215324032 | HRCU-A-CB | 37MBHAQ58AA3 | 45MBDAQ58XH3 | Singlezone Ducted, Compact Ducted | 60000 | 45000 | 2.72 | 53500 | 2.1
PAYNE |  | 215323971 | HRCU-A-CB | 37MBHAQ58AA3 | 45MBDAQ58XH3 | Singlezone Ducted, Compact Ducted | 60000 | 45000 | 2.72 | 53500 | 2.1
CARRIER |  | 215323849 | HRCU-A-CB | 37MBHAQ58AA3 | 45MBDAQ58XH3 | Singlezone Ducted, Compact Ducted | 60000 | 45000 | 2.72 | 53500 | 2.1
BRYANT |  | 215323910 | HRCU-A-CB | 37MBHAQ58AA3 | 45MBDAQ58XH3 | Singlezone Ducted, Compact Ducted | 60000 | 45000 | 2.72 | 53500 | 2.1
BRYANT |  | 215323908 | HRCU-A-CB | 37MBHAQ48AA3 | 45MBDAQ48XH3 | Singlezone Ducted, Compact Ducted | 52000 | 45000 | 2.61 | 47500 | 2
CARRIER |  | 215323847 | HRCU-A-CB | 37MBHAQ48AA3 | 45MBDAQ48XH3 | Singlezone Ducted, Compact Ducted | 52000 | 45000 | 2.61 | 47500 | 2
PAYNE |  | 215323969 | HRCU-A-CB | 37MBHAQ48AA3 | 45MBDAQ48XH3 | Singlezone Ducted, Compact Ducted | 52000 | 45000 | 2.61 | 47500 | 2
WEATHERMAKER |  | 215324030 | HRCU-A-CB | 37MBHAQ48AA3 | 45MBDAQ48XH3 | Singlezone Ducted, Compact Ducted | 52000 | 45000 | 2.61 | 47500 | 2
MIDEA |  | 215324091 | HRCU-A-CB | 37MBHAQ48AA3 | 45MBDAQ48XH3 | Singlezone Ducted, Compact Ducted | 52000 | 45000 | 2.61 | 47500 | 2
MIDEA |  | 215324088 | HRCU-A-CB | 37MBHAQ36AA3 | 45MBDAQ36XH3 | Singlezone Ducted, Compact Ducted | 42000 | 31600 | 2.73 | 37600 | 2.1
WEATHERMAKER |  | 215324027 | HRCU-A-CB | 37MBHAQ36AA3 | 45MBDAQ36XH3 | Singlezone Ducted, Compact Ducted | 42000 | 31600 | 2.73 | 37600 | 2.1
PAYNE |  | 215323966 | HRCU-A-CB | 37MBHAQ36AA3 | 45MBDAQ36XH3 | Singlezone Ducted, Compact Ducted | 42000 | 31600 | 2.73 | 37600 | 2.1
CARRIER |  | 215323844 | HRCU-A-CB | 37MBHAQ36AA3 | 45MBDAQ36XH3 | Singlezone Ducted, Compact Ducted | 42000 | 31600 | 2.73 | 37600 | 2.1
BRYANT |  | 215323905 | HRCU-A-CB | 37MBHAQ36AA3 | 45MBDAQ36XH3 | Singlezone Ducted, Compact Ducted | 42000 | 31600 | 2.73 | 37600 | 2.1
BRYANT |  | 215323896 | HRCU-A-CB | 37MARAQ24AA3 | 45MBDAQ24XH3 | Singlezone Ducted, Compact Ducted | 25000 | 21200 | 2.6 | 19000 | 2.3
CARRIER |  | 215323835 | HRCU-A-CB | 37MARAQ24AA3 | 45MBDAQ24XH3 | Singlezone Ducted, Compact Ducted | 25000 | 21200 | 2.6 | 19000 | 2.3
PAYNE |  | 215323957 | HRCU-A-CB | 37MARAQ24AA3 | 45MBDAQ24XH3 | Singlezone Ducted, Compact Ducted | 25000 | 21200 | 2.6 | 19000 | 2.3
WEATHERMAKER |  | 215324018 | HRCU-A-CB | 37MARAQ24AA3 | 45MBDAQ24XH3 | Singlezone Ducted, Compact Ducted | 25000 | 21200 | 2.6 | 19000 | 2.3
MIDEA |  | 215324079 | HRCU-A-CB | 37MARAQ24AA3 | 45MBDAQ24XH3 | Singlezone Ducted, Compact Ducted | 25000 | 21200 | 2.6 | 19000 | 2.3
ARCOAIRE |  | 215324152 | HRCU-A-CB | D5CSRAH24AAK | D5FSDAH24XHK | Singlezone Ducted, Compact Ducted | 25000 | 21200 | 2.6 | 19000 | 2.3
BRYANT |  | 215323763 | HRCU-A-CB-O | 37MARAQ24AA3 | 615AHAQ24XA3 | Singlezone Non-Ducted, Wall Placement | 25000 | 18800 | 2.65 | 19600 | 2.54
CARRIER |  | 215323752 | HRCU-A-CB-O | 37MARAQ24AA3 | 45MAHAQ24XA3 | Singlezone Non-Ducted, Wall Placement | 25000 | 18800 | 2.65 | 19600 | 2.54
PAYNE |  | 215323774 | HRCU-A-CB-O | 37MARAQ24AA3 | D5MAHAQ24XA3 | Singlezone Non-Ducted, Wall Placement | 25000 | 18800 | 2.65 | 19600 | 2.54
WEATHERMAKER |  | 215323785 | HRCU-A-CB-O | 37MARAQ24AA3 | D5MAHAQ24XA3 | Singlezone Non-Ducted, Wall Placement | 25000 | 18800 | 2.65 | 19600 | 2.54
MIDEA |  | 215323796 | HRCU-A-CB-O | 37MARAQ24AA3 | D5MAHAQ24XA3 | Singlezone Non-Ducted, Wall Placement | 25000 | 18800 | 2.65 | 19600 | 2.54
ARCOAIRE |  | 215324149 | HRCU-A-CB-O | D5CSRAH24AAK | D5FPHAH18XAK | Singlezone Non-Ducted, Wall Placement | 25000 | 18800 | 2.65 | 19600 | 2.54
ARCOAIRE |  | 215324147 | HRCU-A-CB | D5CSRAH18AAK | D5FSDAH18XAK | Singlezone Ducted, Compact Ducted | 20000 | 14000 | 2.6 | 14000 | 2.19
MIDEA |  | 215324075 | HRCU-A-CB | 37MARAQ18AA3 | 45MBDAQ18XA3 | Singlezone Ducted, Compact Ducted | 20000 | 14000 | 2.6 | 14000 | 2.19
WEATHERMAKER |  | 215324014 | HRCU-A-CB | 37MARAQ18AA3 | 45MBDAQ18XA3 | Singlezone Ducted, Compact Ducted | 20000 | 14000 | 2.6 | 14000 | 2.19
CARRIER |  | 215323831 | HRCU-A-CB | 37MARAQ18AA3 | 45MBDAQ18XA3 | Singlezone Ducted, Compact Ducted | 20000 | 14000 | 2.6 | 14000 | 2.19
PAYNE |  | 215323953 | HRCU-A-CB | 37MARAQ18AA3 | 45MBDAQ18XA3 | Singlezone Ducted, Compact Ducted | 20000 | 14000 | 2.6 | 14000 | 2.19
BRYANT |  | 215323892 | HRCU-A-CB | 37MARAQ18AA3 | 45MBDAQ18XA3 | Singlezone Ducted, Compact Ducted | 20000 | 14000 | 2.6 | 14000 | 2.19
BRYANT |  | 215323890 | HRCU-A-CB-O | 37MARAQ18AA3 | 45MBFAQ16XA3 | Singlezone Non-Ducted, Wall Placement | 17000 | 14100 | 2.75 | 13100 | 2.16
PAYNE |  | 215323951 | HRCU-A-CB-O | 37MARAQ18AA3 | 45MBFAQ16XA3 | Singlezone Non-Ducted, Wall Placement | 17000 | 14100 | 2.75 | 13100 | 2.16
CARRIER |  | 215323829 | HRCU-A-CB-O | 37MARAQ18AA3 | 45MBFAQ16XA3 | Singlezone Non-Ducted, Wall Placement | 17000 | 14100 | 2.75 | 13100 | 2.16
WEATHERMAKER |  | 215324012 | HRCU-A-CB-O | 37MARAQ18AA3 | 45MBFAQ16XA3 | Singlezone Non-Ducted, Wall Placement | 17000 | 14100 | 2.75 | 13100 | 2.16
MIDEA |  | 215324073 | HRCU-A-CB-O | 37MARAQ18AA3 | 45MBFAQ16XA3 | Singlezone Non-Ducted, Wall Placement | 17000 | 14100 | 2.75 | 13100 | 2.16
ARCOAIRE |  | 215324145 | HRCU-A-CB-O | D5CSRAH18AAK | D5FSFAH16XAK | Singlezone Non-Ducted, Wall Placement | 17000 | 14100 | 2.75 | 13100 | 2.16
ARCOAIRE |  | 215324144 | HRCU-A-CB-O | D5CSRAH18AAK | D5FSCAH18XAK | Singlezone Non-Ducted, Ceiling Placement | 18000 | 13900 | 2.66 | 12800 | 2.19
MIDEA |  | 215324072 | HRCU-A-CB-O | 37MARAQ18AA3 | 45MBCAQ18XA3 | Singlezone Non-Ducted, Ceiling Placement | 18000 | 13900 | 2.66 | 12800 | 2.19
WEATHERMAKER |  | 215324011 | HRCU-A-CB-O | 37MARAQ18AA3 | 45MBCAQ18XA3 | Singlezone Non-Ducted, Ceiling Placement | 18000 | 13900 | 2.66 | 12800 | 2.19
CARRIER |  | 215323828 | HRCU-A-CB-O | 37MARAQ18AA3 | 45MBCAQ18XA3 | Singlezone Non-Ducted, Ceiling Placement | 18000 | 13900 | 2.66 | 12800 | 2.19
PAYNE |  | 215323950 | HRCU-A-CB-O | 37MARAQ18AA3 | 45MBCAQ18XA3 | Singlezone Non-Ducted, Ceiling Placement | 18000 | 13900 | 2.66 | 12800 | 2.19
BRYANT |  | 215323889 | HRCU-A-CB-O | 37MARAQ18AA3 | 45MBCAQ18XA3 | Singlezone Non-Ducted, Ceiling Placement | 18000 | 13900 | 2.66 | 12800 | 2.19
BRYANT |  | 215323888 | HRCU-A-CB-O | 37MARAQ18AA3 | 45MCCAQ18XA3 | Singlezone Non-Ducted, Ceiling Placement | 18000 | 14000 | 2.77 | 13100 | 2.25
PAYNE |  | 215323949 | HRCU-A-CB-O | 37MARAQ18AA3 | 45MCCAQ18XA3 | Singlezone Non-Ducted, Ceiling Placement | 18000 | 14000 | 2.77 | 13100 | 2.25
CARRIER |  | 215323827 | HRCU-A-CB-O | 37MARAQ18AA3 | 45MCCAQ18XA3 | Singlezone Non-Ducted, Ceiling Placement | 18000 | 14000 | 2.77 | 13100 | 2.25
WEATHERMAKER |  | 215324010 | HRCU-A-CB-O | 37MARAQ18AA3 | 45MCCAQ18XA3 | Singlezone Non-Ducted, Ceiling Placement | 18000 | 14000 | 2.77 | 13100 | 2.25
MIDEA |  | 215324071 | HRCU-A-CB-O | 37MARAQ18AA3 | 45MCCAQ18XA3 | Singlezone Non-Ducted, Ceiling Placement | 18000 | 14000 | 2.77 | 13100 | 2.25
ARCOAIRE |  | 215324143 | HRCU-A-CB-O | D5CSRAH18AAK | D5FSOAH18XAK | Singlezone Non-Ducted, Ceiling Placement | 18000 | 14000 | 2.77 | 13100 | 2.25
MIDEA |  | 215323795 | HRCU-A-CB-O | 37MARAQ18AA3 | D5MAHAQ18XA3 | Singlezone Non-Ducted, Wall Placement | 18000 | 13600 | 2.73 | 12800 | 2.1
WEATHERMAKER |  | 215323784 | HRCU-A-CB-O | 37MARAQ18AA3 | D5MAHAQ18XA3 | Singlezone Non-Ducted, Wall Placement | 18000 | 13600 | 2.73 | 12800 | 2.1
PAYNE |  | 215323773 | HRCU-A-CB-O | 37MARAQ18AA3 | D5MAHAQ18XA3 | Singlezone Non-Ducted, Wall Placement | 18000 | 13600 | 2.73 | 12800 | 2.1
CARRIER |  | 215323751 | HRCU-A-CB-O | 37MARAQ18AA3 | 45MAHAQ18XA3 | Singlezone Non-Ducted, Wall Placement | 18000 | 13600 | 2.73 | 12800 | 2.1
BRYANT |  | 215323762 | HRCU-A-CB-O | 37MARAQ18AA3 | 615AHAQ18XA3 | Singlezone Non-Ducted, Wall Placement | 18000 | 13600 | 2.73 | 12800 | 2.1
ARCOAIRE |  | 215324142 | HRCU-A-CB-O | D5CSRAH18AAK | D5FSHAH18XAK | Singlezone Non-Ducted, Wall Placement | 18000 | 13600 | 2.73 | 12800 | 2.1
ARCOAIRE |  | 215324140 | HRCU-A-CB | D5CSRAH12AAK | D5FSDAH12XAK | Singlezone Ducted, Compact Ducted | 12000 | 9500 | 2.58 | 8800 | 2.24
MIDEA |  | 215324069 | HRCU-A-CB | 37MARAQ12AA3 | 45MBDAQ12XA3 | Singlezone Ducted, Compact Ducted | 12000 | 9500 | 2.58 | 8800 | 2.24
WEATHERMAKER |  | 215324008 | HRCU-A-CB | 37MARAQ12AA3 | 45MBDAQ12XA3 | Singlezone Ducted, Compact Ducted | 12000 | 9500 | 2.58 | 8800 | 2.24
CARRIER |  | 215323825 | HRCU-A-CB | 37MARAQ12AA3 | 45MBDAQ12XA3 | Singlezone Ducted, Compact Ducted | 12000 | 9500 | 2.58 | 8800 | 2.24
PAYNE |  | 215323947 | HRCU-A-CB | 37MARAQ12AA3 | 45MBDAQ12XA3 | Singlezone Ducted, Compact Ducted | 12000 | 9500 | 2.58 | 8800 | 2.24
BRYANT |  | 215323886 | HRCU-A-CB | 37MARAQ12AA3 | 45MBDAQ12XA3 | Singlezone Ducted, Compact Ducted | 12000 | 9500 | 2.58 | 8800 | 2.24
BRYANT |  | 215323885 | HRCU-A-CB-O | 37MARAQ12AA3 | 45MBFAQ12XA3 | Singlezone Non-Ducted, Wall Placement | 12000 | 9000 | 2.87 | 8900 | 2.51
PAYNE |  | 215323946 | HRCU-A-CB-O | 37MARAQ12AA3 | 45MBFAQ12XA3 | Singlezone Non-Ducted, Wall Placement | 12000 | 9000 | 2.87 | 8900 | 2.51
CARRIER |  | 215323824 | HRCU-A-CB-O | 37MARAQ12AA3 | 45MBFAQ12XA3 | Singlezone Non-Ducted, Wall Placement | 12000 | 9000 | 2.87 | 8900 | 2.51
WEATHERMAKER |  | 215324007 | HRCU-A-CB-O | 37MARAQ12AA3 | 45MBFAQ12XA3 | Singlezone Non-Ducted, Wall Placement | 12000 | 9000 | 2.87 | 8900 | 2.51
MIDEA |  | 215324068 | HRCU-A-CB-O | 37MARAQ12AA3 | 45MBFAQ12XA3 | Singlezone Non-Ducted, Wall Placement | 12000 | 9000 | 2.87 | 8900 | 2.51
ARCOAIRE |  | 215324139 | HRCU-A-CB-O | D5CSRAH12AAK | D5FSFAH12XAK | Singlezone Non-Ducted, Wall Placement | 12000 | 9000 | 2.87 | 8900 | 2.51
ARCOAIRE |  | 215324138 | HRCU-A-CB-O | D5CSRAH12AAK | D5FSCAH12XAK | Singlezone Non-Ducted, Ceiling Placement | 12000 | 8500 | 2.8 | 8400 | 2.39
MIDEA |  | 215324067 | HRCU-A-CB-O | 37MARAQ12AA3 | 45MBCAQ12XA3 | Singlezone Non-Ducted, Ceiling Placement | 12000 | 8500 | 2.8 | 8400 | 2.39
WEATHERMAKER |  | 215324006 | HRCU-A-CB-O | 37MARAQ12AA3 | 45MBCAQ12XA3 | Singlezone Non-Ducted, Ceiling Placement | 12000 | 8500 | 2.8 | 8400 | 2.39
CARRIER |  | 215323823 | HRCU-A-CB-O | 37MARAQ12AA3 | 45MBCAQ12XA3 | Singlezone Non-Ducted, Ceiling Placement | 12000 | 8500 | 2.8 | 8400 | 2.39
PAYNE |  | 215323945 | HRCU-A-CB-O | 37MARAQ12AA3 | 45MBCAQ12XA3 | Singlezone Non-Ducted, Ceiling Placement | 12000 | 8500 | 2.8 | 8400 | 2.39
BRYANT |  | 215323884 | HRCU-A-CB-O | 37MARAQ12AA3 | 45MBCAQ12XA3 | Singlezone Non-Ducted, Ceiling Placement | 12000 | 8500 | 2.8 | 8400 | 2.39
BRYANT |  | 215323883 | HRCU-A-CB-O | 37MARAQ12AA3 | 45MCCAQ12XA3 | Singlezone Non-Ducted, Ceiling Placement | 12000 | 8600 | 2.77 | 8600 | 2.47
PAYNE |  | 215323944 | HRCU-A-CB-O | 37MARAQ12AA3 | 45MCCAQ12XA3 | Singlezone Non-Ducted, Ceiling Placement | 12000 | 8600 | 2.77 | 8600 | 2.47
CARRIER |  | 215323822 | HRCU-A-CB-O | 37MARAQ12AA3 | 45MCCAQ12XA3 | Singlezone Non-Ducted, Ceiling Placement | 12000 | 8600 | 2.77 | 8600 | 2.47
WEATHERMAKER |  | 215324005 | HRCU-A-CB-O | 37MARAQ12AA3 | 45MCCAQ12XA3 | Singlezone Non-Ducted, Ceiling Placement | 12000 | 8600 | 2.77 | 8600 | 2.47
MIDEA |  | 215324066 | HRCU-A-CB-O | 37MARAQ12AA3 | 45MCCAQ12XA3 | Singlezone Non-Ducted, Ceiling Placement | 12000 | 8600 | 2.77 | 8600 | 2.47
ARCOAIRE |  | 215324137 | HRCU-A-CB-O | D5CSRAH12AAK | D5FSOAH12XAK | Singlezone Non-Ducted, Ceiling Placement | 12000 | 8600 | 2.77 | 8600 | 2.47
BRYANT |  | 215323761 | HRCU-A-CB-O | 37MARAQ12AA3 | 615AHAQ12XA3 | Singlezone Non-Ducted, Wall Placement | 12000 | 9300 | 2.84 | 8400 | 2.3
CARRIER |  | 215323750 | HRCU-A-CB-O | 37MARAQ12AA3 | 45MAHAQ12XA3 | Singlezone Non-Ducted, Wall Placement | 12000 | 9300 | 2.84 | 8400 | 2.3
PAYNE |  | 215323772 | HRCU-A-CB-O | 37MARAQ12AA3 | D5MAHAQ12XA3 | Singlezone Non-Ducted, Wall Placement | 12000 | 9300 | 2.84 | 8400 | 2.3
WEATHERMAKER |  | 215323783 | HRCU-A-CB-O | 37MARAQ12AA3 | D5MAHAQ12XA3 | Singlezone Non-Ducted, Wall Placement | 12000 | 9300 | 2.84 | 8400 | 2.3
MIDEA |  | 215323794 | HRCU-A-CB-O | 37MARAQ12AA3 | D5MAHAQ12XA3 | Singlezone Non-Ducted, Wall Placement | 12000 | 9300 | 2.84 | 8400 | 2.3
ARCOAIRE |  | 215324136 | HRCU-A-CB-O | D5CSRAH12AAK | D5FSHAH12XAK | Singlezone Non-Ducted, Wall Placement | 12000 | 9300 | 2.84 | 8400 | 2.3
ARCOAIRE |  | 215324133 | HRCU-A-CB-O | D5CSRAH09AAK | D5FSFAH09XAK | Singlezone Non-Ducted, Wall Placement | 9000 | 9000 | 2.9 | 8600 | 2.27
MIDEA |  | 215324063 | HRCU-A-CB-O | 37MARAQ09AA3 | 45MBFAQ09XA3 | Singlezone Non-Ducted, Wall Placement | 9000 | 9000 | 2.9 | 8600 | 2.27
WEATHERMAKER |  | 215324002 | HRCU-A-CB-O | 37MARAQ09AA3 | 45MBFAQ09XA3 | Singlezone Non-Ducted, Wall Placement | 9000 | 9000 | 2.9 | 8600 | 2.27
CARRIER |  | 215323819 | HRCU-A-CB-O | 37MARAQ09AA3 | 45MBFAQ09XA3 | Singlezone Non-Ducted, Wall Placement | 9000 | 9000 | 2.9 | 8600 | 2.27
BRYANT |  | 215323880 | HRCU-A-CB-O | 37MARAQ09AA3 | 45MBFAQ09XA3 | Singlezone Non-Ducted, Wall Placement | 9000 | 9000 | 2.9 | 8600 | 2.27
PAYNE |  | 215323941 | HRCU-A-CB-O | 37MARAQ09AA3 | 45MBFAQ09XA3 | Singlezone Non-Ducted, Wall Placement | 9000 | 9000 | 2.9 | 8600 | 2.27
PAYNE |  | 215323940 | HRCU-A-CB-O | 37MARAQ09AA3 | 45MBCAQ12XA3 | Singlezone Non-Ducted, Ceiling Placement | 10000 | 8500 | 2.8 | 8300 | 2.17
BRYANT |  | 215323879 | HRCU-A-CB-O | 37MARAQ09AA3 | 45MBCAQ12XA3 | Singlezone Non-Ducted, Ceiling Placement | 10000 | 8500 | 2.8 | 8300 | 2.17
CARRIER |  | 215323818 | HRCU-A-CB-O | 37MARAQ09AA3 | 45MBCAQ12XA3 | Singlezone Non-Ducted, Ceiling Placement | 10000 | 8500 | 2.8 | 8300 | 2.17
WEATHERMAKER |  | 215324001 | HRCU-A-CB-O | 37MARAQ09AA3 | 45MBCAQ12XA3 | Singlezone Non-Ducted, Ceiling Placement | 10000 | 8500 | 2.8 | 8300 | 2.17
MIDEA |  | 215324062 | HRCU-A-CB-O | 37MARAQ09AA3 | 45MBCAQ12XA3 | Singlezone Non-Ducted, Ceiling Placement | 10000 | 8500 | 2.8 | 8300 | 2.17
ARCOAIRE |  | 215324132 | HRCU-A-CB-O | D5CSRAH09AAK | D5FSCAH12XAK | Singlezone Non-Ducted, Ceiling Placement | 10000 | 8500 | 2.8 | 8300 | 2.17
ARCOAIRE |  | 215324131 | HRCU-A-CB-O | D5CSRAH09AAK | D5FSOAH12XAK | Singlezone Non-Ducted, Ceiling Placement | 11000 | 7900 | 2.69 | 8000 | 2.17
MIDEA |  | 215323793 | HRCU-A-CB-O | 37MARAQ09AA3 | D5MAHAQ09XA3 | Singlezone Non-Ducted, Wall Placement | 10000 | 8100 | 2.83 | 8000 | 2.37
WEATHERMAKER |  | 215323782 | HRCU-A-CB-O | 37MARAQ09AA3 | D5MAHAQ09XA3 | Singlezone Non-Ducted, Wall Placement | 10000 | 8100 | 2.83 | 8000 | 2.37
PAYNE |  | 215323771 | HRCU-A-CB-O | 37MARAQ09AA3 | D5MAHAQ09XA3 | Singlezone Non-Ducted, Wall Placement | 10000 | 8100 | 2.83 | 8000 | 2.37
CARRIER |  | 215323749 | HRCU-A-CB-O | 37MARAQ09AA3 | 45MAHAQ09XA3 | Singlezone Non-Ducted, Wall Placement | 10000 | 8100 | 2.83 | 8000 | 2.37
BRYANT |  | 215323760 | HRCU-A-CB-O | 37MARAQ09AA3 | 615AHAQ09XA3 | Singlezone Non-Ducted, Wall Placement | 10000 | 8100 | 2.83 | 8000 | 2.37
ARCOAIRE |  | 215324130 | HRCU-A-CB-O | D5CSRAH09AAK | D5FSHAH09XAK | Singlezone Non-Ducted, Wall Placement | 10000 | 8100 | 2.83 | 8000 | 2.37
ARCOAIRE |  | 215324129 | HRCU-A-CB-O | D5CSRAH12AAJ | D5FSHAH12XAJ | Singlezone Non-Ducted, Wall Placement | 12000 | 8700 | 2.68 | 7700 | 2.33
BRYANT |  | 215323759 | HRCU-A-CB-O | 37MARAQ12AA1 | 615AHAQ12XA1 | Singlezone Non-Ducted, Wall Placement | 12000 | 8700 | 2.68 | 7700 | 2.33
CARRIER |  | 215323748 | HRCU-A-CB-O | 37MARAQ12AA1 | 45MAHAQ12XA1 | Singlezone Non-Ducted, Wall Placement | 12000 | 8700 | 2.68 | 7700 | 2.33
PAYNE |  | 215323770 | HRCU-A-CB-O | 37MARAQ12AA1 | D5MAHAQ12XA1 | Singlezone Non-Ducted, Wall Placement | 12000 | 8700 | 2.68 | 7700 | 2.33
WEATHERMAKER |  | 215323781 | HRCU-A-CB-O | 37MARAQ12AA1 | D5MAHAQ12XA1 | Singlezone Non-Ducted, Wall Placement | 12000 | 8700 | 2.68 | 7700 | 2.33
MIDEA |  | 215323792 | HRCU-A-CB-O | 37MARAQ12AA1 | D5MAHAQ12XA1 | Singlezone Non-Ducted, Wall Placement | 12000 | 8700 | 2.68 | 7700 | 2.33
MIDEA |  | 215323791 | HRCU-A-CB-O | 37MAHAQ33AA3 | D5MAHAQ33XA3 | Singlezone Non-Ducted, Wall Placement | 36000 | 30000 | 2.69 | 35000 | 1.98
WEATHERMAKER |  | 215323780 | HRCU-A-CB-O | 37MAHAQ33AA3 | D5MAHAQ33XA3 | Singlezone Non-Ducted, Wall Placement | 36000 | 30000 | 2.69 | 35000 | 1.98
PAYNE |  | 215323769 | HRCU-A-CB-O | 37MAHAQ33AA3 | D5MAHAQ33XA3 | Singlezone Non-Ducted, Wall Placement | 36000 | 30000 | 2.69 | 35000 | 1.98
CARRIER |  | 215323747 | HRCU-A-CB-O | 37MAHAQ33AA3 | 45MAHAQ33XA3 | Singlezone Non-Ducted, Wall Placement | 36000 | 30000 | 2.69 | 35000 | 1.98
BRYANT |  | 215323758 | HRCU-A-CB-O | 37MAHAQ33AA3 | 615AHAQ33XA3 | Singlezone Non-Ducted, Wall Placement | 36000 | 30000 | 2.69 | 35000 | 1.98
ARCOAIRE |  | 215324128 | HRCU-A-CB-O | D5CSHAH33AAK | D5FSHAH33XAK | Singlezone Non-Ducted, Wall Placement | 36000 | 30000 | 2.69 | 35000 | 1.98
MIDEA |  | 215324061 | HRCU-A-CB | 37MAHAQ24AA3 | 45MBDAQ24XH3 | Singlezone Ducted, Compact Ducted | 26000 | 21600 | 2.71 | 24000 | 2.18
WEATHERMAKER |  | 215324000 | HRCU-A-CB | 37MAHAQ24AA3 | 45MBDAQ24XH3 | Singlezone Ducted, Compact Ducted | 26000 | 21600 | 2.71 | 24000 | 2.18
CARRIER |  | 215323817 | HRCU-A-CB | 37MAHAQ24AA3 | 45MBDAQ24XH3 | Singlezone Ducted, Compact Ducted | 26000 | 21600 | 2.71 | 24000 | 2.18
BRYANT |  | 215323878 | HRCU-A-CB | 37MAHAQ24AA3 | 45MBDAQ24XH3 | Singlezone Ducted, Compact Ducted | 26000 | 21600 | 2.71 | 24000 | 2.18
PAYNE |  | 215323939 | HRCU-A-CB | 37MAHAQ24AA3 | 45MBDAQ24XH3 | Singlezone Ducted, Compact Ducted | 26000 | 21600 | 2.71 | 24000 | 2.18
ARCOAIRE |  | 215324127 | HRCU-A-CB | D5CSHAH24AAK | D5FSDAH24XHK | Singlezone Ducted, Compact Ducted | 26000 | 21600 | 2.71 | 24000 | 2.18
BRYANT |  | 215323757 | HRCU-A-CB-O | 37MAHAQ24AA3 | 615AHAQ24XA3 | Singlezone Non-Ducted, Wall Placement | 29000 | 21000 | 2.88 | 24200 | 2.34
CARRIER |  | 215323746 | HRCU-A-CB-O | 37MAHAQ24AA3 | 45MAHAQ24XA3 | Singlezone Non-Ducted, Wall Placement | 29000 | 21000 | 2.88 | 24200 | 2.34
HITACHI | airCore 700 | 215359322 | HRCU-A-CB-O | PAS-12BLFASDQ1 | PCIM-B12UFA1DQ | Singlezone Non-Ducted, Ceiling Placement | 14000 | 12500 | 3.1 | 14000 | 2.13
HITACHI | airCore 700 | 215359321 | HRCU-A-CB | PAS-12BLFASDQ1 | PPIM-B12UFA1DQ | Singlezone Ducted, Centrally Ducted | 14000 | 12500 | 2.69 | 14000 | 2.03
HITACHI | airCore 700 | 215222842 | HRCU-A-CB-O | PAS-36BLFASDQ1 | PCI-B36UFA1DQ | Singlezone Non-Ducted, Ceiling Placement | 38000 | 34200 | 2.9 | 38000 | 2.06
HITACHI | airCore 700 | 215222826 | HRCU-A-CB-O | PAS-30BLFASDQ1 | PCI-B30UFA1DQ | Singlezone Non-Ducted, Ceiling Placement | 32000 | 28600 | 3 | 32000 | 2.27
HITACHI | airCore 700 | 215222825 | HRCU-A-CB-O | PAS-24BLFASDQ1 | PCI-B24UFA1DQ | Singlezone Non-Ducted, Ceiling Placement | 26000 | 21600 | 3.1 | 26000 | 2.16
HITACHI | airCore 700 | 215222824 | HRCU-A-CB-O | PAS-18BLFASDQ1 | PCI-B18UFA1DQ | Singlezone Non-Ducted, Ceiling Placement | 20000 | 18000 | 3.2 | 22600 | 2.2
HITACHI | airCore 700 | 215222841 | HRCU-A-CB | PAS-36BLFASDQ1 | PPIM-B36UFA1DQ | Singlezone Ducted, Centrally Ducted | 38000 | 34200 | 2.7 | 38000 | 2.02
HITACHI | airCore 700 | 215222843 | HRCU-A-CB | PAS-30BLFASDQ1 | PPIM-B30UFA1DQ | Singlezone Ducted, Centrally Ducted | 32000 | 28600 | 2.7 | 32000 | 2.08
HITACHI | airCore 700 | 215222823 | HRCU-A-CB | PAS-24BLFASDQ1 | PPIM-B24UFA1DQ | Singlezone Ducted, Centrally Ducted | 26000 | 21600 | 2.8 | 26000 | 2.05
HITACHI | airCore 700 | 215222822 | HRCU-A-CB | PAS-18BLFASDQ1 | PPIM-B18UFA1DQ | Singlezone Ducted, Centrally Ducted | 20000 | 18000 | 2.6 | 22000 | 2.1
BREEZE33 | BZ33 Series | 215449767 | HRCU-A-CB-O | BZ33-HYP36OUT2-454-G3-P | BZ33-CASS36-454-G3-P | Singlezone Non-Ducted, Wall Placement | 37000 | 30600 | 2.56 | 37000 | 1.95
BREEZE33 | BZ33 Series | 215449762 | HRCU-A-CB-O | BZ33-HYP33OUT2-454-G3-P | BZ33-HYP33WALL2-454-G3-P | Singlezone Non-Ducted, Wall Placement | 36000 | 30000 | 2.69 | 35000 | 1.98
BREEZE33 | BZ33 Series | 215449761 | HRCU-A-CB-O | BZ33-HYP24OUT2-454-G3-P | BZ33-HYP24WALL2-454-G3-P | Singlezone Non-Ducted, Wall Placement | 29000 | 21000 | 2.88 | 24200 | 2.34
BREEZE33 | BZ33 Series | 215449756 | HRCU-A-CB-O | BZ33-HP24OUT2-454-G3-C | BZ33-HP24WALL2-454-G3-C | Singlezone Non-Ducted, Wall Placement | 24000 | 16900 | 2.53 | 17000 | 2.14
CANAIR |  | 215449738 | HMSV-A-CB | 4C28MC655H21 |  | Multizone Mix of Ducted and Non-Ducted | 55000 | 44500 | 2.65 | 47500 | 2.05
CANAIR |  | 215449737 | HMSV-A-CB | 4C28MC655H21 |  | Multizone All Ducted | 55000 | 45000 | 2.7 | 48000 | 2.1
CANAIR |  | 215449736 | HMSR-A-CB-O | 4C28MC655H21 |  | Multizone All Non-Ducted | 55000 | 44000 | 2.6 | 47000 | 2
CANAIR |  | 215449735 | HMSV-A-CB | 4C28MC648H21 |  | Multizone Mix of Ducted and Non-Ducted | 48500 | 44000 | 2.6 | 47500 | 2
CANAIR |  | 215449734 | HMSV-A-CB | 4C28MC648H21 |  | Multizone All Ducted | 48000 | 44500 | 2.6 | 48000 | 2
CANAIR |  | 215449733 | HMSR-A-CB-O | 4C28MC648H21 |  | Multizone All Non-Ducted | 49000 | 44000 | 2.6 | 47000 | 2
CANAIR |  | 215449729 | HMSV-A-CB | 4C28MC428H21 |  | Multizone Mix of Ducted and Non-Ducted | 27400 | 24000 | 2.5 | 27000 | 2
CANAIR |  | 215449727 | HMSR-A-CB-O | 4C28MC428H21 |  | Multizone All Non-Ducted | 27000 | 25000 | 2.6 | 27000 | 2
CANAIR |  | 215449726 | HMSV-A-CB | 4C28MC318H21 |  | Multizone Mix of Ducted and Non-Ducted | 20000 | 17300 | 2.65 | 18500 | 2
CANAIR |  | 215449725 | HMSV-A-CB | 4C28MC318H21 |  | Multizone All Ducted | 20000 | 17000 | 2.59 | 18000 | 2
CANAIR |  | 215449724 | HMSR-A-CB-O | 4C28MC318H21 |  | Multizone All Non-Ducted | 20000 | 17600 | 2.7 | 19000 | 2
CANAIR |  | 215449719 | HRCU-A-CB-O | 4C28SCH18H21 | 4C28SEH18H21 | Singlezone Non-Ducted, Wall Placement | 18000 | 15000 | 2.56 | 18000 | 1.92
CANAIR |  | 215449716 | HRCU-A-CB-O | 4C28SCH06H21 | 4C28SEH06H21 | Singlezone Non-Ducted, Wall Placement | 7000 | 7900 | 2.79 | 7700 | 2.4
CANAIR |  | 215449721 | HRCU-A-CB-O | 4C28SCH30H21 | 4C28SEH30H21 | Singlezone Non-Ducted, Wall Placement | 30000 | 20400 | 2.52 | 20000 | 2.03
CANAIR |  | 215449723 | HRCU-A-CB-O | 4C28SCH33H21 | 4C28SEH33H21 | Singlezone Non-Ducted, Wall Placement | 36000 | 30000 | 2.69 | 35000 | 1.98
CANAIR |  | 215449720 | HRCU-A-CB-O | 4C28SCH24H21 | 4C28SEH24H21 | Singlezone Non-Ducted, Wall Placement | 29000 | 21000 | 2.88 | 24200 | 2.34
CANAIR |  | 215449715 | HRCU-A-CB-O | 4C22SCH24H21 | 4C22SEH24H21 | Singlezone Non-Ducted, Wall Placement | 24000 | 16900 | 2.53 | 17000 | 2.14
MIDEA | MDH Series | 215471428 | HRCU-A-CB | MO1HU-H60B-2A | MDHHS-H60B-2A | Singlezone Ducted, Compact Ducted | 60000 | 45000 | 2.72 | 53500 | 2.1
MIDEA | MDH Series | 215471427 | HRCU-A-CB | MO1HU-H48B-2A | MDHHS-H48B-2A | Singlezone Ducted, Compact Ducted | 52000 | 45000 | 2.61 | 47500 | 2
MIDEA | MDH Series | 215471426 | HRCU-A-CB | MO1HU-H36B-2A | MDHHS-H36B-2A | Singlezone Ducted, Compact Ducted | 42000 | 31600 | 2.73 | 37600 | 2.1
MIDEA | MDH Series | 215471418 | HRCU-A-CB | MO1ES-H24B-2A | MDHHU-H24B-2A | Singlezone Ducted, Compact Ducted | 25000 | 21200 | 2.6 | 19000 | 2.3
MIDEA | MDH Series | 215471417 | HRCU-A-CB | MO1ES-H18B-2A | MDHHU-H18B-2A | Singlezone Ducted, Compact Ducted | 20000 | 14900 | 2.89 | 14200 | 2.41
MIDEA | MDL Series | 215471410 | HRCU-A-CB | MO1ES-H18B-2A | MDLHU-H18B-2A | Singlezone Ducted, Compact Ducted | 20000 | 14000 | 2.6 | 14000 | 2.19
MIDEA | MDH Series | 215471416 | HRCU-A-CB | MO1ES-H12B-2A | MDHHU-H12B-2A | Singlezone Ducted, Compact Ducted | 12000 | 9100 | 2.78 | 8900 | 2.44
MIDEA | MDL Series | 215471409 | HRCU-A-CB | MO1ES-H12B-2A | MDLHU-H12B-2A | Singlezone Ducted, Compact Ducted | 12000 | 9500 | 2.58 | 8800 | 2.24
MIDEA | MDH Series | 215471415 | HRCU-A-CB | MO1ES-H09B-2A | MDHHU-H09B-2A | Singlezone Ducted, Compact Ducted | 10000 | 9300 | 2.9 | 8300 | 2.32
MIDEA | MDL Series | 215471408 | HRCU-A-CB | MO1ES-H09B-2A | MDLHU-H09B-2A | Singlezone Ducted, Compact Ducted | 10000 | 8900 | 2.61 | 8600 | 2.25
MIDEA | MDH Series | 215471425 | HRCU-A-CB | MO1HS-H24B-2A | MDHHU-H24B-2A | Singlezone Ducted, Compact Ducted | 26000 | 21600 | 2.71 | 24000 | 2.18
MIDEA | MDH Series | 215471424 | HRCU-A-CB | MO1HS-H18B-2A | MDHHU-H18B-2A | Singlezone Ducted, Compact Ducted | 19500 | 15000 | 2.89 | 18000 | 2.1
MIDEA | MDL Series | 215471414 | HRCU-A-CB | MO1HS-H18B-2A | MDLHU-H18B-2A | Singlezone Ducted, Compact Ducted | 19000 | 15000 | 2.7 | 18000 | 2
MIDEA | MDH Series | 215471423 | HRCU-A-CB | MO1HS-H12B-2A | MDHHU-H12B-2A | Singlezone Ducted, Compact Ducted | 12000 | 10200 | 2.6 | 12000 | 1.95
MIDEA | MDL Series | 215471411 | HRCU-A-CB | MO1HS-H06B-2A | MDLHU-H06B-2A | Singlezone Ducted, Compact Ducted | 8000 | 8000 | 2.69 | 7800 | 2.41
MIDEA | MO Series | 215471453 | HMSV-A-CB | MO6EX-H48B-2A |  | Multizone Mix of Ducted and Non-Ducted | 47500 | 37400 | 2.5 | 37000 | 2.05
MIDEA | MO Series | 215471452 | HMSV-A-CB | MO6EX-H48B-2A |  | Multizone All Ducted | 47000 | 37000 | 2.5 | 38000 | 2.1
MIDEA | MO Series | 215471451 | HMSR-A-CB-O | MO6EX-H48B-2A |  | Multizone All Non-Ducted | 48000 | 38000 | 2.5 | 36000 | 2
MIDEA | MO Series | 215471447 | HMSV-A-CB | MO4EX-H27B-2A |  | Multizone Mix of Ducted and Non-Ducted | 26800 | 18400 | 2.56 | 18900 | 2
MIDEA | MO Series | 215471446 | HMSV-A-CB | MO4EX-H27B-2A |  | Multizone All Ducted | 26600 | 18400 | 2.5 | 18800 | 2
MIDEA | MO Series | 215471445 | HMSR-A-CB-O | MO4EX-H27B-2A |  | Multizone All Non-Ducted | 27000 | 18400 | 2.61 | 19000 | 2
MIDEA | MO Series | 215471474 | HMSV-A-CB | MO3EX-H18B-2A |  | Multizone Mix of Ducted and Non-Ducted | 19000 | 14100 | 2.55 | 14000 | 2.31
MIDEA | MO Series | 215471472 | HMSR-A-CB-O | MO3EX-H18B-2A |  | Multizone All Non-Ducted | 19000 | 13600 | 2.81 | 13500 | 2.3
MIDEA | MO Series | 215471471 | HMSV-A-CB | MO6HX-H60B-2A |  | Multizone Mix of Ducted and Non-Ducted | 55000 | 44500 | 2.65 | 47500 | 2.05
MIDEA | MO Series | 215471470 | HMSV-A-CB | MO6HX-H60B-2A |  | Multizone All Ducted | 55000 | 45000 | 2.7 | 48000 | 2.1
MIDEA | MO Series | 215471469 | HMSR-A-CB-O | MO6HX-H60B-2A |  | Multizone All Non-Ducted | 55000 | 44000 | 2.6 | 47000 | 2
MIDEA | MO Series | 215471468 | HMSV-A-CB | MO6HX-H48B-2A |  | Multizone Mix of Ducted and Non-Ducted | 48500 | 44000 | 2.6 | 47500 | 2
MIDEA | MO Series | 215471467 | HMSV-A-CB | MO6HX-H48B-2A |  | Multizone All Ducted | 48000 | 44500 | 2.6 | 48000 | 2
MIDEA | MO Series | 215471466 | HMSR-A-CB-O | MO6HX-H48B-2A |  | Multizone All Non-Ducted | 49000 | 44000 | 2.6 | 47000 | 2
MIDEA | MO Series | 215471462 | HMSV-A-CB | MO4HX-H27B-2A |  | Multizone Mix of Ducted and Non-Ducted | 27400 | 24000 | 2.5 | 27000 | 2
MIDEA | MO Series | 215471460 | HMSR-A-CB-O | MO4HX-H27B-2A |  | Multizone All Non-Ducted | 27000 | 25000 | 2.6 | 27000 | 2
MIDEA | MO Series | 215471459 | HMSV-A-CB | MO3HX-H18B-2A |  | Multizone Mix of Ducted and Non-Ducted | 20000 | 17300 | 2.65 | 18500 | 2
MIDEA | MO Series | 215471458 | HMSV-A-CB | MO3HX-H18B-2A |  | Multizone All Ducted | 20000 | 17000 | 2.59 | 18000 | 2
MIDEA | MO Series | 215471457 | HMSR-A-CB-O | MO3HX-H18B-2A |  | Multizone All Non-Ducted | 20000 | 17600 | 2.7 | 19000 | 2
MIDEA | MSF Series | 215471361 | HRCU-A-CB-O | MO1AS-H09B-2A | MSFNS-H09B-2A | Singlezone Non-Ducted, Wall Placement | 10000 | 8000 | 2.58 | 7000 | 2.16
MIDEA | MFB Series | 215471441 | HRCU-A-CB-O | MO1HS-H24B-2A | MFBHU-H24B-2A | Singlezone Non-Ducted, Floor Placement | 26000 | 20200 | 2.74 | 24200 | 2.16
MIDEA | MCD Series | 215471398 | HRCU-A-CB-O | MO1HS-H24B-2A | MCDHU-H24B-2A | Singlezone Non-Ducted, Wall Placement | 25000 | 20400 | 2.78 | 23800 | 2.23
MIDEA | MFA Series | 215471434 | HRCU-A-CB-O | MO1HS-H18B-2A | MFAHU-H16B-2A | Singlezone Non-Ducted, Wall Placement | 17000 | 14200 | 2.6 | 17500 | 1.95
MIDEA | MCD Series | 215471397 | HRCU-A-CB-O | MO1HS-H18B-2A | MCDHU-H18B-2A | Singlezone Non-Ducted, Ceiling Placement | 19000 | 14900 | 2.7 | 17000 | 1.9
MIDEA | MSE Series | 215471382 | HRCU-A-CB-O | MO1HS-H18B-2A | MSEHU-H18B-2A | Singlezone Non-Ducted, Wall Placement | 18000 | 15000 | 2.56 | 18000 | 1.92
MIDEA | MCD Series | 215471396 | HRCU-A-CB-O | MO1HS-H12B-2A | MCDHU-H12B-2A | Singlezone Non-Ducted, Ceiling Placement | 12000 | 10000 | 2.74 | 11500 | 1.99
MIDEA | MCA Series | 215471406 | HRCU-A-CB-O | MO1HS-H12B-2A | MCAHU-H12B-2A | Singlezone Non-Ducted, Ceiling Placement | 12500 | 9600 | 2.65 | 11500 | 1.99
MIDEA | MCA Series | 215471404 | HRCU-A-CB-O | MO1HS-H06B-2A | MCAHU-H06B-2A | Singlezone Non-Ducted, Ceiling Placement | 7400 | 7000 | 2.66 | 8100 | 2.4
MIDEA | MSE Series | 215471379 | HRCU-A-CB-O | MO1HS-H06B-2A | MSEHU-H06B-2A | Singlezone Non-Ducted, Wall Placement | 7000 | 7900 | 2.79 | 7700 | 2.4
MIDEA | MCD Series | 215471393 | HRCU-A-CB-O | MO1BU-H36B-2A | MCDHS-H36B-2A | Singlezone Non-Ducted, Wall Placement | 38000 | 26800 | 2.68 | 26600 | 2.2
MIDEA | MFB Series | 215471442 | HRCU-A-CB-O | MO1HU-H36B-2A | MFBHS-H36B-2A | Singlezone Non-Ducted, Floor Placement | 38000 | 30200 | 2.58 | 39500 | 2.02
MIDEA | MCD Series | 215471399 | HRCU-A-CB-O | MO1HU-H36B-2A | MCDHS-H36B-2A | Singlezone Non-Ducted, Wall Placement | 37000 | 30600 | 2.56 | 37000 | 1.95
MIDEA | MFB Series | 215471436 | HRCU-A-CB-O | MO1ES-H24B-2A | MFBHU-H24B-2A | Singlezone Non-Ducted, Floor Placement | 24400 | 20000 | 2.56 | 18600 | 2.27
MIDEA | MSE Series | 215471378 | HRCU-A-CB-O | MO1ES-H24B-2A | MSEHU-H24B-2A | Singlezone Non-Ducted, Wall Placement | 25000 | 18800 | 2.65 | 19600 | 2.54
MIDEA | MFB Series | 215471435 | HRCU-A-CB-O | MO1ES-H18B-2A | MFBHU-H18B-2A | Singlezone Non-Ducted, Floor Placement | 18000 | 13700 | 2.51 | 12800 | 2.05
MIDEA | MFA Series | 215471431 | HRCU-A-CB-O | MO1ES-H18B-2A | MFAHU-H16B-2A | Singlezone Non-Ducted, Wall Placement | 17000 | 14100 | 2.75 | 13100 | 2.16
MIDEA | MCD Series | 215471391 | HRCU-A-CB-O | MO1ES-H18B-2A | MCDHU-H18B-2A | Singlezone Non-Ducted, Ceiling Placement | 18000 | 13900 | 2.66 | 12800 | 2.19
MIDEA | MCA Series | 215471403 | HRCU-A-CB-O | MO1ES-H18B-2A | MCAHU-H18B-2A | Singlezone Non-Ducted, Ceiling Placement | 18000 | 14000 | 2.77 | 13100 | 2.25
MIDEA | MSE Series | 215471377 | HRCU-A-CB-O | MO1ES-H18B-2A | MSEHU-H18B-2A | Singlezone Non-Ducted, Wall Placement | 18000 | 13600 | 2.73 | 12800 | 2.1
MIDEA | MFA Series | 215471430 | HRCU-A-CB-O | MO1ES-H12B-2A | MFAHU-H12B-2A | Singlezone Non-Ducted, Wall Placement | 12000 | 9000 | 2.87 | 8900 | 2.51
MIDEA | MCD Series | 215471390 | HRCU-A-CB-O | MO1ES-H12B-2A | MCDHU-H12B-2A | Singlezone Non-Ducted, Ceiling Placement | 12000 | 8500 | 2.8 | 8400 | 2.39
MIDEA | MCA Series | 215471402 | HRCU-A-CB-O | MO1ES-H12B-2A | MCAHU-H12B-2A | Singlezone Non-Ducted, Ceiling Placement | 12000 | 8600 | 2.77 | 8600 | 2.47
MIDEA | MSE Series | 215471376 | HRCU-A-CB-O | MO1ES-H12B-2A | MSEHU-H12B-2A | Singlezone Non-Ducted, Wall Placement | 12000 | 9300 | 2.84 | 8400 | 2.3
MIDEA | MFA Series | 215471429 | HRCU-A-CB-O | MO1ES-H09B-2A | MFAHU-H09B-2A | Singlezone Non-Ducted, Wall Placement | 9000 | 9000 | 2.9 | 8600 | 2.27
MIDEA | MCD Series | 215471389 | HRCU-A-CB-O | MO1ES-H09B-2A | MCDHU-H09B-2A | Singlezone Non-Ducted, Ceiling Placement | 10000 | 8500 | 2.8 | 8300 | 2.17
MIDEA | MCA Series | 215471401 | HRCU-A-CB-O | MO1ES-H09B-2A | MCAHU-H09B-2A | Singlezone Non-Ducted, Ceiling Placement | 11000 | 7900 | 2.69 | 8000 | 2.17
MIDEA | MSE Series | 215471375 | HRCU-A-CB-O | MO1ES-H09B-2A | MSEHU-H09B-2A | Singlezone Non-Ducted, Wall Placement | 10000 | 8100 | 2.83 | 8000 | 2.37
MIDEA | MSE Series | 215471374 | HRCU-A-CB-O | MO1ES-H12B-1A | MSEEU-H12B-1A | Singlezone Non-Ducted, Wall Placement | 12000 | 8700 | 2.68 | 7700 | 2.33
MIDEA | MSE Series | 215540512 | HRCU-A-CB-O | MO1ES-H12B-1A | MSEES-H12B-1A | Singlezone Non-Ducted, Wall Placement | 12000 | 8700 | 2.68 | 7700 | 2.33
MIDEA | MSE Series | 215540511 | HRCU-A-CB-O | MO1ES-H09B-1A | MSEES-H09B-1A | Singlezone Non-Ducted, Wall Placement | 10000 | 8500 | 2.71 | 7200 | 2.22
MIDEA | MSE Series | 215471373 | HRCU-A-CB-O | MO1ES-H09B-1A | MSEEU-H09B-1A | Singlezone Non-Ducted, Wall Placement | 10000 | 8500 | 2.71 | 7200 | 2.22
MIDEA | MSE Series | 215471384 | HRCU-A-CB-O | MO1HS-H33B-2A | MSEHU-H33B-2A | Singlezone Non-Ducted, Wall Placement | 36000 | 30000 | 2.69 | 35000 | 1.98
MIDEA | MSE Series | 215471383 | HRCU-A-CB-O | MO1HS-H24B-2A | MSEHU-H24B-2A | Singlezone Non-Ducted, Wall Placement | 29000 | 21000 | 2.88 | 24200 | 2.34
MIDEA | MSE Series | 215471388 | HRCU-A-CB-O | MO1SS-H18B-2A | MSESU-H18B-2A | Singlezone Non-Ducted, Wall Placement | 20000 | 19300 | 3.01 | 22600 | 2.34
EMI | EMX Series | 215444951 | HMSV-A-CB | EMXMZ548DA |  | Multizone Mix of Ducted and Non-Ducted | 48500 | 44000 | 2.6 | 47500 | 2
EMI | EMX Series | 215444950 | HMSV-A-CB | EMXMZ548DA |  | Multizone All Ducted | 48000 | 44500 | 2.6 | 48000 | 2
EMI | EMX Series | 215444949 | HMSR-A-CB-O | EMXMZ548DA |  | Multizone All Non-Ducted | 49000 | 44000 | 2.6 | 47000 | 2
EMI | EMX Series | 215444945 | HMSV-A-CB | EMXMZ327DA |  | Multizone Mix of Ducted and Non-Ducted | 27400 | 24000 | 2.5 | 27000 | 2
EMI | EMX Series | 215444943 | HMSR-A-CB-O | EMXMZ327DA |  | Multizone All Non-Ducted | 27000 | 25000 | 2.6 | 27000 | 2
EMI | EMX Series | 215444942 | HMSV-A-CB | EMXMZ218DA |  | Multizone Mix of Ducted and Non-Ducted | 20000 | 17300 | 2.65 | 18500 | 2
EMI | EMX Series | 215444941 | HMSV-A-CB | EMXMZ218DA |  | Multizone All Ducted | 20000 | 17000 | 2.59 | 18000 | 2
EMI | EMX Series | 215444940 | HMSR-A-CB-O | EMXMZ218DA |  | Multizone All Non-Ducted | 20000 | 17600 | 2.7 | 19000 | 2
EMI | EMX Series | 215444938 | HRCU-A-CB-O | EMXSZ118DA | EMXWAL18DA | Singlezone Non-Ducted, Wall Placement | 18000 | 15000 | 2.56 | 18000 | 1.92
EMI | EMX Series | 215444935 | HRCU-A-CB-O | EMXSZ106DA | EMXWAL06DA | Singlezone Non-Ducted, Wall Placement | 7000 | 7900 | 2.79 | 7700 | 2.4
NAPOLEON | CDHA Series | 215463872 | HRCU-A-CB-O | CDHAS26B-33-O | CDHAS26B-33-I | Singlezone Non-Ducted, Wall Placement | 36000 | 30000 | 2.69 | 35000 | 1.98
CONTINENTAL | NDHA Series | 215463871 | HRCU-A-CB-O | NDHAS26B-33-O | NDHAS26B-33-I | Singlezone Non-Ducted, Wall Placement | 36000 | 30000 | 2.69 | 35000 | 1.98
EMI | EMX Series | 215444939 | HRCU-A-CB-O | EMXSZ124DA | EMXWAL24DA | Singlezone Non-Ducted, Wall Placement | 29000 | 21000 | 2.88 | 24200 | 2.34
BREEZE33 | BZ33 Series | 215449749 | HRCU-A-CB | BZ33-INV60OUT2-454-G3-J | BZ33-AHU60-454-G3-J | Singlezone Ducted, Centrally Ducted | 55000 | 35000 | 2.5 | 54000 | 1.9
MIDEA | MAU Series | 215471345 | HRCU-A-CB | MO1HE-H60B-2A | MAUSE-H60B-2A | Singlezone Ducted, Centrally Ducted | 55000 | 35000 | 2.5 | 54000 | 1.9
MIDEA | MAU Series | 215471344 | HRCU-A-CB | MO1HE-H48B-2A | MAUSE-H48B-2A | Singlezone Ducted, Centrally Ducted | 48000 | 34000 | 2.56 | 48000 | 2
BREEZE33 | BZ33 Series | 215449748 | HRCU-A-CB | BZ33-INV48OUT2-454-G3-J | BZ33-AHU48-454-G3-J | Singlezone Ducted, Centrally Ducted | 48000 | 34000 | 2.56 | 48000 | 2
MIDEA | MAU Series | 215471328 | HRCU-A-CB | MO1BE-H36B-2A | MAUHE-H36B-2A | Singlezone Ducted, Centrally Ducted | 36000 | 25600 | 2.6 | 27000 | 2
CANAIR |  | 215449708 | HRCU-A-CB | 4CDH2048C21 | 4CDH2048F21 | Singlezone Ducted, Centrally Ducted | 50000 | 37000 | 2.7 | 46000 | 1.9
MIDEA | MAU Series | 215471336 | HRCU-A-CB | MO1HE-H48B-2A | MAUHE-H48B-2A | Singlezone Ducted, Centrally Ducted | 50000 | 37000 | 2.7 | 46000 | 1.9
MIDEA | MAU Series | 215471335 | HRCU-A-CB | MO1HE-H42B-2A | MAUHE-H48B-2A | Singlezone Ducted, Centrally Ducted | 50000 | 37000 | 2.7 | 46000 | 1.9
CANAIR |  | 215449707 | HRCU-A-CB | 4CDH2036C21 | 4CDH2036F21 | Singlezone Ducted, Centrally Ducted | 37000 | 31800 | 2.56 | 39000 | 1.9
MIDEA | MAU Series | 215471334 | HRCU-A-CB | MO1SE-H36B-2A | MAUHE-H36B-2A | Singlezone Ducted, Centrally Ducted | 37000 | 31800 | 2.56 | 39000 | 1.9
MIDEA | MAU Series | 215471342 | HRCU-A-CB | MO1HE-H36B-2A | MAUSE-H36B-2A | Singlezone Ducted, Centrally Ducted | 36000 | 24600 | 2.68 | 32600 | 2.06
MIDEA | MAU Series | 215471341 | HRCU-A-CB | MO1HE-H30B-2A | MAUSE-H30B-2A | Singlezone Ducted, Centrally Ducted | 33000 | 24000 | 2.69 | 33200 | 1.97
BREEZE33 | BZ33 Series | 215449746 | HRCU-A-CB | BZ33-INV30OUT2-454-G3-J | BZ33-AHU30-454-G3-J | Singlezone Ducted, Centrally Ducted | 33000 | 24000 | 2.69 | 33200 | 1.97
CANAIR |  | 215449706 | HRCU-A-CB | 4CDH2030C21 | 4CDH2030F21 | Singlezone Ducted, Centrally Ducted | 34000 | 23800 | 2.76 | 32600 | 1.96
MIDEA | MAU Series | 215471333 | HRCU-A-CB | MO1HE-H30B-2A | MAUHE-H30B-2A | Singlezone Ducted, Centrally Ducted | 34000 | 23800 | 2.76 | 32600 | 1.96
MIDEA | MAU Series | 215471340 | HRCU-A-CB | MO1HE-H24B-2A | MAUSE-H24B-2A | Singlezone Ducted, Centrally Ducted | 24000 | 19000 | 2.64 | 20600 | 2.14
BREEZE33 | BZ33 Series | 215449745 | HRCU-A-CB | BZ33-INV24OUT2-454-G3-J | BZ33-AHU24-454-G3-J | Singlezone Ducted, Centrally Ducted | 24000 | 19000 | 2.64 | 20600 | 2.14
MIDEA | MAU Series | 215471339 | HRCU-A-CB | MO1HE-H18B-2A | MAUSE-H18B-2A | Singlezone Ducted, Centrally Ducted | 18000 | 14700 | 2.66 | 18600 | 2.12
BREEZE33 | BZ33 Series | 215449744 | HRCU-A-CB | BZ33-INV18OUT2-454-G3-J | BZ33-AHU18-454-G3-J | Singlezone Ducted, Centrally Ducted | 18000 | 14700 | 2.66 | 18600 | 2.12
CANAIR |  | 215449704 | HRCU-A-CB | 4CDH2018C21 | 4CDH2018F21 | Singlezone Ducted, Centrally Ducted | 19000 | 15000 | 2.6 | 18000 | 2
MIDEA | MAU Series | 215471331 | HRCU-A-CB | MO1HE-H18B-2A | MAUHE-H18B-2A | Singlezone Ducted, Centrally Ducted | 19000 | 15000 | 2.6 | 18000 | 2
MIDEA | MAC Series | 215471346 | HRCU-A-CB | MO1ES-H18B-2A | MACHU-H18B-2A | Singlezone Ducted, Centrally Ducted | 18000 | 13200 | 2.6 | 13000 | 2.3
MIDEA | MAS Series | 215471349 | HRCU-A-CB | MO1BU-H48B-2A | MASHS-H48B-2A | Singlezone Ducted, Centrally Ducted | 50000 | 40000 | 2.6 | 35200 | 1.9
BREEZE33 | BZ33 Series | 215449754 | HRCU-A-CB | BZ33-HYP55OUT2-454-G3-P | BZ33-MSAHU55-454-G3-P | Singlezone Ducted, Centrally Ducted | 59000 | 41000 | 2.6 | 53000 | 2
MIDEA | MAS Series | 215471356 | HRCU-A-CB | MO1HU-H60B-2A | MASHS-H60B-2A | Singlezone Ducted, Centrally Ducted | 59000 | 41000 | 2.6 | 53000 | 2
MIDEA | MAS Series | 215471355 | HRCU-A-CB | MO1HU-H48B-2A | MASHS-H48B-2A | Singlezone Ducted, Centrally Ducted | 50000 | 40000 | 2.5 | 46000 | 2
BREEZE33 | BZ33 Series | 215449753 | HRCU-A-CB | BZ33-HYP48OUT2-454-G3-P | BZ33-MSAHU48-454-G3-P | Singlezone Ducted, Centrally Ducted | 50000 | 40000 | 2.5 | 46000 | 2
MIDEA | MAC Series | 215471353 | HRCU-A-CB | MO1HS-H33B-2A | MACHU-H36B-2A | Singlezone Ducted, Centrally Ducted | 35000 | 27400 | 2.58 | 34000 | 2
BREEZE33 | BZ33 Series | 215449750 | HRCU-A-CB | BZ33-HYP18OUT2-454-G3-P | BZ33-MSAHU18-454-G3-P | Singlezone Ducted, Centrally Ducted | 19500 | 14000 | 2.6 | 18000 | 2.2
MIDEA | MAC Series | 215471351 | HRCU-A-CB | MO1HS-H18B-2A | MACHU-H18B-2A | Singlezone Ducted, Centrally Ducted | 19500 | 14000 | 2.6 | 18000 | 2.2
BREEZE33 | BZ33 Series | 215449778 | HRCU-A-CB | BZ33-HYP55OUT2-454-G3-P | BZ33-DIDU60-454-G3-P | Singlezone Ducted, Compact Ducted | 60000 | 45000 | 2.72 | 53500 | 2.1
BREEZE33 | BZ33 Series | 215449777 | HRCU-A-CB | BZ33-HYP48OUT2-454-G3-P | BZ33-DIDU48-454-G3-P | Singlezone Ducted, Compact Ducted | 52000 | 45000 | 2.61 | 47500 | 2
BREEZE33 | BZ33 Series | 215449776 | HRCU-A-CB | BZ33-HYP36OUT2-454-G3-P | BZ33-DIDU36-454-G3-P | Singlezone Ducted, Compact Ducted | 42000 | 31600 | 2.73 | 37600 | 2.1
BREEZE33 | BZ33 Series | 215449775 | HRCU-A-CB | BZ33-HYP24OUT2-454-G3-P | BZ33-DIDU24-454-G3-P | Singlezone Ducted, Compact Ducted | 26000 | 21600 | 2.71 | 24000 | 2.18
BREEZE33 | BZ33 Series | 215449774 | HRCU-A-CB | BZ33-HYP18OUT2-454-G3-P | BZ33-DIDU18-454-G3-P | Singlezone Ducted, Compact Ducted | 19000 | 15000 | 2.7 | 18000 | 2
BREEZE33 | BZ33 Series | 215449798 | HMSV-A-CB | BZ33-HP486Z2-454-G3-P |  | Multizone Mix of Ducted and Non-Ducted | 47500 | 37400 | 2.5 | 37000 | 2.05
BREEZE33 | BZ33 Series | 215449797 | HMSV-A-CB | BZ33-HP486Z2-454-G3-P |  | Multizone All Ducted | 47000 | 37000 | 2.5 | 38000 | 2.1
BREEZE33 | BZ33 Series | 215449796 | HMSR-A-CB-O | BZ33-HP486Z2-454-G3-P |  | Multizone All Non-Ducted | 48000 | 38000 | 2.5 | 36000 | 2
BREEZE33 | BZ33 Series | 215449792 | HMSV-A-CB | BZ33-HP274Z2-454-G3-P |  | Multizone Mix of Ducted and Non-Ducted | 26800 | 18400 | 2.56 | 18900 | 2
BREEZE33 | BZ33 Series | 215449791 | HMSV-A-CB | BZ33-HP274Z2-454-G3-P |  | Multizone All Ducted | 26600 | 18400 | 2.5 | 18800 | 2
BREEZE33 | BZ33 Series | 215449790 | HMSR-A-CB-O | BZ33-HP274Z2-454-G3-P |  | Multizone All Non-Ducted | 27000 | 18400 | 2.61 | 19000 | 2
BREEZE33 | BZ33 Series | 215449789 | HMSV-A-CB | BZ33-HP183Z2-454-G3-P |  | Multizone Mix of Ducted and Non-Ducted | 19000 | 14100 | 2.55 | 14000 | 2.31
BREEZE33 | BZ33 Series | 215449787 | HMSR-A-CB-O | BZ33-HP183Z2-454-G3-P |  | Multizone All Non-Ducted | 19000 | 13600 | 2.81 | 13500 | 2.3
BREEZE33 | BZ33 Series | 215449813 | HMSV-A-CB | BZ33-HYP556Z2-454-G3-P |  | Multizone Mix of Ducted and Non-Ducted | 55000 | 44500 | 2.65 | 47500 | 2.05
BREEZE33 | BZ33 Series | 215449812 | HMSV-A-CB | BZ33-HYP556Z2-454-G3-P |  | Multizone All Ducted | 55000 | 45000 | 2.7 | 48000 | 2.1
BREEZE33 | BZ33 Series | 215449811 | HMSR-A-CB-O | BZ33-HYP556Z2-454-G3-P |  | Multizone All Non-Ducted | 55000 | 44000 | 2.6 | 47000 | 2
BREEZE33 | BZ33 Series | 215449810 | HMSV-A-CB | BZ33-HYP486Z2-454-G3-P |  | Multizone Mix of Ducted and Non-Ducted | 48500 | 44000 | 2.6 | 47500 | 2
BREEZE33 | BZ33 Series | 215449809 | HMSV-A-CB | BZ33-HYP486Z2-454-G3-P |  | Multizone All Ducted | 48000 | 44500 | 2.6 | 48000 | 2
BREEZE33 | BZ33 Series | 215449808 | HMSR-A-CB-O | BZ33-HYP486Z2-454-G3-P |  | Multizone All Non-Ducted | 49000 | 44000 | 2.6 | 47000 | 2
BREEZE33 | BZ33 Series | 215449804 | HMSV-A-CB | BZ33-HYP274Z2-454-G3-P |  | Multizone Mix of Ducted and Non-Ducted | 27400 | 24000 | 2.5 | 27000 | 2
BREEZE33 | BZ33 Series | 215449802 | HMSR-A-CB-O | BZ33-HYP274Z2-454-G3-P |  | Multizone All Non-Ducted | 27000 | 25000 | 2.6 | 27000 | 2
BREEZE33 | BZ33 Series | 215449801 | HMSV-A-CB | BZ33-HYP183Z2-454-G3-P |  | Multizone Mix of Ducted and Non-Ducted | 20000 | 17300 | 2.65 | 18500 | 2
BREEZE33 | BZ33 Series | 215449800 | HMSV-A-CB | BZ33-HYP183Z2-454-G3-P |  | Multizone All Ducted | 20000 | 17000 | 2.59 | 18000 | 2
BREEZE33 | BZ33 Series | 215449799 | HMSR-A-CB-O | BZ33-HYP183Z2-454-G3-P |  | Multizone All Non-Ducted | 20000 | 17600 | 2.7 | 19000 | 2
BREEZE33 | BZ33 Series | 215449783 | HRCU-A-CB-O | BZ33-HYP24OUT2-454-G3-P | BZ33-IFCM24-454-G3-P | Singlezone Non-Ducted, Floor Placement | 26000 | 20200 | 2.74 | 24200 | 2.16
BREEZE33 | BZ33 Series | 215449766 | HRCU-A-CB-O | BZ33-HYP24OUT2-454-G3-P | BZ33-CASS24-454-G3-P | Singlezone Non-Ducted, Wall Placement | 25000 | 20400 | 2.78 | 23800 | 2.23
BREEZE33 | BZ33 Series | 215449781 | HRCU-A-CB-O | BZ33-HYP18OUT2-454-G3-P | BZ33-ICM16-454-G3-P | Singlezone Non-Ducted, Wall Placement | 17000 | 14200 | 2.6 | 17500 | 1.95
BREEZE33 | BZ33 Series | 215449765 | HRCU-A-CB-O | BZ33-HYP18OUT2-454-G3-P | BZ33-CASS18-454-G3-P | Singlezone Non-Ducted, Ceiling Placement | 19000 | 14900 | 2.7 | 17000 | 1.9
BREEZE33 | BZ33 Series | 215449760 | HRCU-A-CB-O | BZ33-HYP18OUT2-454-G3-P | BZ33-HYP18WALL2-454-G3-P | Singlezone Non-Ducted, Wall Placement | 18000 | 15000 | 2.56 | 18000 | 1.92
BREEZE33 | BZ33 Series | 215449764 | HRCU-A-CB-O | BZ33-HYP12OUT2-454-G3-P | BZ33-CASS12-454-G3-P | Singlezone Non-Ducted, Ceiling Placement | 12000 | 10000 | 2.74 | 11500 | 1.99
BREEZE33 | BZ33 Series | 215449771 | HRCU-A-CB-O | BZ33-HYP12OUT2-454-G3-P | BZ33-OWCASS12-454-G3-P | Singlezone Non-Ducted, Ceiling Placement | 12500 | 9600 | 2.65 | 11500 | 1.99
BREEZE33 | BZ33 Series | 215449769 | HRCU-A-CB-O | BZ33-HYP06OUT2-454-G3-P | BZ33-OWCASS06-454-G3-P | Singlezone Non-Ducted, Ceiling Placement | 7400 | 7000 | 2.66 | 8100 | 2.4
BREEZE33 | BZ33 Series | 215449757 | HRCU-A-CB-O | BZ33-HYP06OUT2-454-G3-P | BZ33-HYP06WALL2-454-G3-P | Singlezone Non-Ducted, Wall Placement | 7000 | 7900 | 2.79 | 7700 | 2.4
BREEZE33 | BZ33 Series | 215449784 | HRCU-A-CB-O | BZ33-HYP36OUT2-454-G3-P | BZ33-IFCM36-454-G3-P | Singlezone Non-Ducted, Floor Placement | 38000 | 30200 | 2.58 | 39500 | 2.02
INNOVAIR | Q4 | 215493759 | HRCU-A-CB-O | QOS12H1BM5A | QHW12H1UZRA | Singlezone Non-Ducted, Wall Placement | 12000 | 9300 | 4.78 | 9200 | 1.9
INNOVAIR | Q4 | 215493758 | HRCU-A-CB-O | QOS09H1BM5A | QHW09H1UZRA | Singlezone Non-Ducted, Wall Placement | 9500 | 9500 | 4.8 | 8800 | 1.92
INNOVAIR | Q4 | 215493762 | HRCU-A-CB-O | QOS18H2BM5A | QHW18H2UZRA | Singlezone Non-Ducted, Wall Placement | 18000 | 18000 | 3.61 | 18000 | 1.9
INNOVAIR | Q4 | 215493761 | HRCU-A-CB-O | QOS12H2BM5A | QHW12H2UZRA | Singlezone Non-Ducted, Wall Placement | 12000 | 10800 | 4.8 | 11000 | 2
INNOVAIR | Q4 | 215493760 | HRCU-A-CB-O | QOS09H2BM5A | QHW09H2UZRA | Singlezone Non-Ducted, Wall Placement | 9000 | 9000 | 4.8 | 9000 | 2.09
PANASONIC | Climapure XZ | 214837756 | HRCU-A-CB-O | CU-XZ24AKUAC | CS-XZ24AKUAW | Singlezone Non-Ducted, Wall Placement | 28800 | 25200 | 2.62 | 20400 | 2.24
PANASONIC | Climapure XZ | 214837755 | HRCU-A-CB-O | CU-XZ18AKUAC | CS-XZ18AKUAW | Singlezone Non-Ducted, Wall Placement | 20400 | 21000 | 2.5 | 17800 | 2.22
PANASONIC | Climapure XZ | 214837752 | HRCU-A-CB-O | CU-XZ9AKUAC | CS-XZ9AKUAW | Singlezone Non-Ducted, Wall Placement | 10900 | 14500 | 2.66 | 11700 | 2.32
HITACHI | airCore 700 | 215218878 | HRCU-A-CB | PAS-12BUFASDQ1 | PPIM-B12UFA1DQ | Singlezone Ducted, Centrally Ducted | 14000 | 13300 | 2.63 | 10800 | 2.1
HITACHI | airCore 700 | 215218877 | HRCU-A-CB-O | PAS-12BUFASDQ1 | PCIM-B12UFA1DQ | Singlezone Non-Ducted, Ceiling Placement | 14000 | 12600 | 2.64 | 10800 | 2.23
HITACHI | airCore 700 | 215218876 | HRCU-A-CB-O | PAS-12BUFASDQ1 | PPFC-B12UFA1DQ | Singlezone Non-Ducted, Ceiling Placement | 14000 | 12800 | 2.76 | 11000 | 2.22
HITACHI | airCore 700 | 215218875 | HRCU-A-CB | PAS-09BUFASDQ1 | PPIM-B09UFA1DQ | Singlezone Ducted, Centrally Ducted | 11000 | 10100 | 2.62 | 9600 | 1.98
HITACHI | airCore 700 | 215218874 | HRCU-A-CB-O | PAS-09BUFASDQ1 | PCIM-B09UFA1DQ | Singlezone Non-Ducted, Ceiling Placement | 11000 | 10500 | 2.5 | 10000 | 2.19
GRANDAIRE |  | 215413368 | HRCU-A-CB-O | D5CPRAH18AA | D5FPHAH18XAK | Singlezone Non-Ducted, Wall Placement | 20000 | 19300 | 3.01 | 22600 | 2.34
SMART COMFORT |  | 215413326 | HRCU-A-CB-O | D5CPRAH18AA | D5FPHAH18XAK | Singlezone Non-Ducted, Wall Placement | 20000 | 19300 | 3.01 | 22600 | 2.34
LPS LEGACY |  | 215413354 | HRCU-A-CB-O | D5CPRAH18AA | D5FPHAH18XAK | Singlezone Non-Ducted, Wall Placement | 20000 | 19300 | 3.01 | 22600 | 2.34
AIRQUEST |  | 215413340 | HRCU-A-CB-O | D5CPRAH18AA | D5FPHAH18XAK | Singlezone Non-Ducted, Wall Placement | 20000 | 19300 | 3.01 | 22600 | 2.34
HEIL |  | 215413256 | HRCU-A-CB-O | D5CPRAH18AA | D5FPHAH18XAK | Singlezone Non-Ducted, Wall Placement | 20000 | 19300 | 3.01 | 22600 | 2.34
KEEPRITE |  | 215413270 | HRCU-A-CB-O | D5CPRAH18AA | D5FPHAH18XAK | Singlezone Non-Ducted, Wall Placement | 20000 | 19300 | 3.01 | 22600 | 2.34
MIDEA |  | 215413298 | HRCU-A-CB-O | D5CPRAH18AA | D5FPHAH18XAK | Singlezone Non-Ducted, Wall Placement | 20000 | 19300 | 3.01 | 22600 | 2.34
KENMORE |  | 215413284 | HRCU-A-CB-O | D5CPRAH18AA | D5FPHAH18XAK | Singlezone Non-Ducted, Wall Placement | 20000 | 19300 | 3.01 | 22600 | 2.34
TEMPSTAR |  | 215413312 | HRCU-A-CB-O | D5CPRAH18AA | D5FPHAH18XAK | Singlezone Non-Ducted, Wall Placement | 20000 | 19300 | 3.01 | 22600 | 2.34
ARCOAIRE |  | 215413214 | HRCU-A-CB-O | D5CPRAH18AA | D5FPHAH18XAK | Singlezone Non-Ducted, Wall Placement | 20000 | 19300 | 3.01 | 22600 | 2.34
DAY & NIGHT |  | 215413242 | HRCU-A-CB-O | D5CPRAH18AA | D5FPHAH18XAK | Singlezone Non-Ducted, Wall Placement | 20000 | 19300 | 3.01 | 22600 | 2.34
COMFORTMAKER |  | 215413228 | HRCU-A-CB-O | D5CPRAH18AA | D5FPHAH18XAK | Singlezone Non-Ducted, Wall Placement | 20000 | 19300 | 3.01 | 22600 | 2.34
LPS LEGACY |  | 215413355 | HRCU-A-CB-O | D5CSRAH30AAK | D5FSHAH30XAK | Singlezone Non-Ducted, Wall Placement | 30000 | 20400 | 2.52 | 20000 | 2.03
GRANDAIRE |  | 215413369 | HRCU-A-CB-O | D5CSRAH30AAK | D5FSHAH30XAK | Singlezone Non-Ducted, Wall Placement | 30000 | 20400 | 2.52 | 20000 | 2.03
SMART COMFORT |  | 215413327 | HRCU-A-CB-O | D5CSRAH30AAK | D5FSHAH30XAK | Singlezone Non-Ducted, Wall Placement | 30000 | 20400 | 2.52 | 20000 | 2.03
TEMPSTAR |  | 215413313 | HRCU-A-CB-O | D5CSRAH30AAK | D5FSHAH30XAK | Singlezone Non-Ducted, Wall Placement | 30000 | 20400 | 2.52 | 20000 | 2.03
AIRQUEST |  | 215413341 | HRCU-A-CB-O | D5CSRAH30AAK | D5FSHAH30XAK | Singlezone Non-Ducted, Wall Placement | 30000 | 20400 | 2.52 | 20000 | 2.03
DAY & NIGHT |  | 215413243 | HRCU-A-CB-O | D5CSRAH30AAK | D5FSHAH30XAK | Singlezone Non-Ducted, Wall Placement | 30000 | 20400 | 2.52 | 20000 | 2.03
KEEPRITE |  | 215413271 | HRCU-A-CB-O | D5CSRAH30AAK | D5FSHAH30XAK | Singlezone Non-Ducted, Wall Placement | 30000 | 20400 | 2.52 | 20000 | 2.03
HEIL |  | 215413257 | HRCU-A-CB-O | D5CSRAH30AAK | D5FSHAH30XAK | Singlezone Non-Ducted, Wall Placement | 30000 | 20400 | 2.52 | 20000 | 2.03
KENMORE |  | 215413285 | HRCU-A-CB-O | D5CSRAH30AAK | D5FSHAH30XAK | Singlezone Non-Ducted, Wall Placement | 30000 | 20400 | 2.52 | 20000 | 2.03
MIDEA |  | 215413299 | HRCU-A-CB-O | D5CSRAH30AAK | D5FSHAH30XAK | Singlezone Non-Ducted, Wall Placement | 30000 | 20400 | 2.52 | 20000 | 2.03
WEATHERMAKER |  | 215413163 | HRCU-A-CB-O | 37MARAQ30AA3 | D5MAHAQ30XA3 | Singlezone Non-Ducted, Wall Placement | 30000 | 20400 | 2.52 | 20000 | 2.03
PAYNE |  | 215413157 | HRCU-A-CB-O | 37MARAQ30AA3 | D5MAHAQ30XA3 | Singlezone Non-Ducted, Wall Placement | 30000 | 20400 | 2.52 | 20000 | 2.03
BRYANT |  | 215413151 | HRCU-A-CB-O | 37MARAQ30AA3 | 615AHAQ30XA3 | Singlezone Non-Ducted, Wall Placement | 30000 | 20400 | 2.52 | 20000 | 2.03
CARRIER |  | 215413145 | HRCU-A-CB-O | 37MARAQ30AA3 | 45MAHAQ30XA3 | Singlezone Non-Ducted, Wall Placement | 30000 | 20400 | 2.52 | 20000 | 2.03
ARCOAIRE |  | 215413215 | HRCU-A-CB-O | D5CSRAH30AAK | D5FSHAH30XAK | Singlezone Non-Ducted, Wall Placement | 30000 | 20400 | 2.52 | 20000 | 2.03
COMFORTMAKER |  | 215413229 | HRCU-A-CB-O | D5CSRAH30AAK | D5FSHAH30XAK | Singlezone Non-Ducted, Wall Placement | 30000 | 20400 | 2.52 | 20000 | 2.03
MIDEA |  | 215413169 | HRCU-A-CB-O | 37MARAQ30AA3 | D5MAHAQ30XA3 | Singlezone Non-Ducted, Wall Placement | 30000 | 20400 | 2.52 | 20000 | 2.03
MIDEA |  | 215413168 | HRCU-A-CB-O | 37MPRAQ18AA3 | D5MPHAQ18XA3 | Singlezone Non-Ducted, Wall Placement | 20000 | 19300 | 3.01 | 22600 | 2.34
CARRIER |  | 215413144 | HRCU-A-CB-O | 37MPRAQ18AA3 | 45MPHAQ18XA3 | Singlezone Non-Ducted, Wall Placement | 20000 | 19300 | 3.01 | 22600 | 2.34
BRYANT |  | 215413150 | HRCU-A-CB-O | 37MPRAQ18AA3 | 615PHAQ18XA3 | Singlezone Non-Ducted, Wall Placement | 20000 | 19300 | 3.01 | 22600 | 2.34
PAYNE |  | 215413156 | HRCU-A-CB-O | 37MPRAQ18AA3 | D5MPHAQ18XA3 | Singlezone Non-Ducted, Wall Placement | 20000 | 19300 | 3.01 | 22600 | 2.34
WEATHERMAKER |  | 215413162 | HRCU-A-CB-O | 37MPRAQ18AA3 | D5MPHAQ18XA3 | Singlezone Non-Ducted, Wall Placement | 20000 | 19300 | 3.01 | 22600 | 2.34
PAYNE |  | 215357696 | HMSV-A-CB | 37MGHAQ18CA3 |  | Multizone Mix of Ducted and Non-Ducted | 20000 | 17300 | 2.65 | 18500 | 2
GRANDAIRE |  | 215357654 | HMSV-A-CB | D5CMHAH18CAK |  | Multizone Mix of Ducted and Non-Ducted | 20000 | 17300 | 2.65 | 18500 | 2
WEATHERMAKER |  | 215357738 | HMSV-A-CB | 37MGHAQ18CA3 |  | Multizone Mix of Ducted and Non-Ducted | 20000 | 17300 | 2.65 | 18500 | 2
MIDEA |  | 215357780 | HMSV-A-CB | 37MGHAQ18CA3 |  | Multizone Mix of Ducted and Non-Ducted | 20000 | 17300 | 2.65 | 18500 | 2
MIDEA |  | 215357779 | HMSV-A-CB | 37MGHAQ18CA3 |  | Multizone All Ducted | 20000 | 17000 | 2.59 | 18000 | 2
WEATHERMAKER |  | 215357737 | HMSV-A-CB | 37MGHAQ18CA3 |  | Multizone All Ducted | 20000 | 17000 | 2.59 | 18000 | 2
GRANDAIRE |  | 215357653 | HMSV-A-CB | D5CMHAH18CAK |  | Multizone All Ducted | 20000 | 17000 | 2.59 | 18000 | 2
PAYNE |  | 215357695 | HMSV-A-CB | 37MGHAQ18CA3 |  | Multizone All Ducted | 20000 | 17000 | 2.59 | 18000 | 2
PAYNE |  | 215357694 | HMSR-A-CB-O | 37MGHAQ18CA3 |  | Multizone All Non-Ducted | 20000 | 17600 | 2.7 | 19000 | 2
GRANDAIRE |  | 215357652 | HMSR-A-CB-O | D5CMHAH18CAK |  | Multizone All Non-Ducted | 20000 | 17600 | 2.7 | 19000 | 2
WEATHERMAKER |  | 215357736 | HMSR-A-CB-O | 37MGHAQ18CA3 |  | Multizone All Non-Ducted | 20000 | 17600 | 2.7 | 19000 | 2
MIDEA |  | 215357778 | HMSR-A-CB-O | 37MGHAQ18CA3 |  | Multizone All Non-Ducted | 20000 | 17600 | 2.7 | 19000 | 2
LPS LEGACY |  | 215357636 | HMSV-A-CB | D5CMRAH24DAK |  | Multizone Mix of Ducted and Non-Ducted | 25000 | 18000 | 2.6 | 18000 | 2
AIRQUEST |  | 215357594 | HMSV-A-CB | D5CMRAH24DAK |  | Multizone Mix of Ducted and Non-Ducted | 25000 | 18000 | 2.6 | 18000 | 2
SMART COMFORT |  | 215357552 | HMSV-A-CB | D5CMRAH24DAK |  | Multizone Mix of Ducted and Non-Ducted | 25000 | 18000 | 2.6 | 18000 | 2
TEMPSTAR |  | 215357506 | HMSV-A-CB | D5CMRAH24DAK |  | Multizone Mix of Ducted and Non-Ducted | 25000 | 18000 | 2.6 | 18000 | 2
CARRIER |  | 215357481 | HMSV-A-CB | 37MGRAQ24DA3 |  | Multizone Mix of Ducted and Non-Ducted | 25000 | 18000 | 2.6 | 18000 | 2
MIDEA |  | 215357426 | HMSV-A-CB | D5CMRAH24DAK |  | Multizone Mix of Ducted and Non-Ducted | 25000 | 18000 | 2.6 | 18000 | 2
KENMORE |  | 215357384 | HMSV-A-CB | D5CMRAH24DAK |  | Multizone Mix of Ducted and Non-Ducted | 25000 | 18000 | 2.6 | 18000 | 2
KEEPRITE |  | 215357342 | HMSV-A-CB | D5CMRAH24DAK |  | Multizone Mix of Ducted and Non-Ducted | 25000 | 18000 | 2.6 | 18000 | 2
DAY & NIGHT |  | 215357258 | HMSV-A-CB | D5CMRAH24DAK |  | Multizone Mix of Ducted and Non-Ducted | 25000 | 18000 | 2.6 | 18000 | 2
HEIL |  | 215357300 | HMSV-A-CB | D5CMRAH24DAK |  | Multizone Mix of Ducted and Non-Ducted | 25000 | 18000 | 2.6 | 18000 | 2
COMFORTMAKER |  | 215357216 | HMSV-A-CB | D5CMRAH24DAK |  | Multizone Mix of Ducted and Non-Ducted | 25000 | 18000 | 2.6 | 18000 | 2
ARCOAIRE |  | 215357172 | HMSV-A-CB | D5CMRAH24DAK |  | Multizone Mix of Ducted and Non-Ducted | 25000 | 18000 | 2.6 | 18000 | 2
BRYANT |  | 215357142 | HMSV-A-CB | 37MGRAQ24DA3 |  | Multizone Mix of Ducted and Non-Ducted | 25000 | 18000 | 2.6 | 18000 | 2
AIRQUEST |  | 215357598 | HMSR-A-CB-O | D5CMRAH30EAK |  | Multizone All Non-Ducted | 31000 | 26600 | 2.5 | 26000 | 2
SMART COMFORT |  | 215357556 | HMSR-A-CB-O | D5CMRAH30EAK |  | Multizone All Non-Ducted | 31000 | 26600 | 2.5 | 26000 | 2
CARRIER |  | 215357490 | HMSR-A-CB-O | 37MGRAQ30EA3 |  | Multizone All Non-Ducted | 31000 | 26600 | 2.5 | 26000 | 2
TEMPSTAR |  | 215357514 | HMSR-A-CB-O | D5CMRAH30EAK |  | Multizone All Non-Ducted | 31000 | 26600 | 2.5 | 26000 | 2
MIDEA |  | 215357430 | HMSR-A-CB-O | D5CMRAH30EAK |  | Multizone All Non-Ducted | 31000 | 26600 | 2.5 | 26000 | 2
KENMORE |  | 215357388 | HMSR-A-CB-O | D5CMRAH30EAK |  | Multizone All Non-Ducted | 31000 | 26600 | 2.5 | 26000 | 2
KEEPRITE |  | 215357346 | HMSR-A-CB-O | D5CMRAH30EAK |  | Multizone All Non-Ducted | 31000 | 26600 | 2.5 | 26000 | 2
HEIL |  | 215357304 | HMSR-A-CB-O | D5CMRAH30EAK |  | Multizone All Non-Ducted | 31000 | 26600 | 2.5 | 26000 | 2
DAY & NIGHT |  | 215357262 | HMSR-A-CB-O | D5CMRAH30EAK |  | Multizone All Non-Ducted | 31000 | 26600 | 2.5 | 26000 | 2
COMFORTMAKER |  | 215357220 | HMSR-A-CB-O | D5CMRAH30EAK |  | Multizone All Non-Ducted | 31000 | 26600 | 2.5 | 26000 | 2
BRYANT |  | 215357151 | HMSR-A-CB-O | 37MGRAQ30EA3 |  | Multizone All Non-Ducted | 31000 | 26600 | 2.5 | 26000 | 2
ARCOAIRE |  | 215357178 | HMSR-A-CB-O | D5CMRAH30EAK |  | Multizone All Non-Ducted | 31000 | 26600 | 2.5 | 26000 | 2
AIRQUEST |  | 215357571 | HMSR-A-CB-O | D5CMHAH24DAK |  | Multizone All Non-Ducted | 25000 | 23600 | 2.5 | 25000 | 2
LPS LEGACY |  | 215357613 | HMSR-A-CB-O | D5CMHAH24DAK |  | Multizone All Non-Ducted | 25000 | 23600 | 2.5 | 25000 | 2
SMART COMFORT |  | 215357529 | HMSR-A-CB-O | D5CMHAH24DAK |  | Multizone All Non-Ducted | 25000 | 23600 | 2.5 | 25000 | 2
TEMPSTAR |  | 215357463 | HMSR-A-CB-O | D5CMHAH24DAK |  | Multizone All Non-Ducted | 25000 | 23600 | 2.5 | 25000 | 2
CARRIER |  | 215357438 | HMSR-A-CB-O | 37MGHAQ24DA3 |  | Multizone All Non-Ducted | 25000 | 23600 | 2.5 | 25000 | 2
MIDEA |  | 215357403 | HMSR-A-CB-O | D5CMHAH24DAK |  | Multizone All Non-Ducted | 25000 | 23600 | 2.5 | 25000 | 2
KENMORE |  | 215357361 | HMSR-A-CB-O | D5CMHAH24DAK |  | Multizone All Non-Ducted | 25000 | 23600 | 2.5 | 25000 | 2
KEEPRITE |  | 215357319 | HMSR-A-CB-O | D5CMHAH24DAK |  | Multizone All Non-Ducted | 25000 | 23600 | 2.5 | 25000 | 2
HEIL |  | 215357277 | HMSR-A-CB-O | D5CMHAH24DAK |  | Multizone All Non-Ducted | 25000 | 23600 | 2.5 | 25000 | 2
DAY & NIGHT |  | 215357235 | HMSR-A-CB-O | D5CMHAH24DAK |  | Multizone All Non-Ducted | 25000 | 23600 | 2.5 | 25000 | 2
BRYANT |  | 215357109 | HMSR-A-CB-O | 37MGHAQ24DA3 |  | Multizone All Non-Ducted | 25000 | 23600 | 2.5 | 25000 | 2
ARCOAIRE |  | 215357131 | HMSR-A-CB-O | D5CMHAH24DAK |  | Multizone All Non-Ducted | 25000 | 23600 | 2.5 | 25000 | 2
COMFORTMAKER |  | 215357193 | HMSR-A-CB-O | D5CMHAH24DAK |  | Multizone All Non-Ducted | 25000 | 23600 | 2.5 | 25000 | 2
ARCOAIRE |  | 215357171 | HMSV-A-CB | D5CMRAH24DAK |  | Multizone All Ducted | 25000 | 18200 | 2.6 | 18000 | 2
BRYANT |  | 215357140 | HMSV-A-CB | 37MGRAQ24DA3 |  | Multizone All Ducted | 25000 | 18200 | 2.6 | 18000 | 2
COMFORTMAKER |  | 215357215 | HMSV-A-CB | D5CMRAH24DAK |  | Multizone All Ducted | 25000 | 18200 | 2.6 | 18000 | 2
DAY & NIGHT |  | 215357257 | HMSV-A-CB | D5CMRAH24DAK |  | Multizone All Ducted | 25000 | 18200 | 2.6 | 18000 | 2
HEIL |  | 215357299 | HMSV-A-CB | D5CMRAH24DAK |  | Multizone All Ducted | 25000 | 18200 | 2.6 | 18000 | 2
KEEPRITE |  | 215357341 | HMSV-A-CB | D5CMRAH24DAK |  | Multizone All Ducted | 25000 | 18200 | 2.6 | 18000 | 2
KENMORE |  | 215357383 | HMSV-A-CB | D5CMRAH24DAK |  | Multizone All Ducted | 25000 | 18200 | 2.6 | 18000 | 2
MIDEA |  | 215357425 | HMSV-A-CB | D5CMRAH24DAK |  | Multizone All Ducted | 25000 | 18200 | 2.6 | 18000 | 2
CARRIER |  | 215357479 | HMSV-A-CB | 37MGRAQ24DA3 |  | Multizone All Ducted | 25000 | 18200 | 2.6 | 18000 | 2
SMART COMFORT |  | 215357551 | HMSV-A-CB | D5CMRAH24DAK |  | Multizone All Ducted | 25000 | 18200 | 2.6 | 18000 | 2
TEMPSTAR |  | 215357504 | HMSV-A-CB | D5CMRAH24DAK |  | Multizone All Ducted | 25000 | 18200 | 2.6 | 18000 | 2
LPS LEGACY |  | 215357635 | HMSV-A-CB | D5CMRAH24DAK |  | Multizone All Ducted | 25000 | 18200 | 2.6 | 18000 | 2
AIRQUEST |  | 215357593 | HMSV-A-CB | D5CMRAH24DAK |  | Multizone All Ducted | 25000 | 18200 | 2.6 | 18000 | 2
AIRQUEST |  | 215357592 | HMSR-A-CB-O | D5CMRAH24DAK |  | Multizone All Non-Ducted | 25000 | 17800 | 2.6 | 18000 | 2
LPS LEGACY |  | 215357634 | HMSR-A-CB-O | D5CMRAH24DAK |  | Multizone All Non-Ducted | 25000 | 17800 | 2.6 | 18000 | 2
CARRIER |  | 215357477 | HMSR-A-CB-O | 37MGRAQ24DA3 |  | Multizone All Non-Ducted | 25000 | 17800 | 2.6 | 18000 | 2
TEMPSTAR |  | 215357503 | HMSR-A-CB-O | D5CMRAH24DAK |  | Multizone All Non-Ducted | 25000 | 17800 | 2.6 | 18000 | 2
SMART COMFORT |  | 215357550 | HMSR-A-CB-O | D5CMRAH24DAK |  | Multizone All Non-Ducted | 25000 | 17800 | 2.6 | 18000 | 2
MIDEA |  | 215357424 | HMSR-A-CB-O | D5CMRAH24DAK |  | Multizone All Non-Ducted | 25000 | 17800 | 2.6 | 18000 | 2
KENMORE |  | 215357382 | HMSR-A-CB-O | D5CMRAH24DAK |  | Multizone All Non-Ducted | 25000 | 17800 | 2.6 | 18000 | 2
KEEPRITE |  | 215357340 | HMSR-A-CB-O | D5CMRAH24DAK |  | Multizone All Non-Ducted | 25000 | 17800 | 2.6 | 18000 | 2
HEIL |  | 215357298 | HMSR-A-CB-O | D5CMRAH24DAK |  | Multizone All Non-Ducted | 25000 | 17800 | 2.6 | 18000 | 2
DAY & NIGHT |  | 215357256 | HMSR-A-CB-O | D5CMRAH24DAK |  | Multizone All Non-Ducted | 25000 | 17800 | 2.6 | 18000 | 2
COMFORTMAKER |  | 215357214 | HMSR-A-CB-O | D5CMRAH24DAK |  | Multizone All Non-Ducted | 25000 | 17800 | 2.6 | 18000 | 2
BRYANT |  | 215357137 | HMSR-A-CB-O | 37MGRAQ24DA3 |  | Multizone All Non-Ducted | 25000 | 17800 | 2.6 | 18000 | 2
ARCOAIRE |  | 215357169 | HMSR-A-CB-O | D5CMRAH24DAK |  | Multizone All Non-Ducted | 25000 | 17800 | 2.6 | 18000 | 2
HEIL |  | 215324367 | HRCU-A-CB | D5CSRAH18AAK | D5FSDAH18XHK | Singlezone Ducted, Compact Ducted | 20000 | 14900 | 2.89 | 14200 | 2.41
DAY & NIGHT |  | 215324294 | HRCU-A-CB | D5CSRAH18AAK | D5FSDAH18XHK | Singlezone Ducted, Compact Ducted | 20000 | 14900 | 2.89 | 14200 | 2.41
MIDEA |  | 215324586 | HRCU-A-CB | D5CSRAH18AAK | D5FSDAH18XHK | Singlezone Ducted, Compact Ducted | 20000 | 14900 | 2.89 | 14200 | 2.41
TEMPSTAR |  | 215324659 | HRCU-A-CB | D5CSRAH18AAK | D5FSDAH18XHK | Singlezone Ducted, Compact Ducted | 20000 | 14900 | 2.89 | 14200 | 2.41
SMART COMFORT |  | 215324732 | HRCU-A-CB | D5CSRAH18AAK | D5FSDAH18XHK | Singlezone Ducted, Compact Ducted | 20000 | 14900 | 2.89 | 14200 | 2.41
KEEPRITE |  | 215324440 | HRCU-A-CB | D5CSRAH18AAK | D5FSDAH18XHK | Singlezone Ducted, Compact Ducted | 20000 | 14900 | 2.89 | 14200 | 2.41
KENMORE |  | 215324513 | HRCU-A-CB | D5CSRAH18AAK | D5FSDAH18XHK | Singlezone Ducted, Compact Ducted | 20000 | 14900 | 2.89 | 14200 | 2.41
COMFORTMAKER |  | 215324221 | HRCU-A-CB | D5CSRAH18AAK | D5FSDAH18XHK | Singlezone Ducted, Compact Ducted | 20000 | 14900 | 2.89 | 14200 | 2.41
GRANDAIRE |  | 215324951 | HRCU-A-CB | D5CSRAH18AAK | D5FSDAH18XHK | Singlezone Ducted, Compact Ducted | 20000 | 14900 | 2.89 | 14200 | 2.41
LPS LEGACY |  | 215324878 | HRCU-A-CB | D5CSRAH18AAK | D5FSDAH18XHK | Singlezone Ducted, Compact Ducted | 20000 | 14900 | 2.89 | 14200 | 2.41
AIRQUEST |  | 215324805 | HRCU-A-CB | D5CSRAH18AAK | D5FSDAH18XHK | Singlezone Ducted, Compact Ducted | 20000 | 14900 | 2.89 | 14200 | 2.41
AIRQUEST |  | 215324798 | HRCU-A-CB | D5CSRAH12AAK | D5FSDAH12XHK | Singlezone Ducted, Compact Ducted | 12000 | 9100 | 2.78 | 8900 | 2.44
LPS LEGACY |  | 215324871 | HRCU-A-CB | D5CSRAH12AAK | D5FSDAH12XHK | Singlezone Ducted, Compact Ducted | 12000 | 9100 | 2.78 | 8900 | 2.44
GRANDAIRE |  | 215324944 | HRCU-A-CB | D5CSRAH12AAK | D5FSDAH12XHK | Singlezone Ducted, Compact Ducted | 12000 | 9100 | 2.78 | 8900 | 2.44
COMFORTMAKER |  | 215324214 | HRCU-A-CB | D5CSRAH12AAK | D5FSDAH12XHK | Singlezone Ducted, Compact Ducted | 12000 | 9100 | 2.78 | 8900 | 2.44
KENMORE |  | 215324506 | HRCU-A-CB | D5CSRAH12AAK | D5FSDAH12XHK | Singlezone Ducted, Compact Ducted | 12000 | 9100 | 2.78 | 8900 | 2.44
KEEPRITE |  | 215324433 | HRCU-A-CB | D5CSRAH12AAK | D5FSDAH12XHK | Singlezone Ducted, Compact Ducted | 12000 | 9100 | 2.78 | 8900 | 2.44
SMART COMFORT |  | 215324725 | HRCU-A-CB | D5CSRAH12AAK | D5FSDAH12XHK | Singlezone Ducted, Compact Ducted | 12000 | 9100 | 2.78 | 8900 | 2.44
MIDEA |  | 215324579 | HRCU-A-CB | D5CSRAH12AAK | D5FSDAH12XHK | Singlezone Ducted, Compact Ducted | 12000 | 9100 | 2.78 | 8900 | 2.44
TEMPSTAR |  | 215324652 | HRCU-A-CB | D5CSRAH12AAK | D5FSDAH12XHK | Singlezone Ducted, Compact Ducted | 12000 | 9100 | 2.78 | 8900 | 2.44
DAY & NIGHT |  | 215324287 | HRCU-A-CB | D5CSRAH12AAK | D5FSDAH12XHK | Singlezone Ducted, Compact Ducted | 12000 | 9100 | 2.78 | 8900 | 2.44
HEIL |  | 215324360 | HRCU-A-CB | D5CSRAH12AAK | D5FSDAH12XHK | Singlezone Ducted, Compact Ducted | 12000 | 9100 | 2.78 | 8900 | 2.44
HEIL |  | 215324354 | HRCU-A-CB | D5CSRAH09AAK | D5FSDAH12XHK | Singlezone Ducted, Compact Ducted | 10000 | 9300 | 2.9 | 8300 | 2.32
DAY & NIGHT |  | 215324281 | HRCU-A-CB | D5CSRAH09AAK | D5FSDAH12XHK | Singlezone Ducted, Compact Ducted | 10000 | 9300 | 2.9 | 8300 | 2.32
TEMPSTAR |  | 215324646 | HRCU-A-CB | D5CSRAH09AAK | D5FSDAH12XHK | Singlezone Ducted, Compact Ducted | 10000 | 9300 | 2.9 | 8300 | 2.32
SMART COMFORT |  | 215324719 | HRCU-A-CB | D5CSRAH09AAK | D5FSDAH12XHK | Singlezone Ducted, Compact Ducted | 10000 | 9300 | 2.9 | 8300 | 2.32
KEEPRITE |  | 215324427 | HRCU-A-CB | D5CSRAH09AAK | D5FSDAH12XHK | Singlezone Ducted, Compact Ducted | 10000 | 9300 | 2.9 | 8300 | 2.32
KENMORE |  | 215324500 | HRCU-A-CB | D5CSRAH09AAK | D5FSDAH12XHK | Singlezone Ducted, Compact Ducted | 10000 | 9300 | 2.9 | 8300 | 2.32
MIDEA |  | 215324573 | HRCU-A-CB | D5CSRAH09AAK | D5FSDAH12XHK | Singlezone Ducted, Compact Ducted | 10000 | 9300 | 2.9 | 8300 | 2.32
COMFORTMAKER |  | 215324208 | HRCU-A-CB | D5CSRAH09AAK | D5FSDAH12XHK | Singlezone Ducted, Compact Ducted | 10000 | 9300 | 2.9 | 8300 | 2.32
GRANDAIRE |  | 215324938 | HRCU-A-CB | D5CSRAH09AAK | D5FSDAH12XHK | Singlezone Ducted, Compact Ducted | 10000 | 9300 | 2.9 | 8300 | 2.32
LPS LEGACY |  | 215324865 | HRCU-A-CB | D5CSRAH09AAK | D5FSDAH12XHK | Singlezone Ducted, Compact Ducted | 10000 | 9300 | 2.9 | 8300 | 2.32
AIRQUEST |  | 215324792 | HRCU-A-CB | D5CSRAH09AAK | D5FSDAH12XHK | Singlezone Ducted, Compact Ducted | 10000 | 9300 | 2.9 | 8300 | 2.32
AIRQUEST |  | 215324791 | HRCU-A-CB | D5CSRAH09AAK | D5FSDAH12XAK | Singlezone Ducted, Compact Ducted | 10000 | 8900 | 2.61 | 8600 | 2.25
LPS LEGACY |  | 215324864 | HRCU-A-CB | D5CSRAH09AAK | D5FSDAH12XAK | Singlezone Ducted, Compact Ducted | 10000 | 8900 | 2.61 | 8600 | 2.25
GRANDAIRE |  | 215324937 | HRCU-A-CB | D5CSRAH09AAK | D5FSDAH12XAK | Singlezone Ducted, Compact Ducted | 10000 | 8900 | 2.61 | 8600 | 2.25
COMFORTMAKER |  | 215324207 | HRCU-A-CB | D5CSRAH09AAK | D5FSDAH12XAK | Singlezone Ducted, Compact Ducted | 10000 | 8900 | 2.61 | 8600 | 2.25
MIDEA |  | 215324572 | HRCU-A-CB | D5CSRAH09AAK | D5FSDAH12XAK | Singlezone Ducted, Compact Ducted | 10000 | 8900 | 2.61 | 8600 | 2.25
KENMORE |  | 215324499 | HRCU-A-CB | D5CSRAH09AAK | D5FSDAH12XAK | Singlezone Ducted, Compact Ducted | 10000 | 8900 | 2.61 | 8600 | 2.25
KEEPRITE |  | 215324426 | HRCU-A-CB | D5CSRAH09AAK | D5FSDAH12XAK | Singlezone Ducted, Compact Ducted | 10000 | 8900 | 2.61 | 8600 | 2.25
SMART COMFORT |  | 215324718 | HRCU-A-CB | D5CSRAH09AAK | D5FSDAH12XAK | Singlezone Ducted, Compact Ducted | 10000 | 8900 | 2.61 | 8600 | 2.25
TEMPSTAR |  | 215324645 | HRCU-A-CB | D5CSRAH09AAK | D5FSDAH12XAK | Singlezone Ducted, Compact Ducted | 10000 | 8900 | 2.61 | 8600 | 2.25
DAY & NIGHT |  | 215324280 | HRCU-A-CB | D5CSRAH09AAK | D5FSDAH12XAK | Singlezone Ducted, Compact Ducted | 10000 | 8900 | 2.61 | 8600 | 2.25
HEIL |  | 215324353 | HRCU-A-CB | D5CSRAH09AAK | D5FSDAH12XAK | Singlezone Ducted, Compact Ducted | 10000 | 8900 | 2.61 | 8600 | 2.25
HEIL |  | 215324342 | HRCU-A-CB | D5CSHAH18AAK | D5FSDAH18XHK | Singlezone Ducted, Compact Ducted | 19500 | 15000 | 2.89 | 18000 | 2.1
TEMPSTAR |  | 215324634 | HRCU-A-CB | D5CSHAH18AAK | D5FSDAH18XHK | Singlezone Ducted, Compact Ducted | 19500 | 15000 | 2.89 | 18000 | 2.1
SMART COMFORT |  | 215324707 | HRCU-A-CB | D5CSHAH18AAK | D5FSDAH18XHK | Singlezone Ducted, Compact Ducted | 19500 | 15000 | 2.89 | 18000 | 2.1
KEEPRITE |  | 215324415 | HRCU-A-CB | D5CSHAH18AAK | D5FSDAH18XHK | Singlezone Ducted, Compact Ducted | 19500 | 15000 | 2.89 | 18000 | 2.1
KENMORE |  | 215324488 | HRCU-A-CB | D5CSHAH18AAK | D5FSDAH18XHK | Singlezone Ducted, Compact Ducted | 19500 | 15000 | 2.89 | 18000 | 2.1
MIDEA |  | 215324561 | HRCU-A-CB | D5CSHAH18AAK | D5FSDAH18XHK | Singlezone Ducted, Compact Ducted | 19500 | 15000 | 2.89 | 18000 | 2.1
COMFORTMAKER |  | 215324196 | HRCU-A-CB | D5CSHAH18AAK | D5FSDAH18XHK | Singlezone Ducted, Compact Ducted | 19500 | 15000 | 2.89 | 18000 | 2.1
DAY & NIGHT |  | 215324269 | HRCU-A-CB | D5CSHAH18AAK | D5FSDAH18XHK | Singlezone Ducted, Compact Ducted | 19500 | 15000 | 2.89 | 18000 | 2.1
GRANDAIRE |  | 215324926 | HRCU-A-CB | D5CSHAH18AAK | D5FSDAH18XHK | Singlezone Ducted, Compact Ducted | 19500 | 15000 | 2.89 | 18000 | 2.1
LPS LEGACY |  | 215324853 | HRCU-A-CB | D5CSHAH18AAK | D5FSDAH18XHK | Singlezone Ducted, Compact Ducted | 19500 | 15000 | 2.89 | 18000 | 2.1
AIRQUEST |  | 215324780 | HRCU-A-CB | D5CSHAH18AAK | D5FSDAH18XHK | Singlezone Ducted, Compact Ducted | 19500 | 15000 | 2.89 | 18000 | 2.1
AIRQUEST |  | 215324773 | HRCU-A-CB | D5CSHAH12AAK | D5FSDAH12XHK | Singlezone Ducted, Compact Ducted | 12000 | 10200 | 2.6 | 12000 | 1.95
LPS LEGACY |  | 215324846 | HRCU-A-CB | D5CSHAH12AAK | D5FSDAH12XHK | Singlezone Ducted, Compact Ducted | 12000 | 10200 | 2.6 | 12000 | 1.95
GRANDAIRE |  | 215324919 | HRCU-A-CB | D5CSHAH12AAK | D5FSDAH12XHK | Singlezone Ducted, Compact Ducted | 12000 | 10200 | 2.6 | 12000 | 1.95
DAY & NIGHT |  | 215324262 | HRCU-A-CB | D5CSHAH12AAK | D5FSDAH12XHK | Singlezone Ducted, Compact Ducted | 12000 | 10200 | 2.6 | 12000 | 1.95
COMFORTMAKER |  | 215324189 | HRCU-A-CB | D5CSHAH12AAK | D5FSDAH12XHK | Singlezone Ducted, Compact Ducted | 12000 | 10200 | 2.6 | 12000 | 1.95
MIDEA |  | 215324554 | HRCU-A-CB | D5CSHAH12AAK | D5FSDAH12XHK | Singlezone Ducted, Compact Ducted | 12000 | 10200 | 2.6 | 12000 | 1.95
KENMORE |  | 215324481 | HRCU-A-CB | D5CSHAH12AAK | D5FSDAH12XHK | Singlezone Ducted, Compact Ducted | 12000 | 10200 | 2.6 | 12000 | 1.95
SMART COMFORT |  | 215324700 | HRCU-A-CB | D5CSHAH12AAK | D5FSDAH12XHK | Singlezone Ducted, Compact Ducted | 12000 | 10200 | 2.6 | 12000 | 1.95
TEMPSTAR |  | 215324627 | HRCU-A-CB | D5CSHAH12AAK | D5FSDAH12XHK | Singlezone Ducted, Compact Ducted | 12000 | 10200 | 2.6 | 12000 | 1.95
KEEPRITE |  | 215324408 | HRCU-A-CB | D5CSHAH12AAK | D5FSDAH12XHK | Singlezone Ducted, Compact Ducted | 12000 | 10200 | 2.6 | 12000 | 1.95
HEIL |  | 215324335 | HRCU-A-CB | D5CSHAH12AAK | D5FSDAH12XHK | Singlezone Ducted, Compact Ducted | 12000 | 10200 | 2.6 | 12000 | 1.95
SMART COMFORT |  | 215357564 | HMSV-A-CB | D5CMRAH48FAK |  | Multizone Mix of Ducted and Non-Ducted | 47500 | 37400 | 2.5 | 37000 | 2.05
AIRQUEST |  | 215357606 | HMSV-A-CB | D5CMRAH48FAK |  | Multizone Mix of Ducted and Non-Ducted | 47500 | 37400 | 2.5 | 37000 | 2.05
CARRIER |  | 215357507 | HMSV-A-CB | 37MGRAQ48FA3 |  | Multizone Mix of Ducted and Non-Ducted | 47500 | 37400 | 2.5 | 37000 | 2.05
TEMPSTAR |  | 215357522 | HMSV-A-CB | D5CMRAH48FAK |  | Multizone Mix of Ducted and Non-Ducted | 47500 | 37400 | 2.5 | 37000 | 2.05
KENMORE |  | 215357396 | HMSV-A-CB | D5CMRAH48FAK |  | Multizone Mix of Ducted and Non-Ducted | 47500 | 37400 | 2.5 | 37000 | 2.05
MIDEA |  | 215357447 | HMSV-A-CB | D5CMRAH48FAK |  | Multizone Mix of Ducted and Non-Ducted | 47500 | 37400 | 2.5 | 37000 | 2.05
KEEPRITE |  | 215357354 | HMSV-A-CB | D5CMRAH48FAK |  | Multizone Mix of Ducted and Non-Ducted | 47500 | 37400 | 2.5 | 37000 | 2.05
HEIL |  | 215357312 | HMSV-A-CB | D5CMRAH48FAK |  | Multizone Mix of Ducted and Non-Ducted | 47500 | 37400 | 2.5 | 37000 | 2.05
DAY & NIGHT |  | 215357270 | HMSV-A-CB | D5CMRAH48FAK |  | Multizone Mix of Ducted and Non-Ducted | 47500 | 37400 | 2.5 | 37000 | 2.05
COMFORTMAKER |  | 215357228 | HMSV-A-CB | D5CMRAH48FAK |  | Multizone Mix of Ducted and Non-Ducted | 47500 | 37400 | 2.5 | 37000 | 2.05
BRYANT |  | 215357168 | HMSV-A-CB | 37MGRAQ48FA3 |  | Multizone Mix of Ducted and Non-Ducted | 47500 | 37400 | 2.5 | 37000 | 2.05
ARCOAIRE |  | 215357186 | HMSV-A-CB | D5CMRAH48FAK |  | Multizone Mix of Ducted and Non-Ducted | 47500 | 37400 | 2.5 | 37000 | 2.05
ARCOAIRE |  | 215357185 | HMSV-A-CB | D5CMRAH48FAK |  | Multizone All Ducted | 47000 | 37000 | 2.5 | 38000 | 2.1
BRYANT |  | 215357166 | HMSV-A-CB | 37MGRAQ48FA3 |  | Multizone All Ducted | 47000 | 37000 | 2.5 | 38000 | 2.1
COMFORTMAKER |  | 215357227 | HMSV-A-CB | D5CMRAH48FAK |  | Multizone All Ducted | 47000 | 37000 | 2.5 | 38000 | 2.1
DAY & NIGHT |  | 215357269 | HMSV-A-CB | D5CMRAH48FAK |  | Multizone All Ducted | 47000 | 37000 | 2.5 | 38000 | 2.1
HEIL |  | 215357311 | HMSV-A-CB | D5CMRAH48FAK |  | Multizone All Ducted | 47000 | 37000 | 2.5 | 38000 | 2.1
KEEPRITE |  | 215357353 | HMSV-A-CB | D5CMRAH48FAK |  | Multizone All Ducted | 47000 | 37000 | 2.5 | 38000 | 2.1
MIDEA |  | 215357445 | HMSV-A-CB | D5CMRAH48FAK |  | Multizone All Ducted | 47000 | 37000 | 2.5 | 38000 | 2.1
KENMORE |  | 215357395 | HMSV-A-CB | D5CMRAH48FAK |  | Multizone All Ducted | 47000 | 37000 | 2.5 | 38000 | 2.1
CARRIER |  | 215357505 | HMSV-A-CB | 37MGRAQ48FA3 |  | Multizone All Ducted | 47000 | 37000 | 2.5 | 38000 | 2.1
TEMPSTAR |  | 215357521 | HMSV-A-CB | D5CMRAH48FAK |  | Multizone All Ducted | 47000 | 37000 | 2.5 | 38000 | 2.1
AIRQUEST |  | 215357605 | HMSV-A-CB | D5CMRAH48FAK |  | Multizone All Ducted | 47000 | 37000 | 2.5 | 38000 | 2.1
SMART COMFORT |  | 215357563 | HMSV-A-CB | D5CMRAH48FAK |  | Multizone All Ducted | 47000 | 37000 | 2.5 | 38000 | 2.1
SMART COMFORT |  | 215357562 | HMSR-A-CB-O | D5CMRAH48FAK |  | Multizone All Non-Ducted | 48000 | 38000 | 2.5 | 36000 | 2
AIRQUEST |  | 215357604 | HMSR-A-CB-O | D5CMRAH48FAK |  | Multizone All Non-Ducted | 48000 | 38000 | 2.5 | 36000 | 2
TEMPSTAR |  | 215357520 | HMSR-A-CB-O | D5CMRAH48FAK |  | Multizone All Non-Ducted | 48000 | 38000 | 2.5 | 36000 | 2
CARRIER |  | 215357502 | HMSR-A-CB-O | 37MGRAQ48FA3 |  | Multizone All Non-Ducted | 48000 | 38000 | 2.5 | 36000 | 2
KENMORE |  | 215357394 | HMSR-A-CB-O | D5CMRAH48FAK |  | Multizone All Non-Ducted | 48000 | 38000 | 2.5 | 36000 | 2
MIDEA |  | 215357442 | HMSR-A-CB-O | D5CMRAH48FAK |  | Multizone All Non-Ducted | 48000 | 38000 | 2.5 | 36000 | 2
KEEPRITE |  | 215357352 | HMSR-A-CB-O | D5CMRAH48FAK |  | Multizone All Non-Ducted | 48000 | 38000 | 2.5 | 36000 | 2
HEIL |  | 215357310 | HMSR-A-CB-O | D5CMRAH48FAK |  | Multizone All Non-Ducted | 48000 | 38000 | 2.5 | 36000 | 2
DAY & NIGHT |  | 215357268 | HMSR-A-CB-O | D5CMRAH48FAK |  | Multizone All Non-Ducted | 48000 | 38000 | 2.5 | 36000 | 2
COMFORTMAKER |  | 215357226 | HMSR-A-CB-O | D5CMRAH48FAK |  | Multizone All Non-Ducted | 48000 | 38000 | 2.5 | 36000 | 2
BRYANT |  | 215357164 | HMSR-A-CB-O | 37MGRAQ48FA3 |  | Multizone All Non-Ducted | 48000 | 38000 | 2.5 | 36000 | 2
ARCOAIRE |  | 215357184 | HMSR-A-CB-O | D5CMRAH48FAK |  | Multizone All Non-Ducted | 48000 | 38000 | 2.5 | 36000 | 2
BRYANT |  | 215357135 | HMSV-A-CB | 37MGRAQ18CA3 |  | Multizone Mix of Ducted and Non-Ducted | 19000 | 14100 | 2.79 | 14000 | 2.31
ARCOAIRE |  | 215357167 | HMSV-A-CB | D5CMRAH18CAK |  | Multizone Mix of Ducted and Non-Ducted | 19000 | 14100 | 2.79 | 14000 | 2.31
COMFORTMAKER |  | 215357213 | HMSV-A-CB | D5CMRAH18CAK |  | Multizone Mix of Ducted and Non-Ducted | 19000 | 14100 | 2.79 | 14000 | 2.31
HEIL |  | 215357297 | HMSV-A-CB | D5CMRAH18CAK |  | Multizone Mix of Ducted and Non-Ducted | 19000 | 14100 | 2.79 | 14000 | 2.31
DAY & NIGHT |  | 215357255 | HMSV-A-CB | D5CMRAH18CAK |  | Multizone Mix of Ducted and Non-Ducted | 19000 | 14100 | 2.79 | 14000 | 2.31
KEEPRITE |  | 215357339 | HMSV-A-CB | D5CMRAH18CAK |  | Multizone Mix of Ducted and Non-Ducted | 19000 | 14100 | 2.79 | 14000 | 2.31
KENMORE |  | 215357381 | HMSV-A-CB | D5CMRAH18CAK |  | Multizone Mix of Ducted and Non-Ducted | 19000 | 14100 | 2.79 | 14000 | 2.31
MIDEA |  | 215357423 | HMSV-A-CB | D5CMRAH18CAK |  | Multizone Mix of Ducted and Non-Ducted | 19000 | 14100 | 2.79 | 14000 | 2.31
SMART COMFORT |  | 215357549 | HMSV-A-CB | D5CMRAH18CAK |  | Multizone Mix of Ducted and Non-Ducted | 19000 | 14100 | 2.79 | 14000 | 2.31
CARRIER |  | 215357475 | HMSV-A-CB | 37MGRAQ18CA3 |  | Multizone Mix of Ducted and Non-Ducted | 19000 | 14100 | 2.79 | 14000 | 2.31
TEMPSTAR |  | 215357501 | HMSV-A-CB | D5CMRAH18CAK |  | Multizone Mix of Ducted and Non-Ducted | 19000 | 14100 | 2.79 | 14000 | 2.31
AIRQUEST |  | 215357591 | HMSV-A-CB | D5CMRAH18CAK |  | Multizone Mix of Ducted and Non-Ducted | 19000 | 14100 | 2.79 | 14000 | 2.31
LPS LEGACY |  | 215357633 | HMSV-A-CB | D5CMRAH18CAK |  | Multizone Mix of Ducted and Non-Ducted | 19000 | 14100 | 2.79 | 14000 | 2.31
LPS LEGACY |  | 215357632 | HMSV-A-CB | D5CMRAH18CAK |  | Multizone All Ducted | 19000 | 14600 | 2.8 | 14600 | 2.3
AIRQUEST |  | 215357590 | HMSV-A-CB | D5CMRAH18CAK |  | Multizone All Ducted | 19000 | 14600 | 2.8 | 14600 | 2.3
TEMPSTAR |  | 215357499 | HMSV-A-CB | D5CMRAH18CAK |  | Multizone All Ducted | 19000 | 14600 | 2.8 | 14600 | 2.3
SMART COMFORT |  | 215357548 | HMSV-A-CB | D5CMRAH18CAK |  | Multizone All Ducted | 19000 | 14600 | 2.8 | 14600 | 2.3
CARRIER |  | 215357473 | HMSV-A-CB | 37MGRAQ18CA3 |  | Multizone All Ducted | 19000 | 14600 | 2.8 | 14600 | 2.3
MIDEA |  | 215357422 | HMSV-A-CB | D5CMRAH18CAK |  | Multizone All Ducted | 19000 | 14600 | 2.8 | 14600 | 2.3
KENMORE |  | 215357380 | HMSV-A-CB | D5CMRAH18CAK |  | Multizone All Ducted | 19000 | 14600 | 2.8 | 14600 | 2.3
KEEPRITE |  | 215357338 | HMSV-A-CB | D5CMRAH18CAK |  | Multizone All Ducted | 19000 | 14600 | 2.8 | 14600 | 2.3
DAY & NIGHT |  | 215357254 | HMSV-A-CB | D5CMRAH18CAK |  | Multizone All Ducted | 19000 | 14600 | 2.8 | 14600 | 2.3
HEIL |  | 215357296 | HMSV-A-CB | D5CMRAH18CAK |  | Multizone All Ducted | 19000 | 14600 | 2.8 | 14600 | 2.3
COMFORTMAKER |  | 215357212 | HMSV-A-CB | D5CMRAH18CAK |  | Multizone All Ducted | 19000 | 14600 | 2.8 | 14600 | 2.3
ARCOAIRE |  | 215357165 | HMSV-A-CB | D5CMRAH18CAK |  | Multizone All Ducted | 19000 | 14600 | 2.8 | 14600 | 2.3
BRYANT |  | 215357133 | HMSV-A-CB | 37MGRAQ18CA3 |  | Multizone All Ducted | 19000 | 14600 | 2.8 | 14600 | 2.3
BRYANT |  | 215357130 | HMSR-A-CB-O | 37MGRAQ18CA3 |  | Multizone All Non-Ducted | 19000 | 13600 | 2.81 | 13500 | 2.3
ARCOAIRE |  | 215357163 | HMSR-A-CB-O | D5CMRAH18CAK |  | Multizone All Non-Ducted | 19000 | 13600 | 2.81 | 13500 | 2.3
COMFORTMAKER |  | 215357211 | HMSR-A-CB-O | D5CMRAH18CAK |  | Multizone All Non-Ducted | 19000 | 13600 | 2.81 | 13500 | 2.3
HEIL |  | 215357295 | HMSR-A-CB-O | D5CMRAH18CAK |  | Multizone All Non-Ducted | 19000 | 13600 | 2.81 | 13500 | 2.3
DAY & NIGHT |  | 215357253 | HMSR-A-CB-O | D5CMRAH18CAK |  | Multizone All Non-Ducted | 19000 | 13600 | 2.81 | 13500 | 2.3
KEEPRITE |  | 215357337 | HMSR-A-CB-O | D5CMRAH18CAK |  | Multizone All Non-Ducted | 19000 | 13600 | 2.81 | 13500 | 2.3
KENMORE |  | 215357379 | HMSR-A-CB-O | D5CMRAH18CAK |  | Multizone All Non-Ducted | 19000 | 13600 | 2.81 | 13500 | 2.3
MIDEA |  | 215357421 | HMSR-A-CB-O | D5CMRAH18CAK |  | Multizone All Non-Ducted | 19000 | 13600 | 2.81 | 13500 | 2.3
SMART COMFORT |  | 215357547 | HMSR-A-CB-O | D5CMRAH18CAK |  | Multizone All Non-Ducted | 19000 | 13600 | 2.81 | 13500 | 2.3
CARRIER |  | 215357470 | HMSR-A-CB-O | 37MGRAQ18CA3 |  | Multizone All Non-Ducted | 19000 | 13600 | 2.81 | 13500 | 2.3
TEMPSTAR |  | 215357497 | HMSR-A-CB-O | D5CMRAH18CAK |  | Multizone All Non-Ducted | 19000 | 13600 | 2.81 | 13500 | 2.3
AIRQUEST |  | 215357589 | HMSR-A-CB-O | D5CMRAH18CAK |  | Multizone All Non-Ducted | 19000 | 13600 | 2.81 | 13500 | 2.3
LPS LEGACY |  | 215357631 | HMSR-A-CB-O | D5CMRAH18CAK |  | Multizone All Non-Ducted | 19000 | 13600 | 2.81 | 13500 | 2.3
LPS LEGACY |  | 215357630 | HMSV-A-CB | D5CMHAH55FAK |  | Multizone Mix of Ducted and Non-Ducted | 55000 | 44500 | 2.65 | 47500 | 2.05
AIRQUEST |  | 215357588 | HMSV-A-CB | D5CMHAH55FAK |  | Multizone Mix of Ducted and Non-Ducted | 55000 | 44500 | 2.65 | 47500 | 2.05
TEMPSTAR |  | 215357495 | HMSV-A-CB | D5CMHAH55FAK |  | Multizone Mix of Ducted and Non-Ducted | 55000 | 44500 | 2.65 | 47500 | 2.05
SMART COMFORT |  | 215357546 | HMSV-A-CB | D5CMHAH55FAK |  | Multizone Mix of Ducted and Non-Ducted | 55000 | 44500 | 2.65 | 47500 | 2.05
CARRIER |  | 215357468 | HMSV-A-CB | 37MGHAQ55FA3 |  | Multizone Mix of Ducted and Non-Ducted | 55000 | 44500 | 2.65 | 47500 | 2.05
MIDEA |  | 215357420 | HMSV-A-CB | D5CMHAH55FAK |  | Multizone Mix of Ducted and Non-Ducted | 55000 | 44500 | 2.65 | 47500 | 2.05
KENMORE |  | 215357378 | HMSV-A-CB | D5CMHAH55FAK |  | Multizone Mix of Ducted and Non-Ducted | 55000 | 44500 | 2.65 | 47500 | 2.05
KEEPRITE |  | 215357336 | HMSV-A-CB | D5CMHAH55FAK |  | Multizone Mix of Ducted and Non-Ducted | 55000 | 44500 | 2.65 | 47500 | 2.05
DAY & NIGHT |  | 215357252 | HMSV-A-CB | D5CMHAH55FAK |  | Multizone Mix of Ducted and Non-Ducted | 55000 | 44500 | 2.65 | 47500 | 2.05
HEIL |  | 215357294 | HMSV-A-CB | D5CMHAH55FAK |  | Multizone Mix of Ducted and Non-Ducted | 55000 | 44500 | 2.65 | 47500 | 2.05
COMFORTMAKER |  | 215357210 | HMSV-A-CB | D5CMHAH55FAK |  | Multizone Mix of Ducted and Non-Ducted | 55000 | 44500 | 2.65 | 47500 | 2.05
ARCOAIRE |  | 215357162 | HMSV-A-CB | D5CMHAH55FAK |  | Multizone Mix of Ducted and Non-Ducted | 55000 | 44500 | 2.65 | 47500 | 2.05
BRYANT |  | 215357128 | HMSV-A-CB | 37MGHAQ55FA3 |  | Multizone Mix of Ducted and Non-Ducted | 55000 | 44500 | 2.65 | 47500 | 2.05
BRYANT |  | 215357126 | HMSV-A-CB | 37MGHAQ55FA3 |  | Multizone All Ducted | 55000 | 45000 | 2.7 | 48000 | 2.1
ARCOAIRE |  | 215357160 | HMSV-A-CB | D5CMHAH55FAK |  | Multizone All Ducted | 55000 | 45000 | 2.7 | 48000 | 2.1
COMFORTMAKER |  | 215357209 | HMSV-A-CB | D5CMHAH55FAK |  | Multizone All Ducted | 55000 | 45000 | 2.7 | 48000 | 2.1
HEIL |  | 215357293 | HMSV-A-CB | D5CMHAH55FAK |  | Multizone All Ducted | 55000 | 45000 | 2.7 | 48000 | 2.1
DAY & NIGHT |  | 215357251 | HMSV-A-CB | D5CMHAH55FAK |  | Multizone All Ducted | 55000 | 45000 | 2.7 | 48000 | 2.1
KEEPRITE |  | 215357335 | HMSV-A-CB | D5CMHAH55FAK |  | Multizone All Ducted | 55000 | 45000 | 2.7 | 48000 | 2.1
KENMORE |  | 215357377 | HMSV-A-CB | D5CMHAH55FAK |  | Multizone All Ducted | 55000 | 45000 | 2.7 | 48000 | 2.1
MIDEA |  | 215357419 | HMSV-A-CB | D5CMHAH55FAK |  | Multizone All Ducted | 55000 | 45000 | 2.7 | 48000 | 2.1
CARRIER |  | 215357466 | HMSV-A-CB | 37MGHAQ55FA3 |  | Multizone All Ducted | 55000 | 45000 | 2.7 | 48000 | 2.1
SMART COMFORT |  | 215357545 | HMSV-A-CB | D5CMHAH55FAK |  | Multizone All Ducted | 55000 | 45000 | 2.7 | 48000 | 2.1
TEMPSTAR |  | 215357493 | HMSV-A-CB | D5CMHAH55FAK |  | Multizone All Ducted | 55000 | 45000 | 2.7 | 48000 | 2.1
AIRQUEST |  | 215357587 | HMSV-A-CB | D5CMHAH55FAK |  | Multizone All Ducted | 55000 | 45000 | 2.7 | 48000 | 2.1
LPS LEGACY |  | 215357629 | HMSV-A-CB | D5CMHAH55FAK |  | Multizone All Ducted | 55000 | 45000 | 2.7 | 48000 | 2.1
LPS LEGACY |  | 215357628 | HMSR-A-CB-O | D5CMHAH55FAK |  | Multizone All Non-Ducted | 55000 | 44000 | 2.6 | 47000 | 2
AIRQUEST |  | 215357586 | HMSR-A-CB-O | D5CMHAH55FAK |  | Multizone All Non-Ducted | 55000 | 44000 | 2.6 | 47000 | 2
TEMPSTAR |  | 215357491 | HMSR-A-CB-O | D5CMHAH55FAK |  | Multizone All Non-Ducted | 55000 | 44000 | 2.6 | 47000 | 2
SMART COMFORT |  | 215357544 | HMSR-A-CB-O | D5CMHAH55FAK |  | Multizone All Non-Ducted | 55000 | 44000 | 2.6 | 47000 | 2
CARRIER |  | 215357464 | HMSR-A-CB-O | 37MGHAQ55FA3 |  | Multizone All Non-Ducted | 55000 | 44000 | 2.6 | 47000 | 2
MIDEA |  | 215357418 | HMSR-A-CB-O | D5CMHAH55FAK |  | Multizone All Non-Ducted | 55000 | 44000 | 2.6 | 47000 | 2
KENMORE |  | 215357376 | HMSR-A-CB-O | D5CMHAH55FAK |  | Multizone All Non-Ducted | 55000 | 44000 | 2.6 | 47000 | 2
KEEPRITE |  | 215357334 | HMSR-A-CB-O | D5CMHAH55FAK |  | Multizone All Non-Ducted | 55000 | 44000 | 2.6 | 47000 | 2
DAY & NIGHT |  | 215357250 | HMSR-A-CB-O | D5CMHAH55FAK |  | Multizone All Non-Ducted | 55000 | 44000 | 2.6 | 47000 | 2
HEIL |  | 215357292 | HMSR-A-CB-O | D5CMHAH55FAK |  | Multizone All Non-Ducted | 55000 | 44000 | 2.6 | 47000 | 2
COMFORTMAKER |  | 215357208 | HMSR-A-CB-O | D5CMHAH55FAK |  | Multizone All Non-Ducted | 55000 | 44000 | 2.6 | 47000 | 2
ARCOAIRE |  | 215357158 | HMSR-A-CB-O | D5CMHAH55FAK |  | Multizone All Non-Ducted | 55000 | 44000 | 2.6 | 47000 | 2
BRYANT |  | 215357124 | HMSR-A-CB-O | 37MGHAQ55FA3 |  | Multizone All Non-Ducted | 55000 | 44000 | 2.6 | 47000 | 2
BRYANT |  | 215357123 | HMSV-A-CB | 37MGHAQ48FA3 |  | Multizone Mix of Ducted and Non-Ducted | 48500 | 44000 | 2.6 | 47500 | 2
ARCOAIRE |  | 215357156 | HMSV-A-CB | D5CMHAH48FAK |  | Multizone Mix of Ducted and Non-Ducted | 48500 | 44000 | 2.6 | 47500 | 2
COMFORTMAKER |  | 215357207 | HMSV-A-CB | D5CMHAH48FAK |  | Multizone Mix of Ducted and Non-Ducted | 48500 | 44000 | 2.6 | 47500 | 2
HEIL |  | 215357291 | HMSV-A-CB | D5CMHAH48FAK |  | Multizone Mix of Ducted and Non-Ducted | 48500 | 44000 | 2.6 | 47500 | 2
DAY & NIGHT |  | 215357249 | HMSV-A-CB | D5CMHAH48FAK |  | Multizone Mix of Ducted and Non-Ducted | 48500 | 44000 | 2.6 | 47500 | 2
KEEPRITE |  | 215357333 | HMSV-A-CB | D5CMHAH48FAK |  | Multizone Mix of Ducted and Non-Ducted | 48500 | 44000 | 2.6 | 47500 | 2
KENMORE |  | 215357375 | HMSV-A-CB | D5CMHAH48FAK |  | Multizone Mix of Ducted and Non-Ducted | 48500 | 44000 | 2.6 | 47500 | 2
MIDEA |  | 215357417 | HMSV-A-CB | D5CMHAH48FAK |  | Multizone Mix of Ducted and Non-Ducted | 48500 | 44000 | 2.6 | 47500 | 2
CARRIER |  | 215357462 | HMSV-A-CB | 37MGHAQ48FA3 |  | Multizone Mix of Ducted and Non-Ducted | 48500 | 44000 | 2.6 | 47500 | 2
SMART COMFORT |  | 215357543 | HMSV-A-CB | D5CMHAH48FAK |  | Multizone Mix of Ducted and Non-Ducted | 48500 | 44000 | 2.6 | 47500 | 2
TEMPSTAR |  | 215357489 | HMSV-A-CB | D5CMHAH48FAK |  | Multizone Mix of Ducted and Non-Ducted | 48500 | 44000 | 2.6 | 47500 | 2
AIRQUEST |  | 215357585 | HMSV-A-CB | D5CMHAH48FAK |  | Multizone Mix of Ducted and Non-Ducted | 48500 | 44000 | 2.6 | 47500 | 2
LPS LEGACY |  | 215357627 | HMSV-A-CB | D5CMHAH48FAK |  | Multizone Mix of Ducted and Non-Ducted | 48500 | 44000 | 2.6 | 47500 | 2
LPS LEGACY |  | 215357626 | HMSV-A-CB | D5CMHAH48FAK |  | Multizone All Ducted | 48000 | 44500 | 2.6 | 48000 | 2
AIRQUEST |  | 215357584 | HMSV-A-CB | D5CMHAH48FAK |  | Multizone All Ducted | 48000 | 44500 | 2.6 | 48000 | 2
TEMPSTAR |  | 215357487 | HMSV-A-CB | D5CMHAH48FAK |  | Multizone All Ducted | 48000 | 44500 | 2.6 | 48000 | 2
SMART COMFORT |  | 215357542 | HMSV-A-CB | D5CMHAH48FAK |  | Multizone All Ducted | 48000 | 44500 | 2.6 | 48000 | 2
CARRIER |  | 215357460 | HMSV-A-CB | 37MGHAQ48FA3 |  | Multizone All Ducted | 48000 | 44500 | 2.6 | 48000 | 2
MIDEA |  | 215357416 | HMSV-A-CB | D5CMHAH48FAK |  | Multizone All Ducted | 48000 | 44500 | 2.6 | 48000 | 2
KENMORE |  | 215357374 | HMSV-A-CB | D5CMHAH48FAK |  | Multizone All Ducted | 48000 | 44500 | 2.6 | 48000 | 2
KEEPRITE |  | 215357332 | HMSV-A-CB | D5CMHAH48FAK |  | Multizone All Ducted | 48000 | 44500 | 2.6 | 48000 | 2
DAY & NIGHT |  | 215357248 | HMSV-A-CB | D5CMHAH48FAK |  | Multizone All Ducted | 48000 | 44500 | 2.6 | 48000 | 2
HEIL |  | 215357290 | HMSV-A-CB | D5CMHAH48FAK |  | Multizone All Ducted | 48000 | 44500 | 2.6 | 48000 | 2
COMFORTMAKER |  | 215357206 | HMSV-A-CB | D5CMHAH48FAK |  | Multizone All Ducted | 48000 | 44500 | 2.6 | 48000 | 2
ARCOAIRE |  | 215357154 | HMSV-A-CB | D5CMHAH48FAK |  | Multizone All Ducted | 48000 | 44500 | 2.6 | 48000 | 2
BRYANT |  | 215357122 | HMSV-A-CB | 37MGHAQ48FA3 |  | Multizone All Ducted | 48000 | 44500 | 2.6 | 48000 | 2
BRYANT |  | 215357121 | HMSR-A-CB-O | 37MGHAQ48FA3 |  | Multizone All Non-Ducted | 49000 | 44000 | 2.6 | 47000 | 2
ARCOAIRE |  | 215357152 | HMSR-A-CB-O | D5CMHAH48FAK |  | Multizone All Non-Ducted | 49000 | 44000 | 2.6 | 47000 | 2
COMFORTMAKER |  | 215357205 | HMSR-A-CB-O | D5CMHAH48FAK |  | Multizone All Non-Ducted | 49000 | 44000 | 2.6 | 47000 | 2
HEIL |  | 215357289 | HMSR-A-CB-O | D5CMHAH48FAK |  | Multizone All Non-Ducted | 49000 | 44000 | 2.6 | 47000 | 2
DAY & NIGHT |  | 215357247 | HMSR-A-CB-O | D5CMHAH48FAK |  | Multizone All Non-Ducted | 49000 | 44000 | 2.6 | 47000 | 2
KEEPRITE |  | 215357331 | HMSR-A-CB-O | D5CMHAH48FAK |  | Multizone All Non-Ducted | 49000 | 44000 | 2.6 | 47000 | 2
KENMORE |  | 215357373 | HMSR-A-CB-O | D5CMHAH48FAK |  | Multizone All Non-Ducted | 49000 | 44000 | 2.6 | 47000 | 2
MIDEA |  | 215357415 | HMSR-A-CB-O | D5CMHAH48FAK |  | Multizone All Non-Ducted | 49000 | 44000 | 2.6 | 47000 | 2
CARRIER |  | 215357458 | HMSR-A-CB-O | 37MGHAQ48FA3 |  | Multizone All Non-Ducted | 49000 | 44000 | 2.6 | 47000 | 2
SMART COMFORT |  | 215357541 | HMSR-A-CB-O | D5CMHAH48FAK |  | Multizone All Non-Ducted | 49000 | 44000 | 2.6 | 47000 | 2
TEMPSTAR |  | 215357485 | HMSR-A-CB-O | D5CMHAH48FAK |  | Multizone All Non-Ducted | 49000 | 44000 | 2.6 | 47000 | 2
AIRQUEST |  | 215357583 | HMSR-A-CB-O | D5CMHAH48FAK |  | Multizone All Non-Ducted | 49000 | 44000 | 2.6 | 47000 | 2
LPS LEGACY |  | 215357625 | HMSR-A-CB-O | D5CMHAH48FAK |  | Multizone All Non-Ducted | 49000 | 44000 | 2.6 | 47000 | 2
LPS LEGACY |  | 215357612 | HMSV-A-CB | D5CMHAH18CAK |  | Multizone Mix of Ducted and Non-Ducted | 20000 | 17300 | 2.65 | 18500 | 2
AIRQUEST |  | 215357570 | HMSV-A-CB | D5CMHAH18CAK |  | Multizone Mix of Ducted and Non-Ducted | 20000 | 17300 | 2.65 | 18500 | 2
SMART COMFORT |  | 215357528 | HMSV-A-CB | D5CMHAH18CAK |  | Multizone Mix of Ducted and Non-Ducted | 20000 | 17300 | 2.65 | 18500 | 2
CARRIER |  | 215357437 | HMSV-A-CB | 37MGHAQ18CA3 |  | Multizone Mix of Ducted and Non-Ducted | 20000 | 17300 | 2.65 | 18500 | 2
TEMPSTAR |  | 215357461 | HMSV-A-CB | D5CMHAH18CAK |  | Multizone Mix of Ducted and Non-Ducted | 20000 | 17300 | 2.65 | 18500 | 2
MIDEA |  | 215357402 | HMSV-A-CB | D5CMHAH18CAK |  | Multizone Mix of Ducted and Non-Ducted | 20000 | 17300 | 2.65 | 18500 | 2
KENMORE |  | 215357360 | HMSV-A-CB | D5CMHAH18CAK |  | Multizone Mix of Ducted and Non-Ducted | 20000 | 17300 | 2.65 | 18500 | 2
KEEPRITE |  | 215357318 | HMSV-A-CB | D5CMHAH18CAK |  | Multizone Mix of Ducted and Non-Ducted | 20000 | 17300 | 2.65 | 18500 | 2
HEIL |  | 215357276 | HMSV-A-CB | D5CMHAH18CAK |  | Multizone Mix of Ducted and Non-Ducted | 20000 | 17300 | 2.65 | 18500 | 2
DAY & NIGHT |  | 215357234 | HMSV-A-CB | D5CMHAH18CAK |  | Multizone Mix of Ducted and Non-Ducted | 20000 | 17300 | 2.65 | 18500 | 2
COMFORTMAKER |  | 215357192 | HMSV-A-CB | D5CMHAH18CAK |  | Multizone Mix of Ducted and Non-Ducted | 20000 | 17300 | 2.65 | 18500 | 2
ARCOAIRE |  | 215357129 | HMSV-A-CB | D5CMHAH18CAK |  | Multizone Mix of Ducted and Non-Ducted | 20000 | 17300 | 2.65 | 18500 | 2
BRYANT |  | 215357108 | HMSV-A-CB | 37MGHAQ18CA3 |  | Multizone Mix of Ducted and Non-Ducted | 20000 | 17300 | 2.65 | 18500 | 2
BRYANT |  | 215357107 | HMSV-A-CB | 37MGHAQ18CA3 |  | Multizone All Ducted | 20000 | 17000 | 2.59 | 18000 | 2
ARCOAIRE |  | 215357127 | HMSV-A-CB | D5CMHAH18CAK |  | Multizone All Ducted | 20000 | 17000 | 2.59 | 18000 | 2
COMFORTMAKER |  | 215357191 | HMSV-A-CB | D5CMHAH18CAK |  | Multizone All Ducted | 20000 | 17000 | 2.59 | 18000 | 2
DAY & NIGHT |  | 215357233 | HMSV-A-CB | D5CMHAH18CAK |  | Multizone All Ducted | 20000 | 17000 | 2.59 | 18000 | 2
HEIL |  | 215357275 | HMSV-A-CB | D5CMHAH18CAK |  | Multizone All Ducted | 20000 | 17000 | 2.59 | 18000 | 2
KEEPRITE |  | 215357317 | HMSV-A-CB | D5CMHAH18CAK |  | Multizone All Ducted | 20000 | 17000 | 2.59 | 18000 | 2
KENMORE |  | 215357359 | HMSV-A-CB | D5CMHAH18CAK |  | Multizone All Ducted | 20000 | 17000 | 2.59 | 18000 | 2
MIDEA |  | 215357401 | HMSV-A-CB | D5CMHAH18CAK |  | Multizone All Ducted | 20000 | 17000 | 2.59 | 18000 | 2
CARRIER |  | 215357435 | HMSV-A-CB | 37MGHAQ18CA3 |  | Multizone All Ducted | 20000 | 17000 | 2.59 | 18000 | 2
TEMPSTAR |  | 215357459 | HMSV-A-CB | D5CMHAH18CAK |  | Multizone All Ducted | 20000 | 17000 | 2.59 | 18000 | 2
SMART COMFORT |  | 215357527 | HMSV-A-CB | D5CMHAH18CAK |  | Multizone All Ducted | 20000 | 17000 | 2.59 | 18000 | 2
AIRQUEST |  | 215357569 | HMSV-A-CB | D5CMHAH18CAK |  | Multizone All Ducted | 20000 | 17000 | 2.59 | 18000 | 2
LPS LEGACY |  | 215357611 | HMSV-A-CB | D5CMHAH18CAK |  | Multizone All Ducted | 20000 | 17000 | 2.59 | 18000 | 2
LPS LEGACY |  | 215357610 | HMSR-A-CB-O | D5CMHAH18CAK |  | Multizone All Non-Ducted | 20000 | 17600 | 2.7 | 19000 | 2
AIRQUEST |  | 215357568 | HMSR-A-CB-O | D5CMHAH18CAK |  | Multizone All Non-Ducted | 20000 | 17600 | 2.7 | 19000 | 2
SMART COMFORT |  | 215357526 | HMSR-A-CB-O | D5CMHAH18CAK |  | Multizone All Non-Ducted | 20000 | 17600 | 2.7 | 19000 | 2
TEMPSTAR |  | 215357457 | HMSR-A-CB-O | D5CMHAH18CAK |  | Multizone All Non-Ducted | 20000 | 17600 | 2.7 | 19000 | 2
CARRIER |  | 215357433 | HMSR-A-CB-O | 37MGHAQ18CA3 |  | Multizone All Non-Ducted | 20000 | 17600 | 2.7 | 19000 | 2
MIDEA |  | 215357400 | HMSR-A-CB-O | D5CMHAH18CAK |  | Multizone All Non-Ducted | 20000 | 17600 | 2.7 | 19000 | 2
KENMORE |  | 215357358 | HMSR-A-CB-O | D5CMHAH18CAK |  | Multizone All Non-Ducted | 20000 | 17600 | 2.7 | 19000 | 2
KEEPRITE |  | 215357316 | HMSR-A-CB-O | D5CMHAH18CAK |  | Multizone All Non-Ducted | 20000 | 17600 | 2.7 | 19000 | 2
HEIL |  | 215357274 | HMSR-A-CB-O | D5CMHAH18CAK |  | Multizone All Non-Ducted | 20000 | 17600 | 2.7 | 19000 | 2
DAY & NIGHT |  | 215357232 | HMSR-A-CB-O | D5CMHAH18CAK |  | Multizone All Non-Ducted | 20000 | 17600 | 2.7 | 19000 | 2
COMFORTMAKER |  | 215357190 | HMSR-A-CB-O | D5CMHAH18CAK |  | Multizone All Non-Ducted | 20000 | 17600 | 2.7 | 19000 | 2
ARCOAIRE |  | 215357125 | HMSR-A-CB-O | D5CMHAH18CAK |  | Multizone All Non-Ducted | 20000 | 17600 | 2.7 | 19000 | 2
BRYANT |  | 215357106 | HMSR-A-CB-O | 37MGHAQ18CA3 |  | Multizone All Non-Ducted | 20000 | 17600 | 2.7 | 19000 | 2
MIDEA |  | 215333841 | HRCU-A-CB-O | M5CVRAQ09AA3 | M5FVHAQ09XC3 | Singlezone Non-Ducted, Wall Placement | 10000 | 8000 | 2.58 | 7000 | 2.16
GRANDAIRE |  | 215333835 | HRCU-A-CB-O | D5CVRAH09AAK | D5FVHAH09XCK | Singlezone Non-Ducted, Wall Placement | 10000 | 8000 | 2.58 | 7000 | 2.16
LPS LEGACY |  | 215333829 | HRCU-A-CB-O | D5CVRAH09AAK | D5FVHAH09XCK | Singlezone Non-Ducted, Wall Placement | 10000 | 8000 | 2.58 | 7000 | 2.16
SMART COMFORT |  | 215333817 | HRCU-A-CB-O | D5CVRAH09AAK | D5FVHAH09XCK | Singlezone Non-Ducted, Wall Placement | 10000 | 8000 | 2.58 | 7000 | 2.16
TEMPSTAR |  | 215333811 | HRCU-A-CB-O | D5CVRAH09AAK | D5FVHAH09XCK | Singlezone Non-Ducted, Wall Placement | 10000 | 8000 | 2.58 | 7000 | 2.16
AIRQUEST |  | 215333823 | HRCU-A-CB-O | D5CVRAH09AAK | D5FVHAH09XCK | Singlezone Non-Ducted, Wall Placement | 10000 | 8000 | 2.58 | 7000 | 2.16
MIDEA |  | 215333805 | HRCU-A-CB-O | D5CVRAH09AAK | D5FVHAH09XCK | Singlezone Non-Ducted, Wall Placement | 10000 | 8000 | 2.58 | 7000 | 2.16
KENMORE |  | 215333799 | HRCU-A-CB-O | D5CVRAH09AAK | D5FVHAH09XCK | Singlezone Non-Ducted, Wall Placement | 10000 | 8000 | 2.58 | 7000 | 2.16
AIRQUEST |  | 215324812 | HRCU-A-CB-O | D5CVRAH09AAK | D5FVHAH09XAK | Singlezone Non-Ducted, Wall Placement | 10000 | 8000 | 2.58 | 7000 | 2.16
SMART COMFORT |  | 215324739 | HRCU-A-CB-O | D5CVRAH09AAK | D5FVHAH09XAK | Singlezone Non-Ducted, Wall Placement | 10000 | 8000 | 2.58 | 7000 | 2.16
LPS LEGACY |  | 215324885 | HRCU-A-CB-O | D5CVRAH09AAK | D5FVHAH09XAK | Singlezone Non-Ducted, Wall Placement | 10000 | 8000 | 2.58 | 7000 | 2.16
KEEPRITE |  | 215333793 | HRCU-A-CB-O | D5CVRAH09AAK | D5FVHAH09XCK | Singlezone Non-Ducted, Wall Placement | 10000 | 8000 | 2.58 | 7000 | 2.16
HEIL |  | 215333787 | HRCU-A-CB-O | D5CVRAH09AAK | D5FVHAH09XCK | Singlezone Non-Ducted, Wall Placement | 10000 | 8000 | 2.58 | 7000 | 2.16
DAY & NIGHT |  | 215333781 | HRCU-A-CB-O | D5CVRAH09AAK | D5FVHAH09XCK | Singlezone Non-Ducted, Wall Placement | 10000 | 8000 | 2.58 | 7000 | 2.16
ARCOAIRE |  | 215333769 | HRCU-A-CB-O | D5CVRAH09AAK | D5FVHAH09XCK | Singlezone Non-Ducted, Wall Placement | 10000 | 8000 | 2.58 | 7000 | 2.16
MIDEA |  | 215333763 | HRCU-A-CB-O | 37MVRAQ09AA3 | D5MVHAQ09XC3 | Singlezone Non-Ducted, Wall Placement | 10000 | 8000 | 2.58 | 7000 | 2.16
COMFORTMAKER |  | 215333775 | HRCU-A-CB-O | D5CVRAH09AAK | D5FVHAH09XCK | Singlezone Non-Ducted, Wall Placement | 10000 | 8000 | 2.58 | 7000 | 2.16
WEATHERMAKER |  | 215333757 | HRCU-A-CB-O | 37MVRAQ09AA3 | D5MVHAQ09XC3 | Singlezone Non-Ducted, Wall Placement | 10000 | 8000 | 2.58 | 7000 | 2.16
PAYNE |  | 215333751 | HRCU-A-CB-O | 37MVRAQ09AA3 | D5MVHAQ09XC3 | Singlezone Non-Ducted, Wall Placement | 10000 | 8000 | 2.58 | 7000 | 2.16
BRYANT |  | 215333745 | HRCU-A-CB-O | 37MVRAQ09AA3 | D5MVHAQ09XC3 | Singlezone Non-Ducted, Wall Placement | 10000 | 8000 | 2.58 | 7000 | 2.16
CARRIER |  | 215333739 | HRCU-A-CB-O | 37MVRAQ09AA3 | D5MVHAQ09XC3 | Singlezone Non-Ducted, Wall Placement | 10000 | 8000 | 2.58 | 7000 | 2.16
MIDEA |  | 215324980 | HRCU-A-CB-O | M5CVRAQ09AA3 | M5FVHAQ09XA3 | Singlezone Non-Ducted, Wall Placement | 10000 | 8000 | 2.58 | 7000 | 2.16
GRANDAIRE |  | 215324958 | HRCU-A-CB-O | D5CVRAH09AAK | D5FVHAH09XAK | Singlezone Non-Ducted, Wall Placement | 10000 | 8000 | 2.58 | 7000 | 2.16
COMFORTMAKER |  | 215324228 | HRCU-A-CB-O | D5CVRAH09AAK | D5FVHAH09XAK | Singlezone Non-Ducted, Wall Placement | 10000 | 8000 | 2.58 | 7000 | 2.16
ARCOAIRE |  | 215324155 | HRCU-A-CB-O | D5CVRAH09AAK | D5FVHAH09XAK | Singlezone Non-Ducted, Wall Placement | 10000 | 8000 | 2.58 | 7000 | 2.16
KENMORE |  | 215324520 | HRCU-A-CB-O | D5CVRAH09AAK | D5FVHAH09XAK | Singlezone Non-Ducted, Wall Placement | 10000 | 8000 | 2.58 | 7000 | 2.16
KEEPRITE |  | 215324447 | HRCU-A-CB-O | D5CVRAH09AAK | D5FVHAH09XAK | Singlezone Non-Ducted, Wall Placement | 10000 | 8000 | 2.58 | 7000 | 2.16
TEMPSTAR |  | 215324666 | HRCU-A-CB-O | D5CVRAH09AAK | D5FVHAH09XAK | Singlezone Non-Ducted, Wall Placement | 10000 | 8000 | 2.58 | 7000 | 2.16
MIDEA |  | 215324593 | HRCU-A-CB-O | D5CVRAH09AAK | D5FVHAH09XAK | Singlezone Non-Ducted, Wall Placement | 10000 | 8000 | 2.58 | 7000 | 2.16
HEIL |  | 215324374 | HRCU-A-CB-O | D5CVRAH09AAK | D5FVHAH09XAK | Singlezone Non-Ducted, Wall Placement | 10000 | 8000 | 2.58 | 7000 | 2.16
DAY & NIGHT |  | 215324301 | HRCU-A-CB-O | D5CVRAH09AAK | D5FVHAH09XAK | Singlezone Non-Ducted, Wall Placement | 10000 | 8000 | 2.58 | 7000 | 2.16
DAY & NIGHT |  | 215324313 | HRCU-A-CB-O | D5CLRAH36AAK | D5FLCAH36XAK | Singlezone Non-Ducted, Wall Placement | 38000 | 26800 | 2.68 | 26600 | 2.2
HEIL |  | 215324386 | HRCU-A-CB-O | D5CLRAH36AAK | D5FLCAH36XAK | Singlezone Non-Ducted, Wall Placement | 38000 | 26800 | 2.68 | 26600 | 2.2
MIDEA |  | 215324605 | HRCU-A-CB-O | D5CLRAH36AAK | D5FLCAH36XAK | Singlezone Non-Ducted, Wall Placement | 38000 | 26800 | 2.68 | 26600 | 2.2
TEMPSTAR |  | 215324678 | HRCU-A-CB-O | D5CLRAH36AAK | D5FLCAH36XAK | Singlezone Non-Ducted, Wall Placement | 38000 | 26800 | 2.68 | 26600 | 2.2
KEEPRITE |  | 215324459 | HRCU-A-CB-O | D5CLRAH36AAK | D5FLCAH36XAK | Singlezone Non-Ducted, Wall Placement | 38000 | 26800 | 2.68 | 26600 | 2.2
KENMORE |  | 215324532 | HRCU-A-CB-O | D5CLRAH36AAK | D5FLCAH36XAK | Singlezone Non-Ducted, Wall Placement | 38000 | 26800 | 2.68 | 26600 | 2.2
ARCOAIRE |  | 215324167 | HRCU-A-CB-O | D5CLRAH36AAK | D5FLCAH36XAK | Singlezone Non-Ducted, Wall Placement | 38000 | 26800 | 2.68 | 26600 | 2.2
COMFORTMAKER |  | 215324240 | HRCU-A-CB-O | D5CLRAH36AAK | D5FLCAH36XAK | Singlezone Non-Ducted, Wall Placement | 38000 | 26800 | 2.68 | 26600 | 2.2
LPS LEGACY |  | 215324897 | HRCU-A-CB-O | D5CLRAH36AAK | D5FLCAH36XAK | Singlezone Non-Ducted, Wall Placement | 38000 | 26800 | 2.68 | 26600 | 2.2
GRANDAIRE |  | 215324970 | HRCU-A-CB-O | D5CLRAH36AAK | D5FLCAH36XAK | Singlezone Non-Ducted, Wall Placement | 38000 | 26800 | 2.68 | 26600 | 2.2
AIRQUEST |  | 215324824 | HRCU-A-CB-O | D5CLRAH36AAK | D5FLCAH36XAK | Singlezone Non-Ducted, Wall Placement | 38000 | 26800 | 2.68 | 26600 | 2.2
SMART COMFORT |  | 215324751 | HRCU-A-CB-O | D5CLRAH36AAK | D5FLCAH36XAK | Singlezone Non-Ducted, Wall Placement | 38000 | 26800 | 2.68 | 26600 | 2.2
DAY & NIGHT |  | 215324306 | HRCU-A-CB-O | D5CLHAH36AAK | D5FCFAH36XAK | Singlezone Non-Ducted, Floor Placement | 38000 | 30200 | 2.58 | 39500 | 2.02
HEIL |  | 215324379 | HRCU-A-CB-O | D5CLHAH36AAK | D5FCFAH36XAK | Singlezone Non-Ducted, Floor Placement | 38000 | 30200 | 2.58 | 39500 | 2.02
MIDEA |  | 215324598 | HRCU-A-CB-O | D5CLHAH36AAK | D5FCFAH36XAK | Singlezone Non-Ducted, Floor Placement | 38000 | 30200 | 2.58 | 39500 | 2.02
TEMPSTAR |  | 215324671 | HRCU-A-CB-O | D5CLHAH36AAK | D5FCFAH36XAK | Singlezone Non-Ducted, Floor Placement | 38000 | 30200 | 2.58 | 39500 | 2.02
KEEPRITE |  | 215324452 | HRCU-A-CB-O | D5CLHAH36AAK | D5FCFAH36XAK | Singlezone Non-Ducted, Floor Placement | 38000 | 30200 | 2.58 | 39500 | 2.02
KENMORE |  | 215324525 | HRCU-A-CB-O | D5CLHAH36AAK | D5FCFAH36XAK | Singlezone Non-Ducted, Floor Placement | 38000 | 30200 | 2.58 | 39500 | 2.02
COMFORTMAKER |  | 215324233 | HRCU-A-CB-O | D5CLHAH36AAK | D5FCFAH36XAK | Singlezone Non-Ducted, Floor Placement | 38000 | 30200 | 2.58 | 39500 | 2.02
ARCOAIRE |  | 215324160 | HRCU-A-CB-O | D5CLHAH36AAK | D5FCFAH36XAK | Singlezone Non-Ducted, Floor Placement | 38000 | 30200 | 2.58 | 39500 | 2.02
GRANDAIRE |  | 215324963 | HRCU-A-CB-O | D5CLHAH36AAK | D5FCFAH36XAK | Singlezone Non-Ducted, Floor Placement | 38000 | 30200 | 2.58 | 39500 | 2.02
LPS LEGACY |  | 215324890 | HRCU-A-CB-O | D5CLHAH36AAK | D5FCFAH36XAK | Singlezone Non-Ducted, Floor Placement | 38000 | 30200 | 2.58 | 39500 | 2.02
AIRQUEST |  | 215324817 | HRCU-A-CB-O | D5CLHAH36AAK | D5FCFAH36XAK | Singlezone Non-Ducted, Floor Placement | 38000 | 30200 | 2.58 | 39500 | 2.02
SMART COMFORT |  | 215324744 | HRCU-A-CB-O | D5CLHAH36AAK | D5FCFAH36XAK | Singlezone Non-Ducted, Floor Placement | 38000 | 30200 | 2.58 | 39500 | 2.02
SMART COMFORT |  | 215324743 | HRCU-A-CB-O | D5CLHAH36AAK | D5FLCAH36XAK | Singlezone Non-Ducted, Wall Placement | 37000 | 30600 | 2.56 | 37000 | 1.95
AIRQUEST |  | 215324816 | HRCU-A-CB-O | D5CLHAH36AAK | D5FLCAH36XAK | Singlezone Non-Ducted, Wall Placement | 37000 | 30600 | 2.56 | 37000 | 1.95
LPS LEGACY |  | 215324889 | HRCU-A-CB-O | D5CLHAH36AAK | D5FLCAH36XAK | Singlezone Non-Ducted, Wall Placement | 37000 | 30600 | 2.56 | 37000 | 1.95
GRANDAIRE |  | 215324962 | HRCU-A-CB-O | D5CLHAH36AAK | D5FLCAH36XAK | Singlezone Non-Ducted, Wall Placement | 37000 | 30600 | 2.56 | 37000 | 1.95
ARCOAIRE |  | 215324159 | HRCU-A-CB-O | D5CLHAH36AAK | D5FLCAH36XAK | Singlezone Non-Ducted, Wall Placement | 37000 | 30600 | 2.56 | 37000 | 1.95
COMFORTMAKER |  | 215324232 | HRCU-A-CB-O | D5CLHAH36AAK | D5FLCAH36XAK | Singlezone Non-Ducted, Wall Placement | 37000 | 30600 | 2.56 | 37000 | 1.95
KENMORE |  | 215324524 | HRCU-A-CB-O | D5CLHAH36AAK | D5FLCAH36XAK | Singlezone Non-Ducted, Wall Placement | 37000 | 30600 | 2.56 | 37000 | 1.95
KEEPRITE |  | 215324451 | HRCU-A-CB-O | D5CLHAH36AAK | D5FLCAH36XAK | Singlezone Non-Ducted, Wall Placement | 37000 | 30600 | 2.56 | 37000 | 1.95
TEMPSTAR |  | 215324670 | HRCU-A-CB-O | D5CLHAH36AAK | D5FLCAH36XAK | Singlezone Non-Ducted, Wall Placement | 37000 | 30600 | 2.56 | 37000 | 1.95
MIDEA |  | 215324597 | HRCU-A-CB-O | D5CLHAH36AAK | D5FLCAH36XAK | Singlezone Non-Ducted, Wall Placement | 37000 | 30600 | 2.56 | 37000 | 1.95
HEIL |  | 215324378 | HRCU-A-CB-O | D5CLHAH36AAK | D5FLCAH36XAK | Singlezone Non-Ducted, Wall Placement | 37000 | 30600 | 2.56 | 37000 | 1.95
DAY & NIGHT |  | 215324305 | HRCU-A-CB-O | D5CLHAH36AAK | D5FLCAH36XAK | Singlezone Non-Ducted, Wall Placement | 37000 | 30600 | 2.56 | 37000 | 1.95
DAY & NIGHT |  | 215324297 | HRCU-A-CB-O | D5CSRAH24AAK | D5FCFAH24XAK | Singlezone Non-Ducted, Floor Placement | 24400 | 20000 | 2.56 | 18600 | 2.27
HEIL |  | 215324370 | HRCU-A-CB-O | D5CSRAH24AAK | D5FCFAH24XAK | Singlezone Non-Ducted, Floor Placement | 24400 | 20000 | 2.56 | 18600 | 2.27
MIDEA |  | 215324589 | HRCU-A-CB-O | D5CSRAH24AAK | D5FCFAH24XAK | Singlezone Non-Ducted, Floor Placement | 24400 | 20000 | 2.56 | 18600 | 2.27
SMART COMFORT |  | 215324735 | HRCU-A-CB-O | D5CSRAH24AAK | D5FCFAH24XAK | Singlezone Non-Ducted, Floor Placement | 24400 | 20000 | 2.56 | 18600 | 2.27
TEMPSTAR |  | 215324662 | HRCU-A-CB-O | D5CSRAH24AAK | D5FCFAH24XAK | Singlezone Non-Ducted, Floor Placement | 24400 | 20000 | 2.56 | 18600 | 2.27
KEEPRITE |  | 215324443 | HRCU-A-CB-O | D5CSRAH24AAK | D5FCFAH24XAK | Singlezone Non-Ducted, Floor Placement | 24400 | 20000 | 2.56 | 18600 | 2.27
KENMORE |  | 215324516 | HRCU-A-CB-O | D5CSRAH24AAK | D5FCFAH24XAK | Singlezone Non-Ducted, Floor Placement | 24400 | 20000 | 2.56 | 18600 | 2.27
COMFORTMAKER |  | 215324224 | HRCU-A-CB-O | D5CSRAH24AAK | D5FCFAH24XAK | Singlezone Non-Ducted, Floor Placement | 24400 | 20000 | 2.56 | 18600 | 2.27
GRANDAIRE |  | 215324954 | HRCU-A-CB-O | D5CSRAH24AAK | D5FCFAH24XAK | Singlezone Non-Ducted, Floor Placement | 24400 | 20000 | 2.56 | 18600 | 2.27
LPS LEGACY |  | 215324881 | HRCU-A-CB-O | D5CSRAH24AAK | D5FCFAH24XAK | Singlezone Non-Ducted, Floor Placement | 24400 | 20000 | 2.56 | 18600 | 2.27
AIRQUEST |  | 215324808 | HRCU-A-CB-O | D5CSRAH24AAK | D5FCFAH24XAK | Singlezone Non-Ducted, Floor Placement | 24400 | 20000 | 2.56 | 18600 | 2.27
AIRQUEST |  | 215324807 | HRCU-A-CB-O | D5CSRAH24AAK | D5FSCAH24XAK | Singlezone Non-Ducted, Wall Placement | 25000 | 20400 | 2.73 | 18500 | 2.3
LPS LEGACY |  | 215324880 | HRCU-A-CB-O | D5CSRAH24AAK | D5FSCAH24XAK | Singlezone Non-Ducted, Wall Placement | 25000 | 20400 | 2.73 | 18500 | 2.3
GRANDAIRE |  | 215324953 | HRCU-A-CB-O | D5CSRAH24AAK | D5FSCAH24XAK | Singlezone Non-Ducted, Wall Placement | 25000 | 20400 | 2.73 | 18500 | 2.3
COMFORTMAKER |  | 215324223 | HRCU-A-CB-O | D5CSRAH24AAK | D5FSCAH24XAK | Singlezone Non-Ducted, Wall Placement | 25000 | 20400 | 2.73 | 18500 | 2.3
KENMORE |  | 215324515 | HRCU-A-CB-O | D5CSRAH24AAK | D5FSCAH24XAK | Singlezone Non-Ducted, Wall Placement | 25000 | 20400 | 2.73 | 18500 | 2.3
KEEPRITE |  | 215324442 | HRCU-A-CB-O | D5CSRAH24AAK | D5FSCAH24XAK | Singlezone Non-Ducted, Wall Placement | 25000 | 20400 | 2.73 | 18500 | 2.3
TEMPSTAR |  | 215324661 | HRCU-A-CB-O | D5CSRAH24AAK | D5FSCAH24XAK | Singlezone Non-Ducted, Wall Placement | 25000 | 20400 | 2.73 | 18500 | 2.3
SMART COMFORT |  | 215324734 | HRCU-A-CB-O | D5CSRAH24AAK | D5FSCAH24XAK | Singlezone Non-Ducted, Wall Placement | 25000 | 20400 | 2.73 | 18500 | 2.3
MIDEA |  | 215324588 | HRCU-A-CB-O | D5CSRAH24AAK | D5FSCAH24XAK | Singlezone Non-Ducted, Wall Placement | 25000 | 20400 | 2.73 | 18500 | 2.3
HEIL |  | 215324369 | HRCU-A-CB-O | D5CSRAH24AAK | D5FSCAH24XAK | Singlezone Non-Ducted, Wall Placement | 25000 | 20400 | 2.73 | 18500 | 2.3
DAY & NIGHT |  | 215324296 | HRCU-A-CB-O | D5CSRAH24AAK | D5FSCAH24XAK | Singlezone Non-Ducted, Wall Placement | 25000 | 20400 | 2.73 | 18500 | 2.3
DAY & NIGHT |  | 215324292 | HRCU-A-CB-O | D5CSRAH18AAK | D5FCFAH18XAK | Singlezone Non-Ducted, Floor Placement | 18000 | 13700 | 2.51 | 12800 | 2.05
HEIL |  | 215324365 | HRCU-A-CB-O | D5CSRAH18AAK | D5FCFAH18XAK | Singlezone Non-Ducted, Floor Placement | 18000 | 13700 | 2.51 | 12800 | 2.05
MIDEA |  | 215324584 | HRCU-A-CB-O | D5CSRAH18AAK | D5FCFAH18XAK | Singlezone Non-Ducted, Floor Placement | 18000 | 13700 | 2.51 | 12800 | 2.05
TEMPSTAR |  | 215324657 | HRCU-A-CB-O | D5CSRAH18AAK | D5FCFAH18XAK | Singlezone Non-Ducted, Floor Placement | 18000 | 13700 | 2.51 | 12800 | 2.05
SMART COMFORT |  | 215324730 | HRCU-A-CB-O | D5CSRAH18AAK | D5FCFAH18XAK | Singlezone Non-Ducted, Floor Placement | 18000 | 13700 | 2.51 | 12800 | 2.05
KEEPRITE |  | 215324438 | HRCU-A-CB-O | D5CSRAH18AAK | D5FCFAH18XAK | Singlezone Non-Ducted, Floor Placement | 18000 | 13700 | 2.51 | 12800 | 2.05
KENMORE |  | 215324511 | HRCU-A-CB-O | D5CSRAH18AAK | D5FCFAH18XAK | Singlezone Non-Ducted, Floor Placement | 18000 | 13700 | 2.51 | 12800 | 2.05
COMFORTMAKER |  | 215324219 | HRCU-A-CB-O | D5CSRAH18AAK | D5FCFAH18XAK | Singlezone Non-Ducted, Floor Placement | 18000 | 13700 | 2.51 | 12800 | 2.05
GRANDAIRE |  | 215324949 | HRCU-A-CB-O | D5CSRAH18AAK | D5FCFAH18XAK | Singlezone Non-Ducted, Floor Placement | 18000 | 13700 | 2.51 | 12800 | 2.05
AIRQUEST |  | 215324803 | HRCU-A-CB-O | D5CSRAH18AAK | D5FCFAH18XAK | Singlezone Non-Ducted, Floor Placement | 18000 | 13700 | 2.51 | 12800 | 2.05
LPS LEGACY |  | 215324876 | HRCU-A-CB-O | D5CSRAH18AAK | D5FCFAH18XAK | Singlezone Non-Ducted, Floor Placement | 18000 | 13700 | 2.51 | 12800 | 2.05
LPS LEGACY |  | 215324856 | HRCU-A-CB-O | D5CSHAH24AAK | D5FCFAH24XAK | Singlezone Non-Ducted, Floor Placement | 26000 | 20200 | 2.74 | 24200 | 2.16
AIRQUEST |  | 215324783 | HRCU-A-CB-O | D5CSHAH24AAK | D5FCFAH24XAK | Singlezone Non-Ducted, Floor Placement | 26000 | 20200 | 2.74 | 24200 | 2.16
GRANDAIRE |  | 215324929 | HRCU-A-CB-O | D5CSHAH24AAK | D5FCFAH24XAK | Singlezone Non-Ducted, Floor Placement | 26000 | 20200 | 2.74 | 24200 | 2.16
DAY & NIGHT |  | 215324272 | HRCU-A-CB-O | D5CSHAH24AAK | D5FCFAH24XAK | Singlezone Non-Ducted, Floor Placement | 26000 | 20200 | 2.74 | 24200 | 2.16
COMFORTMAKER |  | 215324199 | HRCU-A-CB-O | D5CSHAH24AAK | D5FCFAH24XAK | Singlezone Non-Ducted, Floor Placement | 26000 | 20200 | 2.74 | 24200 | 2.16
MIDEA |  | 215324564 | HRCU-A-CB-O | D5CSHAH24AAK | D5FCFAH24XAK | Singlezone Non-Ducted, Floor Placement | 26000 | 20200 | 2.74 | 24200 | 2.16
KENMORE |  | 215324491 | HRCU-A-CB-O | D5CSHAH24AAK | D5FCFAH24XAK | Singlezone Non-Ducted, Floor Placement | 26000 | 20200 | 2.74 | 24200 | 2.16
KEEPRITE |  | 215324418 | HRCU-A-CB-O | D5CSHAH24AAK | D5FCFAH24XAK | Singlezone Non-Ducted, Floor Placement | 26000 | 20200 | 2.74 | 24200 | 2.16
SMART COMFORT |  | 215324710 | HRCU-A-CB-O | D5CSHAH24AAK | D5FCFAH24XAK | Singlezone Non-Ducted, Floor Placement | 26000 | 20200 | 2.74 | 24200 | 2.16
TEMPSTAR |  | 215324637 | HRCU-A-CB-O | D5CSHAH24AAK | D5FCFAH24XAK | Singlezone Non-Ducted, Floor Placement | 26000 | 20200 | 2.74 | 24200 | 2.16
HEIL |  | 215324345 | HRCU-A-CB-O | D5CSHAH24AAK | D5FCFAH24XAK | Singlezone Non-Ducted, Floor Placement | 26000 | 20200 | 2.74 | 24200 | 2.16
AIRQUEST |  | 215324823 | HRCU-A-CB | D5CLHAH58AAK | D5FLDAH58XHK | Singlezone Ducted, Compact Ducted | 60000 | 45000 | 2.72 | 53500 | 2.1
SMART COMFORT |  | 215324750 | HRCU-A-CB | D5CLHAH58AAK | D5FLDAH58XHK | Singlezone Ducted, Compact Ducted | 60000 | 45000 | 2.72 | 53500 | 2.1
LPS LEGACY |  | 215324896 | HRCU-A-CB | D5CLHAH58AAK | D5FLDAH58XHK | Singlezone Ducted, Compact Ducted | 60000 | 45000 | 2.72 | 53500 | 2.1
GRANDAIRE |  | 215324969 | HRCU-A-CB | D5CLHAH58AAK | D5FLDAH58XHK | Singlezone Ducted, Compact Ducted | 60000 | 45000 | 2.72 | 53500 | 2.1
COMFORTMAKER |  | 215324239 | HRCU-A-CB | D5CLHAH58AAK | D5FLDAH58XHK | Singlezone Ducted, Compact Ducted | 60000 | 45000 | 2.72 | 53500 | 2.1
ARCOAIRE |  | 215324166 | HRCU-A-CB | D5CLHAH58AAK | D5FLDAH58XHK | Singlezone Ducted, Compact Ducted | 60000 | 45000 | 2.72 | 53500 | 2.1
KENMORE |  | 215324531 | HRCU-A-CB | D5CLHAH58AAK | D5FLDAH58XHK | Singlezone Ducted, Compact Ducted | 60000 | 45000 | 2.72 | 53500 | 2.1
KEEPRITE |  | 215324458 | HRCU-A-CB | D5CLHAH58AAK | D5FLDAH58XHK | Singlezone Ducted, Compact Ducted | 60000 | 45000 | 2.72 | 53500 | 2.1
TEMPSTAR |  | 215324677 | HRCU-A-CB | D5CLHAH58AAK | D5FLDAH58XHK | Singlezone Ducted, Compact Ducted | 60000 | 45000 | 2.72 | 53500 | 2.1
MIDEA |  | 215324604 | HRCU-A-CB | D5CLHAH58AAK | D5FLDAH58XHK | Singlezone Ducted, Compact Ducted | 60000 | 45000 | 2.72 | 53500 | 2.1
HEIL |  | 215324385 | HRCU-A-CB | D5CLHAH58AAK | D5FLDAH58XHK | Singlezone Ducted, Compact Ducted | 60000 | 45000 | 2.72 | 53500 | 2.1
DAY & NIGHT |  | 215324312 | HRCU-A-CB | D5CLHAH58AAK | D5FLDAH58XHK | Singlezone Ducted, Compact Ducted | 60000 | 45000 | 2.72 | 53500 | 2.1
DAY & NIGHT |  | 215324310 | HRCU-A-CB | D5CLHAH48AAK | D5FLDAH48XHK | Singlezone Ducted, Compact Ducted | 52000 | 45000 | 2.61 | 47500 | 2
HEIL |  | 215324383 | HRCU-A-CB | D5CLHAH48AAK | D5FLDAH48XHK | Singlezone Ducted, Compact Ducted | 52000 | 45000 | 2.61 | 47500 | 2
MIDEA |  | 215324602 | HRCU-A-CB | D5CLHAH48AAK | D5FLDAH48XHK | Singlezone Ducted, Compact Ducted | 52000 | 45000 | 2.61 | 47500 | 2
TEMPSTAR |  | 215324675 | HRCU-A-CB | D5CLHAH48AAK | D5FLDAH48XHK | Singlezone Ducted, Compact Ducted | 52000 | 45000 | 2.61 | 47500 | 2
KEEPRITE |  | 215324456 | HRCU-A-CB | D5CLHAH48AAK | D5FLDAH48XHK | Singlezone Ducted, Compact Ducted | 52000 | 45000 | 2.61 | 47500 | 2
KENMORE |  | 215324529 | HRCU-A-CB | D5CLHAH48AAK | D5FLDAH48XHK | Singlezone Ducted, Compact Ducted | 52000 | 45000 | 2.61 | 47500 | 2
ARCOAIRE |  | 215324164 | HRCU-A-CB | D5CLHAH48AAK | D5FLDAH48XHK | Singlezone Ducted, Compact Ducted | 52000 | 45000 | 2.61 | 47500 | 2
COMFORTMAKER |  | 215324237 | HRCU-A-CB | D5CLHAH48AAK | D5FLDAH48XHK | Singlezone Ducted, Compact Ducted | 52000 | 45000 | 2.61 | 47500 | 2
GRANDAIRE |  | 215324967 | HRCU-A-CB | D5CLHAH48AAK | D5FLDAH48XHK | Singlezone Ducted, Compact Ducted | 52000 | 45000 | 2.61 | 47500 | 2
SMART COMFORT |  | 215324748 | HRCU-A-CB | D5CLHAH48AAK | D5FLDAH48XHK | Singlezone Ducted, Compact Ducted | 52000 | 45000 | 2.61 | 47500 | 2
LPS LEGACY |  | 215324894 | HRCU-A-CB | D5CLHAH48AAK | D5FLDAH48XHK | Singlezone Ducted, Compact Ducted | 52000 | 45000 | 2.61 | 47500 | 2
AIRQUEST |  | 215324821 | HRCU-A-CB | D5CLHAH48AAK | D5FLDAH48XHK | Singlezone Ducted, Compact Ducted | 52000 | 45000 | 2.61 | 47500 | 2
AIRQUEST |  | 215324818 | HRCU-A-CB | D5CLHAH36AAK | D5FLDAH36XHK | Singlezone Ducted, Compact Ducted | 42000 | 31600 | 2.73 | 37600 | 2.1
LPS LEGACY |  | 215324891 | HRCU-A-CB | D5CLHAH36AAK | D5FLDAH36XHK | Singlezone Ducted, Compact Ducted | 42000 | 31600 | 2.73 | 37600 | 2.1
SMART COMFORT |  | 215324745 | HRCU-A-CB | D5CLHAH36AAK | D5FLDAH36XHK | Singlezone Ducted, Compact Ducted | 42000 | 31600 | 2.73 | 37600 | 2.1
GRANDAIRE |  | 215324964 | HRCU-A-CB | D5CLHAH36AAK | D5FLDAH36XHK | Singlezone Ducted, Compact Ducted | 42000 | 31600 | 2.73 | 37600 | 2.1
COMFORTMAKER |  | 215324234 | HRCU-A-CB | D5CLHAH36AAK | D5FLDAH36XHK | Singlezone Ducted, Compact Ducted | 42000 | 31600 | 2.73 | 37600 | 2.1
ARCOAIRE |  | 215324161 | HRCU-A-CB | D5CLHAH36AAK | D5FLDAH36XHK | Singlezone Ducted, Compact Ducted | 42000 | 31600 | 2.73 | 37600 | 2.1
KENMORE |  | 215324526 | HRCU-A-CB | D5CLHAH36AAK | D5FLDAH36XHK | Singlezone Ducted, Compact Ducted | 42000 | 31600 | 2.73 | 37600 | 2.1
KEEPRITE |  | 215324453 | HRCU-A-CB | D5CLHAH36AAK | D5FLDAH36XHK | Singlezone Ducted, Compact Ducted | 42000 | 31600 | 2.73 | 37600 | 2.1
TEMPSTAR |  | 215324672 | HRCU-A-CB | D5CLHAH36AAK | D5FLDAH36XHK | Singlezone Ducted, Compact Ducted | 42000 | 31600 | 2.73 | 37600 | 2.1
MIDEA |  | 215324599 | HRCU-A-CB | D5CLHAH36AAK | D5FLDAH36XHK | Singlezone Ducted, Compact Ducted | 42000 | 31600 | 2.73 | 37600 | 2.1
HEIL |  | 215324380 | HRCU-A-CB | D5CLHAH36AAK | D5FLDAH36XHK | Singlezone Ducted, Compact Ducted | 42000 | 31600 | 2.73 | 37600 | 2.1
DAY & NIGHT |  | 215324307 | HRCU-A-CB | D5CLHAH36AAK | D5FLDAH36XHK | Singlezone Ducted, Compact Ducted | 42000 | 31600 | 2.73 | 37600 | 2.1
KEEPRITE |  | 215324396 | HRCU-A-CB | D5CSHAH06AAK | D5FSDAH06XAK | Singlezone Ducted, Compact Ducted | 8000 | 8000 | 2.69 | 7800 | 2.41
HEIL |  | 215324323 | HRCU-A-CB | D5CSHAH06AAK | D5FSDAH06XAK | Singlezone Ducted, Compact Ducted | 8000 | 8000 | 2.69 | 7800 | 2.41
MIDEA |  | 215324542 | HRCU-A-CB | D5CSHAH06AAK | D5FSDAH06XAK | Singlezone Ducted, Compact Ducted | 8000 | 8000 | 2.69 | 7800 | 2.41
KENMORE |  | 215324469 | HRCU-A-CB | D5CSHAH06AAK | D5FSDAH06XAK | Singlezone Ducted, Compact Ducted | 8000 | 8000 | 2.69 | 7800 | 2.41
TEMPSTAR |  | 215324615 | HRCU-A-CB | D5CSHAH06AAK | D5FSDAH06XAK | Singlezone Ducted, Compact Ducted | 8000 | 8000 | 2.69 | 7800 | 2.41
SMART COMFORT |  | 215324688 | HRCU-A-CB | D5CSHAH06AAK | D5FSDAH06XAK | Singlezone Ducted, Compact Ducted | 8000 | 8000 | 2.69 | 7800 | 2.41
DAY & NIGHT |  | 215324250 | HRCU-A-CB | D5CSHAH06AAK | D5FSDAH06XAK | Singlezone Ducted, Compact Ducted | 8000 | 8000 | 2.69 | 7800 | 2.41
COMFORTMAKER |  | 215324177 | HRCU-A-CB | D5CSHAH06AAK | D5FSDAH06XAK | Singlezone Ducted, Compact Ducted | 8000 | 8000 | 2.69 | 7800 | 2.41
AIRQUEST |  | 215324761 | HRCU-A-CB | D5CSHAH06AAK | D5FSDAH06XAK | Singlezone Ducted, Compact Ducted | 8000 | 8000 | 2.69 | 7800 | 2.41
LPS LEGACY |  | 215324834 | HRCU-A-CB | D5CSHAH06AAK | D5FSDAH06XAK | Singlezone Ducted, Compact Ducted | 8000 | 8000 | 2.69 | 7800 | 2.41
GRANDAIRE |  | 215324907 | HRCU-A-CB | D5CSHAH06AAK | D5FSDAH06XAK | Singlezone Ducted, Compact Ducted | 8000 | 8000 | 2.69 | 7800 | 2.41
GRANDAIRE |  | 215324906 | HRCU-A-CB-O | D5CSHAH06AAK | D5FSOAH06XAK | Singlezone Non-Ducted, Ceiling Placement | 7400 | 7000 | 2.66 | 8100 | 2.4
LPS LEGACY |  | 215324833 | HRCU-A-CB-O | D5CSHAH06AAK | D5FSOAH06XAK | Singlezone Non-Ducted, Ceiling Placement | 7400 | 7000 | 2.66 | 8100 | 2.4
AIRQUEST |  | 215324760 | HRCU-A-CB-O | D5CSHAH06AAK | D5FSOAH06XAK | Singlezone Non-Ducted, Ceiling Placement | 7400 | 7000 | 2.66 | 8100 | 2.4
COMFORTMAKER |  | 215324176 | HRCU-A-CB-O | D5CSHAH06AAK | D5FSOAH06XAK | Singlezone Non-Ducted, Ceiling Placement | 7400 | 7000 | 2.66 | 8100 | 2.4
DAY & NIGHT |  | 215324249 | HRCU-A-CB-O | D5CSHAH06AAK | D5FSOAH06XAK | Singlezone Non-Ducted, Ceiling Placement | 7400 | 7000 | 2.66 | 8100 | 2.4
SMART COMFORT |  | 215324687 | HRCU-A-CB-O | D5CSHAH06AAK | D5FSOAH06XAK | Singlezone Non-Ducted, Ceiling Placement | 7400 | 7000 | 2.66 | 8100 | 2.4
TEMPSTAR |  | 215324614 | HRCU-A-CB-O | D5CSHAH06AAK | D5FSOAH06XAK | Singlezone Non-Ducted, Ceiling Placement | 7400 | 7000 | 2.66 | 8100 | 2.4
KENMORE |  | 215324468 | HRCU-A-CB-O | D5CSHAH06AAK | D5FSOAH06XAK | Singlezone Non-Ducted, Ceiling Placement | 7400 | 7000 | 2.66 | 8100 | 2.4
MIDEA |  | 215324541 | HRCU-A-CB-O | D5CSHAH06AAK | D5FSOAH06XAK | Singlezone Non-Ducted, Ceiling Placement | 7400 | 7000 | 2.66 | 8100 | 2.4
HEIL |  | 215324322 | HRCU-A-CB-O | D5CSHAH06AAK | D5FSOAH06XAK | Singlezone Non-Ducted, Ceiling Placement | 7400 | 7000 | 2.66 | 8100 | 2.4
KEEPRITE |  | 215324395 | HRCU-A-CB-O | D5CSHAH06AAK | D5FSOAH06XAK | Singlezone Non-Ducted, Ceiling Placement | 7400 | 7000 | 2.66 | 8100 | 2.4
KEEPRITE |  | 215324409 | HRCU-A-CB-O | D5CSHAH18AAK | D5FSHAH18XAK | Singlezone Non-Ducted, Wall Placement | 18000 | 15000 | 2.56 | 18000 | 1.92
HEIL |  | 215324336 | HRCU-A-CB-O | D5CSHAH18AAK | D5FSHAH18XAK | Singlezone Non-Ducted, Wall Placement | 18000 | 15000 | 2.56 | 18000 | 1.92
KENMORE |  | 215324482 | HRCU-A-CB-O | D5CSHAH18AAK | D5FSHAH18XAK | Singlezone Non-Ducted, Wall Placement | 18000 | 15000 | 2.56 | 18000 | 1.92
MIDEA |  | 215324555 | HRCU-A-CB-O | D5CSHAH18AAK | D5FSHAH18XAK | Singlezone Non-Ducted, Wall Placement | 18000 | 15000 | 2.56 | 18000 | 1.92
TEMPSTAR |  | 215324628 | HRCU-A-CB-O | D5CSHAH18AAK | D5FSHAH18XAK | Singlezone Non-Ducted, Wall Placement | 18000 | 15000 | 2.56 | 18000 | 1.92
SMART COMFORT |  | 215324701 | HRCU-A-CB-O | D5CSHAH18AAK | D5FSHAH18XAK | Singlezone Non-Ducted, Wall Placement | 18000 | 15000 | 2.56 | 18000 | 1.92
DAY & NIGHT |  | 215324263 | HRCU-A-CB-O | D5CSHAH18AAK | D5FSHAH18XAK | Singlezone Non-Ducted, Wall Placement | 18000 | 15000 | 2.56 | 18000 | 1.92
COMFORTMAKER |  | 215324190 | HRCU-A-CB-O | D5CSHAH18AAK | D5FSHAH18XAK | Singlezone Non-Ducted, Wall Placement | 18000 | 15000 | 2.56 | 18000 | 1.92
AIRQUEST |  | 215324774 | HRCU-A-CB-O | D5CSHAH18AAK | D5FSHAH18XAK | Singlezone Non-Ducted, Wall Placement | 18000 | 15000 | 2.56 | 18000 | 1.92
LPS LEGACY |  | 215324847 | HRCU-A-CB-O | D5CSHAH18AAK | D5FSHAH18XAK | Singlezone Non-Ducted, Wall Placement | 18000 | 15000 | 2.56 | 18000 | 1.92
GRANDAIRE |  | 215324920 | HRCU-A-CB-O | D5CSHAH18AAK | D5FSHAH18XAK | Singlezone Non-Ducted, Wall Placement | 18000 | 15000 | 2.56 | 18000 | 1.92
GRANDAIRE |  | 215324905 | HRCU-A-CB-O | D5CSHAH06AAK | D5FSHAH06XAK | Singlezone Non-Ducted, Wall Placement | 7000 | 7900 | 2.79 | 7700 | 2.4
LPS LEGACY |  | 215324832 | HRCU-A-CB-O | D5CSHAH06AAK | D5FSHAH06XAK | Singlezone Non-Ducted, Wall Placement | 7000 | 7900 | 2.79 | 7700 | 2.4
AIRQUEST |  | 215324759 | HRCU-A-CB-O | D5CSHAH06AAK | D5FSHAH06XAK | Singlezone Non-Ducted, Wall Placement | 7000 | 7900 | 2.79 | 7700 | 2.4
COMFORTMAKER |  | 215324175 | HRCU-A-CB-O | D5CSHAH06AAK | D5FSHAH06XAK | Singlezone Non-Ducted, Wall Placement | 7000 | 7900 | 2.79 | 7700 | 2.4
DAY & NIGHT |  | 215324248 | HRCU-A-CB-O | D5CSHAH06AAK | D5FSHAH06XAK | Singlezone Non-Ducted, Wall Placement | 7000 | 7900 | 2.79 | 7700 | 2.4
SMART COMFORT |  | 215324686 | HRCU-A-CB-O | D5CSHAH06AAK | D5FSHAH06XAK | Singlezone Non-Ducted, Wall Placement | 7000 | 7900 | 2.79 | 7700 | 2.4
TEMPSTAR |  | 215324613 | HRCU-A-CB-O | D5CSHAH06AAK | D5FSHAH06XAK | Singlezone Non-Ducted, Wall Placement | 7000 | 7900 | 2.79 | 7700 | 2.4
KENMORE |  | 215324467 | HRCU-A-CB-O | D5CSHAH06AAK | D5FSHAH06XAK | Singlezone Non-Ducted, Wall Placement | 7000 | 7900 | 2.79 | 7700 | 2.4
MIDEA |  | 215324540 | HRCU-A-CB-O | D5CSHAH06AAK | D5FSHAH06XAK | Singlezone Non-Ducted, Wall Placement | 7000 | 7900 | 2.79 | 7700 | 2.4
HEIL |  | 215324321 | HRCU-A-CB-O | D5CSHAH06AAK | D5FSHAH06XAK | Singlezone Non-Ducted, Wall Placement | 7000 | 7900 | 2.79 | 7700 | 2.4
KEEPRITE |  | 215324394 | HRCU-A-CB-O | D5CSHAH06AAK | D5FSHAH06XAK | Singlezone Non-Ducted, Wall Placement | 7000 | 7900 | 2.79 | 7700 | 2.4
PAYNE |  | 215323954 | HRCU-A-CB | 37MARAQ18AA3 | 45MBDAQ18XH3 | Singlezone Ducted, Compact Ducted | 20000 | 14900 | 2.89 | 14200 | 2.41
BRYANT |  | 215323893 | HRCU-A-CB | 37MARAQ18AA3 | 45MBDAQ18XH3 | Singlezone Ducted, Compact Ducted | 20000 | 14900 | 2.89 | 14200 | 2.41
CARRIER |  | 215323832 | HRCU-A-CB | 37MARAQ18AA3 | 45MBDAQ18XH3 | Singlezone Ducted, Compact Ducted | 20000 | 14900 | 2.89 | 14200 | 2.41
WEATHERMAKER |  | 215324015 | HRCU-A-CB | 37MARAQ18AA3 | 45MBDAQ18XH3 | Singlezone Ducted, Compact Ducted | 20000 | 14900 | 2.89 | 14200 | 2.41
MIDEA |  | 215324076 | HRCU-A-CB | 37MARAQ18AA3 | 45MBDAQ18XH3 | Singlezone Ducted, Compact Ducted | 20000 | 14900 | 2.89 | 14200 | 2.41
ARCOAIRE |  | 215324148 | HRCU-A-CB | D5CSRAH18AAK | D5FSDAH18XHK | Singlezone Ducted, Compact Ducted | 20000 | 14900 | 2.89 | 14200 | 2.41
ARCOAIRE |  | 215324141 | HRCU-A-CB | D5CSRAH12AAK | D5FSDAH12XHK | Singlezone Ducted, Compact Ducted | 12000 | 9100 | 2.78 | 8900 | 2.44
MIDEA |  | 215324070 | HRCU-A-CB | 37MARAQ12AA3 | 45MBDAQ12XH3 | Singlezone Ducted, Compact Ducted | 12000 | 9100 | 2.78 | 8900 | 2.44
WEATHERMAKER |  | 215324009 | HRCU-A-CB | 37MARAQ12AA3 | 45MBDAQ12XH3 | Singlezone Ducted, Compact Ducted | 12000 | 9100 | 2.78 | 8900 | 2.44
CARRIER |  | 215323826 | HRCU-A-CB | 37MARAQ12AA3 | 45MBDAQ12XH3 | Singlezone Ducted, Compact Ducted | 12000 | 9100 | 2.78 | 8900 | 2.44
BRYANT |  | 215323887 | HRCU-A-CB | 37MARAQ12AA3 | 45MBDAQ12XH3 | Singlezone Ducted, Compact Ducted | 12000 | 9100 | 2.78 | 8900 | 2.44
PAYNE |  | 215323948 | HRCU-A-CB | 37MARAQ12AA3 | 45MBDAQ12XH3 | Singlezone Ducted, Compact Ducted | 12000 | 9100 | 2.78 | 8900 | 2.44
PAYNE |  | 215323943 | HRCU-A-CB | 37MARAQ09AA3 | 45MBDAQ12XH3 | Singlezone Ducted, Compact Ducted | 10000 | 9300 | 2.9 | 8300 | 2.32
CARRIER |  | 215323821 | HRCU-A-CB | 37MARAQ09AA3 | 45MBDAQ12XH3 | Singlezone Ducted, Compact Ducted | 10000 | 9300 | 2.9 | 8300 | 2.32
BRYANT |  | 215323882 | HRCU-A-CB | 37MARAQ09AA3 | 45MBDAQ12XH3 | Singlezone Ducted, Compact Ducted | 10000 | 9300 | 2.9 | 8300 | 2.32
WEATHERMAKER |  | 215324004 | HRCU-A-CB | 37MARAQ09AA3 | 45MBDAQ12XH3 | Singlezone Ducted, Compact Ducted | 10000 | 9300 | 2.9 | 8300 | 2.32
MIDEA |  | 215324065 | HRCU-A-CB | 37MARAQ09AA3 | 45MBDAQ12XH3 | Singlezone Ducted, Compact Ducted | 10000 | 9300 | 2.9 | 8300 | 2.32
ARCOAIRE |  | 215324135 | HRCU-A-CB | D5CSRAH09AAK | D5FSDAH12XHK | Singlezone Ducted, Compact Ducted | 10000 | 9300 | 2.9 | 8300 | 2.32
ARCOAIRE |  | 215324134 | HRCU-A-CB | D5CSRAH09AAK | D5FSDAH12XAK | Singlezone Ducted, Compact Ducted | 10000 | 8900 | 2.61 | 8600 | 2.25
MIDEA |  | 215324064 | HRCU-A-CB | 37MARAQ09AA3 | 45MBDAQ12XA3 | Singlezone Ducted, Compact Ducted | 10000 | 8900 | 2.61 | 8600 | 2.25
WEATHERMAKER |  | 215324003 | HRCU-A-CB | 37MARAQ09AA3 | 45MBDAQ12XA3 | Singlezone Ducted, Compact Ducted | 10000 | 8900 | 2.61 | 8600 | 2.25
BRYANT |  | 215323881 | HRCU-A-CB | 37MARAQ09AA3 | 45MBDAQ12XA3 | Singlezone Ducted, Compact Ducted | 10000 | 8900 | 2.61 | 8600 | 2.25
CARRIER |  | 215323820 | HRCU-A-CB | 37MARAQ09AA3 | 45MBDAQ12XA3 | Singlezone Ducted, Compact Ducted | 10000 | 8900 | 2.61 | 8600 | 2.25
PAYNE |  | 215323942 | HRCU-A-CB | 37MARAQ09AA3 | 45MBDAQ12XA3 | Singlezone Ducted, Compact Ducted | 10000 | 8900 | 2.61 | 8600 | 2.25
PAYNE |  | 215323936 | HRCU-A-CB | 37MAHAQ18AA3 | 45MBDAQ18XH3 | Singlezone Ducted, Compact Ducted | 19500 | 15000 | 2.89 | 18000 | 2.1
CARRIER |  | 215323814 | HRCU-A-CB | 37MAHAQ18AA3 | 45MBDAQ18XH3 | Singlezone Ducted, Compact Ducted | 19500 | 15000 | 2.89 | 18000 | 2.1
BRYANT |  | 215323875 | HRCU-A-CB | 37MAHAQ18AA3 | 45MBDAQ18XH3 | Singlezone Ducted, Compact Ducted | 19500 | 15000 | 2.89 | 18000 | 2.1
WEATHERMAKER |  | 215323997 | HRCU-A-CB | 37MAHAQ18AA3 | 45MBDAQ18XH3 | Singlezone Ducted, Compact Ducted | 19500 | 15000 | 2.89 | 18000 | 2.1
MIDEA |  | 215324058 | HRCU-A-CB | 37MAHAQ18AA3 | 45MBDAQ18XH3 | Singlezone Ducted, Compact Ducted | 19500 | 15000 | 2.89 | 18000 | 2.1
ARCOAIRE |  | 215324123 | HRCU-A-CB | D5CSHAH18AAK | D5FSDAH18XHK | Singlezone Ducted, Compact Ducted | 19500 | 15000 | 2.89 | 18000 | 2.1
CARRIER |  | 215323808 | HRCU-A-CB | 37MAHAQ12AA3 | 45MBDAQ12XH3 | Singlezone Ducted, Compact Ducted | 12000 | 10200 | 2.6 | 12000 | 1.95
ARCOAIRE |  | 215324116 | HRCU-A-CB | D5CSHAH12AAK | D5FSDAH12XHK | Singlezone Ducted, Compact Ducted | 12000 | 10200 | 2.6 | 12000 | 1.95
MIDEA |  | 215324052 | HRCU-A-CB | 37MAHAQ12AA3 | 45MBDAQ12XH3 | Singlezone Ducted, Compact Ducted | 12000 | 10200 | 2.6 | 12000 | 1.95
WEATHERMAKER |  | 215323991 | HRCU-A-CB | 37MAHAQ12AA3 | 45MBDAQ12XH3 | Singlezone Ducted, Compact Ducted | 12000 | 10200 | 2.6 | 12000 | 1.95
BRYANT |  | 215323869 | HRCU-A-CB | 37MAHAQ12AA3 | 45MBDAQ12XH3 | Singlezone Ducted, Compact Ducted | 12000 | 10200 | 2.6 | 12000 | 1.95
PAYNE |  | 215323930 | HRCU-A-CB | 37MAHAQ12AA3 | 45MBDAQ12XH3 | Singlezone Ducted, Compact Ducted | 12000 | 10200 | 2.6 | 12000 | 1.95
MIDEA |  | 215324082 | HRCU-A-CB-O | 37MVRAQ09AA3 | D5MVHAQ09XA3 | Singlezone Non-Ducted, Wall Placement | 10000 | 8000 | 2.58 | 7000 | 2.16
WEATHERMAKER |  | 215324021 | HRCU-A-CB-O | 37MVRAQ09AA3 | D5MVHAQ09XA3 | Singlezone Non-Ducted, Wall Placement | 10000 | 8000 | 2.58 | 7000 | 2.16
PAYNE |  | 215323960 | HRCU-A-CB-O | 37MVRAQ09AA3 | D5MVHAQ09XA3 | Singlezone Non-Ducted, Wall Placement | 10000 | 8000 | 2.58 | 7000 | 2.16
CARRIER |  | 215323838 | HRCU-A-CB-O | 37MVRAQ09AA3 | D5MVHAQ09XA3 | Singlezone Non-Ducted, Wall Placement | 10000 | 8000 | 2.58 | 7000 | 2.16
BRYANT |  | 215323899 | HRCU-A-CB-O | 37MVRAQ09AA3 | D5MVHAQ09XA3 | Singlezone Non-Ducted, Wall Placement | 10000 | 8000 | 2.58 | 7000 | 2.16
BRYANT |  | 215323911 | HRCU-A-CB-O | 37MBRAQ36AA3 | 45MBCAQ36XA3 | Singlezone Non-Ducted, Wall Placement | 38000 | 26800 | 2.68 | 26600 | 2.2
CARRIER |  | 215323850 | HRCU-A-CB-O | 37MBRAQ36AA3 | 45MBCAQ36XA3 | Singlezone Non-Ducted, Wall Placement | 38000 | 26800 | 2.68 | 26600 | 2.2
PAYNE |  | 215323972 | HRCU-A-CB-O | 37MBRAQ36AA3 | 45MBCAQ36XA3 | Singlezone Non-Ducted, Wall Placement | 38000 | 26800 | 2.68 | 26600 | 2.2
MIDEA |  | 215324094 | HRCU-A-CB-O | 37MBRAQ36AA3 | 45MBCAQ36XA3 | Singlezone Non-Ducted, Wall Placement | 38000 | 26800 | 2.68 | 26600 | 2.2
WEATHERMAKER |  | 215324033 | HRCU-A-CB-O | 37MBRAQ36AA3 | 45MBCAQ36XA3 | Singlezone Non-Ducted, Wall Placement | 38000 | 26800 | 2.68 | 26600 | 2.2
BRYANT |  | 215323904 | HRCU-A-CB-O | 37MBHAQ36AA3 | 45MCFAQ36XA3 | Singlezone Non-Ducted, Floor Placement | 38000 | 30200 | 2.58 | 39500 | 2.02
CARRIER |  | 215323843 | HRCU-A-CB-O | 37MBHAQ36AA3 | 45MCFAQ36XA3 | Singlezone Non-Ducted, Floor Placement | 38000 | 30200 | 2.58 | 39500 | 2.02
WEATHERMAKER |  | 215324026 | HRCU-A-CB-O | 37MBHAQ36AA3 | 45MCFAQ36XA3 | Singlezone Non-Ducted, Floor Placement | 38000 | 30200 | 2.58 | 39500 | 2.02
PAYNE |  | 215323965 | HRCU-A-CB-O | 37MBHAQ36AA3 | 45MCFAQ36XA3 | Singlezone Non-Ducted, Floor Placement | 38000 | 30200 | 2.58 | 39500 | 2.02
MIDEA |  | 215324087 | HRCU-A-CB-O | 37MBHAQ36AA3 | 45MCFAQ36XA3 | Singlezone Non-Ducted, Floor Placement | 38000 | 30200 | 2.58 | 39500 | 2.02
MIDEA |  | 215324086 | HRCU-A-CB-O | 37MBHAQ36AA3 | 45MBCAQ36XA3 | Singlezone Non-Ducted, Wall Placement | 37000 | 30600 | 2.56 | 37000 | 1.95
PAYNE |  | 215323964 | HRCU-A-CB-O | 37MBHAQ36AA3 | 45MBCAQ36XA3 | Singlezone Non-Ducted, Wall Placement | 37000 | 30600 | 2.56 | 37000 | 1.95
WEATHERMAKER |  | 215324025 | HRCU-A-CB-O | 37MBHAQ36AA3 | 45MBCAQ36XA3 | Singlezone Non-Ducted, Wall Placement | 37000 | 30600 | 2.56 | 37000 | 1.95
CARRIER |  | 215323842 | HRCU-A-CB-O | 37MBHAQ36AA3 | 45MBCAQ36XA3 | Singlezone Non-Ducted, Wall Placement | 37000 | 30600 | 2.56 | 37000 | 1.95
BRYANT |  | 215323903 | HRCU-A-CB-O | 37MBHAQ36AA3 | 45MBCAQ36XA3 | Singlezone Non-Ducted, Wall Placement | 37000 | 30600 | 2.56 | 37000 | 1.95
BRYANT |  | 215323895 | HRCU-A-CB-O | 37MARAQ24AA3 | 45MCFAQ24XA3 | Singlezone Non-Ducted, Floor Placement | 24400 | 20000 | 2.56 | 18600 | 2.27
CARRIER |  | 215323834 | HRCU-A-CB-O | 37MARAQ24AA3 | 45MCFAQ24XA3 | Singlezone Non-Ducted, Floor Placement | 24400 | 20000 | 2.56 | 18600 | 2.27
WEATHERMAKER |  | 215324017 | HRCU-A-CB-O | 37MARAQ24AA3 | 45MCFAQ24XA3 | Singlezone Non-Ducted, Floor Placement | 24400 | 20000 | 2.56 | 18600 | 2.27
PAYNE |  | 215323956 | HRCU-A-CB-O | 37MARAQ24AA3 | 45MCFAQ24XA3 | Singlezone Non-Ducted, Floor Placement | 24400 | 20000 | 2.56 | 18600 | 2.27
MIDEA |  | 215324078 | HRCU-A-CB-O | 37MARAQ24AA3 | 45MCFAQ24XA3 | Singlezone Non-Ducted, Floor Placement | 24400 | 20000 | 2.56 | 18600 | 2.27
ARCOAIRE |  | 215324151 | HRCU-A-CB-O | D5CSRAH24AAK | D5FCFAH24XAK | Singlezone Non-Ducted, Floor Placement | 24400 | 20000 | 2.56 | 18600 | 2.27
ARCOAIRE |  | 215324150 | HRCU-A-CB-O | D5CSRAH24AAK | D5FSCAH24XAK | Singlezone Non-Ducted, Wall Placement | 25000 | 20400 | 2.73 | 18500 | 2.3
MIDEA |  | 215324077 | HRCU-A-CB-O | 37MARAQ24AA3 | 45MBCAQ24XA3 | Singlezone Non-Ducted, Wall Placement | 25000 | 20400 | 2.73 | 18500 | 2.3
SMART COMFORT |  | 215319111 | HRCU-A-CB | D5CUHAH18AAK | D5FUAAH18XAK | Singlezone Ducted, Centrally Ducted | 19000 | 15000 | 2.6 | 18000 | 2
LPS LEGACY |  | 215319187 | HRCU-A-CB | D5CSRAH18AAK | D5FSAAH18XBK | Singlezone Ducted, Centrally Ducted | 18000 | 13200 | 2.6 | 13000 | 2.3
AIRQUEST |  | 215319159 | HRCU-A-CB | D5CSRAH18AAK | D5FSAAH18XBK | Singlezone Ducted, Centrally Ducted | 18000 | 13200 | 2.6 | 13000 | 2.3
GRANDAIRE |  | 215319215 | HRCU-A-CB | D5CSRAH18AAK | D5FSAAH18XBK | Singlezone Ducted, Centrally Ducted | 18000 | 13200 | 2.6 | 13000 | 2.3
SMART COMFORT |  | 215319131 | HRCU-A-CB | D5CSRAH18AAK | D5FSAAH18XBK | Singlezone Ducted, Centrally Ducted | 18000 | 13200 | 2.6 | 13000 | 2.3
LPS LEGACY |  | 215319193 | HRCU-A-CB | D5CLRAH48AAK | D5FLAAH48XAK | Singlezone Ducted, Centrally Ducted | 50000 | 40000 | 2.6 | 35200 | 1.9
GRANDAIRE |  | 215319221 | HRCU-A-CB | D5CLRAH48AAK | D5FLAAH48XAK | Singlezone Ducted, Centrally Ducted | 50000 | 40000 | 2.6 | 35200 | 1.9
TEMPSTAR |  | 215319109 | HRCU-A-CB | D5CLRAH48AAK | D5FLAAH48XAK | Singlezone Ducted, Centrally Ducted | 50000 | 40000 | 2.6 | 35200 | 1.9
SMART COMFORT |  | 215319137 | HRCU-A-CB | D5CLRAH48AAK | D5FLAAH48XAK | Singlezone Ducted, Centrally Ducted | 50000 | 40000 | 2.6 | 35200 | 1.9
AIRQUEST |  | 215319165 | HRCU-A-CB | D5CLRAH48AAK | D5FLAAH48XAK | Singlezone Ducted, Centrally Ducted | 50000 | 40000 | 2.6 | 35200 | 1.9
SMART COMFORT |  | 215319134 | HRCU-A-CB | D5CLHAH48AAK | D5FLAAH48XAK | Singlezone Ducted, Centrally Ducted | 50000 | 40000 | 2.5 | 46000 | 2
TEMPSTAR |  | 215319106 | HRCU-A-CB | D5CLHAH48AAK | D5FLAAH48XAK | Singlezone Ducted, Centrally Ducted | 50000 | 40000 | 2.5 | 46000 | 2
LPS LEGACY |  | 215319190 | HRCU-A-CB | D5CLHAH48AAK | D5FLAAH48XAK | Singlezone Ducted, Centrally Ducted | 50000 | 40000 | 2.5 | 46000 | 2
AIRQUEST |  | 215319162 | HRCU-A-CB | D5CLHAH48AAK | D5FLAAH48XAK | Singlezone Ducted, Centrally Ducted | 50000 | 40000 | 2.5 | 46000 | 2
GRANDAIRE |  | 215319218 | HRCU-A-CB | D5CLHAH48AAK | D5FLAAH48XAK | Singlezone Ducted, Centrally Ducted | 50000 | 40000 | 2.5 | 46000 | 2
GRANDAIRE |  | 215319214 | HRCU-A-CB | D5CSHAH33AAK | D5FSAAH36XBK | Singlezone Ducted, Centrally Ducted | 35000 | 27400 | 2.58 | 34000 | 2
LPS LEGACY |  | 215319186 | HRCU-A-CB | D5CSHAH33AAK | D5FSAAH36XBK | Singlezone Ducted, Centrally Ducted | 35000 | 27400 | 2.58 | 34000 | 2
AIRQUEST |  | 215319158 | HRCU-A-CB | D5CSHAH33AAK | D5FSAAH36XBK | Singlezone Ducted, Centrally Ducted | 35000 | 27400 | 2.58 | 34000 | 2
SMART COMFORT |  | 215319130 | HRCU-A-CB | D5CSHAH33AAK | D5FSAAH36XBK | Singlezone Ducted, Centrally Ducted | 35000 | 27400 | 2.58 | 34000 | 2
GRANDAIRE |  | 215319212 | HRCU-A-CB | D5CSHAH18AAK | D5FSAAH18XBK | Singlezone Ducted, Centrally Ducted | 19500 | 14000 | 2.6 | 18000 | 2.2
LPS LEGACY |  | 215319184 | HRCU-A-CB | D5CSHAH18AAK | D5FSAAH18XBK | Singlezone Ducted, Centrally Ducted | 19500 | 14000 | 2.6 | 18000 | 2.2
AIRQUEST |  | 215319156 | HRCU-A-CB | D5CSHAH18AAK | D5FSAAH18XBK | Singlezone Ducted, Centrally Ducted | 19500 | 14000 | 2.6 | 18000 | 2.2
SMART COMFORT |  | 215319128 | HRCU-A-CB | D5CSHAH18AAK | D5FSAAH18XBK | Singlezone Ducted, Centrally Ducted | 19500 | 14000 | 2.6 | 18000 | 2.2
HEIL |  | 215318987 | HRCU-A-CB | D5CUHAH48AAK | D5FUHAH60XAK | Singlezone Ducted, Centrally Ducted | 48000 | 34000 | 2.56 | 48000 | 2
KEEPRITE |  | 215319015 | HRCU-A-CB | D5CUHAH48AAK | D5FUHAH60XAK | Singlezone Ducted, Centrally Ducted | 48000 | 34000 | 2.56 | 48000 | 2
DAY & NIGHT |  | 215318959 | HRCU-A-CB | D5CUHAH48AAK | D5FUHAH60XAK | Singlezone Ducted, Centrally Ducted | 48000 | 34000 | 2.56 | 48000 | 2
MIDEA |  | 215318875 | HRCU-A-CB | 37MUHAQ48AA3 | 45MUHAQ60XX3 | Singlezone Ducted, Centrally Ducted | 48000 | 34000 | 2.56 | 48000 | 2
ARCOAIRE |  | 215318903 | HRCU-A-CB | D5CUHAH48AAK | D5FUHAH60XAK | Singlezone Ducted, Centrally Ducted | 48000 | 34000 | 2.56 | 48000 | 2
COMFORTMAKER |  | 215318931 | HRCU-A-CB | D5CUHAH48AAK | D5FUHAH60XAK | Singlezone Ducted, Centrally Ducted | 48000 | 34000 | 2.56 | 48000 | 2
MIDEA |  | 215319071 | HRCU-A-CB | D5CUHAH48AAK | D5FUHAH60XAK | Singlezone Ducted, Centrally Ducted | 48000 | 34000 | 2.56 | 48000 | 2
TEMPSTAR |  | 215319099 | HRCU-A-CB | D5CUHAH48AAK | D5FUHAH60XAK | Singlezone Ducted, Centrally Ducted | 48000 | 34000 | 2.56 | 48000 | 2
KENMORE |  | 215319043 | HRCU-A-CB | D5CUHAH48AAK | D5FUHAH60XAK | Singlezone Ducted, Centrally Ducted | 48000 | 34000 | 2.56 | 48000 | 2
KENMORE |  | 215319042 | HRCU-A-CB | D5CUHAH30AAK | D5FUHAH36XAK | Singlezone Ducted, Centrally Ducted | 33000 | 24000 | 2.69 | 33200 | 1.97
TEMPSTAR |  | 215319098 | HRCU-A-CB | D5CUHAH30AAK | D5FUHAH36XAK | Singlezone Ducted, Centrally Ducted | 33000 | 24000 | 2.69 | 33200 | 1.97
MIDEA |  | 215319070 | HRCU-A-CB | D5CUHAH30AAK | D5FUHAH36XAK | Singlezone Ducted, Centrally Ducted | 33000 | 24000 | 2.69 | 33200 | 1.97
COMFORTMAKER |  | 215318930 | HRCU-A-CB | D5CUHAH30AAK | D5FUHAH36XAK | Singlezone Ducted, Centrally Ducted | 33000 | 24000 | 2.69 | 33200 | 1.97
ARCOAIRE |  | 215318902 | HRCU-A-CB | D5CUHAH30AAK | D5FUHAH36XAK | Singlezone Ducted, Centrally Ducted | 33000 | 24000 | 2.69 | 33200 | 1.97
MIDEA |  | 215318874 | HRCU-A-CB | 37MUHAQ30AA3 | 45MUHAQ36XX3 | Singlezone Ducted, Centrally Ducted | 33000 | 24000 | 2.69 | 33200 | 1.97
DAY & NIGHT |  | 215318958 | HRCU-A-CB | D5CUHAH30AAK | D5FUHAH36XAK | Singlezone Ducted, Centrally Ducted | 33000 | 24000 | 2.69 | 33200 | 1.97
KEEPRITE |  | 215319014 | HRCU-A-CB | D5CUHAH30AAK | D5FUHAH36XAK | Singlezone Ducted, Centrally Ducted | 33000 | 24000 | 2.69 | 33200 | 1.97
HEIL |  | 215318986 | HRCU-A-CB | D5CUHAH30AAK | D5FUHAH36XAK | Singlezone Ducted, Centrally Ducted | 33000 | 24000 | 2.69 | 33200 | 1.97
HEIL |  | 215318985 | HRCU-A-CB | D5CUHAH18AAK | D5FUHAH24XAK | Singlezone Ducted, Centrally Ducted | 18000 | 14700 | 2.66 | 18600 | 2.12
KEEPRITE |  | 215319013 | HRCU-A-CB | D5CUHAH18AAK | D5FUHAH24XAK | Singlezone Ducted, Centrally Ducted | 18000 | 14700 | 2.66 | 18600 | 2.12
DAY & NIGHT |  | 215318957 | HRCU-A-CB | D5CUHAH18AAK | D5FUHAH24XAK | Singlezone Ducted, Centrally Ducted | 18000 | 14700 | 2.66 | 18600 | 2.12
MIDEA |  | 215318873 | HRCU-A-CB | 37MUHAQ18AA3 | 45MUHAQ24XX3 | Singlezone Ducted, Centrally Ducted | 18000 | 14700 | 2.66 | 18600 | 2.12
ARCOAIRE |  | 215318901 | HRCU-A-CB | D5CUHAH18AAK | D5FUHAH24XAK | Singlezone Ducted, Centrally Ducted | 18000 | 14700 | 2.66 | 18600 | 2.12
COMFORTMAKER |  | 215318929 | HRCU-A-CB | D5CUHAH18AAK | D5FUHAH24XAK | Singlezone Ducted, Centrally Ducted | 18000 | 14700 | 2.66 | 18600 | 2.12
MIDEA |  | 215319069 | HRCU-A-CB | D5CUHAH18AAK | D5FUHAH24XAK | Singlezone Ducted, Centrally Ducted | 18000 | 14700 | 2.66 | 18600 | 2.12
TEMPSTAR |  | 215319097 | HRCU-A-CB | D5CUHAH18AAK | D5FUHAH24XAK | Singlezone Ducted, Centrally Ducted | 18000 | 14700 | 2.66 | 18600 | 2.12
KENMORE |  | 215319041 | HRCU-A-CB | D5CUHAH18AAK | D5FUHAH24XAK | Singlezone Ducted, Centrally Ducted | 18000 | 14700 | 2.66 | 18600 | 2.12
HEIL |  | 215318995 | HRCU-A-CB | D5CLHAH58AAK | D5FLAAH60XAK | Singlezone Ducted, Centrally Ducted | 59000 | 41000 | 2.6 | 53000 | 2
KEEPRITE |  | 215319023 | HRCU-A-CB | D5CLHAH58AAK | D5FLAAH60XAK | Singlezone Ducted, Centrally Ducted | 59000 | 41000 | 2.6 | 53000 | 2
KENMORE |  | 215319051 | HRCU-A-CB | D5CLHAH58AAK | D5FLAAH60XAK | Singlezone Ducted, Centrally Ducted | 59000 | 41000 | 2.6 | 53000 | 2
MIDEA |  | 215319079 | HRCU-A-CB | D5CLHAH58AAK | D5FLAAH60XAK | Singlezone Ducted, Centrally Ducted | 59000 | 41000 | 2.6 | 53000 | 2
WEATHERMAKER |  | 215318855 | HRCU-A-CB | 37MBHAQ58AA3 | 45MBAAQ60XA3 | Singlezone Ducted, Centrally Ducted | 59000 | 41000 | 2.6 | 53000 | 2
MIDEA |  | 215318883 | HRCU-A-CB | 37MBHAQ58AA3 | 45MBAAQ60XA3 | Singlezone Ducted, Centrally Ducted | 59000 | 41000 | 2.6 | 53000 | 2
ARCOAIRE |  | 215318911 | HRCU-A-CB | D5CLHAH58AAK | D5FLAAH60XAK | Singlezone Ducted, Centrally Ducted | 59000 | 41000 | 2.6 | 53000 | 2
COMFORTMAKER |  | 215318939 | HRCU-A-CB | D5CLHAH58AAK | D5FLAAH60XAK | Singlezone Ducted, Centrally Ducted | 59000 | 41000 | 2.6 | 53000 | 2
DAY & NIGHT |  | 215318967 | HRCU-A-CB | D5CLHAH58AAK | D5FLAAH60XAK | Singlezone Ducted, Centrally Ducted | 59000 | 41000 | 2.6 | 53000 | 2
KENMORE |  | 215319038 | HRCU-A-CB | D5CURAH36AAK | D5FUAAH36XAK | Singlezone Ducted, Centrally Ducted | 36000 | 25600 | 2.6 | 27000 | 2
TEMPSTAR |  | 215319094 | HRCU-A-CB | D5CURAH36AAK | D5FUAAH36XAK | Singlezone Ducted, Centrally Ducted | 36000 | 25600 | 2.6 | 27000 | 2
MIDEA |  | 215319066 | HRCU-A-CB | D5CURAH36AAK | D5FUAAH36XAK | Singlezone Ducted, Centrally Ducted | 36000 | 25600 | 2.6 | 27000 | 2
COMFORTMAKER |  | 215318926 | HRCU-A-CB | D5CURAH36AAK | D5FUAAH36XAK | Singlezone Ducted, Centrally Ducted | 36000 | 25600 | 2.6 | 27000 | 2
ARCOAIRE |  | 215318898 | HRCU-A-CB | D5CURAH36AAK | D5FUAAH36XAK | Singlezone Ducted, Centrally Ducted | 36000 | 25600 | 2.6 | 27000 | 2
MIDEA |  | 215318870 | HRCU-A-CB | 37MURAQ36AA3 | 45MUAAQ36XX3 | Singlezone Ducted, Centrally Ducted | 36000 | 25600 | 2.6 | 27000 | 2
DAY & NIGHT |  | 215318954 | HRCU-A-CB | D5CURAH36AAK | D5FUAAH36XAK | Singlezone Ducted, Centrally Ducted | 36000 | 25600 | 2.6 | 27000 | 2
KEEPRITE |  | 215319010 | HRCU-A-CB | D5CURAH36AAK | D5FUAAH36XAK | Singlezone Ducted, Centrally Ducted | 36000 | 25600 | 2.6 | 27000 | 2
HEIL |  | 215318982 | HRCU-A-CB | D5CURAH36AAK | D5FUAAH36XAK | Singlezone Ducted, Centrally Ducted | 36000 | 25600 | 2.6 | 27000 | 2
KENMORE |  | 215319034 | HRCU-A-CB | D5CUHAH60AAK | D5FUHAH60XAK | Singlezone Ducted, Centrally Ducted | 55000 | 35000 | 2.5 | 54000 | 1.9
TEMPSTAR |  | 215319090 | HRCU-A-CB | D5CUHAH60AAK | D5FUHAH60XAK | Singlezone Ducted, Centrally Ducted | 55000 | 35000 | 2.5 | 54000 | 1.9
MIDEA |  | 215319062 | HRCU-A-CB | D5CUHAH60AAK | D5FUHAH60XAK | Singlezone Ducted, Centrally Ducted | 55000 | 35000 | 2.5 | 54000 | 1.9
COMFORTMAKER |  | 215318922 | HRCU-A-CB | D5CUHAH60AAK | D5FUHAH60XAK | Singlezone Ducted, Centrally Ducted | 55000 | 35000 | 2.5 | 54000 | 1.9
ARCOAIRE |  | 215318894 | HRCU-A-CB | D5CUHAH60AAK | D5FUHAH60XAK | Singlezone Ducted, Centrally Ducted | 55000 | 35000 | 2.5 | 54000 | 1.9
MIDEA |  | 215318866 | HRCU-A-CB | 37MUHAQ60AA3 | 45MUHAQ60XX3 | Singlezone Ducted, Centrally Ducted | 55000 | 35000 | 2.5 | 54000 | 1.9
DAY & NIGHT |  | 215318950 | HRCU-A-CB | D5CUHAH60AAK | D5FUHAH60XAK | Singlezone Ducted, Centrally Ducted | 55000 | 35000 | 2.5 | 54000 | 1.9
KEEPRITE |  | 215319006 | HRCU-A-CB | D5CUHAH60AAK | D5FUHAH60XAK | Singlezone Ducted, Centrally Ducted | 55000 | 35000 | 2.5 | 54000 | 1.9
HEIL |  | 215318978 | HRCU-A-CB | D5CUHAH60AAK | D5FUHAH60XAK | Singlezone Ducted, Centrally Ducted | 55000 | 35000 | 2.5 | 54000 | 1.9
KENMORE |  | 215319032 | HRCU-A-CB | D5CUHAH48AAK | D5FUAAH48XAK | Singlezone Ducted, Centrally Ducted | 50000 | 37000 | 2.7 | 46000 | 1.9
TEMPSTAR |  | 215319088 | HRCU-A-CB | D5CUHAH48AAK | D5FUAAH48XAK | Singlezone Ducted, Centrally Ducted | 50000 | 37000 | 2.7 | 46000 | 1.9
MIDEA |  | 215319060 | HRCU-A-CB | D5CUHAH48AAK | D5FUAAH48XAK | Singlezone Ducted, Centrally Ducted | 50000 | 37000 | 2.7 | 46000 | 1.9
COMFORTMAKER |  | 215318920 | HRCU-A-CB | D5CUHAH48AAK | D5FUAAH48XAK | Singlezone Ducted, Centrally Ducted | 50000 | 37000 | 2.7 | 46000 | 1.9
ARCOAIRE |  | 215318892 | HRCU-A-CB | D5CUHAH48AAK | D5FUAAH48XAK | Singlezone Ducted, Centrally Ducted | 50000 | 37000 | 2.7 | 46000 | 1.9
MIDEA |  | 215318864 | HRCU-A-CB | 37MUHAQ48AA3 | 45MUAAQ48XX3 | Singlezone Ducted, Centrally Ducted | 50000 | 37000 | 2.7 | 46000 | 1.9
DAY & NIGHT |  | 215318948 | HRCU-A-CB | D5CUHAH48AAK | D5FUAAH48XAK | Singlezone Ducted, Centrally Ducted | 50000 | 37000 | 2.7 | 46000 | 1.9
KEEPRITE |  | 215319004 | HRCU-A-CB | D5CUHAH48AAK | D5FUAAH48XAK | Singlezone Ducted, Centrally Ducted | 50000 | 37000 | 2.7 | 46000 | 1.9
HEIL |  | 215318976 | HRCU-A-CB | D5CUHAH48AAK | D5FUAAH48XAK | Singlezone Ducted, Centrally Ducted | 50000 | 37000 | 2.7 | 46000 | 1.9
HEIL |  | 215318975 | HRCU-A-CB | D5CUHAH36AAK | D5FUAAH36XAK | Singlezone Ducted, Centrally Ducted | 37000 | 31800 | 2.56 | 39000 | 1.9
KEEPRITE |  | 215319003 | HRCU-A-CB | D5CUHAH36AAK | D5FUAAH36XAK | Singlezone Ducted, Centrally Ducted | 37000 | 31800 | 2.56 | 39000 | 1.9
DAY & NIGHT |  | 215318947 | HRCU-A-CB | D5CUHAH36AAK | D5FUAAH36XAK | Singlezone Ducted, Centrally Ducted | 37000 | 31800 | 2.56 | 39000 | 1.9
MIDEA |  | 215318863 | HRCU-A-CB | 37MUHAQ36AA3 | 45MUAAQ36XX3 | Singlezone Ducted, Centrally Ducted | 37000 | 31800 | 2.56 | 39000 | 1.9
ARCOAIRE |  | 215318891 | HRCU-A-CB | D5CUHAH36AAK | D5FUAAH36XAK | Singlezone Ducted, Centrally Ducted | 37000 | 31800 | 2.56 | 39000 | 1.9
COMFORTMAKER |  | 215318919 | HRCU-A-CB | D5CUHAH36AAK | D5FUAAH36XAK | Singlezone Ducted, Centrally Ducted | 37000 | 31800 | 2.56 | 39000 | 1.9
MIDEA |  | 215319059 | HRCU-A-CB | D5CUHAH36AAK | D5FUAAH36XAK | Singlezone Ducted, Centrally Ducted | 37000 | 31800 | 2.56 | 39000 | 1.9
TEMPSTAR |  | 215319087 | HRCU-A-CB | D5CUHAH36AAK | D5FUAAH36XAK | Singlezone Ducted, Centrally Ducted | 37000 | 31800 | 2.56 | 39000 | 1.9
KENMORE |  | 215319031 | HRCU-A-CB | D5CUHAH36AAK | D5FUAAH36XAK | Singlezone Ducted, Centrally Ducted | 37000 | 31800 | 2.56 | 39000 | 1.9
KENMORE |  | 215319030 | HRCU-A-CB | D5CUHAH30AAK | D5FUAAH30XAK | Singlezone Ducted, Centrally Ducted | 34000 | 23800 | 2.76 | 32600 | 1.96
TEMPSTAR |  | 215319086 | HRCU-A-CB | D5CUHAH30AAK | D5FUAAH30XAK | Singlezone Ducted, Centrally Ducted | 34000 | 23800 | 2.76 | 32600 | 1.96
MIDEA |  | 215319058 | HRCU-A-CB | D5CUHAH30AAK | D5FUAAH30XAK | Singlezone Ducted, Centrally Ducted | 34000 | 23800 | 2.76 | 32600 | 1.96
COMFORTMAKER |  | 215318918 | HRCU-A-CB | D5CUHAH30AAK | D5FUAAH30XAK | Singlezone Ducted, Centrally Ducted | 34000 | 23800 | 2.76 | 32600 | 1.96
ARCOAIRE |  | 215318890 | HRCU-A-CB | D5CUHAH30AAK | D5FUAAH30XAK | Singlezone Ducted, Centrally Ducted | 34000 | 23800 | 2.76 | 32600 | 1.96
MIDEA |  | 215318862 | HRCU-A-CB | 37MUHAQ30AA3 | 45MUAAQ30XX3 | Singlezone Ducted, Centrally Ducted | 34000 | 23800 | 2.76 | 32600 | 1.96
DAY & NIGHT |  | 215318946 | HRCU-A-CB | D5CUHAH30AAK | D5FUAAH30XAK | Singlezone Ducted, Centrally Ducted | 34000 | 23800 | 2.76 | 32600 | 1.96
KEEPRITE |  | 215319002 | HRCU-A-CB | D5CUHAH30AAK | D5FUAAH30XAK | Singlezone Ducted, Centrally Ducted | 34000 | 23800 | 2.76 | 32600 | 1.96
HEIL |  | 215318974 | HRCU-A-CB | D5CUHAH30AAK | D5FUAAH30XAK | Singlezone Ducted, Centrally Ducted | 34000 | 23800 | 2.76 | 32600 | 1.96
HEIL |  | 215318973 | HRCU-A-CB | D5CUHAH24AAK | D5FUHAH24XAK | Singlezone Ducted, Centrally Ducted | 24000 | 19000 | 2.64 | 20600 | 2.14
KEEPRITE |  | 215319001 | HRCU-A-CB | D5CUHAH24AAK | D5FUHAH24XAK | Singlezone Ducted, Centrally Ducted | 24000 | 19000 | 2.64 | 20600 | 2.14
DAY & NIGHT |  | 215318945 | HRCU-A-CB | D5CUHAH24AAK | D5FUHAH24XAK | Singlezone Ducted, Centrally Ducted | 24000 | 19000 | 2.64 | 20600 | 2.14
MIDEA |  | 215318861 | HRCU-A-CB | 37MUHAQ24AA3 | 45MUHAQ24XX3 | Singlezone Ducted, Centrally Ducted | 24000 | 19000 | 2.64 | 20600 | 2.14
ARCOAIRE |  | 215318889 | HRCU-A-CB | D5CUHAH24AAK | D5FUHAH24XAK | Singlezone Ducted, Centrally Ducted | 24000 | 19000 | 2.64 | 20600 | 2.14
COMFORTMAKER |  | 215318917 | HRCU-A-CB | D5CUHAH24AAK | D5FUHAH24XAK | Singlezone Ducted, Centrally Ducted | 24000 | 19000 | 2.64 | 20600 | 2.14
MIDEA |  | 215319057 | HRCU-A-CB | D5CUHAH24AAK | D5FUHAH24XAK | Singlezone Ducted, Centrally Ducted | 24000 | 19000 | 2.64 | 20600 | 2.14
TEMPSTAR |  | 215319085 | HRCU-A-CB | D5CUHAH24AAK | D5FUHAH24XAK | Singlezone Ducted, Centrally Ducted | 24000 | 19000 | 2.64 | 20600 | 2.14
KENMORE |  | 215319029 | HRCU-A-CB | D5CUHAH24AAK | D5FUHAH24XAK | Singlezone Ducted, Centrally Ducted | 24000 | 19000 | 2.64 | 20600 | 2.14
HEIL |  | 215318971 | HRCU-A-CB | D5CUHAH18AAK | D5FUAAH18XAK | Singlezone Ducted, Centrally Ducted | 19000 | 15000 | 2.6 | 18000 | 2
KEEPRITE |  | 215318999 | HRCU-A-CB | D5CUHAH18AAK | D5FUAAH18XAK | Singlezone Ducted, Centrally Ducted | 19000 | 15000 | 2.6 | 18000 | 2
DAY & NIGHT |  | 215318943 | HRCU-A-CB | D5CUHAH18AAK | D5FUAAH18XAK | Singlezone Ducted, Centrally Ducted | 19000 | 15000 | 2.6 | 18000 | 2
MIDEA |  | 215318859 | HRCU-A-CB | 37MUHAQ18AA3 | 45MUAAQ18XX3 | Singlezone Ducted, Centrally Ducted | 19000 | 15000 | 2.6 | 18000 | 2
ARCOAIRE |  | 215318887 | HRCU-A-CB | D5CUHAH18AAK | D5FUAAH18XAK | Singlezone Ducted, Centrally Ducted | 19000 | 15000 | 2.6 | 18000 | 2
COMFORTMAKER |  | 215318915 | HRCU-A-CB | D5CUHAH18AAK | D5FUAAH18XAK | Singlezone Ducted, Centrally Ducted | 19000 | 15000 | 2.6 | 18000 | 2
MIDEA |  | 215319055 | HRCU-A-CB | D5CUHAH18AAK | D5FUAAH18XAK | Singlezone Ducted, Centrally Ducted | 19000 | 15000 | 2.6 | 18000 | 2
TEMPSTAR |  | 215319083 | HRCU-A-CB | D5CUHAH18AAK | D5FUAAH18XAK | Singlezone Ducted, Centrally Ducted | 19000 | 15000 | 2.6 | 18000 | 2
KENMORE |  | 215319027 | HRCU-A-CB | D5CUHAH18AAK | D5FUAAH18XAK | Singlezone Ducted, Centrally Ducted | 19000 | 15000 | 2.6 | 18000 | 2
DAY & NIGHT |  | 215318963 | HRCU-A-CB | D5CSRAH18AAK | D5FSAAH18XBK | Singlezone Ducted, Centrally Ducted | 18000 | 13200 | 2.6 | 13000 | 2.3
COMFORTMAKER |  | 215318935 | HRCU-A-CB | D5CSRAH18AAK | D5FSAAH18XBK | Singlezone Ducted, Centrally Ducted | 18000 | 13200 | 2.6 | 13000 | 2.3
MIDEA |  | 215318879 | HRCU-A-CB | 37MARAQ18AA3 | 45MBAAQ18XB3 | Singlezone Ducted, Centrally Ducted | 18000 | 13200 | 2.6 | 13000 | 2.3
ARCOAIRE |  | 215318907 | HRCU-A-CB | D5CSRAH18AAK | D5FSAAH18XBK | Singlezone Ducted, Centrally Ducted | 18000 | 13200 | 2.6 | 13000 | 2.3
TEMPSTAR |  | 215319103 | HRCU-A-CB | D5CSRAH18AAK | D5FSAAH18XBK | Singlezone Ducted, Centrally Ducted | 18000 | 13200 | 2.6 | 13000 | 2.3
MIDEA |  | 215319075 | HRCU-A-CB | D5CSRAH18AAK | D5FSAAH18XBK | Singlezone Ducted, Centrally Ducted | 18000 | 13200 | 2.6 | 13000 | 2.3
HEIL |  | 215318991 | HRCU-A-CB | D5CSRAH18AAK | D5FSAAH18XBK | Singlezone Ducted, Centrally Ducted | 18000 | 13200 | 2.6 | 13000 | 2.3
KEEPRITE |  | 215319019 | HRCU-A-CB | D5CSRAH18AAK | D5FSAAH18XBK | Singlezone Ducted, Centrally Ducted | 18000 | 13200 | 2.6 | 13000 | 2.3
KENMORE |  | 215319047 | HRCU-A-CB | D5CSRAH18AAK | D5FSAAH18XBK | Singlezone Ducted, Centrally Ducted | 18000 | 13200 | 2.6 | 13000 | 2.3
COMFORTMAKER |  | 215318941 | HRCU-A-CB | D5CLRAH48AAK | D5FLAAH48XAK | Singlezone Ducted, Centrally Ducted | 50000 | 40000 | 2.6 | 35200 | 1.9
DAY & NIGHT |  | 215318969 | HRCU-A-CB | D5CLRAH48AAK | D5FLAAH48XAK | Singlezone Ducted, Centrally Ducted | 50000 | 40000 | 2.6 | 35200 | 1.9
HEIL |  | 215318997 | HRCU-A-CB | D5CLRAH48AAK | D5FLAAH48XAK | Singlezone Ducted, Centrally Ducted | 50000 | 40000 | 2.6 | 35200 | 1.9
ARCOAIRE |  | 215318913 | HRCU-A-CB | D5CLRAH48AAK | D5FLAAH48XAK | Singlezone Ducted, Centrally Ducted | 50000 | 40000 | 2.6 | 35200 | 1.9
WEATHERMAKER |  | 215318857 | HRCU-A-CB | 37MBRAQ48AA3 | 45MBAAQ48XA3 | Singlezone Ducted, Centrally Ducted | 50000 | 40000 | 2.6 | 35200 | 1.9
MIDEA |  | 215318885 | HRCU-A-CB | 37MBRAQ48AA3 | 45MBAAQ48XA3 | Singlezone Ducted, Centrally Ducted | 50000 | 40000 | 2.6 | 35200 | 1.9
KEEPRITE |  | 215319025 | HRCU-A-CB | D5CLRAH48AAK | D5FLAAH48XAK | Singlezone Ducted, Centrally Ducted | 50000 | 40000 | 2.6 | 35200 | 1.9
KENMORE |  | 215319053 | HRCU-A-CB | D5CLRAH48AAK | D5FLAAH48XAK | Singlezone Ducted, Centrally Ducted | 50000 | 40000 | 2.6 | 35200 | 1.9
MIDEA |  | 215319081 | HRCU-A-CB | D5CLRAH48AAK | D5FLAAH48XAK | Singlezone Ducted, Centrally Ducted | 50000 | 40000 | 2.6 | 35200 | 1.9
ARCOAIRE |  | 215318910 | HRCU-A-CB | D5CLHAH48AAK | D5FLAAH48XAK | Singlezone Ducted, Centrally Ducted | 50000 | 40000 | 2.5 | 46000 | 2
MIDEA |  | 215318882 | HRCU-A-CB | 37MBHAQ48AA3 | 45MBAAQ48XA3 | Singlezone Ducted, Centrally Ducted | 50000 | 40000 | 2.5 | 46000 | 2
DAY & NIGHT |  | 215318966 | HRCU-A-CB | D5CLHAH48AAK | D5FLAAH48XAK | Singlezone Ducted, Centrally Ducted | 50000 | 40000 | 2.5 | 46000 | 2
COMFORTMAKER |  | 215318938 | HRCU-A-CB | D5CLHAH48AAK | D5FLAAH48XAK | Singlezone Ducted, Centrally Ducted | 50000 | 40000 | 2.5 | 46000 | 2
KEEPRITE |  | 215319022 | HRCU-A-CB | D5CLHAH48AAK | D5FLAAH48XAK | Singlezone Ducted, Centrally Ducted | 50000 | 40000 | 2.5 | 46000 | 2
HEIL |  | 215318994 | HRCU-A-CB | D5CLHAH48AAK | D5FLAAH48XAK | Singlezone Ducted, Centrally Ducted | 50000 | 40000 | 2.5 | 46000 | 2
MIDEA |  | 215319078 | HRCU-A-CB | D5CLHAH48AAK | D5FLAAH48XAK | Singlezone Ducted, Centrally Ducted | 50000 | 40000 | 2.5 | 46000 | 2
KENMORE |  | 215319050 | HRCU-A-CB | D5CLHAH48AAK | D5FLAAH48XAK | Singlezone Ducted, Centrally Ducted | 50000 | 40000 | 2.5 | 46000 | 2
TEMPSTAR |  | 215319102 | HRCU-A-CB | D5CSHAH33AAK | D5FSAAH36XBK | Singlezone Ducted, Centrally Ducted | 35000 | 27400 | 2.58 | 34000 | 2
MIDEA |  | 215319074 | HRCU-A-CB | D5CSHAH33AAK | D5FSAAH36XBK | Singlezone Ducted, Centrally Ducted | 35000 | 27400 | 2.58 | 34000 | 2
KENMORE |  | 215319046 | HRCU-A-CB | D5CSHAH33AAK | D5FSAAH36XBK | Singlezone Ducted, Centrally Ducted | 35000 | 27400 | 2.58 | 34000 | 2
KEEPRITE |  | 215319018 | HRCU-A-CB | D5CSHAH33AAK | D5FSAAH36XBK | Singlezone Ducted, Centrally Ducted | 35000 | 27400 | 2.58 | 34000 | 2
HEIL |  | 215318990 | HRCU-A-CB | D5CSHAH33AAK | D5FSAAH36XBK | Singlezone Ducted, Centrally Ducted | 35000 | 27400 | 2.58 | 34000 | 2
DAY & NIGHT |  | 215318962 | HRCU-A-CB | D5CSHAH33AAK | D5FSAAH36XBK | Singlezone Ducted, Centrally Ducted | 35000 | 27400 | 2.58 | 34000 | 2
COMFORTMAKER |  | 215318934 | HRCU-A-CB | D5CSHAH33AAK | D5FSAAH36XBK | Singlezone Ducted, Centrally Ducted | 35000 | 27400 | 2.58 | 34000 | 2
ARCOAIRE |  | 215318906 | HRCU-A-CB | D5CSHAH33AAK | D5FSAAH36XBK | Singlezone Ducted, Centrally Ducted | 35000 | 27400 | 2.58 | 34000 | 2
MIDEA |  | 215318878 | HRCU-A-CB | 37MAHAQ33AA3 | 45MBAAQ36XB3 | Singlezone Ducted, Centrally Ducted | 35000 | 27400 | 2.58 | 34000 | 2
TEMPSTAR |  | 215319100 | HRCU-A-CB | D5CSHAH18AAK | D5FSAAH18XBK | Singlezone Ducted, Centrally Ducted | 19500 | 14000 | 2.6 | 18000 | 2.2
MIDEA |  | 215319072 | HRCU-A-CB | D5CSHAH18AAK | D5FSAAH18XBK | Singlezone Ducted, Centrally Ducted | 19500 | 14000 | 2.6 | 18000 | 2.2
KENMORE |  | 215319044 | HRCU-A-CB | D5CSHAH18AAK | D5FSAAH18XBK | Singlezone Ducted, Centrally Ducted | 19500 | 14000 | 2.6 | 18000 | 2.2
KEEPRITE |  | 215319016 | HRCU-A-CB | D5CSHAH18AAK | D5FSAAH18XBK | Singlezone Ducted, Centrally Ducted | 19500 | 14000 | 2.6 | 18000 | 2.2
HEIL |  | 215318988 | HRCU-A-CB | D5CSHAH18AAK | D5FSAAH18XBK | Singlezone Ducted, Centrally Ducted | 19500 | 14000 | 2.6 | 18000 | 2.2
DAY & NIGHT |  | 215318960 | HRCU-A-CB | D5CSHAH18AAK | D5FSAAH18XBK | Singlezone Ducted, Centrally Ducted | 19500 | 14000 | 2.6 | 18000 | 2.2
COMFORTMAKER |  | 215318932 | HRCU-A-CB | D5CSHAH18AAK | D5FSAAH18XBK | Singlezone Ducted, Centrally Ducted | 19500 | 14000 | 2.6 | 18000 | 2.2
ARCOAIRE |  | 215318904 | HRCU-A-CB | D5CSHAH18AAK | D5FSAAH18XBK | Singlezone Ducted, Centrally Ducted | 19500 | 14000 | 2.6 | 18000 | 2.2
MIDEA |  | 215318876 | HRCU-A-CB | 37MAHAQ18AA3 | 45MBAAQ18XB3 | Singlezone Ducted, Centrally Ducted | 19500 | 14000 | 2.6 | 18000 | 2.2
WEATHERMAKER |  | 215318847 | HRCU-A-CB | 37MUHAQ48AA3 | 45MUHAQ60XX3 | Singlezone Ducted, Centrally Ducted | 48000 | 34000 | 2.56 | 48000 | 2
BRYANT |  | 215318791 | HRCU-A-CB | 37MUHAQ48AA3 | 45MUHAQ60XX3 | Singlezone Ducted, Centrally Ducted | 48000 | 34000 | 2.56 | 48000 | 2
PAYNE |  | 215318819 | HRCU-A-CB | 37MUHAQ48AA3 | 45MUHAQ60XX3 | Singlezone Ducted, Centrally Ducted | 48000 | 34000 | 2.56 | 48000 | 2
CARRIER |  | 215318763 | HRCU-A-CB | 37MUHAQ48AA3 | 45MUHAQ60XX3 | Singlezone Ducted, Centrally Ducted | 48000 | 34000 | 2.56 | 48000 | 2
CARRIER |  | 215318762 | HRCU-A-CB | 37MUHAQ30AA3 | 45MUHAQ36XX3 | Singlezone Ducted, Centrally Ducted | 33000 | 24000 | 2.69 | 33200 | 1.97
PAYNE |  | 215318818 | HRCU-A-CB | 37MUHAQ30AA3 | 45MUHAQ36XX3 | Singlezone Ducted, Centrally Ducted | 33000 | 24000 | 2.69 | 33200 | 1.97
BRYANT |  | 215318790 | HRCU-A-CB | 37MUHAQ30AA3 | 45MUHAQ36XX3 | Singlezone Ducted, Centrally Ducted | 33000 | 24000 | 2.69 | 33200 | 1.97
WEATHERMAKER |  | 215318846 | HRCU-A-CB | 37MUHAQ30AA3 | 45MUHAQ36XX3 | Singlezone Ducted, Centrally Ducted | 33000 | 24000 | 2.69 | 33200 | 1.97
WEATHERMAKER |  | 215318845 | HRCU-A-CB | 37MUHAQ18AA3 | 45MUHAQ24XX3 | Singlezone Ducted, Centrally Ducted | 18000 | 14700 | 2.66 | 18600 | 2.12
BRYANT |  | 215318789 | HRCU-A-CB | 37MUHAQ18AA3 | 45MUHAQ24XX3 | Singlezone Ducted, Centrally Ducted | 18000 | 14700 | 2.66 | 18600 | 2.12
PAYNE |  | 215318817 | HRCU-A-CB | 37MUHAQ18AA3 | 45MUHAQ24XX3 | Singlezone Ducted, Centrally Ducted | 18000 | 14700 | 2.66 | 18600 | 2.12
CARRIER |  | 215318761 | HRCU-A-CB | 37MUHAQ18AA3 | 45MUHAQ24XX3 | Singlezone Ducted, Centrally Ducted | 18000 | 14700 | 2.66 | 18600 | 2.12
CARRIER |  | 215318771 | HRCU-A-CB | 37MBHAQ58AA3 | 45MBAAQ60XA3 | Singlezone Ducted, Centrally Ducted | 59000 | 41000 | 2.6 | 53000 | 2
BRYANT |  | 215318799 | HRCU-A-CB | 37MBHAQ58AA3 | 45MBAAQ60XA3 | Singlezone Ducted, Centrally Ducted | 59000 | 41000 | 2.6 | 53000 | 2
PAYNE |  | 215318827 | HRCU-A-CB | 37MBHAQ58AA3 | 45MBAAQ60XA3 | Singlezone Ducted, Centrally Ducted | 59000 | 41000 | 2.6 | 53000 | 2
CARRIER |  | 215318758 | HRCU-A-CB | 37MURAQ36AA3 | 45MUAAQ36XX3 | Singlezone Ducted, Centrally Ducted | 36000 | 25600 | 2.6 | 27000 | 2
PAYNE |  | 215318814 | HRCU-A-CB | 37MURAQ36AA3 | 45MUAAQ36XX3 | Singlezone Ducted, Centrally Ducted | 36000 | 25600 | 2.6 | 27000 | 2
BRYANT |  | 215318786 | HRCU-A-CB | 37MURAQ36AA3 | 45MUAAQ36XX3 | Singlezone Ducted, Centrally Ducted | 36000 | 25600 | 2.6 | 27000 | 2
WEATHERMAKER |  | 215318842 | HRCU-A-CB | 37MURAQ36AA3 | 45MUAAQ36XX3 | Singlezone Ducted, Centrally Ducted | 36000 | 25600 | 2.6 | 27000 | 2
CARRIER |  | 215318754 | HRCU-A-CB | 37MUHAQ60AA3 | 45MUHAQ60XX3 | Singlezone Ducted, Centrally Ducted | 55000 | 35000 | 2.5 | 54000 | 1.9
PAYNE |  | 215318810 | HRCU-A-CB | 37MUHAQ60AA3 | 45MUHAQ60XX3 | Singlezone Ducted, Centrally Ducted | 55000 | 35000 | 2.5 | 54000 | 1.9
BRYANT |  | 215318782 | HRCU-A-CB | 37MUHAQ60AA3 | 45MUHAQ60XX3 | Singlezone Ducted, Centrally Ducted | 55000 | 35000 | 2.5 | 54000 | 1.9
WEATHERMAKER |  | 215318838 | HRCU-A-CB | 37MUHAQ60AA3 | 45MUHAQ60XX3 | Singlezone Ducted, Centrally Ducted | 55000 | 35000 | 2.5 | 54000 | 1.9
CARRIER |  | 215318752 | HRCU-A-CB | 37MUHAQ48AA3 | 45MUAAQ48XX3 | Singlezone Ducted, Centrally Ducted | 50000 | 37000 | 2.7 | 46000 | 1.9
PAYNE |  | 215318808 | HRCU-A-CB | 37MUHAQ48AA3 | 45MUAAQ48XX3 | Singlezone Ducted, Centrally Ducted | 50000 | 37000 | 2.7 | 46000 | 1.9
BRYANT |  | 215318780 | HRCU-A-CB | 37MUHAQ48AA3 | 45MUAAQ48XX3 | Singlezone Ducted, Centrally Ducted | 50000 | 37000 | 2.7 | 46000 | 1.9
WEATHERMAKER |  | 215318836 | HRCU-A-CB | 37MUHAQ48AA3 | 45MUAAQ48XX3 | Singlezone Ducted, Centrally Ducted | 50000 | 37000 | 2.7 | 46000 | 1.9
WEATHERMAKER |  | 215318835 | HRCU-A-CB | 37MUHAQ36AA3 | 45MUAAQ36XX3 | Singlezone Ducted, Centrally Ducted | 37000 | 31800 | 2.56 | 39000 | 1.9
BRYANT |  | 215318779 | HRCU-A-CB | 37MUHAQ36AA3 | 45MUAAQ36XX3 | Singlezone Ducted, Centrally Ducted | 37000 | 31800 | 2.56 | 39000 | 1.9
PAYNE |  | 215318807 | HRCU-A-CB | 37MUHAQ36AA3 | 45MUAAQ36XX3 | Singlezone Ducted, Centrally Ducted | 37000 | 31800 | 2.56 | 39000 | 1.9
CARRIER |  | 215318751 | HRCU-A-CB | 37MUHAQ36AA3 | 45MUAAQ36XX3 | Singlezone Ducted, Centrally Ducted | 37000 | 31800 | 2.56 | 39000 | 1.9
CARRIER |  | 215318750 | HRCU-A-CB | 37MUHAQ30AA3 | 45MUAAQ30XX3 | Singlezone Ducted, Centrally Ducted | 34000 | 23800 | 2.76 | 32600 | 1.96
PAYNE |  | 215318806 | HRCU-A-CB | 37MUHAQ30AA3 | 45MUAAQ30XX3 | Singlezone Ducted, Centrally Ducted | 34000 | 23800 | 2.76 | 32600 | 1.96
BRYANT |  | 215318778 | HRCU-A-CB | 37MUHAQ30AA3 | 45MUAAQ30XX3 | Singlezone Ducted, Centrally Ducted | 34000 | 23800 | 2.76 | 32600 | 1.96
WEATHERMAKER |  | 215318834 | HRCU-A-CB | 37MUHAQ30AA3 | 45MUAAQ30XX3 | Singlezone Ducted, Centrally Ducted | 34000 | 23800 | 2.76 | 32600 | 1.96
WEATHERMAKER |  | 215318833 | HRCU-A-CB | 37MUHAQ24AA3 | 45MUHAQ24XX3 | Singlezone Ducted, Centrally Ducted | 24000 | 19000 | 2.64 | 20600 | 2.14
BRYANT |  | 215318777 | HRCU-A-CB | 37MUHAQ24AA3 | 45MUHAQ24XX3 | Singlezone Ducted, Centrally Ducted | 24000 | 19000 | 2.64 | 20600 | 2.14
PAYNE |  | 215318805 | HRCU-A-CB | 37MUHAQ24AA3 | 45MUHAQ24XX3 | Singlezone Ducted, Centrally Ducted | 24000 | 19000 | 2.64 | 20600 | 2.14
CARRIER |  | 215318749 | HRCU-A-CB | 37MUHAQ24AA3 | 45MUHAQ24XX3 | Singlezone Ducted, Centrally Ducted | 24000 | 19000 | 2.64 | 20600 | 2.14
WEATHERMAKER |  | 215318831 | HRCU-A-CB | 37MUHAQ18AA3 | 45MUAAQ18XX3 | Singlezone Ducted, Centrally Ducted | 19000 | 15000 | 2.6 | 18000 | 2
BRYANT |  | 215318775 | HRCU-A-CB | 37MUHAQ18AA3 | 45MUAAQ18XX3 | Singlezone Ducted, Centrally Ducted | 19000 | 15000 | 2.6 | 18000 | 2
PAYNE |  | 215318803 | HRCU-A-CB | 37MUHAQ18AA3 | 45MUAAQ18XX3 | Singlezone Ducted, Centrally Ducted | 19000 | 15000 | 2.6 | 18000 | 2
CARRIER |  | 215318747 | HRCU-A-CB | 37MUHAQ18AA3 | 45MUAAQ18XX3 | Singlezone Ducted, Centrally Ducted | 19000 | 15000 | 2.6 | 18000 | 2
BRYANT |  | 215318795 | HRCU-A-CB | 37MARAQ18AA3 | 45MBAAQ18XB3 | Singlezone Ducted, Centrally Ducted | 18000 | 13200 | 2.6 | 13000 | 2.3
PAYNE |  | 215318823 | HRCU-A-CB | 37MARAQ18AA3 | 45MBAAQ18XB3 | Singlezone Ducted, Centrally Ducted | 18000 | 13200 | 2.6 | 13000 | 2.3
WEATHERMAKER |  | 215318851 | HRCU-A-CB | 37MARAQ18AA3 | 45MBAAQ18XB3 | Singlezone Ducted, Centrally Ducted | 18000 | 13200 | 2.6 | 13000 | 2.3
CARRIER |  | 215318767 | HRCU-A-CB | 37MARAQ18AA3 | 45MBAAQ18XB3 | Singlezone Ducted, Centrally Ducted | 18000 | 13200 | 2.6 | 13000 | 2.3
PAYNE |  | 215318829 | HRCU-A-CB | 37MBRAQ48AA3 | 45MBAAQ48XA3 | Singlezone Ducted, Centrally Ducted | 50000 | 40000 | 2.6 | 35200 | 1.9
CARRIER |  | 215318773 | HRCU-A-CB | 37MBRAQ48AA3 | 45MBAAQ48XA3 | Singlezone Ducted, Centrally Ducted | 50000 | 40000 | 2.6 | 35200 | 1.9
BRYANT |  | 215318801 | HRCU-A-CB | 37MBRAQ48AA3 | 45MBAAQ48XA3 | Singlezone Ducted, Centrally Ducted | 50000 | 40000 | 2.6 | 35200 | 1.9
WEATHERMAKER |  | 215318854 | HRCU-A-CB | 37MBHAQ48AA3 | 45MBAAQ48XA3 | Singlezone Ducted, Centrally Ducted | 50000 | 40000 | 2.5 | 46000 | 2
PAYNE |  | 215318826 | HRCU-A-CB | 37MBHAQ48AA3 | 45MBAAQ48XA3 | Singlezone Ducted, Centrally Ducted | 50000 | 40000 | 2.5 | 46000 | 2
BRYANT |  | 215318798 | HRCU-A-CB | 37MBHAQ48AA3 | 45MBAAQ48XA3 | Singlezone Ducted, Centrally Ducted | 50000 | 40000 | 2.5 | 46000 | 2
CARRIER |  | 215318770 | HRCU-A-CB | 37MBHAQ48AA3 | 45MBAAQ48XA3 | Singlezone Ducted, Centrally Ducted | 50000 | 40000 | 2.5 | 46000 | 2
CARRIER |  | 215318766 | HRCU-A-CB | 37MAHAQ33AA3 | 45MBAAQ36XB3 | Singlezone Ducted, Centrally Ducted | 35000 | 27400 | 2.58 | 34000 | 2
WEATHERMAKER |  | 215318850 | HRCU-A-CB | 37MAHAQ33AA3 | 45MBAAQ36XB3 | Singlezone Ducted, Centrally Ducted | 35000 | 27400 | 2.58 | 34000 | 2
PAYNE |  | 215318822 | HRCU-A-CB | 37MAHAQ33AA3 | 45MBAAQ36XB3 | Singlezone Ducted, Centrally Ducted | 35000 | 27400 | 2.58 | 34000 | 2
BRYANT |  | 215318794 | HRCU-A-CB | 37MAHAQ33AA3 | 45MBAAQ36XB3 | Singlezone Ducted, Centrally Ducted | 35000 | 27400 | 2.58 | 34000 | 2
CARRIER |  | 215318764 | HRCU-A-CB | 37MAHAQ18AA3 | 45MBAAQ18XB3 | Singlezone Ducted, Centrally Ducted | 19500 | 14000 | 2.6 | 18000 | 2.2
WEATHERMAKER |  | 215318848 | HRCU-A-CB | 37MAHAQ18AA3 | 45MBAAQ18XB3 | Singlezone Ducted, Centrally Ducted | 19500 | 14000 | 2.6 | 18000 | 2.2
PAYNE |  | 215318820 | HRCU-A-CB | 37MAHAQ18AA3 | 45MBAAQ18XB3 | Singlezone Ducted, Centrally Ducted | 19500 | 14000 | 2.6 | 18000 | 2.2
BRYANT |  | 215318792 | HRCU-A-CB | 37MAHAQ18AA3 | 45MBAAQ18XB3 | Singlezone Ducted, Centrally Ducted | 19500 | 14000 | 2.6 | 18000 | 2.2
GREE | F Series | 215494738 | HRCU-A-CB | GUD24W2/NXF-D(U) | GUD24AH2/F-D(U) | Singlezone Ducted, Centrally Ducted | 24000 | 18000 | 2.71 | 24000 | 2
TOSOT | Clivia | 215444915 | HRCU-A-CB-O | TWH12AUC25R32A1A/O | TWH12AUC25R32A1A/I | Singlezone Non-Ducted, Wall Placement | 12000 | 7700 | 2.89 | 9500 | 1.95
BOSCH | BMS Series | 215223339 | HMSV-A-CB | BMS500-AAM048-1CSXRD |  | Multizone Mix of Ducted and Non-Ducted | 47500 | 37400 | 2.5 | 37000 | 2.05
BOSCH | BMS Series | 215223338 | HMSV-A-CB | BMS500-AAM048-1CSXRD |  | Multizone All Ducted | 47000 | 37000 | 2.5 | 38000 | 2.1
BOSCH | BMS Series | 215223337 | HMSR-A-CB-O | BMS500-AAM048-1CSXRD |  | Multizone All Non-Ducted | 48000 | 38000 | 2.5 | 36000 | 2
BOSCH | BMS Series | 215223333 | HMSV-A-CB | BMS500-AAM027-1CSXRD |  | Multizone Mix of Ducted and Non-Ducted | 26800 | 18400 | 2.56 | 18900 | 2
BOSCH | BMS Series | 215223332 | HMSV-A-CB | BMS500-AAM027-1CSXRD |  | Multizone All Ducted | 26600 | 18400 | 2.5 | 18800 | 2
BOSCH | BMS Series | 215223331 | HMSR-A-CB-O | BMS500-AAM027-1CSXRD |  | Multizone All Non-Ducted | 27000 | 18400 | 2.61 | 19000 | 2
BOSCH | BMS Series | 215223330 | HMSV-A-CB | BMS500-AAM018-1CSXRD |  | Multizone Mix of Ducted and Non-Ducted | 19000 | 14100 | 2.55 | 14000 | 2.31
BOSCH | BMS Series | 215223328 | HMSR-A-CB-O | BMS500-AAM018-1CSXRD |  | Multizone All Non-Ducted | 19000 | 13600 | 2.81 | 13500 | 2.3
BOSCH | BMS Series | 215223327 | HMSV-A-CB | BMS500-AAM048-1CSXHD |  | Multizone Mix of Ducted and Non-Ducted | 48500 | 44000 | 2.6 | 47500 | 2
BOSCH | BMS Series | 215223326 | HMSV-A-CB | BMS500-AAM048-1CSXHD |  | Multizone All Ducted | 48000 | 44500 | 2.6 | 48000 | 2
BOSCH | BMS Series | 215223325 | HMSR-A-CB-O | BMS500-AAM048-1CSXHD |  | Multizone All Non-Ducted | 49000 | 44000 | 2.6 | 47000 | 2
BOSCH | BMS Series | 215223321 | HMSV-A-CB | BMS500-AAM027-1CSXHD |  | Multizone Mix of Ducted and Non-Ducted | 27400 | 24000 | 2.5 | 27000 | 2
BOSCH | BMS Series | 215223319 | HMSR-A-CB-O | BMS500-AAM027-1CSXHD |  | Multizone All Non-Ducted | 27000 | 25000 | 2.6 | 27000 | 2
BOSCH | BMS Series | 215223318 | HMSV-A-CB | BMS500-AAM018-1CSXHD |  | Multizone Mix of Ducted and Non-Ducted | 20000 | 17300 | 2.65 | 18500 | 2
BOSCH | BMS Series | 215223317 | HMSV-A-CB | BMS500-AAM018-1CSXHD |  | Multizone All Ducted | 20000 | 17000 | 2.59 | 18000 | 2
BOSCH | BMS Series | 215223316 | HMSR-A-CB-O | BMS500-AAM018-1CSXHD |  | Multizone All Non-Ducted | 20000 | 17600 | 2.7 | 19000 | 2
BOSCH | BMS Series | 215223309 | HRCU-A-CB-O | BMS500-AAS030-1CSXRD | BMS500-AAU030-1AHWXD | Singlezone Non-Ducted, Wall Placement | 30000 | 20400 | 2.52 | 20000 | 2.03
BOSCH | BMS Series | 215223308 | HRCU-A-CB | BMS500-AAS024-1CSXRD | BMS500-AAU024-1AHDXD | Singlezone Ducted, Compact Ducted | 25000 | 21200 | 2.6 | 19000 | 2.3
BOSCH | BMS Series | 215223305 | HRCU-A-CB | BMS500-AAS018-1CSXRD | BMS500-AAU018-1AHDXD | Singlezone Ducted, Compact Ducted | 20000 | 14000 | 2.6 | 14000 | 2.19
BOSCH | BMS Series | 215223301 | HRCU-A-CB | BMS500-AAS012-1CSXRD | BMS500-AAU012-1AHDXD | Singlezone Ducted, Compact Ducted | 12000 | 9500 | 2.58 | 8800 | 2.24
BOSCH | BMS Series | 215223297 | HRCU-A-CB | BMS500-AAS009-1CSXRD | BMS500-AAU009-1AHDXD | Singlezone Ducted, Compact Ducted | 10000 | 8900 | 2.61 | 8600 | 2.25
BOSCH | BMS Series | 215223291 | HRCU-A-CB | BMS500-AAS024-1CSXHD | BMS500-AAU024-1AHDXD | Singlezone Ducted, Compact Ducted | 26000 | 21600 | 2.71 | 24000 | 2.18
BOSCH | BMS Series | 215223289 | HRCU-A-CB | BMS500-AAS018-1CSXHD | BMS500-AAU018-1AHDXD | Singlezone Ducted, Compact Ducted | 19000 | 15000 | 2.7 | 18000 | 2
BOSCH | BMS Series | 215223292 | HRCU-A-CB-O | BMS500-AAS024-1CSXHD | BMS500-AAU024-1AHCXD | Singlezone Non-Ducted, Wall Placement | 25000 | 20400 | 2.78 | 23800 | 2.23
BOSCH | BMS Series | 215223288 | HRCU-A-CB-O | BMS500-AAS018-1CSXHD | BMS500-AAU018-1AHCXD | Singlezone Non-Ducted, Ceiling Placement | 19000 | 14900 | 2.7 | 17000 | 1.9
BOSCH | BMS Series | 215223286 | HRCU-A-CB-O | BMS500-AAS018-1CSXHD | BMS500-AAU018-1AHWXD | Singlezone Non-Ducted, Wall Placement | 18000 | 15000 | 2.56 | 18000 | 1.92
BOSCH | BMS Series | 215223284 | HRCU-A-CB-O | BMS500-AAS012-1CSXHD | BMS500-AAU012-1AHCXD | Singlezone Non-Ducted, Ceiling Placement | 12000 | 10000 | 2.74 | 11500 | 1.99
BOSCH | BMS Series | 215223283 | HRCU-A-CB-O | BMS500-AAS012-1CSXHD | BMS500-AAU012-1AHZXD | Singlezone Non-Ducted, Ceiling Placement | 12500 | 9600 | 2.65 | 11500 | 1.99
BOSCH | BMS Series | 215223311 | HRCU-A-CB-O | BMS500-AAS036-1CSXLD | BMS500-AAU036-1AHCXD | Singlezone Non-Ducted, Wall Placement | 38000 | 26800 | 2.68 | 26600 | 2.2
BOSCH | BMS Series | 215223307 | HRCU-A-CB-O | BMS500-AAS024-1CSXRD | BMS500-AAU024-1AHCXD | Singlezone Non-Ducted, Wall Placement | 25000 | 20400 | 2.73 | 18500 | 2.3
BOSCH | BMS Series | 215223306 | HRCU-A-CB-O | BMS500-AAS024-1CSXRD | BMS500-AAU024-1AHWXD | Singlezone Non-Ducted, Wall Placement | 25000 | 18800 | 2.65 | 19600 | 2.54
BOSCH | BMS Series | 215223304 | HRCU-A-CB-O | BMS500-AAS018-1CSXRD | BMS500-AAU018-1AHCXD | Singlezone Non-Ducted, Ceiling Placement | 18000 | 13900 | 2.66 | 12800 | 2.19
BOSCH | BMS Series | 215223303 | HRCU-A-CB-O | BMS500-AAS018-1CSXRD | BMS500-AAU018-1AHZXD | Singlezone Non-Ducted, Ceiling Placement | 18000 | 14000 | 2.77 | 13100 | 2.25
BOSCH | BMS Series | 215223302 | HRCU-A-CB-O | BMS500-AAS018-1CSXRD | BMS500-AAU018-1AHWXD | Singlezone Non-Ducted, Wall Placement | 18000 | 13600 | 2.73 | 12800 | 2.1
BOSCH | BMS Series | 215223300 | HRCU-A-CB-O | BMS500-AAS012-1CSXRD | BMS500-AAU012-1AHCXD | Singlezone Non-Ducted, Ceiling Placement | 12000 | 8500 | 2.8 | 8400 | 2.39
BOSCH | BMS Series | 215223299 | HRCU-A-CB-O | BMS500-AAS012-1CSXRD | BMS500-AAU012-1AHZXD | Singlezone Non-Ducted, Ceiling Placement | 12000 | 8600 | 2.77 | 8600 | 2.47
BOSCH | BMS Series | 215223298 | HRCU-A-CB-O | BMS500-AAS012-1CSXRD | BMS500-AAU012-1AHWXD | Singlezone Non-Ducted, Wall Placement | 12000 | 9300 | 2.84 | 8400 | 2.3
BOSCH | BMS Series | 215223296 | HRCU-A-CB-O | BMS500-AAS009-1CSXRD | BMS500-AAU009-1AHCXD | Singlezone Non-Ducted, Ceiling Placement | 10000 | 8500 | 2.8 | 8300 | 2.17
BOSCH | BMS Series | 215223295 | HRCU-A-CB-O | BMS500-AAS009-1CSXRD | BMS500-AAU009-1AHZXD | Singlezone Non-Ducted, Ceiling Placement | 11000 | 7900 | 2.69 | 8000 | 2.17
BOSCH | BMS Series | 215223294 | HRCU-A-CB-O | BMS500-AAS009-1CSXRD | BMS500-AAU009-1AHWXD | Singlezone Non-Ducted, Wall Placement | 10000 | 8100 | 2.83 | 8000 | 2.37
BOSCH | BMS Series | 215374898 | HRCU-A-CB-O | BMS500-AAS012-0CSXRD | BMS500-AAS012-0AHWXD* | Singlezone Non-Ducted, Wall Placement | 12000 | 8700 | 2.68 | 7700 | 2.33
BOSCH | BMS Series | 215223290 | HRCU-A-CB-O | BMS500-AAS024-1CSXHD | BMS500-AAU024-1AHWXD | Singlezone Non-Ducted, Wall Placement | 29000 | 21000 | 2.88 | 24200 | 2.34
MDV | MCD Series | 214855572 | HRCU-A-CB-O | MOD30-24HFN10-M1X | MCD-24HRFN10-M1-D | Singlezone Non-Ducted, Wall Placement | 25000 | 20400 | 2.78 | 23800 | 2.23
DURASTAR | DRA Series | 215359266 | HRCU-A-CB-O | DRA1H24S2A | DRAC24F2A | Singlezone Non-Ducted, Wall Placement | 25000 | 20400 | 2.78 | 23800 | 2.23
ECO AC | Premium efficiency series | 215416011 | HRCU-A-CB-O | EHP-O24KBA | EHP-W24KBA | Singlezone Non-Ducted, Wall Placement | 24000 | 15500 | 2.86 | 24000 | 1.9
ECO AC | Premium efficiency series | 215416013 | HRCU-A-CB-O | EHP-O09KBA | EHP-W09KBA | Singlezone Non-Ducted, Wall Placement | 9000 | 8000 | 2.89 | 13000 | 1.91
ECO AC | Premium efficiency series | 215416012 | HRCU-A-CB-O | EHP-O12KBA | EHP-W12KBA | Singlezone Non-Ducted, Wall Placement | 12200 | 8100 | 2.86 | 12000 | 1.91
ECO AC | High efficiency series | 215416031 | HRCU-A-CB-O | EHH-O18KBA | EHH-W18KBA | Singlezone Non-Ducted, Wall Placement | 18000 | 10800 | 2.64 | 13500 | 1.9
ECO AC | High efficiency series | 215416025 | HRCU-A-CB-O | EHH-O12KBA | EHH-W12KBA | Singlezone Non-Ducted, Wall Placement | 12000 | 7000 | 2.81 | 9000 | 1.9
DURASTAR | DRA Series | 215415539 | HMSV-A-CB | DRA6U48M2A |  | Multizone All Ducted | 47000 | 37000 | 2.5 | 38000 | 2.1
DURASTAR | DRA Series | 215415537 | HMSV-A-CB | DRA6H55M2A |  | Multizone Mix of Ducted and Non-Ducted | 55000 | 45000 | 2.65 | 48000 | 2.05
DURASTAR | DRA Series | 215415536 | HMSV-A-CB | DRA6H55M2A |  | Multizone All Ducted | 55000 | 45000 | 2.7 | 48000 | 2.1
DURASTAR | DRA Series | 215415535 | HMSR-A-CB-O | DRA6H55M2A |  | Multizone All Non-Ducted | 55000 | 45000 | 2.6 | 48000 | 2
DURASTAR | DRA Series | 215415534 | HMSV-A-CB | DRA6H48M2A |  | Multizone Mix of Ducted and Non-Ducted | 48500 | 42500 | 2.5 | 48000 | 2
DURASTAR | DRA Series | 215415533 | HMSV-A-CB | DRA6H48M2A |  | Multizone All Ducted | 48000 | 44500 | 2.6 | 48000 | 2
KEPLER | IDU Series | 214610358 | HRCU-A-CB-O | ODUMOX230-09HFN1-BW0W | IDUMSEPB-09HRFN1-BW0W | Singlezone Non-Ducted, Wall Placement | 10000 | 6200 | 2.88 | 7094 | 2.19
DURASTAR | DRU Series | 215415501 | HRCU-A-CB | DRU1H30S2A | DRUM3036S2A | Singlezone Ducted, Centrally Ducted | 34000 | 23800 | 2.76 | 32600 | 1.96
INNOVAIR | SAV Series | 215408665 | HRCU-A-CB | SHV48H2BA | SAV48BDA | Singlezone Ducted, Centrally Ducted | 50000 | 37000 | 2.7 | 46000 | 1.9
INNOVAIR | SAV Series | 215408664 | HRCU-A-CB | SHV36H2BB | SAV36BDA | Singlezone Ducted, Centrally Ducted | 37000 | 31800 | 2.56 | 39000 | 1.9
INNOVAIR | SAV Series | 215408663 | HRCU-A-CB | SHV30H2BA | SAV30BDA | Singlezone Ducted, Centrally Ducted | 34000 | 23800 | 2.76 | 32600 | 1.96
INNOVAIR | SAV Series | 215408661 | HRCU-A-CB | SHV18H2BA | SAV18BDA | Singlezone Ducted, Centrally Ducted | 19000 | 15000 | 2.6 | 18000 | 2
GREE | One-way air discharge cassette unit | 215413814 | HRCU-A-CB-O | VIR09HP230V1R32AO | OWC09HP230V1R32AH | Singlezone Non-Ducted, Wall Placement | 10500 | 7200 | 2.85 | 9400 | 1.97
GREE | Floor ceiling | 215413815 | HRCU-A-CB-O | VIR09HP230V1R32AO | FLR09HP230V1R32AH | Singlezone Non-Ducted, Wall Placement | 10500 | 6700 | 2.98 | 10000 | 1.95
GREE | 360°air discharge cassette unit | 215413813 | HRCU-A-CB-O | VIR09HP230V1R32AO | CAS09HP230V1R32AH | Singlezone Non-Ducted, Wall Placement | 10500 | 6900 | 2.89 | 7600 | 1.94
GREE | Ducted | 215413817 | HRCU-A-CB | VIR09HP230V1R32AO | DUC09HP230V1R32AH | Singlezone Ducted, Compact Ducted | 10500 | 6600 | 2.8 | 9500 | 2.16
GREE | One-way air discharge cassette unit | 215413809 | HRCU-A-CB-O | ENV09HP230V1R32AO | OWC09HP230V1R32AH | Singlezone Non-Ducted, Wall Placement | 10500 | 7200 | 2.85 | 9400 | 1.97
GREE | Floor ceiling | 215413810 | HRCU-A-CB-O | ENV09HP230V1R32AO | FLR09HP230V1R32AH | Singlezone Non-Ducted, Wall Placement | 10500 | 6700 | 2.98 | 10000 | 1.95
GREE | 360°air discharge cassette unit | 215413808 | HRCU-A-CB-O | ENV09HP230V1R32AO | CAS09HP230V1R32AH | Singlezone Non-Ducted, Wall Placement | 10500 | 6900 | 2.89 | 7600 | 1.94
GREE | Ducted | 215413812 | HRCU-A-CB | ENV09HP230V1R32AO | DUC09HP230V1R32AH | Singlezone Ducted, Compact Ducted | 10500 | 6600 | 2.8 | 9500 | 2.16
GREE | Floor ceiling | 215415549 | HRCU-A-CB-O | SAP09HP230V1R32AO | FLR09HP230V1R32AH | Singlezone Non-Ducted, Ceiling Placement | 10500 | 6200 | 2.98 | 10500 | 1.9
GREE | Floor ceiling | 215415544 | HRCU-A-CB-O | GWH09AVDXE-D6DNA1A/O | GTH(09)CA-D6DN***/I | Singlezone Non-Ducted, Ceiling Placement | 10500 | 6200 | 2.98 | 10500 | 1.9
GREE | Airy | 214810380 | HRCU-A-CB-O | SAP12HP230V1R32AO | SAP12HP230V1R32AH | Singlezone Non-Ducted, Wall Placement | 12200 | 7000 | 3.11 | 12200 | 2
GREE | Airy | 214802444 | HRCU-A-CB-O | SAP09HP230V1R32AO | SAP09HP230V1R32AH | Singlezone Non-Ducted, Wall Placement | 10600 | 6700 | 3.22 | 11500 | 2.11
AUX | C-series | 214290018 | HRCU-A-CB-O | AMAR12HP115V1CO | AMAR12HP115V1CH | Singlezone Non-Ducted, Wall Placement | 12300 | 8600 | 3.07 | 9700 | 2.11
AUX | C-series | 214290016 | HRCU-A-CB-O | AMAR09HP115V1CO | AMAR09HP115V1CH | Singlezone Non-Ducted, Wall Placement | 10000 | 9400 | 3.94 | 9500 | 2.53
AUX | C-series | 214290017 | HRCU-A-CB-O | AFEB09HP115V1CO | AFEB09HP115V1CH | Singlezone Non-Ducted, Wall Placement | 9700 | 8800 | 2.58 | 9300 | 1.95
HAXXAIR |  | 214855372 | HRCU-A-CB-O | HVHSC-18T2D | HAH-18T2D | Singlezone Non-Ducted, Wall Placement | 19000 | 12000 | 2.71 | 13300 | 2.29
GOODMAN | GZV7SA | 215433960 | HRCU-A-CB | GZV7SA4810A* | CA*EA6030*3A*+MBVK20DP1X00A* | Singlezone Ducted, Centrally Ducted | 47000 | 29000 | 2.5 | 33600 | 2
GOODMAN | GZV7SA | 215434438 | HRCU-A-CB | GZV7SA4810A* | CA*EA6030*3A* | Singlezone Ducted, Centrally Ducted | 47000 | 29000 | 2.5 | 33600 | 2
GOODMAN | GZV7SA | 215434437 | HRCU-A-CB | GZV7SA4810A* | CA*EA6030*3A* | Singlezone Ducted, Centrally Ducted | 47000 | 29000 | 2.5 | 33600 | 2
GOODMAN | GZV7SA | 215434436 | HRCU-A-CB | GZV7SA4810A* | CA*EA6030*3A* | Singlezone Ducted, Centrally Ducted | 47000 | 29000 | 2.5 | 33600 | 2
GOODMAN | GZV7SA | 215434435 | HRCU-A-CB | GZV7SA4810A* | CA*EA6030*3A* | Singlezone Ducted, Centrally Ducted | 47000 | 29000 | 2.5 | 33600 | 2
GOODMAN | GZV7SA | 215433959 | HRCU-A-CB | GZV7SA4810A* | CA*EA6030*3A*+MBVK16CP1X00A* | Singlezone Ducted, Centrally Ducted | 47000 | 29000 | 2.5 | 33600 | 2
GOODMAN | GZV7SA | 215434434 | HRCU-A-CB | GZV7SA4810A* | CA*EA6030*3A* | Singlezone Ducted, Centrally Ducted | 47000 | 29000 | 2.5 | 33600 | 2
GOODMAN | GZV7SA | 215434433 | HRCU-A-CB | GZV7SA4810A* | CA*EA6030*3A* | Singlezone Ducted, Centrally Ducted | 47000 | 29000 | 2.5 | 33600 | 2
GOODMAN | GZV7SA | 215434432 | HRCU-A-CB | GZV7SA4810A* | CA*EA6030*3A* | Singlezone Ducted, Centrally Ducted | 47000 | 29000 | 2.5 | 33600 | 2
GOODMAN | GZV7SA | 215434431 | HRCU-A-CB | GZV7SA4810A* | CA*EA6030*3A* | Singlezone Ducted, Centrally Ducted | 47000 | 29000 | 2.5 | 33600 | 2
GOODMAN | GZV7SA | 215434430 | HRCU-A-CB | GZV7SA4810A* | CA*EA6030*3A* | Singlezone Ducted, Centrally Ducted | 47000 | 29000 | 2.5 | 33600 | 2
GOODMAN | GZV7SA | 215434429 | HRCU-A-CB | GZV7SA4810A* | CA*EA6030*3A* | Singlezone Ducted, Centrally Ducted | 47000 | 29000 | 2.5 | 33600 | 2
GOODMAN | GZV7SA | 215434428 | HRCU-A-CB | GZV7SA4810A* | CA*EA6030*3A* | Singlezone Ducted, Centrally Ducted | 47000 | 29000 | 2.5 | 33600 | 2
GOODMAN | GZV7SA | 215434427 | HRCU-A-CB | GZV7SA4810A* | CA*EA6030*3A* | Singlezone Ducted, Centrally Ducted | 47000 | 29000 | 2.5 | 33600 | 2
GOODMAN | GZV7SA | 215434426 | HRCU-A-CB | GZV7SA4810A* | CA*EA6030*3A* | Singlezone Ducted, Centrally Ducted | 47000 | 29000 | 2.5 | 33600 | 2
GOODMAN | GZV7SA | 215429752 | HRCU-A-CB | GZV7SA4810A* | AHVE60DP0300A* | Singlezone Ducted, Centrally Ducted | 47500 | 29000 | 2.5 | 33600 | 2
GOODMAN | GZV7SA | 215429199 | HRCU-A-CB | GZV7SA4810A* | AHVE60DP1300A* | Singlezone Ducted, Centrally Ducted | 47500 | 29000 | 2.5 | 33600 | 2
GOODMAN | GZV7SA | 215433946 | HRCU-A-CB | GZV7SA4210A* | CHPEA6030*3A*+MBVK20DP1X00A* | Singlezone Ducted, Centrally Ducted | 41000 | 28000 | 2.5 | 31000 | 2
GOODMAN | GZV7SA | 215433944 | HRCU-A-CB | GZV7SA4210A* | CHPEA4830*3A*+MBVK20DP1X00A* | Singlezone Ducted, Centrally Ducted | 41000 | 28000 | 2.5 | 31000 | 2
GOODMAN | GZV7SA | 215433942 | HRCU-A-CB | GZV7SA4210A* | CA*EA6030*3A*+MBVK20DP1X00A* | Singlezone Ducted, Centrally Ducted | 41000 | 28000 | 2.5 | 31000 | 2
GOODMAN | GZV7SA | 215433941 | HRCU-A-CB | GZV7SA4210A* | CA*EA6030*3A*+MBVK16CP1X00A* | Singlezone Ducted, Centrally Ducted | 41000 | 28000 | 2.5 | 31000 | 2
GOODMAN | GZV7SA | 215434321 | HRCU-A-CB | GZV7SA4210A* | CA*EA6030*3A* | Singlezone Ducted, Centrally Ducted | 41000 | 28000 | 2.5 | 31000 | 2
GOODMAN | GZV7SA | 215434320 | HRCU-A-CB | GZV7SA4210A* | CA*EA6030*3A* | Singlezone Ducted, Centrally Ducted | 41000 | 28000 | 2.5 | 31000 | 2
GOODMAN | GZV7SA | 215434319 | HRCU-A-CB | GZV7SA4210A* | CA*EA6030*3A* | Singlezone Ducted, Centrally Ducted | 41000 | 28000 | 2.5 | 31000 | 2
GOODMAN | GZV7SA | 215434318 | HRCU-A-CB | GZV7SA4210A* | CA*EA6030*3A* | Singlezone Ducted, Centrally Ducted | 41000 | 28000 | 2.5 | 31000 | 2
GOODMAN | GZV7SA | 215434317 | HRCU-A-CB | GZV7SA4210A* | CA*EA6030*3A* | Singlezone Ducted, Centrally Ducted | 41000 | 28000 | 2.5 | 31000 | 2
GOODMAN | GZV7SA | 215434316 | HRCU-A-CB | GZV7SA4210A* | CA*EA6030*3A* | Singlezone Ducted, Centrally Ducted | 41000 | 28000 | 2.5 | 31000 | 2
GOODMAN | GZV7SA | 215434315 | HRCU-A-CB | GZV7SA4210A* | CA*EA6030*3A* | Singlezone Ducted, Centrally Ducted | 41000 | 28000 | 2.5 | 31000 | 2
GOODMAN | GZV7SA | 215434314 | HRCU-A-CB | GZV7SA4210A* | CA*EA6030*3A* | Singlezone Ducted, Centrally Ducted | 41000 | 28000 | 2.5 | 31000 | 2
GOODMAN | GZV7SA | 215434313 | HRCU-A-CB | GZV7SA4210A* | CA*EA6030*3A* | Singlezone Ducted, Centrally Ducted | 41000 | 28000 | 2.5 | 31000 | 2
GOODMAN | GZV7SA | 215434312 | HRCU-A-CB | GZV7SA4210A* | CA*EA6030*3A* | Singlezone Ducted, Centrally Ducted | 41000 | 28000 | 2.5 | 31000 | 2
GOODMAN | GZV7SA | 215434311 | HRCU-A-CB | GZV7SA4210A* | CA*EA6030*3A* | Singlezone Ducted, Centrally Ducted | 41000 | 28000 | 2.5 | 31000 | 2
GOODMAN | GZV7SA | 215434310 | HRCU-A-CB | GZV7SA4210A* | CA*EA6030*3A* | Singlezone Ducted, Centrally Ducted | 41000 | 28000 | 2.5 | 31000 | 2
GOODMAN | GZV7SA | 215434309 | HRCU-A-CB | GZV7SA4210A* | CA*EA6030*3A* | Singlezone Ducted, Centrally Ducted | 41000 | 28000 | 2.5 | 31000 | 2
GOODMAN | GZV7SA | 215429751 | HRCU-A-CB | GZV7SA4210A* | AHVE60DP0300A* | Singlezone Ducted, Centrally Ducted | 41000 | 28000 | 2.5 | 31000 | 2
GOODMAN | GZV7SA | 215429198 | HRCU-A-CB | GZV7SA4210A* | AHVE60DP1300A* | Singlezone Ducted, Centrally Ducted | 41000 | 28000 | 2.5 | 31000 | 2
GOODMAN | GZV7SA | 215433910 | HRCU-A-CB | GZV7SA2410A* | CHPEA3026*3A*+MBVK16CP1X00A* | Singlezone Ducted, Centrally Ducted | 23200 | 15800 | 2.5 | 17000 | 2
GOODMAN | GZV7SA | 215433909 | HRCU-A-CB | GZV7SA2410A* | CHPEA3026*3A*+MBVK12BP1X00A* | Singlezone Ducted, Centrally Ducted | 23200 | 15800 | 2.5 | 17000 | 2
GOODMAN | GZV7SA | 215434134 | HRCU-A-CB | GZV7SA2410A* | CHPEA3026*3A* | Singlezone Ducted, Centrally Ducted | 23200 | 15800 | 2.5 | 17000 | 2
GOODMAN | GZV7SA | 215434133 | HRCU-A-CB | GZV7SA2410A* | CHPEA3026*3A* | Singlezone Ducted, Centrally Ducted | 23200 | 15800 | 2.5 | 17000 | 2
GOODMAN | GZV7SA | 215434132 | HRCU-A-CB | GZV7SA2410A* | CHPEA3026*3A* | Singlezone Ducted, Centrally Ducted | 23200 | 15800 | 2.5 | 17000 | 2
GOODMAN | GZV7SA | 215434131 | HRCU-A-CB | GZV7SA2410A* | CHPEA3026*3A* | Singlezone Ducted, Centrally Ducted | 23200 | 15800 | 2.5 | 17000 | 2
GOODMAN | GZV7SA | 215434130 | HRCU-A-CB | GZV7SA2410A* | CHPEA3026*3A* | Singlezone Ducted, Centrally Ducted | 23200 | 15800 | 2.5 | 17000 | 2
GOODMAN | GZV7SA | 215434129 | HRCU-A-CB | GZV7SA2410A* | CHPEA3026*3A* | Singlezone Ducted, Centrally Ducted | 23200 | 15800 | 2.5 | 17000 | 2
GOODMAN | GZV7SA | 215434128 | HRCU-A-CB | GZV7SA2410A* | CHPEA3026*3A* | Singlezone Ducted, Centrally Ducted | 23200 | 15800 | 2.5 | 17000 | 2
GOODMAN | GZV7SA | 215434127 | HRCU-A-CB | GZV7SA2410A* | CHPEA3026*3A* | Singlezone Ducted, Centrally Ducted | 23200 | 15800 | 2.5 | 17000 | 2
GOODMAN | GZV7SA | 215434126 | HRCU-A-CB | GZV7SA2410A* | CHPEA3026*3A* | Singlezone Ducted, Centrally Ducted | 23200 | 15800 | 2.5 | 17000 | 2
GOODMAN | GZV7SA | 215434125 | HRCU-A-CB | GZV7SA2410A* | CHPEA3026*3A* | Singlezone Ducted, Centrally Ducted | 23200 | 15800 | 2.5 | 17000 | 2
GOODMAN | GZV7SA | 215434124 | HRCU-A-CB | GZV7SA2410A* | CHPEA3026*3A* | Singlezone Ducted, Centrally Ducted | 23200 | 15800 | 2.5 | 17000 | 2
GOODMAN | GZV7SA | 215434123 | HRCU-A-CB | GZV7SA2410A* | CHPEA3026*3A* | Singlezone Ducted, Centrally Ducted | 23200 | 15800 | 2.5 | 17000 | 2
GOODMAN | GZV7SA | 215434122 | HRCU-A-CB | GZV7SA2410A* | CHPEA3026*3A* | Singlezone Ducted, Centrally Ducted | 23200 | 15800 | 2.5 | 17000 | 2
GOODMAN | GZV7SA | 215434121 | HRCU-A-CB | GZV7SA2410A* | CHPEA3026*3A* | Singlezone Ducted, Centrally Ducted | 23200 | 15800 | 2.5 | 17000 | 2
GOODMAN | GZV7SA | 215434120 | HRCU-A-CB | GZV7SA2410A* | CHPEA3026*3A* | Singlezone Ducted, Centrally Ducted | 23200 | 15800 | 2.5 | 17000 | 2
GOODMAN | GZV7SA | 215434119 | HRCU-A-CB | GZV7SA2410A* | CHPEA3026*3A* | Singlezone Ducted, Centrally Ducted | 23200 | 15800 | 2.5 | 17000 | 2
GOODMAN | GZV7SA | 215434118 | HRCU-A-CB | GZV7SA2410A* | CHPEA3026*3A* | Singlezone Ducted, Centrally Ducted | 23200 | 15800 | 2.5 | 17000 | 2
GOODMAN | GZV7SA | 215434117 | HRCU-A-CB | GZV7SA2410A* | CHPEA3026*3A* | Singlezone Ducted, Centrally Ducted | 23200 | 15800 | 2.5 | 17000 | 2
GOODMAN | GZV7SA | 215434116 | HRCU-A-CB | GZV7SA2410A* | CHPEA3026*3A* | Singlezone Ducted, Centrally Ducted | 23200 | 15800 | 2.5 | 17000 | 2
GOODMAN | GZV7SA | 215433908 | HRCU-A-CB | GZV7SA2410A* | CA*EA3626*3A*+MBVK16CP1X00A* | Singlezone Ducted, Centrally Ducted | 23200 | 15800 | 2.5 | 17000 | 2
GOODMAN | GZV7SA | 215433907 | HRCU-A-CB | GZV7SA2410A* | CA*EA3626*3A*+MBVK12BP1X00A* | Singlezone Ducted, Centrally Ducted | 23200 | 15800 | 2.5 | 17000 | 2
GOODMAN | GZV7SA | 215434115 | HRCU-A-CB | GZV7SA2410A* | CA*EA3626*3A* | Singlezone Ducted, Centrally Ducted | 23200 | 15800 | 2.5 | 17000 | 2
GOODMAN | GZV7SA | 215434114 | HRCU-A-CB | GZV7SA2410A* | CA*EA3626*3A* | Singlezone Ducted, Centrally Ducted | 23200 | 15800 | 2.5 | 17000 | 2
GOODMAN | GZV7SA | 215434113 | HRCU-A-CB | GZV7SA2410A* | CA*EA3626*3A* | Singlezone Ducted, Centrally Ducted | 23200 | 15800 | 2.5 | 17000 | 2
GOODMAN | GZV7SA | 215434112 | HRCU-A-CB | GZV7SA2410A* | CA*EA3626*3A* | Singlezone Ducted, Centrally Ducted | 23200 | 15800 | 2.5 | 17000 | 2
GOODMAN | GZV7SA | 215434111 | HRCU-A-CB | GZV7SA2410A* | CA*EA3626*3A* | Singlezone Ducted, Centrally Ducted | 23200 | 15800 | 2.5 | 17000 | 2
GOODMAN | GZV7SA | 215434110 | HRCU-A-CB | GZV7SA2410A* | CA*EA3626*3A* | Singlezone Ducted, Centrally Ducted | 23200 | 15800 | 2.5 | 17000 | 2
GOODMAN | GZV7SA | 215434109 | HRCU-A-CB | GZV7SA2410A* | CA*EA3626*3A* | Singlezone Ducted, Centrally Ducted | 23200 | 15800 | 2.5 | 17000 | 2
GOODMAN | GZV7SA | 215434108 | HRCU-A-CB | GZV7SA2410A* | CA*EA3626*3A* | Singlezone Ducted, Centrally Ducted | 23200 | 15800 | 2.5 | 17000 | 2
GOODMAN | GZV7SA | 215434107 | HRCU-A-CB | GZV7SA2410A* | CA*EA3626*3A* | Singlezone Ducted, Centrally Ducted | 23200 | 15800 | 2.5 | 17000 | 2
GOODMAN | GZV7SA | 215434106 | HRCU-A-CB | GZV7SA2410A* | CA*EA3626*3A* | Singlezone Ducted, Centrally Ducted | 23200 | 15800 | 2.5 | 17000 | 2
GOODMAN | GZV7SA | 215434105 | HRCU-A-CB | GZV7SA2410A* | CA*EA3626*3A* | Singlezone Ducted, Centrally Ducted | 23200 | 15800 | 2.5 | 17000 | 2
GOODMAN | GZV7SA | 215434104 | HRCU-A-CB | GZV7SA2410A* | CA*EA3626*3A* | Singlezone Ducted, Centrally Ducted | 23200 | 15800 | 2.5 | 17000 | 2
GOODMAN | GZV7SA | 215434103 | HRCU-A-CB | GZV7SA2410A* | CA*EA3626*3A* | Singlezone Ducted, Centrally Ducted | 23200 | 15800 | 2.5 | 17000 | 2
GOODMAN | GZV7SA | 215434102 | HRCU-A-CB | GZV7SA2410A* | CA*EA3626*3A* | Singlezone Ducted, Centrally Ducted | 23200 | 15800 | 2.5 | 17000 | 2
GOODMAN | GZV7SA | 215434101 | HRCU-A-CB | GZV7SA2410A* | CA*EA3626*3A* | Singlezone Ducted, Centrally Ducted | 23200 | 15800 | 2.5 | 17000 | 2
GOODMAN | GZV7SA | 215434100 | HRCU-A-CB | GZV7SA2410A* | CA*EA3626*3A* | Singlezone Ducted, Centrally Ducted | 23200 | 15800 | 2.5 | 17000 | 2
GOODMAN | GZV7SA | 215434099 | HRCU-A-CB | GZV7SA2410A* | CA*EA3626*3A* | Singlezone Ducted, Centrally Ducted | 23200 | 15800 | 2.5 | 17000 | 2
GOODMAN | GZV7SA | 215434098 | HRCU-A-CB | GZV7SA2410A* | CA*EA3626*3A* | Singlezone Ducted, Centrally Ducted | 23200 | 15800 | 2.5 | 17000 | 2
GOODMAN | GZV7SA | 215434097 | HRCU-A-CB | GZV7SA2410A* | CA*EA3626*3A* | Singlezone Ducted, Centrally Ducted | 23200 | 15800 | 2.5 | 17000 | 2
GOODMAN | GZV7SA | 215433906 | HRCU-A-CB | GZV7SA2410A* | CA*EA3022*3A*+MBVK16CP1X00A* | Singlezone Ducted, Centrally Ducted | 23200 | 15800 | 2.5 | 17000 | 2
GOODMAN | GZV7SA | 215433905 | HRCU-A-CB | GZV7SA2410A* | CA*EA3022*3A*+MBVK12BP1X00A* | Singlezone Ducted, Centrally Ducted | 23200 | 15800 | 2.5 | 17000 | 2
GOODMAN | GZV7SA | 215434096 | HRCU-A-CB | GZV7SA2410A* | CA*EA3022*3A* | Singlezone Ducted, Centrally Ducted | 23200 | 15800 | 2.5 | 17000 | 2
GOODMAN | GZV7SA | 215434095 | HRCU-A-CB | GZV7SA2410A* | CA*EA3022*3A* | Singlezone Ducted, Centrally Ducted | 23200 | 15800 | 2.5 | 17000 | 2
GOODMAN | GZV7SA | 215434094 | HRCU-A-CB | GZV7SA2410A* | CA*EA3022*3A* | Singlezone Ducted, Centrally Ducted | 23200 | 15800 | 2.5 | 17000 | 2
GOODMAN | GZV7SA | 215434093 | HRCU-A-CB | GZV7SA2410A* | CA*EA3022*3A* | Singlezone Ducted, Centrally Ducted | 23200 | 15800 | 2.5 | 17000 | 2
GOODMAN | GZV7SA | 215434092 | HRCU-A-CB | GZV7SA2410A* | CA*EA3022*3A* | Singlezone Ducted, Centrally Ducted | 23200 | 15800 | 2.5 | 17000 | 2
GOODMAN | GZV7SA | 215434091 | HRCU-A-CB | GZV7SA2410A* | CA*EA3022*3A* | Singlezone Ducted, Centrally Ducted | 23200 | 15800 | 2.5 | 17000 | 2
GOODMAN | GZV7SA | 215434090 | HRCU-A-CB | GZV7SA2410A* | CA*EA3022*3A* | Singlezone Ducted, Centrally Ducted | 23200 | 15800 | 2.5 | 17000 | 2
GOODMAN | GZV7SA | 215434089 | HRCU-A-CB | GZV7SA2410A* | CA*EA3022*3A* | Singlezone Ducted, Centrally Ducted | 23200 | 15800 | 2.5 | 17000 | 2
GOODMAN | GZV7SA | 215434088 | HRCU-A-CB | GZV7SA2410A* | CA*EA3022*3A* | Singlezone Ducted, Centrally Ducted | 23200 | 15800 | 2.5 | 17000 | 2
GOODMAN | GZV7SA | 215434087 | HRCU-A-CB | GZV7SA2410A* | CA*EA3022*3A* | Singlezone Ducted, Centrally Ducted | 23200 | 15800 | 2.5 | 17000 | 2
GOODMAN | GZV7SA | 215434086 | HRCU-A-CB | GZV7SA2410A* | CA*EA3022*3A* | Singlezone Ducted, Centrally Ducted | 23200 | 15800 | 2.5 | 17000 | 2
GOODMAN | GZV7SA | 215434085 | HRCU-A-CB | GZV7SA2410A* | CA*EA3022*3A* | Singlezone Ducted, Centrally Ducted | 23200 | 15800 | 2.5 | 17000 | 2
GOODMAN | GZV7SA | 215434084 | HRCU-A-CB | GZV7SA2410A* | CA*EA3022*3A* | Singlezone Ducted, Centrally Ducted | 23200 | 15800 | 2.5 | 17000 | 2
GOODMAN | GZV7SA | 215434083 | HRCU-A-CB | GZV7SA2410A* | CA*EA3022*3A* | Singlezone Ducted, Centrally Ducted | 23200 | 15800 | 2.5 | 17000 | 2
GOODMAN | GZV7SA | 215434082 | HRCU-A-CB | GZV7SA2410A* | CA*EA3022*3A* | Singlezone Ducted, Centrally Ducted | 23200 | 15800 | 2.5 | 17000 | 2
GOODMAN | GZV7SA | 215434081 | HRCU-A-CB | GZV7SA2410A* | CA*EA3022*3A* | Singlezone Ducted, Centrally Ducted | 23200 | 15800 | 2.5 | 17000 | 2
GOODMAN | GZV7SA | 215434080 | HRCU-A-CB | GZV7SA2410A* | CA*EA3022*3A* | Singlezone Ducted, Centrally Ducted | 23200 | 15800 | 2.5 | 17000 | 2
GOODMAN | GZV7SA | 215434079 | HRCU-A-CB | GZV7SA2410A* | CA*EA3022*3A* | Singlezone Ducted, Centrally Ducted | 23200 | 15800 | 2.5 | 17000 | 2
GOODMAN | GZV7SA | 215429734 | HRCU-A-CB | GZV7SA2410A* | AHVE36CP0300A* | Singlezone Ducted, Centrally Ducted | 23200 | 15800 | 2.5 | 17000 | 2
GOODMAN | GZV7SA | 215429196 | HRCU-A-CB | GZV7SA2410A* | AHVE36CP1300A* | Singlezone Ducted, Centrally Ducted | 23200 | 15800 | 2.5 | 17000 | 2
AMANA | AZV7SA | 215433954 | HRCU-A-CB | AZV7SA4810A* | CA*EA6030*3A*+MBVK20DP1X00A* | Singlezone Ducted, Centrally Ducted | 47000 | 29000 | 2.5 | 33600 | 2
AMANA | AZV7SA | 215434399 | HRCU-A-CB | AZV7SA4810A* | CA*EA6030*3A* | Singlezone Ducted, Centrally Ducted | 47000 | 29000 | 2.5 | 33600 | 2
AMANA | AZV7SA | 215434398 | HRCU-A-CB | AZV7SA4810A* | CA*EA6030*3A* | Singlezone Ducted, Centrally Ducted | 47000 | 29000 | 2.5 | 33600 | 2
AMANA | AZV7SA | 215434397 | HRCU-A-CB | AZV7SA4810A* | CA*EA6030*3A* | Singlezone Ducted, Centrally Ducted | 47000 | 29000 | 2.5 | 33600 | 2
AMANA | AZV7SA | 215434396 | HRCU-A-CB | AZV7SA4810A* | CA*EA6030*3A* | Singlezone Ducted, Centrally Ducted | 47000 | 29000 | 2.5 | 33600 | 2
AMANA | AZV7SA | 215433953 | HRCU-A-CB | AZV7SA4810A* | CA*EA6030*3A*+MBVK16CP1X00A* | Singlezone Ducted, Centrally Ducted | 47000 | 29000 | 2.5 | 33600 | 2
AMANA | AZV7SA | 215434395 | HRCU-A-CB | AZV7SA4810A* | CA*EA6030*3A* | Singlezone Ducted, Centrally Ducted | 47000 | 29000 | 2.5 | 33600 | 2
AMANA | AZV7SA | 215434394 | HRCU-A-CB | AZV7SA4810A* | CA*EA6030*3A* | Singlezone Ducted, Centrally Ducted | 47000 | 29000 | 2.5 | 33600 | 2
AMANA | AZV7SA | 215434393 | HRCU-A-CB | AZV7SA4810A* | CA*EA6030*3A* | Singlezone Ducted, Centrally Ducted | 47000 | 29000 | 2.5 | 33600 | 2
AMANA | AZV7SA | 215434392 | HRCU-A-CB | AZV7SA4810A* | CA*EA6030*3A* | Singlezone Ducted, Centrally Ducted | 47000 | 29000 | 2.5 | 33600 | 2
AMANA | AZV7SA | 215434391 | HRCU-A-CB | AZV7SA4810A* | CA*EA6030*3A* | Singlezone Ducted, Centrally Ducted | 47000 | 29000 | 2.5 | 33600 | 2
AMANA | AZV7SA | 215434390 | HRCU-A-CB | AZV7SA4810A* | CA*EA6030*3A* | Singlezone Ducted, Centrally Ducted | 47000 | 29000 | 2.5 | 33600 | 2
AMANA | AZV7SA | 215434389 | HRCU-A-CB | AZV7SA4810A* | CA*EA6030*3A* | Singlezone Ducted, Centrally Ducted | 47000 | 29000 | 2.5 | 33600 | 2
AMANA | AZV7SA | 215434388 | HRCU-A-CB | AZV7SA4810A* | CA*EA6030*3A* | Singlezone Ducted, Centrally Ducted | 47000 | 29000 | 2.5 | 33600 | 2
AMANA | AZV7SA | 215434387 | HRCU-A-CB | AZV7SA4810A* | CA*EA6030*3A* | Singlezone Ducted, Centrally Ducted | 47000 | 29000 | 2.5 | 33600 | 2
AMANA | AZV7SA | 215429750 | HRCU-A-CB | AZV7SA4810A* | AHVE60DP0300A* | Singlezone Ducted, Centrally Ducted | 47500 | 29000 | 2.5 | 33600 | 2
AMANA | AZV7SA | 215429189 | HRCU-A-CB | AZV7SA4810A* | AHVE60DP1300A* | Singlezone Ducted, Centrally Ducted | 47500 | 29000 | 2.5 | 33600 | 2
AMANA | AZV7SA | 215433940 | HRCU-A-CB | AZV7SA4210A* | CHPEA6030*3A*+MBVK20DP1X00A* | Singlezone Ducted, Centrally Ducted | 41000 | 28000 | 2.5 | 31000 | 2
AMANA | AZV7SA | 215433938 | HRCU-A-CB | AZV7SA4210A* | CHPEA4830*3A*+MBVK20DP1X00A* | Singlezone Ducted, Centrally Ducted | 41000 | 28000 | 2.5 | 31000 | 2
AMANA | AZV7SA | 215433936 | HRCU-A-CB | AZV7SA4210A* | CA*EA6030*3A*+MBVK20DP1X00A* | Singlezone Ducted, Centrally Ducted | 41000 | 28000 | 2.5 | 31000 | 2
AMANA | AZV7SA | 215433935 | HRCU-A-CB | AZV7SA4210A* | CA*EA6030*3A*+MBVK16CP1X00A* | Singlezone Ducted, Centrally Ducted | 41000 | 28000 | 2.5 | 31000 | 2
AMANA | AZV7SA | 215434282 | HRCU-A-CB | AZV7SA4210A* | CA*EA6030*3A* | Singlezone Ducted, Centrally Ducted | 41000 | 28000 | 2.5 | 31000 | 2
AMANA | AZV7SA | 215434281 | HRCU-A-CB | AZV7SA4210A* | CA*EA6030*3A* | Singlezone Ducted, Centrally Ducted | 41000 | 28000 | 2.5 | 31000 | 2
AMANA | AZV7SA | 215434280 | HRCU-A-CB | AZV7SA4210A* | CA*EA6030*3A* | Singlezone Ducted, Centrally Ducted | 41000 | 28000 | 2.5 | 31000 | 2
AMANA | AZV7SA | 215434279 | HRCU-A-CB | AZV7SA4210A* | CA*EA6030*3A* | Singlezone Ducted, Centrally Ducted | 41000 | 28000 | 2.5 | 31000 | 2
AMANA | AZV7SA | 215434278 | HRCU-A-CB | AZV7SA4210A* | CA*EA6030*3A* | Singlezone Ducted, Centrally Ducted | 41000 | 28000 | 2.5 | 31000 | 2
AMANA | AZV7SA | 215434277 | HRCU-A-CB | AZV7SA4210A* | CA*EA6030*3A* | Singlezone Ducted, Centrally Ducted | 41000 | 28000 | 2.5 | 31000 | 2
AMANA | AZV7SA | 215434276 | HRCU-A-CB | AZV7SA4210A* | CA*EA6030*3A* | Singlezone Ducted, Centrally Ducted | 41000 | 28000 | 2.5 | 31000 | 2
AMANA | AZV7SA | 215434275 | HRCU-A-CB | AZV7SA4210A* | CA*EA6030*3A* | Singlezone Ducted, Centrally Ducted | 41000 | 28000 | 2.5 | 31000 | 2
AMANA | AZV7SA | 215434274 | HRCU-A-CB | AZV7SA4210A* | CA*EA6030*3A* | Singlezone Ducted, Centrally Ducted | 41000 | 28000 | 2.5 | 31000 | 2
AMANA | AZV7SA | 215434273 | HRCU-A-CB | AZV7SA4210A* | CA*EA6030*3A* | Singlezone Ducted, Centrally Ducted | 41000 | 28000 | 2.5 | 31000 | 2
AMANA | AZV7SA | 215434272 | HRCU-A-CB | AZV7SA4210A* | CA*EA6030*3A* | Singlezone Ducted, Centrally Ducted | 41000 | 28000 | 2.5 | 31000 | 2
AMANA | AZV7SA | 215434271 | HRCU-A-CB | AZV7SA4210A* | CA*EA6030*3A* | Singlezone Ducted, Centrally Ducted | 41000 | 28000 | 2.5 | 31000 | 2
AMANA | AZV7SA | 215434270 | HRCU-A-CB | AZV7SA4210A* | CA*EA6030*3A* | Singlezone Ducted, Centrally Ducted | 41000 | 28000 | 2.5 | 31000 | 2
AMANA | AZV7SA | 215429749 | HRCU-A-CB | AZV7SA4210A* | AHVE60DP0300A* | Singlezone Ducted, Centrally Ducted | 41000 | 28000 | 2.5 | 31000 | 2
AMANA | AZV7SA | 215429188 | HRCU-A-CB | AZV7SA4210A* | AHVE60DP1300A* | Singlezone Ducted, Centrally Ducted | 41000 | 28000 | 2.5 | 31000 | 2
AMANA | AZV7SA | 215433904 | HRCU-A-CB | AZV7SA2410A* | CHPEA3026*3A*+MBVK16CP1X00A* | Singlezone Ducted, Centrally Ducted | 23200 | 15800 | 2.5 | 17000 | 2
AMANA | AZV7SA | 215433903 | HRCU-A-CB | AZV7SA2410A* | CHPEA3026*3A*+MBVK12BP1X00A* | Singlezone Ducted, Centrally Ducted | 23200 | 15800 | 2.5 | 17000 | 2
AMANA | AZV7SA | 215434078 | HRCU-A-CB | AZV7SA2410A* | CHPEA3026*3A* | Singlezone Ducted, Centrally Ducted | 23200 | 15800 | 2.5 | 17000 | 2
AMANA | AZV7SA | 215434077 | HRCU-A-CB | AZV7SA2410A* | CHPEA3026*3A* | Singlezone Ducted, Centrally Ducted | 23200 | 15800 | 2.5 | 17000 | 2
AMANA | AZV7SA | 215434076 | HRCU-A-CB | AZV7SA2410A* | CHPEA3026*3A* | Singlezone Ducted, Centrally Ducted | 23200 | 15800 | 2.5 | 17000 | 2
AMANA | AZV7SA | 215434075 | HRCU-A-CB | AZV7SA2410A* | CHPEA3026*3A* | Singlezone Ducted, Centrally Ducted | 23200 | 15800 | 2.5 | 17000 | 2
AMANA | AZV7SA | 215434074 | HRCU-A-CB | AZV7SA2410A* | CHPEA3026*3A* | Singlezone Ducted, Centrally Ducted | 23200 | 15800 | 2.5 | 17000 | 2
AMANA | AZV7SA | 215434073 | HRCU-A-CB | AZV7SA2410A* | CHPEA3026*3A* | Singlezone Ducted, Centrally Ducted | 23200 | 15800 | 2.5 | 17000 | 2
AMANA | AZV7SA | 215434072 | HRCU-A-CB | AZV7SA2410A* | CHPEA3026*3A* | Singlezone Ducted, Centrally Ducted | 23200 | 15800 | 2.5 | 17000 | 2
AMANA | AZV7SA | 215434071 | HRCU-A-CB | AZV7SA2410A* | CHPEA3026*3A* | Singlezone Ducted, Centrally Ducted | 23200 | 15800 | 2.5 | 17000 | 2
AMANA | AZV7SA | 215434070 | HRCU-A-CB | AZV7SA2410A* | CHPEA3026*3A* | Singlezone Ducted, Centrally Ducted | 23200 | 15800 | 2.5 | 17000 | 2
AMANA | AZV7SA | 215434069 | HRCU-A-CB | AZV7SA2410A* | CHPEA3026*3A* | Singlezone Ducted, Centrally Ducted | 23200 | 15800 | 2.5 | 17000 | 2
AMANA | AZV7SA | 215434068 | HRCU-A-CB | AZV7SA2410A* | CHPEA3026*3A* | Singlezone Ducted, Centrally Ducted | 23200 | 15800 | 2.5 | 17000 | 2
AMANA | AZV7SA | 215434067 | HRCU-A-CB | AZV7SA2410A* | CHPEA3026*3A* | Singlezone Ducted, Centrally Ducted | 23200 | 15800 | 2.5 | 17000 | 2
AMANA | AZV7SA | 215434066 | HRCU-A-CB | AZV7SA2410A* | CHPEA3026*3A* | Singlezone Ducted, Centrally Ducted | 23200 | 15800 | 2.5 | 17000 | 2
AMANA | AZV7SA | 215434065 | HRCU-A-CB | AZV7SA2410A* | CHPEA3026*3A* | Singlezone Ducted, Centrally Ducted | 23200 | 15800 | 2.5 | 17000 | 2
AMANA | AZV7SA | 215434064 | HRCU-A-CB | AZV7SA2410A* | CHPEA3026*3A* | Singlezone Ducted, Centrally Ducted | 23200 | 15800 | 2.5 | 17000 | 2
AMANA | AZV7SA | 215434063 | HRCU-A-CB | AZV7SA2410A* | CHPEA3026*3A* | Singlezone Ducted, Centrally Ducted | 23200 | 15800 | 2.5 | 17000 | 2
AMANA | AZV7SA | 215434062 | HRCU-A-CB | AZV7SA2410A* | CHPEA3026*3A* | Singlezone Ducted, Centrally Ducted | 23200 | 15800 | 2.5 | 17000 | 2
AMANA | AZV7SA | 215434061 | HRCU-A-CB | AZV7SA2410A* | CHPEA3026*3A* | Singlezone Ducted, Centrally Ducted | 23200 | 15800 | 2.5 | 17000 | 2
AMANA | AZV7SA | 215434060 | HRCU-A-CB | AZV7SA2410A* | CHPEA3026*3A* | Singlezone Ducted, Centrally Ducted | 23200 | 15800 | 2.5 | 17000 | 2
AMANA | AZV7SA | 215433902 | HRCU-A-CB | AZV7SA2410A* | CA*EA3626*3A*+MBVK16CP1X00A* | Singlezone Ducted, Centrally Ducted | 23200 | 15800 | 2.5 | 17000 | 2
AMANA | AZV7SA | 215433901 | HRCU-A-CB | AZV7SA2410A* | CA*EA3626*3A*+MBVK12BP1X00A* | Singlezone Ducted, Centrally Ducted | 23200 | 15800 | 2.5 | 17000 | 2
AMANA | AZV7SA | 215434059 | HRCU-A-CB | AZV7SA2410A* | CA*EA3626*3A* | Singlezone Ducted, Centrally Ducted | 23200 | 15800 | 2.5 | 17000 | 2
AMANA | AZV7SA | 215434058 | HRCU-A-CB | AZV7SA2410A* | CA*EA3626*3A* | Singlezone Ducted, Centrally Ducted | 23200 | 15800 | 2.5 | 17000 | 2
AMANA | AZV7SA | 215434057 | HRCU-A-CB | AZV7SA2410A* | CA*EA3626*3A* | Singlezone Ducted, Centrally Ducted | 23200 | 15800 | 2.5 | 17000 | 2
AMANA | AZV7SA | 215434056 | HRCU-A-CB | AZV7SA2410A* | CA*EA3626*3A* | Singlezone Ducted, Centrally Ducted | 23200 | 15800 | 2.5 | 17000 | 2
AMANA | AZV7SA | 215434055 | HRCU-A-CB | AZV7SA2410A* | CA*EA3626*3A* | Singlezone Ducted, Centrally Ducted | 23200 | 15800 | 2.5 | 17000 | 2
AMANA | AZV7SA | 215434054 | HRCU-A-CB | AZV7SA2410A* | CA*EA3626*3A* | Singlezone Ducted, Centrally Ducted | 23200 | 15800 | 2.5 | 17000 | 2
AMANA | AZV7SA | 215434053 | HRCU-A-CB | AZV7SA2410A* | CA*EA3626*3A* | Singlezone Ducted, Centrally Ducted | 23200 | 15800 | 2.5 | 17000 | 2
AMANA | AZV7SA | 215434052 | HRCU-A-CB | AZV7SA2410A* | CA*EA3626*3A* | Singlezone Ducted, Centrally Ducted | 23200 | 15800 | 2.5 | 17000 | 2
AMANA | AZV7SA | 215434051 | HRCU-A-CB | AZV7SA2410A* | CA*EA3626*3A* | Singlezone Ducted, Centrally Ducted | 23200 | 15800 | 2.5 | 17000 | 2
AMANA | AZV7SA | 215434050 | HRCU-A-CB | AZV7SA2410A* | CA*EA3626*3A* | Singlezone Ducted, Centrally Ducted | 23200 | 15800 | 2.5 | 17000 | 2
AMANA | AZV7SA | 215434049 | HRCU-A-CB | AZV7SA2410A* | CA*EA3626*3A* | Singlezone Ducted, Centrally Ducted | 23200 | 15800 | 2.5 | 17000 | 2
AMANA | AZV7SA | 215434048 | HRCU-A-CB | AZV7SA2410A* | CA*EA3626*3A* | Singlezone Ducted, Centrally Ducted | 23200 | 15800 | 2.5 | 17000 | 2
AMANA | AZV7SA | 215434047 | HRCU-A-CB | AZV7SA2410A* | CA*EA3626*3A* | Singlezone Ducted, Centrally Ducted | 23200 | 15800 | 2.5 | 17000 | 2
AMANA | AZV7SA | 215434046 | HRCU-A-CB | AZV7SA2410A* | CA*EA3626*3A* | Singlezone Ducted, Centrally Ducted | 23200 | 15800 | 2.5 | 17000 | 2
AMANA | AZV7SA | 215434045 | HRCU-A-CB | AZV7SA2410A* | CA*EA3626*3A* | Singlezone Ducted, Centrally Ducted | 23200 | 15800 | 2.5 | 17000 | 2
AMANA | AZV7SA | 215434044 | HRCU-A-CB | AZV7SA2410A* | CA*EA3626*3A* | Singlezone Ducted, Centrally Ducted | 23200 | 15800 | 2.5 | 17000 | 2
AMANA | AZV7SA | 215434043 | HRCU-A-CB | AZV7SA2410A* | CA*EA3626*3A* | Singlezone Ducted, Centrally Ducted | 23200 | 15800 | 2.5 | 17000 | 2
AMANA | AZV7SA | 215434042 | HRCU-A-CB | AZV7SA2410A* | CA*EA3626*3A* | Singlezone Ducted, Centrally Ducted | 23200 | 15800 | 2.5 | 17000 | 2
AMANA | AZV7SA | 215434041 | HRCU-A-CB | AZV7SA2410A* | CA*EA3626*3A* | Singlezone Ducted, Centrally Ducted | 23200 | 15800 | 2.5 | 17000 | 2
AMANA | AZV7SA | 215433900 | HRCU-A-CB | AZV7SA2410A* | CA*EA3022*3A*+MBVK16CP1X00A* | Singlezone Ducted, Centrally Ducted | 23200 | 15800 | 2.5 | 17000 | 2
AMANA | AZV7SA | 215433899 | HRCU-A-CB | AZV7SA2410A* | CA*EA3022*3A*+MBVK12BP1X00A* | Singlezone Ducted, Centrally Ducted | 23200 | 15800 | 2.5 | 17000 | 2
AMANA | AZV7SA | 215434040 | HRCU-A-CB | AZV7SA2410A* | CA*EA3022*3A* | Singlezone Ducted, Centrally Ducted | 23200 | 15800 | 2.5 | 17000 | 2
AMANA | AZV7SA | 215434039 | HRCU-A-CB | AZV7SA2410A* | CA*EA3022*3A* | Singlezone Ducted, Centrally Ducted | 23200 | 15800 | 2.5 | 17000 | 2
AMANA | AZV7SA | 215434038 | HRCU-A-CB | AZV7SA2410A* | CA*EA3022*3A* | Singlezone Ducted, Centrally Ducted | 23200 | 15800 | 2.5 | 17000 | 2
AMANA | AZV7SA | 215434037 | HRCU-A-CB | AZV7SA2410A* | CA*EA3022*3A* | Singlezone Ducted, Centrally Ducted | 23200 | 15800 | 2.5 | 17000 | 2
AMANA | AZV7SA | 215434036 | HRCU-A-CB | AZV7SA2410A* | CA*EA3022*3A* | Singlezone Ducted, Centrally Ducted | 23200 | 15800 | 2.5 | 17000 | 2
AMANA | AZV7SA | 215434035 | HRCU-A-CB | AZV7SA2410A* | CA*EA3022*3A* | Singlezone Ducted, Centrally Ducted | 23200 | 15800 | 2.5 | 17000 | 2
AMANA | AZV7SA | 215434034 | HRCU-A-CB | AZV7SA2410A* | CA*EA3022*3A* | Singlezone Ducted, Centrally Ducted | 23200 | 15800 | 2.5 | 17000 | 2
AMANA | AZV7SA | 215434033 | HRCU-A-CB | AZV7SA2410A* | CA*EA3022*3A* | Singlezone Ducted, Centrally Ducted | 23200 | 15800 | 2.5 | 17000 | 2
AMANA | AZV7SA | 215434032 | HRCU-A-CB | AZV7SA2410A* | CA*EA3022*3A* | Singlezone Ducted, Centrally Ducted | 23200 | 15800 | 2.5 | 17000 | 2
AMANA | AZV7SA | 215434031 | HRCU-A-CB | AZV7SA2410A* | CA*EA3022*3A* | Singlezone Ducted, Centrally Ducted | 23200 | 15800 | 2.5 | 17000 | 2
AMANA | AZV7SA | 215434030 | HRCU-A-CB | AZV7SA2410A* | CA*EA3022*3A* | Singlezone Ducted, Centrally Ducted | 23200 | 15800 | 2.5 | 17000 | 2
AMANA | AZV7SA | 215434029 | HRCU-A-CB | AZV7SA2410A* | CA*EA3022*3A* | Singlezone Ducted, Centrally Ducted | 23200 | 15800 | 2.5 | 17000 | 2
AMANA | AZV7SA | 215434028 | HRCU-A-CB | AZV7SA2410A* | CA*EA3022*3A* | Singlezone Ducted, Centrally Ducted | 23200 | 15800 | 2.5 | 17000 | 2
AMANA | AZV7SA | 215434027 | HRCU-A-CB | AZV7SA2410A* | CA*EA3022*3A* | Singlezone Ducted, Centrally Ducted | 23200 | 15800 | 2.5 | 17000 | 2
AMANA | AZV7SA | 215434026 | HRCU-A-CB | AZV7SA2410A* | CA*EA3022*3A* | Singlezone Ducted, Centrally Ducted | 23200 | 15800 | 2.5 | 17000 | 2
AMANA | AZV7SA | 215434025 | HRCU-A-CB | AZV7SA2410A* | CA*EA3022*3A* | Singlezone Ducted, Centrally Ducted | 23200 | 15800 | 2.5 | 17000 | 2
AMANA | AZV7SA | 215434024 | HRCU-A-CB | AZV7SA2410A* | CA*EA3022*3A* | Singlezone Ducted, Centrally Ducted | 23200 | 15800 | 2.5 | 17000 | 2
AMANA | AZV7SA | 215434023 | HRCU-A-CB | AZV7SA2410A* | CA*EA3022*3A* | Singlezone Ducted, Centrally Ducted | 23200 | 15800 | 2.5 | 17000 | 2
AMANA | AZV7SA | 215429733 | HRCU-A-CB | AZV7SA2410A* | AHVE36CP0300A* | Singlezone Ducted, Centrally Ducted | 23200 | 15800 | 2.5 | 17000 | 2
AMANA | AZV7SA | 215429186 | HRCU-A-CB | AZV7SA2410A* | AHVE36CP1300A* | Singlezone Ducted, Centrally Ducted | 23200 | 15800 | 2.5 | 17000 | 2
DAIKIN | DH7VSA | 215433948 | HRCU-A-CB | DH7VSA4810A* | CA*EA6030*3A*+MBVK20DP1X00A* | Singlezone Ducted, Centrally Ducted | 47000 | 29000 | 2.5 | 33600 | 2
DAIKIN | DH7VSA | 215434360 | HRCU-A-CB | DH7VSA4810A* | CA*EA6030*3A* | Singlezone Ducted, Centrally Ducted | 47000 | 29000 | 2.5 | 33600 | 2
DAIKIN | DH7VSA | 215434359 | HRCU-A-CB | DH7VSA4810A* | CA*EA6030*3A* | Singlezone Ducted, Centrally Ducted | 47000 | 29000 | 2.5 | 33600 | 2
DAIKIN | DH7VSA | 215434358 | HRCU-A-CB | DH7VSA4810A* | CA*EA6030*3A* | Singlezone Ducted, Centrally Ducted | 47000 | 29000 | 2.5 | 33600 | 2
DAIKIN | DH7VSA | 215434357 | HRCU-A-CB | DH7VSA4810A* | CA*EA6030*3A* | Singlezone Ducted, Centrally Ducted | 47000 | 29000 | 2.5 | 33600 | 2
DAIKIN | DH7VSA | 215433947 | HRCU-A-CB | DH7VSA4810A* | CA*EA6030*3A*+MBVK16CP1X00A* | Singlezone Ducted, Centrally Ducted | 47000 | 29000 | 2.5 | 33600 | 2
DAIKIN | DH7VSA | 215434356 | HRCU-A-CB | DH7VSA4810A* | CA*EA6030*3A* | Singlezone Ducted, Centrally Ducted | 47000 | 29000 | 2.5 | 33600 | 2
DAIKIN | DH7VSA | 215434355 | HRCU-A-CB | DH7VSA4810A* | CA*EA6030*3A* | Singlezone Ducted, Centrally Ducted | 47000 | 29000 | 2.5 | 33600 | 2
DAIKIN | DH7VSA | 215434354 | HRCU-A-CB | DH7VSA4810A* | CA*EA6030*3A* | Singlezone Ducted, Centrally Ducted | 47000 | 29000 | 2.5 | 33600 | 2
DAIKIN | DH7VSA | 215434353 | HRCU-A-CB | DH7VSA4810A* | CA*EA6030*3A* | Singlezone Ducted, Centrally Ducted | 47000 | 29000 | 2.5 | 33600 | 2
DAIKIN | DH7VSA | 215434352 | HRCU-A-CB | DH7VSA4810A* | CA*EA6030*3A* | Singlezone Ducted, Centrally Ducted | 47000 | 29000 | 2.5 | 33600 | 2
DAIKIN | DH7VSA | 215434351 | HRCU-A-CB | DH7VSA4810A* | CA*EA6030*3A* | Singlezone Ducted, Centrally Ducted | 47000 | 29000 | 2.5 | 33600 | 2
DAIKIN | DH7VSA | 215434350 | HRCU-A-CB | DH7VSA4810A* | CA*EA6030*3A* | Singlezone Ducted, Centrally Ducted | 47000 | 29000 | 2.5 | 33600 | 2
DAIKIN | DH7VSA | 215434349 | HRCU-A-CB | DH7VSA4810A* | CA*EA6030*3A* | Singlezone Ducted, Centrally Ducted | 47000 | 29000 | 2.5 | 33600 | 2
DAIKIN | DH7VSA | 215434348 | HRCU-A-CB | DH7VSA4810A* | CA*EA6030*3A* | Singlezone Ducted, Centrally Ducted | 47000 | 29000 | 2.5 | 33600 | 2
DAIKIN | DH7VSA | 215429732 | HRCU-A-CB | DH7VSA4810A* | DFVE60DP0300A* | Singlezone Ducted, Centrally Ducted | 47500 | 29000 | 2.5 | 33600 | 2
DAIKIN | DH7VSA | 215415511 | HRCU-A-CB | DH7VSA4810A* | DFVE60DP1300A* | Singlezone Ducted, Centrally Ducted | 47500 | 29000 | 2.5 | 33600 | 2
DAIKIN | DH7VSA | 215433934 | HRCU-A-CB | DH7VSA4210A* | CHPEA6030*3A*+MBVK20DP1X00A* | Singlezone Ducted, Centrally Ducted | 41000 | 28000 | 2.5 | 31000 | 2
DAIKIN | DH7VSA | 215433932 | HRCU-A-CB | DH7VSA4210A* | CHPEA4830*3A*+MBVK20DP1X00A* | Singlezone Ducted, Centrally Ducted | 41000 | 28000 | 2.5 | 31000 | 2
DAIKIN | DH7VSA | 215433930 | HRCU-A-CB | DH7VSA4210A* | CA*EA6030*3A*+MBVK20DP1X00A* | Singlezone Ducted, Centrally Ducted | 41000 | 28000 | 2.5 | 31000 | 2
DAIKIN | DH7VSA | 215433929 | HRCU-A-CB | DH7VSA4210A* | CA*EA6030*3A*+MBVK16CP1X00A* | Singlezone Ducted, Centrally Ducted | 41000 | 28000 | 2.5 | 31000 | 2
DAIKIN | DH7VSA | 215434243 | HRCU-A-CB | DH7VSA4210A* | CA*EA6030*3A* | Singlezone Ducted, Centrally Ducted | 41000 | 28000 | 2.5 | 31000 | 2
DAIKIN | DH7VSA | 215434242 | HRCU-A-CB | DH7VSA4210A* | CA*EA6030*3A* | Singlezone Ducted, Centrally Ducted | 41000 | 28000 | 2.5 | 31000 | 2
DAIKIN | DH7VSA | 215434241 | HRCU-A-CB | DH7VSA4210A* | CA*EA6030*3A* | Singlezone Ducted, Centrally Ducted | 41000 | 28000 | 2.5 | 31000 | 2
DAIKIN | DH7VSA | 215434240 | HRCU-A-CB | DH7VSA4210A* | CA*EA6030*3A* | Singlezone Ducted, Centrally Ducted | 41000 | 28000 | 2.5 | 31000 | 2
DAIKIN | DH7VSA | 215434239 | HRCU-A-CB | DH7VSA4210A* | CA*EA6030*3A* | Singlezone Ducted, Centrally Ducted | 41000 | 28000 | 2.5 | 31000 | 2
DAIKIN | DH7VSA | 215434238 | HRCU-A-CB | DH7VSA4210A* | CA*EA6030*3A* | Singlezone Ducted, Centrally Ducted | 41000 | 28000 | 2.5 | 31000 | 2
DAIKIN | DH7VSA | 215434237 | HRCU-A-CB | DH7VSA4210A* | CA*EA6030*3A* | Singlezone Ducted, Centrally Ducted | 41000 | 28000 | 2.5 | 31000 | 2
DAIKIN | DH7VSA | 215434236 | HRCU-A-CB | DH7VSA4210A* | CA*EA6030*3A* | Singlezone Ducted, Centrally Ducted | 41000 | 28000 | 2.5 | 31000 | 2
DAIKIN | DH7VSA | 215434235 | HRCU-A-CB | DH7VSA4210A* | CA*EA6030*3A* | Singlezone Ducted, Centrally Ducted | 41000 | 28000 | 2.5 | 31000 | 2
DAIKIN | DH7VSA | 215434234 | HRCU-A-CB | DH7VSA4210A* | CA*EA6030*3A* | Singlezone Ducted, Centrally Ducted | 41000 | 28000 | 2.5 | 31000 | 2
DAIKIN | DH7VSA | 215434233 | HRCU-A-CB | DH7VSA4210A* | CA*EA6030*3A* | Singlezone Ducted, Centrally Ducted | 41000 | 28000 | 2.5 | 31000 | 2
DAIKIN | DH7VSA | 215434232 | HRCU-A-CB | DH7VSA4210A* | CA*EA6030*3A* | Singlezone Ducted, Centrally Ducted | 41000 | 28000 | 2.5 | 31000 | 2
DAIKIN | DH7VSA | 215434231 | HRCU-A-CB | DH7VSA4210A* | CA*EA6030*3A* | Singlezone Ducted, Centrally Ducted | 41000 | 28000 | 2.5 | 31000 | 2
DAIKIN | DH7VSA | 215429731 | HRCU-A-CB | DH7VSA4210A* | DFVE60DP0300A* | Singlezone Ducted, Centrally Ducted | 41000 | 28000 | 2.5 | 31000 | 2
DAIKIN | DH7VSA | 215415510 | HRCU-A-CB | DH7VSA4210A* | DFVE60DP1300A* | Singlezone Ducted, Centrally Ducted | 41000 | 28000 | 2.5 | 31000 | 2
DAIKIN | DH7VSA | 215433898 | HRCU-A-CB | DH7VSA2410A* | CHPEA3026*3A*+MBVK16CP1X00A* | Singlezone Ducted, Centrally Ducted | 23200 | 15800 | 2.5 | 17000 | 2
DAIKIN | DH7VSA | 215433897 | HRCU-A-CB | DH7VSA2410A* | CHPEA3026*3A*+MBVK12BP1X00A* | Singlezone Ducted, Centrally Ducted | 23200 | 15800 | 2.5 | 17000 | 2
DAIKIN | DH7VSA | 215434022 | HRCU-A-CB | DH7VSA2410A* | CHPEA3026*3A* | Singlezone Ducted, Centrally Ducted | 23200 | 15800 | 2.5 | 17000 | 2
DAIKIN | DH7VSA | 215434021 | HRCU-A-CB | DH7VSA2410A* | CHPEA3026*3A* | Singlezone Ducted, Centrally Ducted | 23200 | 15800 | 2.5 | 17000 | 2
DAIKIN | DH7VSA | 215434020 | HRCU-A-CB | DH7VSA2410A* | CHPEA3026*3A* | Singlezone Ducted, Centrally Ducted | 23200 | 15800 | 2.5 | 17000 | 2
DAIKIN | DH7VSA | 215434019 | HRCU-A-CB | DH7VSA2410A* | CHPEA3026*3A* | Singlezone Ducted, Centrally Ducted | 23200 | 15800 | 2.5 | 17000 | 2
DAIKIN | DH7VSA | 215434018 | HRCU-A-CB | DH7VSA2410A* | CHPEA3026*3A* | Singlezone Ducted, Centrally Ducted | 23200 | 15800 | 2.5 | 17000 | 2
DAIKIN | DH7VSA | 215434017 | HRCU-A-CB | DH7VSA2410A* | CHPEA3026*3A* | Singlezone Ducted, Centrally Ducted | 23200 | 15800 | 2.5 | 17000 | 2
DAIKIN | DH7VSA | 215434016 | HRCU-A-CB | DH7VSA2410A* | CHPEA3026*3A* | Singlezone Ducted, Centrally Ducted | 23200 | 15800 | 2.5 | 17000 | 2
DAIKIN | DH7VSA | 215434015 | HRCU-A-CB | DH7VSA2410A* | CHPEA3026*3A* | Singlezone Ducted, Centrally Ducted | 23200 | 15800 | 2.5 | 17000 | 2
DAIKIN | DH7VSA | 215434014 | HRCU-A-CB | DH7VSA2410A* | CHPEA3026*3A* | Singlezone Ducted, Centrally Ducted | 23200 | 15800 | 2.5 | 17000 | 2
DAIKIN | DH7VSA | 215434013 | HRCU-A-CB | DH7VSA2410A* | CHPEA3026*3A* | Singlezone Ducted, Centrally Ducted | 23200 | 15800 | 2.5 | 17000 | 2
DAIKIN | DH7VSA | 215434012 | HRCU-A-CB | DH7VSA2410A* | CHPEA3026*3A* | Singlezone Ducted, Centrally Ducted | 23200 | 15800 | 2.5 | 17000 | 2
DAIKIN | DH7VSA | 215434011 | HRCU-A-CB | DH7VSA2410A* | CHPEA3026*3A* | Singlezone Ducted, Centrally Ducted | 23200 | 15800 | 2.5 | 17000 | 2
DAIKIN | DH7VSA | 215434010 | HRCU-A-CB | DH7VSA2410A* | CHPEA3026*3A* | Singlezone Ducted, Centrally Ducted | 23200 | 15800 | 2.5 | 17000 | 2
DAIKIN | DH7VSA | 215434009 | HRCU-A-CB | DH7VSA2410A* | CHPEA3026*3A* | Singlezone Ducted, Centrally Ducted | 23200 | 15800 | 2.5 | 17000 | 2
DAIKIN | DH7VSA | 215434008 | HRCU-A-CB | DH7VSA2410A* | CHPEA3026*3A* | Singlezone Ducted, Centrally Ducted | 23200 | 15800 | 2.5 | 17000 | 2
DAIKIN | DH7VSA | 215434007 | HRCU-A-CB | DH7VSA2410A* | CHPEA3026*3A* | Singlezone Ducted, Centrally Ducted | 23200 | 15800 | 2.5 | 17000 | 2
DAIKIN | DH7VSA | 215434006 | HRCU-A-CB | DH7VSA2410A* | CHPEA3026*3A* | Singlezone Ducted, Centrally Ducted | 23200 | 15800 | 2.5 | 17000 | 2
DAIKIN | DH7VSA | 215434005 | HRCU-A-CB | DH7VSA2410A* | CHPEA3026*3A* | Singlezone Ducted, Centrally Ducted | 23200 | 15800 | 2.5 | 17000 | 2
DAIKIN | DH7VSA | 215434004 | HRCU-A-CB | DH7VSA2410A* | CHPEA3026*3A* | Singlezone Ducted, Centrally Ducted | 23200 | 15800 | 2.5 | 17000 | 2
DAIKIN | DH7VSA | 215433896 | HRCU-A-CB | DH7VSA2410A* | CA*EA3626*3A*+MBVK16CP1X00A* | Singlezone Ducted, Centrally Ducted | 23200 | 15800 | 2.5 | 17000 | 2
DAIKIN | DH7VSA | 215433895 | HRCU-A-CB | DH7VSA2410A* | CA*EA3626*3A*+MBVK12BP1X00A* | Singlezone Ducted, Centrally Ducted | 23200 | 15800 | 2.5 | 17000 | 2
DAIKIN | DH7VSA | 215434003 | HRCU-A-CB | DH7VSA2410A* | CA*EA3626*3A* | Singlezone Ducted, Centrally Ducted | 23200 | 15800 | 2.5 | 17000 | 2
DAIKIN | DH7VSA | 215434002 | HRCU-A-CB | DH7VSA2410A* | CA*EA3626*3A* | Singlezone Ducted, Centrally Ducted | 23200 | 15800 | 2.5 | 17000 | 2
DAIKIN | DH7VSA | 215434001 | HRCU-A-CB | DH7VSA2410A* | CA*EA3626*3A* | Singlezone Ducted, Centrally Ducted | 23200 | 15800 | 2.5 | 17000 | 2
DAIKIN | DH7VSA | 215434000 | HRCU-A-CB | DH7VSA2410A* | CA*EA3626*3A* | Singlezone Ducted, Centrally Ducted | 23200 | 15800 | 2.5 | 17000 | 2
DAIKIN | DH7VSA | 215433999 | HRCU-A-CB | DH7VSA2410A* | CA*EA3626*3A* | Singlezone Ducted, Centrally Ducted | 23200 | 15800 | 2.5 | 17000 | 2
DAIKIN | DH7VSA | 215433998 | HRCU-A-CB | DH7VSA2410A* | CA*EA3626*3A* | Singlezone Ducted, Centrally Ducted | 23200 | 15800 | 2.5 | 17000 | 2
DAIKIN | DH7VSA | 215433997 | HRCU-A-CB | DH7VSA2410A* | CA*EA3626*3A* | Singlezone Ducted, Centrally Ducted | 23200 | 15800 | 2.5 | 17000 | 2
DAIKIN | DH7VSA | 215433996 | HRCU-A-CB | DH7VSA2410A* | CA*EA3626*3A* | Singlezone Ducted, Centrally Ducted | 23200 | 15800 | 2.5 | 17000 | 2
DAIKIN | DH7VSA | 215433995 | HRCU-A-CB | DH7VSA2410A* | CA*EA3626*3A* | Singlezone Ducted, Centrally Ducted | 23200 | 15800 | 2.5 | 17000 | 2
DAIKIN | DH7VSA | 215433994 | HRCU-A-CB | DH7VSA2410A* | CA*EA3626*3A* | Singlezone Ducted, Centrally Ducted | 23200 | 15800 | 2.5 | 17000 | 2
DAIKIN | DH7VSA | 215433993 | HRCU-A-CB | DH7VSA2410A* | CA*EA3626*3A* | Singlezone Ducted, Centrally Ducted | 23200 | 15800 | 2.5 | 17000 | 2
DAIKIN | DH7VSA | 215433992 | HRCU-A-CB | DH7VSA2410A* | CA*EA3626*3A* | Singlezone Ducted, Centrally Ducted | 23200 | 15800 | 2.5 | 17000 | 2
DAIKIN | DH7VSA | 215433991 | HRCU-A-CB | DH7VSA2410A* | CA*EA3626*3A* | Singlezone Ducted, Centrally Ducted | 23200 | 15800 | 2.5 | 17000 | 2
DAIKIN | DH7VSA | 215433990 | HRCU-A-CB | DH7VSA2410A* | CA*EA3626*3A* | Singlezone Ducted, Centrally Ducted | 23200 | 15800 | 2.5 | 17000 | 2
DAIKIN | DH7VSA | 215433989 | HRCU-A-CB | DH7VSA2410A* | CA*EA3626*3A* | Singlezone Ducted, Centrally Ducted | 23200 | 15800 | 2.5 | 17000 | 2
DAIKIN | DH7VSA | 215433988 | HRCU-A-CB | DH7VSA2410A* | CA*EA3626*3A* | Singlezone Ducted, Centrally Ducted | 23200 | 15800 | 2.5 | 17000 | 2
DAIKIN | DH7VSA | 215433987 | HRCU-A-CB | DH7VSA2410A* | CA*EA3626*3A* | Singlezone Ducted, Centrally Ducted | 23200 | 15800 | 2.5 | 17000 | 2
DAIKIN | DH7VSA | 215433986 | HRCU-A-CB | DH7VSA2410A* | CA*EA3626*3A* | Singlezone Ducted, Centrally Ducted | 23200 | 15800 | 2.5 | 17000 | 2
DAIKIN | DH7VSA | 215433985 | HRCU-A-CB | DH7VSA2410A* | CA*EA3626*3A* | Singlezone Ducted, Centrally Ducted | 23200 | 15800 | 2.5 | 17000 | 2
DAIKIN | DH7VSA | 215433894 | HRCU-A-CB | DH7VSA2410A* | CA*EA3022*3A*+MBVK16CP1X00A* | Singlezone Ducted, Centrally Ducted | 23200 | 15800 | 2.5 | 17000 | 2
DAIKIN | DH7VSA | 215433893 | HRCU-A-CB | DH7VSA2410A* | CA*EA3022*3A*+MBVK12BP1X00A* | Singlezone Ducted, Centrally Ducted | 23200 | 15800 | 2.5 | 17000 | 2
DAIKIN | DH7VSA | 215433984 | HRCU-A-CB | DH7VSA2410A* | CA*EA3022*3A* | Singlezone Ducted, Centrally Ducted | 23200 | 15800 | 2.5 | 17000 | 2
DAIKIN | DH7VSA | 215433983 | HRCU-A-CB | DH7VSA2410A* | CA*EA3022*3A* | Singlezone Ducted, Centrally Ducted | 23200 | 15800 | 2.5 | 17000 | 2
DAIKIN | DH7VSA | 215433982 | HRCU-A-CB | DH7VSA2410A* | CA*EA3022*3A* | Singlezone Ducted, Centrally Ducted | 23200 | 15800 | 2.5 | 17000 | 2
DAIKIN | DH7VSA | 215433981 | HRCU-A-CB | DH7VSA2410A* | CA*EA3022*3A* | Singlezone Ducted, Centrally Ducted | 23200 | 15800 | 2.5 | 17000 | 2
DAIKIN | DH7VSA | 215433980 | HRCU-A-CB | DH7VSA2410A* | CA*EA3022*3A* | Singlezone Ducted, Centrally Ducted | 23200 | 15800 | 2.5 | 17000 | 2
DAIKIN | DH7VSA | 215433979 | HRCU-A-CB | DH7VSA2410A* | CA*EA3022*3A* | Singlezone Ducted, Centrally Ducted | 23200 | 15800 | 2.5 | 17000 | 2
DAIKIN | DH7VSA | 215433978 | HRCU-A-CB | DH7VSA2410A* | CA*EA3022*3A* | Singlezone Ducted, Centrally Ducted | 23200 | 15800 | 2.5 | 17000 | 2
DAIKIN | DH7VSA | 215433977 | HRCU-A-CB | DH7VSA2410A* | CA*EA3022*3A* | Singlezone Ducted, Centrally Ducted | 23200 | 15800 | 2.5 | 17000 | 2
DAIKIN | DH7VSA | 215433976 | HRCU-A-CB | DH7VSA2410A* | CA*EA3022*3A* | Singlezone Ducted, Centrally Ducted | 23200 | 15800 | 2.5 | 17000 | 2
DAIKIN | DH7VSA | 215433975 | HRCU-A-CB | DH7VSA2410A* | CA*EA3022*3A* | Singlezone Ducted, Centrally Ducted | 23200 | 15800 | 2.5 | 17000 | 2
DAIKIN | DH7VSA | 215433974 | HRCU-A-CB | DH7VSA2410A* | CA*EA3022*3A* | Singlezone Ducted, Centrally Ducted | 23200 | 15800 | 2.5 | 17000 | 2
DAIKIN | DH7VSA | 215433973 | HRCU-A-CB | DH7VSA2410A* | CA*EA3022*3A* | Singlezone Ducted, Centrally Ducted | 23200 | 15800 | 2.5 | 17000 | 2
DAIKIN | DH7VSA | 215433972 | HRCU-A-CB | DH7VSA2410A* | CA*EA3022*3A* | Singlezone Ducted, Centrally Ducted | 23200 | 15800 | 2.5 | 17000 | 2
DAIKIN | DH7VSA | 215433971 | HRCU-A-CB | DH7VSA2410A* | CA*EA3022*3A* | Singlezone Ducted, Centrally Ducted | 23200 | 15800 | 2.5 | 17000 | 2
DAIKIN | DH7VSA | 215433970 | HRCU-A-CB | DH7VSA2410A* | CA*EA3022*3A* | Singlezone Ducted, Centrally Ducted | 23200 | 15800 | 2.5 | 17000 | 2
DAIKIN | DH7VSA | 215433969 | HRCU-A-CB | DH7VSA2410A* | CA*EA3022*3A* | Singlezone Ducted, Centrally Ducted | 23200 | 15800 | 2.5 | 17000 | 2
DAIKIN | DH7VSA | 215433968 | HRCU-A-CB | DH7VSA2410A* | CA*EA3022*3A* | Singlezone Ducted, Centrally Ducted | 23200 | 15800 | 2.5 | 17000 | 2
DAIKIN | DH7VSA | 215433967 | HRCU-A-CB | DH7VSA2410A* | CA*EA3022*3A* | Singlezone Ducted, Centrally Ducted | 23200 | 15800 | 2.5 | 17000 | 2
DAIKIN | DH7VSA | 215429723 | HRCU-A-CB | DH7VSA2410A* | DFVE36CP0300A* | Singlezone Ducted, Centrally Ducted | 23200 | 15800 | 2.5 | 17000 | 2
DAIKIN | DH7VSA | 215415508 | HRCU-A-CB | DH7VSA2410A* | DFVE36CP1300A* | Singlezone Ducted, Centrally Ducted | 23200 | 15800 | 2.5 | 17000 | 2
SAMSUNG | WindFree IAQ - Standard (RAC) | 215351564 | HRCU-A-CB-O | AR15DXFAMWKX | AR15DXKAPWKN | Singlezone Non-Ducted, Wall Placement | 15000 | 13000 | 2.72 | 13000 | 2.24
SAMSUNG | WindFree - Standard (RAC) | 215351563 | HRCU-A-CB-O | AR15DXFAMWKX | AR15DXFAMWKN | Singlezone Non-Ducted, Wall Placement | 15000 | 13000 | 2.72 | 13000 | 2.24
SAMSUNG | WindFree - Max heat (RAC) | 215222778 | HRCU-A-CB-O | AR15DXDACWKX | AR15DXDABWKN | Singlezone Non-Ducted, Wall Placement | 15000 | 14000 | 2.93 | 18000 | 2.2
SAMSUNG | WindFree - Max heat (RAC) | 215399291 | HRCU-A-CB-O | AR12DXDACWKX | AR12DXDABWKN | Singlezone Non-Ducted, Wall Placement | 12000 | 10600 | 2.82 | 14000 | 2.16
SAMSUNG | WindFree - Max heat (RAC) | 215399292 | HRCU-A-CB-O | AR09DXDACWKX | AR09DXDABWKN | Singlezone Non-Ducted, Wall Placement | 11000 | 9900 | 2.64 | 12500 | 2.15
ZEPHYR | HiULTRA | 215414834 | HRCU-A-CB-O | ZE-12DB25O | ZE-12DB25I | Singlezone Non-Ducted, Wall Placement | 12000 | 9300 | 4.78 | 9200 | 1.9
ZEPHYR | HiULTRA | 215414833 | HRCU-A-CB-O | ZE-09DB25O | ZE-09DB25I | Singlezone Non-Ducted, Wall Placement | 9500 | 9500 | 4.8 | 8800 | 1.92
ZEPHYR | HiULTRA | 215414830 | HRCU-A-CB-O | ZE-12CB25O | ZE-12CB25I | Singlezone Non-Ducted, Wall Placement | 12000 | 10800 | 4.8 | 11500 | 1.98
ZEPHYR | HiULTRA | 215414829 | HRCU-A-CB-O | ZE-09CB25O | ZE-09CB25I | Singlezone Non-Ducted, Wall Placement | 9000 | 9000 | 4.8 | 9000 | 2.03
ZEPHYR | Hi-PRO HD | 215381148 | HRCU-A-CB | ZE-660HPA | AH-660A | Singlezone Ducted, Centrally Ducted | 57000 | 37000 | 2.61 | 42000 | 2.46
ZEPHYR | Hi-PRO HD | 215381147 | HRCU-A-CB | ZE-648HPA | AH-648A | Singlezone Ducted, Centrally Ducted | 48000 | 36600 | 2.64 | 37000 | 2.52
ZEPHYR | Hi-PRO HD | 215381146 | HRCU-A-CB | ZE-636HPA | AH-636A | Singlezone Ducted, Centrally Ducted | 34000 | 32000 | 2.93 | 31000 | 2.15
ZEPHYR | Hi-PRO HD | 215381145 | HRCU-A-CB | ZE-624HPA | AH-624A | Singlezone Ducted, Centrally Ducted | 24000 | 20400 | 3.05 | 20800 | 2.3
HAXXAIR |  | 214264495 | HRCU-A-C | HVHD-48E2D2 | DC61A44-245R | Singlezone Ducted, Centrally Ducted | 42000 | 31200 | 3.22 | 34600 | 2.08
HAXXAIR |  | 214264494 | HRCU-A-C | HVHD-36E2D2 | DC37A44-210L | Singlezone Ducted, Centrally Ducted | 30000 | 23000 | 2.89 | 24200 | 2.08
HAXXAIR |  | 207036468 | HRCU-A-CB | HVHD-36E2D2 | HAHD-36E2D2 | Singlezone Ducted, Centrally Ducted | 35000 | 24000 | 2.51 | 29300 | 1.93
HAXXAIR |  | 214855369 | HRCU-A-CB-O | HVHSC-24T2D | HAH-24T2D | Singlezone Non-Ducted, Wall Placement | 26000 | 19000 | 2.61 | 19000 | 2.2
HAXXAIR |  | 205921367 | HRCU-A-CB-O | HVHSC-18T2D | HAHC-18T2D | Singlezone Non-Ducted, Ceiling Placement | 18800 | 12000 | 2.64 | 13200 | 2.36
KENMORE | DELUXE 18 VS HP | 206997735 | HRCU-A-CB | (C,H,T)VH837GKA2* | EA*4X48L24A*+WALLCON | Singlezone Ducted, Centrally Ducted | 32400 | 31400 | 2.52 | 27600 | 2.22
KENMORE | DELUXE 18 VS HP | 206997708 | HRCU-A-CB | (C,H,T)VH837GKA2* | EA*4X43L21A*+WALLCON | Singlezone Ducted, Centrally Ducted | 32800 | 31800 | 2.54 | 27800 | 2.22
KENMORE | DELUXE 18 VS HP | 206997706 | HRCU-A-CB | (C,H,T)VH837GKA2* | EA*4X43L21A*+WALLCON | Singlezone Ducted, Centrally Ducted | 32800 | 31800 | 2.54 | 27800 | 2.22
KENMORE | DELUXE 18 VS HP | 206997700 | HRCU-A-CB | (C,H,T)VH837GKA2* | EA*4X43L21A*+WALLCON | Singlezone Ducted, Centrally Ducted | 32800 | 31800 | 2.54 | 28000 | 2.2
TEMPSTAR | SMARTCOMFORT DELUXE 18 VS HP | 206771963 | HRCU-A-CB | TVH837GKA2* | EA*4X48L24A*+WALLCON | Singlezone Ducted, Centrally Ducted | 32400 | 31400 | 2.52 | 27600 | 2.22
AIRQUEST | DELUXE 19 VS HP | 206771957 | HRCU-A-CB | HVH837GKA2* | EA*4X48L24A*+WALLCON | Singlezone Ducted, Centrally Ducted | 32400 | 31400 | 2.52 | 27600 | 2.22
DAY & NIGHT | CONSTANTCOMFORT DELUXE 18 VS HP | 206771933 | HRCU-A-CB | CVH837GKA2* | EA*4X48L24A*+WALLCON | Singlezone Ducted, Centrally Ducted | 32400 | 31400 | 2.52 | 27600 | 2.22
COMFORTMAKER | SOFTSOUND DELUXE 18 VS HP | 206771932 | HRCU-A-CB | CVH837GKA2* | EA*4X48L24A*+WALLCON | Singlezone Ducted, Centrally Ducted | 32400 | 31400 | 2.52 | 27600 | 2.22
ARCOAIRE | DURACOMFORT DELUXE 18 VS HP | 206771931 | HRCU-A-CB | HVH837GKA2* | EA*4X48L24A*+WALLCON | Singlezone Ducted, Centrally Ducted | 32400 | 31400 | 2.52 | 27600 | 2.22
COMFORTMAKER | SOFTSOUND DELUXE 18 VS HP | 206771896 | HRCU-A-CB | CVH837GKA2* | EA*4X48L24A*+WALLCON | Singlezone Ducted, Centrally Ducted | 32400 | 31400 | 2.52 | 27600 | 2.2
ARCOAIRE | DURACOMFORT DELUXE 18 VS HP | 206771895 | HRCU-A-CB | HVH837GKA2* | EA*4X48L24A*+WALLCON | Singlezone Ducted, Centrally Ducted | 32400 | 31400 | 2.52 | 27600 | 2.2
COMFORTMAKER | SOFTSOUND DELUXE 18 VS HP | 206771860 | HRCU-A-CB | CVH837GKA2* | EA*4X48L21A*+WALLCON | Singlezone Ducted, Centrally Ducted | 32400 | 31400 | 2.52 | 27600 | 2.2
ARCOAIRE | DURACOMFORT DELUXE 18 VS HP | 206771859 | HRCU-A-CB | HVH837GKA2* | EA*4X48L21A*+WALLCON | Singlezone Ducted, Centrally Ducted | 32400 | 31400 | 2.52 | 27600 | 2.2
DAY & NIGHT | CONSTANTCOMFORT DELUXE 18 VS HP | 206771852 | HRCU-A-CB | CVH837GKA2* | EA*4X48L21A*+WALLCON | Singlezone Ducted, Centrally Ducted | 32400 | 31400 | 2.52 | 27600 | 2.2
COMFORTMAKER | SOFTSOUND DELUXE 18 VS HP | 206771851 | HRCU-A-CB | CVH837GKA2* | EA*4X48L21A*+WALLCON | Singlezone Ducted, Centrally Ducted | 32400 | 31400 | 2.52 | 27600 | 2.2
ARCOAIRE | DURACOMFORT DELUXE 18 VS HP | 206771850 | HRCU-A-CB | HVH837GKA2* | EA*4X48L21A*+WALLCON | Singlezone Ducted, Centrally Ducted | 32400 | 31400 | 2.52 | 27600 | 2.2
AIRQUEST | DELUXE 19 VS HP | 206771849 | HRCU-A-CB | HVH837GKA2* | EA*4X48L21A*+WALLCON | Singlezone Ducted, Centrally Ducted | 32400 | 31400 | 2.52 | 27600 | 2.2
KEEPRITE | PROCOMFORT DELUXE 18 VS HP | 206771835 | HRCU-A-CB | CVH837GKA2* | EA*4X48L21A*+WALLCON | Singlezone Ducted, Centrally Ducted | 32400 | 31400 | 2.52 | 27600 | 2.2
DAY & NIGHT | CONSTANTCOMFORT DELUXE 18 VS HP | 206771834 | HRCU-A-CB | CVH837GKA2* | EA*4X48L21A*+WALLCON | Singlezone Ducted, Centrally Ducted | 32400 | 31400 | 2.52 | 27600 | 2.2
HEIL | QUIETCOMFORT DELUXE 18 VS HP | 206771830 | HRCU-A-CB | HVH837GKA2* | EA*4X48L21A*+WALLCON | Singlezone Ducted, Centrally Ducted | 32400 | 31400 | 2.52 | 27600 | 2.2
DAY & NIGHT | CONSTANTCOMFORT DELUXE 18 VS HP | 206771717 | HRCU-A-CB | CVH837GKA2* | EA*4X43L21A*+WALLCON | Singlezone Ducted, Centrally Ducted | 32800 | 31800 | 2.54 | 27800 | 2.22
COMFORTMAKER | SOFTSOUND DELUXE 18 VS HP | 206771716 | HRCU-A-CB | CVH837GKA2* | EA*4X43L21A*+WALLCON | Singlezone Ducted, Centrally Ducted | 32800 | 31800 | 2.54 | 27800 | 2.22
AIRQUEST | DELUXE 19 VS HP | 206771714 | HRCU-A-CB | HVH837GKA2* | EA*4X43L21A*+WALLCON | Singlezone Ducted, Centrally Ducted | 32800 | 31800 | 2.54 | 27800 | 2.22
TEMPSTAR | SMARTCOMFORT DELUXE 18 VS HP | 206771648 | HRCU-A-CB | TVH837GKA2* | EA*4X43L21A*+WALLCON | Singlezone Ducted, Centrally Ducted | 32800 | 31800 | 2.54 | 28000 | 2.2
DAY & NIGHT | CONSTANTCOMFORT DELUXE 18 VS HP | 206771645 | HRCU-A-CB | CVH837GKA2* | EA*4X43L21A*+WALLCON | Singlezone Ducted, Centrally Ducted | 32800 | 31800 | 2.54 | 28000 | 2.2
HEIL | QUIETCOMFORT DELUXE 18 VS HP | 206771344 | HRCU-A-CB | HVH837GKA2* | EA*4X37L21A*+WALLCON | Singlezone Ducted, Centrally Ducted | 32800 | 31800 | 2.54 | 28000 | 2.22
COMFORTMAKER | SOFTSOUND DELUXE 18 VS HP | 206771329 | HRCU-A-CB | CVH837GKA2* | EA*4X37L21A*+WALLCON | Singlezone Ducted, Centrally Ducted | 32800 | 31800 | 2.54 | 28000 | 2.22
KENMORE | DELUXE 18 VS HP | 206997723 | HRCU-A-CB | (C,H,T)VH837GKA2* | EA*4X48L21A*+WALLCON | Singlezone Ducted, Centrally Ducted | 32400 | 31400 | 2.52 | 27600 | 2.2
COOPER&HUNTER | CH series | 213265578 | HRCU-A-CB | CH-ES24-230VO | CH-24MDT-W | Singlezone Ducted, Compact Ducted | 25000 | 20000 | 2.61 | 20000 | 2.3
DAY & NIGHT | CONSTANTCOMFORT DELUXE 18 VS HP | 206771960 | HRCU-A-CB | CVH837GKA2* | EA*4X48L24A*+WALLCON | Singlezone Ducted, Centrally Ducted | 32400 | 31400 | 2.52 | 27600 | 2.22
HEIL | QUIETCOMFORT DELUXE 18 VS HP | 206771956 | HRCU-A-CB | HVH837GKA2* | EA*4X48L24A*+WALLCON | Singlezone Ducted, Centrally Ducted | 32400 | 31400 | 2.52 | 27600 | 2.22
TEMPSTAR | SMARTCOMFORT DELUXE 18 VS HP | 206771936 | HRCU-A-CB | TVH837GKA2* | EA*4X48L24A*+WALLCON | Singlezone Ducted, Centrally Ducted | 32400 | 31400 | 2.52 | 27600 | 2.22
KEEPRITE | PROCOMFORT DELUXE 18 VS HP | 206771898 | HRCU-A-CB | CVH837GKA2* | EA*4X48L24A*+WALLCON | Singlezone Ducted, Centrally Ducted | 32400 | 31400 | 2.52 | 27600 | 2.2
DAY & NIGHT | CONSTANTCOMFORT DELUXE 18 VS HP | 206771897 | HRCU-A-CB | CVH837GKA2* | EA*4X48L24A*+WALLCON | Singlezone Ducted, Centrally Ducted | 32400 | 31400 | 2.52 | 27600 | 2.2
AIRQUEST | DELUXE 19 VS HP | 206771894 | HRCU-A-CB | HVH837GKA2* | EA*4X48L24A*+WALLCON | Singlezone Ducted, Centrally Ducted | 32400 | 31400 | 2.52 | 27600 | 2.2
KEEPRITE | PROCOMFORT DELUXE 18 VS HP | 206771862 | HRCU-A-CB | CVH837GKA2* | EA*4X48L21A*+WALLCON | Singlezone Ducted, Centrally Ducted | 32400 | 31400 | 2.52 | 27600 | 2.2
DAY & NIGHT | CONSTANTCOMFORT DELUXE 18 VS HP | 206771861 | HRCU-A-CB | CVH837GKA2* | EA*4X48L21A*+WALLCON | Singlezone Ducted, Centrally Ducted | 32400 | 31400 | 2.52 | 27600 | 2.2
TEMPSTAR | SMARTCOMFORT DELUXE 18 VS HP | 206771855 | HRCU-A-CB | TVH837GKA2* | EA*4X48L21A*+WALLCON | Singlezone Ducted, Centrally Ducted | 32400 | 31400 | 2.52 | 27600 | 2.2
COMFORTMAKER | SOFTSOUND DELUXE 18 VS HP | 206771833 | HRCU-A-CB | CVH837GKA2* | EA*4X48L21A*+WALLCON | Singlezone Ducted, Centrally Ducted | 32400 | 31400 | 2.52 | 27600 | 2.2
ARCOAIRE | DURACOMFORT DELUXE 18 VS HP | 206771715 | HRCU-A-CB | HVH837GKA2* | EA*4X43L21A*+WALLCON | Singlezone Ducted, Centrally Ducted | 32800 | 31800 | 2.54 | 27800 | 2.22
TEMPSTAR | SMARTCOMFORT DELUXE 18 VS HP | 206771702 | HRCU-A-CB | TVH837GKA2* | EA*4X43L21A*+WALLCON | Singlezone Ducted, Centrally Ducted | 32800 | 31800 | 2.54 | 27800 | 2.22
KEEPRITE | PROCOMFORT DELUXE 18 VS HP | 206771700 | HRCU-A-CB | CVH837GKA2* | EA*4X43L21A*+WALLCON | Singlezone Ducted, Centrally Ducted | 32800 | 31800 | 2.54 | 27800 | 2.22
COMFORTMAKER | SOFTSOUND DELUXE 18 VS HP | 206771698 | HRCU-A-CB | CVH837GKA2* | EA*4X43L21A*+WALLCON | Singlezone Ducted, Centrally Ducted | 32800 | 31800 | 2.54 | 27800 | 2.22
ARCOAIRE | DURACOMFORT DELUXE 18 VS HP | 206771697 | HRCU-A-CB | HVH837GKA2* | EA*4X43L21A*+WALLCON | Singlezone Ducted, Centrally Ducted | 32800 | 31800 | 2.54 | 27800 | 2.22
TEMPSTAR | SMARTCOMFORT DELUXE 18 VS HP | 206771351 | HRCU-A-CB | TVH837GKA2* | EA*4X37L21A*+WALLCON | Singlezone Ducted, Centrally Ducted | 32800 | 31800 | 2.54 | 28000 | 2.22
KEEPRITE | PROCOMFORT DELUXE 18 VS HP | 206771349 | HRCU-A-CB | CVH837GKA2* | EA*4X37L21A*+WALLCON | Singlezone Ducted, Centrally Ducted | 32800 | 31800 | 2.54 | 28000 | 2.22
ARCOAIRE | DURACOMFORT DELUXE 18 VS HP | 206771346 | HRCU-A-CB | HVH837GKA2* | EA*4X37L21A*+WALLCON | Singlezone Ducted, Centrally Ducted | 32800 | 31800 | 2.54 | 28000 | 2.22
TEMPSTAR | SMARTCOMFORT DELUXE 18 VS HP | 206771333 | HRCU-A-CB | TVH837GKA2* | EA*4X37L21A*+WALLCON | Singlezone Ducted, Centrally Ducted | 32800 | 31800 | 2.54 | 28000 | 2.22
HEIL | QUIETCOMFORT DELUXE 18 VS HP | 206771326 | HRCU-A-CB | HVH837GKA2* | EA*4X37L21A*+WALLCON | Singlezone Ducted, Centrally Ducted | 32800 | 31800 | 2.54 | 28000 | 2.22
HEIL | QUIETCOMFORT DELUXE 18 VS HP | 206771893 | HRCU-A-CB | HVH837GKA2* | EA*4X48L24A*+WALLCON | Singlezone Ducted, Centrally Ducted | 32400 | 31400 | 2.52 | 27600 | 2.2
KENMORE | DELUXE 18 VS HP | 206997732 | HRCU-A-CB | (C,H,T)VH837GKA2* | EA*4X48L24A*+WALLCON | Singlezone Ducted, Centrally Ducted | 32400 | 31400 | 2.52 | 27600 | 2.22
KENMORE | DELUXE 18 VS HP | 206997728 | HRCU-A-CB | (C,H,T)VH837GKA2* | EA*4X48L24A*+WALLCON | Singlezone Ducted, Centrally Ducted | 32400 | 31400 | 2.52 | 27600 | 2.2
KENMORE | DELUXE 18 VS HP | 206997724 | HRCU-A-CB | (C,H,T)VH837GKA2* | EA*4X48L21A*+WALLCON | Singlezone Ducted, Centrally Ducted | 32400 | 31400 | 2.52 | 27600 | 2.2
KENMORE | DELUXE 18 VS HP | 206997665 | HRCU-A-CB | (C,H,T)VH837GKA2* | EA*4X37L21A*+WALLCON | Singlezone Ducted, Centrally Ducted | 32800 | 31800 | 2.54 | 28000 | 2.22
KEEPRITE | PROCOMFORT DELUXE 18 VS HP | 206771961 | HRCU-A-CB | CVH837GKA2* | EA*4X48L24A*+WALLCON | Singlezone Ducted, Centrally Ducted | 32400 | 31400 | 2.52 | 27600 | 2.22
COMFORTMAKER | SOFTSOUND DELUXE 18 VS HP | 206771959 | HRCU-A-CB | CVH837GKA2* | EA*4X48L24A*+WALLCON | Singlezone Ducted, Centrally Ducted | 32400 | 31400 | 2.52 | 27600 | 2.22
ARCOAIRE | DURACOMFORT DELUXE 18 VS HP | 206771958 | HRCU-A-CB | HVH837GKA2* | EA*4X48L24A*+WALLCON | Singlezone Ducted, Centrally Ducted | 32400 | 31400 | 2.52 | 27600 | 2.22
KEEPRITE | PROCOMFORT DELUXE 18 VS HP | 206771934 | HRCU-A-CB | CVH837GKA2* | EA*4X48L24A*+WALLCON | Singlezone Ducted, Centrally Ducted | 32400 | 31400 | 2.52 | 27600 | 2.22
AIRQUEST | DELUXE 19 VS HP | 206771930 | HRCU-A-CB | HVH837GKA2* | EA*4X48L24A*+WALLCON | Singlezone Ducted, Centrally Ducted | 32400 | 31400 | 2.52 | 27600 | 2.22
HEIL | QUIETCOMFORT DELUXE 18 VS HP | 206771857 | HRCU-A-CB | HVH837GKA2* | EA*4X48L21A*+WALLCON | Singlezone Ducted, Centrally Ducted | 32400 | 31400 | 2.52 | 27600 | 2.2
KEEPRITE | PROCOMFORT DELUXE 18 VS HP | 206771853 | HRCU-A-CB | CVH837GKA2* | EA*4X48L21A*+WALLCON | Singlezone Ducted, Centrally Ducted | 32400 | 31400 | 2.52 | 27600 | 2.2
TEMPSTAR | SMARTCOMFORT DELUXE 18 VS HP | 206771837 | HRCU-A-CB | TVH837GKA2* | EA*4X48L21A*+WALLCON | Singlezone Ducted, Centrally Ducted | 32400 | 31400 | 2.52 | 27600 | 2.2
AIRQUEST | DELUXE 19 VS HP | 206771831 | HRCU-A-CB | HVH837GKA2* | EA*4X48L21A*+WALLCON | Singlezone Ducted, Centrally Ducted | 32400 | 31400 | 2.52 | 27600 | 2.2
HEIL | QUIETCOMFORT DELUXE 18 VS HP | 206771713 | HRCU-A-CB | HVH837GKA2* | EA*4X43L21A*+WALLCON | Singlezone Ducted, Centrally Ducted | 32800 | 31800 | 2.54 | 27800 | 2.22
HEIL | QUIETCOMFORT DELUXE 18 VS HP | 206771695 | HRCU-A-CB | HVH837GKA2* | EA*4X43L21A*+WALLCON | Singlezone Ducted, Centrally Ducted | 32800 | 31800 | 2.54 | 27800 | 2.22
KEEPRITE | PROCOMFORT DELUXE 18 VS HP | 206771646 | HRCU-A-CB | CVH837GKA2* | EA*4X43L21A*+WALLCON | Singlezone Ducted, Centrally Ducted | 32800 | 31800 | 2.54 | 28000 | 2.2
COMFORTMAKER | SOFTSOUND DELUXE 18 VS HP | 206771644 | HRCU-A-CB | CVH837GKA2* | EA*4X43L21A*+WALLCON | Singlezone Ducted, Centrally Ducted | 32800 | 31800 | 2.54 | 28000 | 2.2
ARCOAIRE | DURACOMFORT DELUXE 18 VS HP | 206771643 | HRCU-A-CB | HVH837GKA2* | EA*4X43L21A*+WALLCON | Singlezone Ducted, Centrally Ducted | 32800 | 31800 | 2.54 | 28000 | 2.2
HEIL | QUIETCOMFORT DELUXE 18 VS HP | 206771641 | HRCU-A-CB | HVH837GKA2* | EA*4X43L21A*+WALLCON | Singlezone Ducted, Centrally Ducted | 32800 | 31800 | 2.54 | 28000 | 2.2
DAY & NIGHT | CONSTANTCOMFORT DELUXE 18 VS HP | 206771348 | HRCU-A-CB | CVH837GKA2* | EA*4X37L21A*+WALLCON | Singlezone Ducted, Centrally Ducted | 32800 | 31800 | 2.54 | 28000 | 2.22
KEEPRITE | PROCOMFORT DELUXE 18 VS HP | 206771331 | HRCU-A-CB | CVH837GKA2* | EA*4X37L21A*+WALLCON | Singlezone Ducted, Centrally Ducted | 32800 | 31800 | 2.54 | 28000 | 2.22
KENMORE | DELUXE 18 VS HP | 206997721 | HRCU-A-CB | (C,H,T)VH837GKA2* | EA*4X48L21A*+WALLCON | Singlezone Ducted, Centrally Ducted | 32400 | 31400 | 2.52 | 27600 | 2.2
KENMORE | DELUXE 18 VS HP | 206997667 | HRCU-A-CB | (C,H,T)VH837GKA2* | EA*4X37L21A*+WALLCON | Singlezone Ducted, Centrally Ducted | 32800 | 31800 | 2.54 | 28000 | 2.22
HEIL | QUIETCOMFORT DELUXE 18 VS HP | 206771929 | HRCU-A-CB | HVH837GKA2* | EA*4X48L24A*+WALLCON | Singlezone Ducted, Centrally Ducted | 32400 | 31400 | 2.52 | 27600 | 2.22
TEMPSTAR | SMARTCOMFORT DELUXE 18 VS HP | 206771900 | HRCU-A-CB | TVH837GKA2* | EA*4X48L24A*+WALLCON | Singlezone Ducted, Centrally Ducted | 32400 | 31400 | 2.52 | 27600 | 2.2
TEMPSTAR | SMARTCOMFORT DELUXE 18 VS HP | 206771864 | HRCU-A-CB | TVH837GKA2* | EA*4X48L21A*+WALLCON | Singlezone Ducted, Centrally Ducted | 32400 | 31400 | 2.52 | 27600 | 2.2
AIRQUEST | DELUXE 19 VS HP | 206771858 | HRCU-A-CB | HVH837GKA2* | EA*4X48L21A*+WALLCON | Singlezone Ducted, Centrally Ducted | 32400 | 31400 | 2.52 | 27600 | 2.2
HEIL | QUIETCOMFORT DELUXE 18 VS HP | 206771848 | HRCU-A-CB | HVH837GKA2* | EA*4X48L21A*+WALLCON | Singlezone Ducted, Centrally Ducted | 32400 | 31400 | 2.52 | 27600 | 2.2
ARCOAIRE | DURACOMFORT DELUXE 18 VS HP | 206771832 | HRCU-A-CB | HVH837GKA2* | EA*4X48L21A*+WALLCON | Singlezone Ducted, Centrally Ducted | 32400 | 31400 | 2.52 | 27600 | 2.2
TEMPSTAR | SMARTCOMFORT DELUXE 18 VS HP | 206771720 | HRCU-A-CB | TVH837GKA2* | EA*4X43L21A*+WALLCON | Singlezone Ducted, Centrally Ducted | 32800 | 31800 | 2.54 | 27800 | 2.22
KEEPRITE | PROCOMFORT DELUXE 18 VS HP | 206771718 | HRCU-A-CB | CVH837GKA2* | EA*4X43L21A*+WALLCON | Singlezone Ducted, Centrally Ducted | 32800 | 31800 | 2.54 | 27800 | 2.22
DAY & NIGHT | CONSTANTCOMFORT DELUXE 18 VS HP | 206771699 | HRCU-A-CB | CVH837GKA2* | EA*4X43L21A*+WALLCON | Singlezone Ducted, Centrally Ducted | 32800 | 31800 | 2.54 | 27800 | 2.22
AIRQUEST | DELUXE 19 VS HP | 206771696 | HRCU-A-CB | HVH837GKA2* | EA*4X43L21A*+WALLCON | Singlezone Ducted, Centrally Ducted | 32800 | 31800 | 2.54 | 27800 | 2.22
AIRQUEST | DELUXE 19 VS HP | 206771642 | HRCU-A-CB | HVH837GKA2* | EA*4X43L21A*+WALLCON | Singlezone Ducted, Centrally Ducted | 32800 | 31800 | 2.54 | 28000 | 2.2
COMFORTMAKER | SOFTSOUND DELUXE 18 VS HP | 206771347 | HRCU-A-CB | CVH837GKA2* | EA*4X37L21A*+WALLCON | Singlezone Ducted, Centrally Ducted | 32800 | 31800 | 2.54 | 28000 | 2.22
AIRQUEST | DELUXE 19 VS HP | 206771345 | HRCU-A-CB | HVH837GKA2* | EA*4X37L21A*+WALLCON | Singlezone Ducted, Centrally Ducted | 32800 | 31800 | 2.54 | 28000 | 2.22
DAY & NIGHT | CONSTANTCOMFORT DELUXE 18 VS HP | 206771330 | HRCU-A-CB | CVH837GKA2* | EA*4X37L21A*+WALLCON | Singlezone Ducted, Centrally Ducted | 32800 | 31800 | 2.54 | 28000 | 2.22
ARCOAIRE | DURACOMFORT DELUXE 18 VS HP | 206771328 | HRCU-A-CB | HVH837GKA2* | EA*4X37L21A*+WALLCON | Singlezone Ducted, Centrally Ducted | 32800 | 31800 | 2.54 | 28000 | 2.22
AIRQUEST | DELUXE 19 VS HP | 206771327 | HRCU-A-CB | HVH837GKA2* | EA*4X37L21A*+WALLCON | Singlezone Ducted, Centrally Ducted | 32800 | 31800 | 2.54 | 28000 | 2.22
KEPLER |  | 214377768 | HRCU-A-CB | ODUMOX330-12HFN1MW5W | IDUMTIU-12HWFN1-M | Singlezone Ducted, Compact Ducted | 12500 | 10600 | 2.51 | 12100 | 1.96
WESTINGHOUSE |  | 207337194 | HRCU-A-CB-O | WHZ09SZA21S | WHZ09WMA21S | Singlezone Non-Ducted, Wall Placement | 10000 | 6000 | 2.88 | 8050 | 2.05
AI AIR CONDITIONING |  | 213769953 | HMSV-A-CB | A2MO22-18N1-M1H |  | Multizone All Ducted | 20000 | 16000 | 2.61 | 20000 | 1.95
KEPLER |  | 213608173 | HRCU-A-CB-O | ODUMOX330-09HFN1MY5W | IDUMSEPB-09HRFN1MY5W(GA) | Singlezone Non-Ducted, Wall Placement | 12000 | 9500 | 2.53 | 11109 | 1.97
CANAIR | C28M series | 213479411 | HMSV-A-CB | C28MC218H22 |  | Multizone All Ducted | 20000 | 16000 | 2.61 | 20000 | 1.95
KANIONco |  | 213298360 | HMSR-A-CB-O | KWSMO-36IR410AHSP |  | Multizone All Non-Ducted | 35600 | 21200 | 2.64 | 23200 | 2.12
Trane / Mitsubishi Electric | Smart Multi | 211016466 | HMSV-A-CB | NTXMSM36A142B* |  | Multizone Mix of Ducted and Non-Ducted | 41000 | 26400 | 2.73 | 29000 | 2.1
Mitsubishi Electric | Smart Multi | 211016480 | HMSV-A-CB | MXZ-SM36NAM2 |  | Multizone Mix of Ducted and Non-Ducted | 41000 | 26400 | 2.73 | 29000 | 2.1
CENTURY | A-series | 212940822 | HMSV-A-CB | A-VMH18DV-1 |  | Multizone Mix of Ducted and Non-Ducted | 20000 | 15500 | 2.55 | 20000 | 1.95
CENTURY | A-series | 212940820 | HMSV-A-CB | A-VMH18DV-1 |  | Multizone All Ducted | 20000 | 16000 | 2.61 | 20000 | 1.95
CUSTOM COMFORT |  | 212365425 | HRCU-A-CB-O | CCOXHASZ24HP | CCOXHAFC24 | Singlezone Non-Ducted, Floor Placement | 25000 | 19000 | 2.64 | 25000 | 2.1
TRANE / MITSUBISHI ELECTRIC |  | 211497108 | HRCU-A-CB-O | TRUZA0361KA70** | TPLA0A0361EA*** | Singlezone Non-Ducted, Ceiling Placement | 42000 | 22000 | 2.59 | 21600 | 2.43
FUJIECO | T-PRO | 211306461 | HMSR-A-CB-O | FES-36H2TK-M4O |  | Multizone All Non-Ducted | 35600 | 21200 | 2.64 | 23200 | 2.12
PIONEER |  | 208141954 | HRCU-A-CB | YN024GMFI22RPE | RB024GMFILDFHD | Singlezone Ducted, Compact Ducted | 25000 | 20000 | 2.61 | 20000 | 2.3
LBG Products |  | 208130816 | HRCU-A-CB | LBHB24DUWO | LMHB24DFI | Singlezone Ducted, Compact Ducted | 25000 | 20000 | 2.61 | 20000 | 2.3
LENNOX |  | 207768728 | HMSV-A-CB | MLB018S4M-1P |  | Multizone All Ducted | 20000 | 16000 | 3.78 | 20391 | 1.95
MOOVAIR |  | 207742513 | HRCU-A-CB-O | DMA48HOS28230E8 | DUA48HICU230X5 | Singlezone Non-Ducted, Wall Placement | 53000 | 35000 | 2.59 | 48000 | 1.98
C&H |  | 207742325 | HRCU-A-CB | CH-ES24-230VO | CH-M24DTUI | Singlezone Ducted, Compact Ducted | 25000 | 20000 | 2.61 | 20000 | 2.3
DUCANE |  | 211034588 | HRCU-A-CB-O | 4DHP2S24S-1P | D33C224S4-*P | Singlezone Non-Ducted, Ceiling Placement | 26000 | 19000 | 3.48 | 18550 | 2.16
DUCANE |  | 211034582 | HRCU-A-CB | 4DHP2S24S-1P | DMD224S4-*P | Singlezone Ducted, Compact Ducted | 25000 | 20000 | 3.71 | 20500 | 2.28
DUCANE |  | 211034571 | HRCU-A-CB-O | 4DHP2S12S-1L | DWM212S4-*L | Singlezone Non-Ducted, Wall Placement | 12000 | 8400 | 3.04 | 7094 | 2.19
Allied |  | 211034510 | HRCU-A-CB-O | 4DHP2S24S-1P | D33C224S4-*P | Singlezone Non-Ducted, Ceiling Placement | 26000 | 19000 | 3.48 | 18550 | 2.16
Allied |  | 211034504 | HRCU-A-CB | 4DHP2S24S-1P | DMD224S4-*P | Singlezone Ducted, Compact Ducted | 25000 | 20000 | 3.71 | 20500 | 2.28
AirEase |  | 211034483 | HRCU-A-CB-O | 4DHP2S18S-1P | D22C118S4-*P | Singlezone Non-Ducted, Ceiling Placement | 19000 | 12000 | 2.51 | 11330 | 2.01
AirEase |  | 211034467 | HRCU-A-CB-O | 4DHP2S12S-1L | DWM212S4-*L | Singlezone Non-Ducted, Wall Placement | 12000 | 8400 | 3.04 | 7094 | 2.19
DIYCOOL |  | 210857335 | HRCU-A-CB-O | ACIQ-09ZPL-HP230B | ACIQ-09W-HH-MC | Singlezone Non-Ducted, Wall Placement | 12000 | 9500 | 2.53 | 11109 | 1.97
1HVAC |  | 210857295 | HRCU-A-CB-O | ACIQ-09ZPL-HP230B | ACIQ-09W-HH-MC | Singlezone Non-Ducted, Wall Placement | 12000 | 9500 | 2.53 | 11109 | 1.97
WESTINGHOUSE |  | 207337195 | HRCU-A-CB-O | WHZ12SZA21S | WHZ12WMA21S | Singlezone Non-Ducted, Wall Placement | 12000 | 7000 | 2.77 | 9730 | 1.95
WESTINGHOUSE |  | 207237538 | HRCU-A-CB-O | WHU24SZA21S | WHU24CTA21S | Singlezone Non-Ducted, Ceiling Placement | 26000 | 19000 | 2.61 | 19000 | 2.2
Conforto |  | 210605802 | HRCU-A-CB-O | MHSZ109DA | MHWAL09DA | Singlezone Non-Ducted, Wall Placement | 12000 | 9500 | 2.53 | 11109 | 1.97
ECO AC | E-series | 210586153 | HMSV-A-CB | EMH-2O18BBH |  | Multizone Mix of Ducted and Non-Ducted | 20000 | 14700 | 2.55 | 20000 | 1.98
ECO AC |  | 210586152 | HMSV-A-CB | EMH-2O18BBH |  | Multizone All Ducted | 20000 | 16000 | 2.61 | 20000 | 1.95
ECO AC |  | 210586148 | HRCU-A-CB-O | EHH-O18BB | EHH-C18BA | Singlezone Non-Ducted, Ceiling Placement | 19000 | 12000 | 2.51 | 12700 | 2.16
KERR |  | 210568257 | HRCU-A-CB | A-KMH12SV-1 | B-KMH12DU-1 | Singlezone Ducted, Compact Ducted | 12500 | 10600 | 2.51 | 12100 | 1.96
COMFORT-AIRE |  | 210568243 | HRCU-A-CB | A-VMH24SV-1 | B-VMH24DU-1 | Singlezone Ducted, Compact Ducted | 25000 | 21000 | 2.64 | 27000 | 2
Durastar | DRA5 | 210568220 | HMSR-A-CB-O | DRA5H48M1A |  | Multizone All Non-Ducted | 49000 | 39000 | 2.5 | 46000 | 2.05
DURASTAR | DRA2 | 210568213 | HMSV-A-CB | DRA2H18M1A |  | Multizone Mix of Ducted and Non-Ducted | 20000 | 14700 | 2.55 | 20000 | 1.98
MDV | MTI series | 206330133 | HRCU-A-CB | MOD33-24HFN1-MT0W | MTIU-24HWFN1-M | Singlezone Ducted, Compact Ducted | 25000 | 20000 | 2.61 | 20000 | 2.3
AC PRO.COM |  | 209748101 | HRCU-A-CB-O | AOX430-18HFN1-MT8W | ACCA3U-18HRFN1-M(C) | Singlezone Non-Ducted, Ceiling Placement | 19000 | 12000 | 2.51 | 12700 | 2.16
SLIMAIR |  | 208447934 | HRCU-A-CB-O | SHC09VE1AG | SHM09VE1AG | Singlezone Non-Ducted, Wall Placement | 10000 | 5900 | 2.93 | 6858 | 2.07
TEMPSTAR | DLC-series | 208447673 | HRCU-A-CB-O | DLCSRBH09AAK | DLFSHCH09XAK | Singlezone Non-Ducted, Wall Placement | 12000 | 9500 | 2.53 | 11109 | 1.97
Breeze33 |  | 207862080 | HRCU-A-CB | BZ33-HYP12OUT2-G2-P | BZ33-DIDU12-P | Singlezone Ducted, Compact Ducted | 12500 | 10600 | 2.51 | 12100 | 1.96
DIYCOOL |  | 207825589 | HMSV-A-CB | ACIQ-18Z-HH-M2B |  | Multizone All Ducted | 20000 | 16000 | 2.61 | 20000 | 1.95
1HVAC |  | 207825522 | HRCU-A-CB | ACIQ-24ZPL-HP230B | ACIQ-24CD-HH-MB | Singlezone Ducted, Compact Ducted | 25000 | 21000 | 2.64 | 27000 | 2
KARDA |  | 207796639 | HRCU-A-CB | 3KARDA12SZO | 3KARDA12UVD | Singlezone Ducted, Compact Ducted | 12500 | 10600 | 2.51 | 12100 | 1.96
PERFECTAIRE |  | 207796630 | HRCU-A-CB | 3PAMSHH12-SZO | 3PAMSDH12 | Singlezone Ducted, Compact Ducted | 12500 | 10600 | 2.51 | 12100 | 1.96
COMFORTSTAR |  | 207765972 | HRCU-A-CB | CHF24CD(O) | CPA-24B | Singlezone Ducted, Compact Ducted | 25000 | 21000 | 2.64 | 27000 | 2
COMFORTSTAR |  | 207765970 | HRCU-A-CB | CHF12CD(O) | CPA-12B | Singlezone Ducted, Compact Ducted | 12500 | 10600 | 2.51 | 12100 | 1.96
BOSCH | Bosch Climate 5000 ductless minisplit series | 207760035 | HMSV-A-CB | BMS500-AAM018-1CSXHC |  | Multizone Mix of Ducted and Non-Ducted | 20000 | 15500 | 2.6 | 19000 | 1.95
BOSCH | Bosch Climate 5000 ductless minisplit series | 207760015 | HRCU-A-CB-O | BMS500-AAS018-1CSXRC | BMS500-AAU018-1AHCXB | Singlezone Non-Ducted, Ceiling Placement | 19000 | 12000 | 2.51 | 11331 | 2.01
DIRECT AIR |  | 207743786 | HMSV-A-CB | DIRM-18HXPRO28-2Z |  | Multizone All Ducted | 20000 | 16000 | 2.61 | 20000 | 1.95
DIRECT AIR |  | 207743754 | HRCU-A-CB | DIRM-12HXPRO28-1Z | DIRM-12HP-DUV | Singlezone Ducted, Compact Ducted | 12500 | 10600 | 2.51 | 12100 | 1.96
MOOVAIR | DM-series | 207742543 | HMSV-A-CB | DMA18HOM25230X3 |  | Multizone Mix of Ducted and Non-Ducted | 20000 | 15500 | 2.55 | 20000 | 1.95
MOOVAIR |  | 207742522 | HRCU-A-CB | DMA12HOS28230E8 | DUA12HIDU230X5 | Singlezone Ducted, Compact Ducted | 12500 | 10600 | 2.51 | 12100 | 1.96
C&H |  | 207742330 | HRCU-A-CB | CH-HPR12-230VO | CH-M12DTUI | Singlezone Ducted, Compact Ducted | 12500 | 10600 | 2.51 | 12100 | 1.96
KANIONco |  | 207699077 | HRCU-A-CB-O | KWSM-09IR410AHS24MVL | KWSM-09IR410AHS24MVL | Singlezone Non-Ducted, Wall Placement | 10000 | 6000 | 2.79 | 6725 | 2.07
NAPOLEON |  | 207683233 | HRCU-A-CB-O | NDHAS26-09-O | NDHAS26-09-I | Singlezone Non-Ducted, Wall Placement | 12000 | 9500 | 2.53 | 11109 | 1.97
COMFORT-AIRE | A-series | 207657611 | HMSV-A-CB | A-VMH18DV-1 |  | Multizone Mix of Ducted and Non-Ducted | 20000 | 15500 | 2.55 | 20000 | 1.95
KERR |  | 207657598 | HMSV-A-CB | A-KMH18DV-1 |  | Multizone All Ducted | 20000 | 16000 | 2.61 | 20000 | 1.95
MDV | M2O series | 207641257 | HMSV-A-CB | M2OI-18HFN1-M* |  | Multizone Mix of Ducted and Non-Ducted | 20000 | 14700 | 2.55 | 20000 | 1.98
MDV | MSAG series | 207641238 | HMSR-A-CB-O | M5OG-48HFN1-M-[X]-20* |  | Multizone All Non-Ducted | 49000 | 39000 | 2.5 | 46000 | 2.05
MDV | MCA series | 207614047 | HRCU-A-CB-O | MOX430-18HFN1-MU0W | MCA3U-18HRFN1-M(C) | Singlezone Non-Ducted, Ceiling Placement | 19000 | 12000 | 2.51 | 12700 | 2.16
BLUERIDGE |  | 207571387 | HRCU-A-CB | BMY12HH26C | BM12MCD | Singlezone Ducted, Compact Ducted | 12500 | 10600 | 2.51 | 12100 | 1.96
KERR |  | 206347321 | HRCU-A-CB | A-KMH24SU-1A | B-KMH24DU-1 | Singlezone Ducted, Compact Ducted | 25000 | 21000 | 2.64 | 27000 | 2
MDV | MTI series | 206330127 | HRCU-A-CB | MOX330-12HFN1-MW5W | MTIU-12HWFN1-M | Singlezone Ducted, Compact Ducted | 12500 | 10600 | 2.51 | 12100 | 1.96
MITSUBISHI ELECTRIC | P-Series | 201754475 | HRCU-A-CB | PUZ-A36NKA7*** | PEAD-A36AA* | Singlezone Ducted, Compact Ducted | 40500 | 20400 | 2.54 | 19800 | 2.23
MITSUBISHI ELECTRIC | P-Series | 201754470 | HRCU-A-CB-O | PUZ-A30NHA7*** | PLA-A30EA* | Singlezone Non-Ducted, Ceiling Placement | 32600 | 18100 | 2.82 | 16800 | 2.9
MITSUBISHI ELECTRIC | P-Series | 201754463 | HRCU-A-CB | PUZ-A24NHA7*** | PVA-A24AA* | Singlezone Ducted, Centrally Ducted | 28000 | 15000 | 2.5 | 14500 | 2.24
MITSUBISHI ELECTRIC | P-Series | 201754461 | HRCU-A-CB | PUZ-A24NHA7*** | PEAD-A24AA* | Singlezone Ducted, Compact Ducted | 29400 | 15400 | 2.77 | 14300 | 2.33
MITSUBISHI ELECTRIC | P-Series | 201754460 | HRCU-A-CB-O | PUZ-A24NHA7*** | PCA-A24KA* | Singlezone Non-Ducted, Ceiling Placement | 28000 | 15400 | 2.65 | 14900 | 2.3
MITSUBISHI ELECTRIC | P-Series | 201754318 | HRCU-A-CB-O | PUZ-A24NHA7*** | PLA-A24EA* | Singlezone Non-Ducted, Ceiling Placement | 29000 | 14900 | 2.73 | 13000 | 2.72
LG | MULTI V S HR/HP | 10070563 | HMSV-A-CB | ARUN024GSS4 |  | Multizone All Ducted | 31200 | 18900 | 2.55 | 32571 | 3.59
AI AIR CONDITIONING |  | 213927637 | HRCU-A-CB-O | AO25-09N1-B1H | AW25-09N1-B1 | Singlezone Non-Ducted, Wall Placement | 10000 | 5900 | 2.93 | 6858 | 2.07
AI AIR CONDITIONING |  | 213769961 | HMSR-A-CB-O | A5MO22-48N1-M1H |  | Multizone All Non-Ducted | 49000 | 39000 | 2.5 | 46000 | 2.05
CANAIR | C28M series | 213479412 | HMSV-A-CB | C28MC218H22 |  | Multizone Mix of Ducted and Non-Ducted | 20000 | 15500 | 2.55 | 20000 | 1.95
WELLS |  | 213286777 | HMSV-A-CB | WMCA-18HFMO |  | Multizone Mix of Ducted and Non-Ducted | 20000 | 14700 | 2.55 | 20000 | 1.98
STAR AIR KONTROL |  | 213279893 | HRCU-A-CB-O | SAK-18-CC/220V | SAK-18-CC/220V | Singlezone Non-Ducted, Ceiling Placement | 19000 | 12000 | 2.51 | 12700 | 2.16
COOPER&HUNTER | CH series | 213265579 | HRCU-A-CB | CH-HPR24-230VO | CH-24MDT-W | Singlezone Ducted, Compact Ducted | 25000 | 21000 | 2.64 | 27000 | 2
COOPER&HUNTER | CH series | 213265575 | HRCU-A-CB | CH-HPR12-230VO | CH-12MDT-W | Singlezone Ducted, Compact Ducted | 12500 | 10600 | 2.51 | 12100 | 1.96
KANIONCO | KWSM series | 213160461 | HRCU-A-CB-O | KWSM-09IR410AHS28.1ODU | KWSM-09IR410AHS28.1IDU | Singlezone Non-Ducted, Wall Placement | 12000 | 9500 | 2.53 | 11109 | 1.97
ECO AC |  | 213088006 | HMSR-A-CB-O | EMH-5O48BBH |  | Multizone All Non-Ducted | 49000 | 39000 | 2.5 | 46000 | 2.05
CUSTOM COMFORT |  | 212365414 | HRCU-A-CB-O | CCOXHASZ48CHP | CCOXHA4C48 | Singlezone Non-Ducted, Wall Placement | 53000 | 35000 | 2.59 | 48000 | 1.98
KANIONCO | KD series | 212615049 | HRCU-A-CB | KD-12IR410AHSODU | KD-12IR410AHSIDU | Singlezone Ducted, Compact Ducted | 12500 | 10600 | 2.51 | 12100 | 1.96
CUSTOM COMFORT |  | 212365434 | HMSV-A-CB | CCOXHAMZ218HP |  | Multizone All Ducted | 20000 | 16000 | 2.61 | 20000 | 1.95
CUSTOM COMFORT |  | 212365418 | HRCU-A-CB | CCOXHASZ24HP | CCOXHASD24 | Singlezone Ducted, Compact Ducted | 25000 | 21000 | 2.64 | 27000 | 2
TRANE / MITSUBISHI ELECTRIC |  | 211497105 | HRCU-A-CB-O | TRUZA0301HA70** | TPLA0A0301EA*** | Singlezone Non-Ducted, Ceiling Placement | 32600 | 18100 | 2.82 | 16800 | 2.9
TRANE / MITSUBISHI ELECTRIC |  | 211497100 | HRCU-A-CB-O | TRUZA0241HA70** | TPCA0A0241KA*** | Singlezone Non-Ducted, Ceiling Placement | 28000 | 15400 | 2.65 | 14900 | 2.3
LENNOX |  | 211034460 | HRCU-A-CB-O | MLB048S4S-2P | M33C048S4-*P | Singlezone Non-Ducted, Ceiling Placement | 53000 | 35000 | 2.6 | 50228 | 1.95
DIYCOOL |  | 210857340 | HRCU-A-CB-O | ACIQ-48ZPL-HP230B | ACIQ-48CC-HH-MB | Singlezone Non-Ducted, Wall Placement | 53000 | 35000 | 2.59 | 48000 | 1.98
Cooper&Hunter |  | 210799589 | HRCU-A-CB | CH-ES24-230VO | CH-M24DTUI | Singlezone Ducted, Compact Ducted | 25000 | 20000 | 2.61 | 20000 | 2.3
DUCANE |  | 211034587 | HRCU-A-CB-O | 4DHP2S18S-1P | D22C118S4-*P | Singlezone Non-Ducted, Ceiling Placement | 19000 | 12000 | 2.51 | 11330 | 2.01
CONCORD |  | 211034556 | HRCU-A-CB | 4DHP2S24S-1P | DMD224S4-*P | Singlezone Ducted, Compact Ducted | 25000 | 20000 | 3.71 | 20500 | 2.28
CONCORD |  | 211034545 | HRCU-A-CB-O | 4DHP2S12S-1L | DWM212S4-*L | Singlezone Non-Ducted, Wall Placement | 12000 | 8400 | 3.04 | 7094 | 2.19
Armstrong Air |  | 211034536 | HRCU-A-CB-O | 4DHP2S24S-1P | D33C224S4-*P | Singlezone Non-Ducted, Ceiling Placement | 26000 | 19000 | 3.48 | 18550 | 2.16
LENNOX |  | 211034437 | HRCU-A-CB-O | MPC024S4S-1P | M33C024S4-*P | Singlezone Non-Ducted, Ceiling Placement | 26000 | 19000 | 3.48 | 18550 | 2.16
LENNOX |  | 211034415 | HRCU-A-CB-O | MPC012S4S-1L | MWMC012S4-*L | Singlezone Non-Ducted, Wall Placement | 12000 | 8400 | 3.04 | 7094 | 2.19
ACIQ |  | 210857315 | HRCU-A-CB-O | ACIQ-09ZPL-HP230B | ACIQ-09W-HH-MC | Singlezone Non-Ducted, Wall Placement | 12000 | 9500 | 2.53 | 11109 | 1.97
Cooper&Hunter |  | 210799601 | HRCU-A-CB-O | CH-HPR24-230VO | CH-24MSPHFC-230VI | Singlezone Non-Ducted, Floor Placement | 25000 | 19000 | 2.64 | 25000 | 2.1
Cooper&Hunter |  | 210799594 | HRCU-A-CB | CH-HPR12-230VO | CH-M12DTUI | Singlezone Ducted, Compact Ducted | 12500 | 10600 | 2.51 | 12100 | 1.96
DIRECT AIR |  | 207743759 | HRCU-A-CB | DIRM-24DA25-1Z | DIRM-24HP-DU | Singlezone Ducted, Compact Ducted | 25000 | 20000 | 2.61 | 20000 | 2.3
LENNOX |  | 207699116 | HMSV-A-CB | MPC024S4M-1P |  | Multizone All Non-Ducted | 24800 | 15000 | 2.87 | 18380 | 1.98
COMFORTSTAR |  | 207658933 | HRCU-A-CB | CZP24CD(O) | CPA-24B | Singlezone Ducted, Compact Ducted | 25000 | 20000 | 2.61 | 20000 | 2.3
COMFORT-AIRE |  | 210568244 | HRCU-A-CB-O | A-VMH24SV-1 | B-VMH24UU-1 | Singlezone Non-Ducted, Floor Placement | 25000 | 19000 | 2.64 | 25000 | 2.1
WESTINGHOUSE |  | 207237537 | HRCU-A-CB-O | WHU18SZA21S | WHU18CTA21S | Singlezone Non-Ducted, Ceiling Placement | 18800 | 12000 | 2.64 | 13200 | 2.36
ECO AC |  | 206902027 | HRCU-A-CB | EHH-O24BA | EHH-D24BA | Singlezone Ducted, Compact Ducted | 25000 | 20000 | 2.61 | 20000 | 2.3
HISENSE |  | 201981254 | HRCU-A-CB-O | AS-12UW3SXA00 | AS-12UW3SXA**00 | Singlezone Non-Ducted, Wall Placement | 12000 | 8000 | 3.17 | 9730 | 1.95
SMART COMFORT | DLC-series | 208447681 | HRCU-A-CB-O | DLCSRBH09AAK | DLFSHCH09XAK | Singlezone Non-Ducted, Wall Placement | 12000 | 9500 | 2.53 | 11109 | 1.97
KEEPRITE | DLC-series | 208447649 | HRCU-A-CB-O | DLCSRBH09AAK | DLFSHCH09XAK | Singlezone Non-Ducted, Wall Placement | 12000 | 9500 | 2.53 | 11109 | 1.97
DAY & NIGHT | DLC-series | 208447633 | HRCU-A-CB-O | DLCSRBH09AAK | DLFSHCH09XAK | Singlezone Non-Ducted, Wall Placement | 12000 | 9500 | 2.53 | 11109 | 1.97
EMI |  | 208121924 | HRCU-A-CB-O | MHSZ109DA | MHWAL09DA | Singlezone Non-Ducted, Wall Placement | 12000 | 9500 | 2.53 | 11109 | 1.97
Breeze33 |  | 207862084 | HRCU-A-CB-O | BZ33-HYP24OUT2-G2-P | BZ33-IFMU24-G2-P | Singlezone Non-Ducted, Floor Placement | 25000 | 19000 | 2.64 | 25000 | 2.1
AC PRO.COM |  | 207827155 | HRCU-A-CB | AOX330-12HFN1-MW5W | ATIU-12HWFN1-M | Singlezone Ducted, Compact Ducted | 12500 | 10600 | 2.51 | 12100 | 1.96
AC PRO.COM |  | 207827153 | HRCU-A-CB-O | AOX430-17HFN1-MT0W | ACCA3U-18HRFN1-M | Singlezone Non-Ducted, Ceiling Placement | 19000 | 12000 | 2.51 | 12700 | 2.16
DIYCOOL | ACIQ | 207825590 | HMSV-A-CB | ACIQ-18Z-HH-M2B |  | Multizone Mix of Ducted and Non-Ducted | 20000 | 15500 | 2.55 | 20000 | 1.95
1HVAC |  | 207825565 | HMSV-A-CB | ACIQ-18Z-HH-M2B |  | Multizone All Ducted | 20000 | 16000 | 2.61 | 20000 | 1.95
DIYCOOL |  | 207825563 | HRCU-A-CB-O | ACIQ-24ZPL-HP230B | ACIQ-24FM-HH-MB | Singlezone Non-Ducted, Floor Placement | 25000 | 19000 | 2.64 | 25000 | 2.1
ACIQ |  | 207825539 | HRCU-A-CB | ACIQ-12ZPL-HP230B | ACIQ-12CD-HH-MB | Singlezone Ducted, Compact Ducted | 12500 | 10600 | 2.51 | 12100 | 1.96
1HVAC |  | 207825512 | HRCU-A-CB-O | ACIQ-09ZPL-HP230B | ACIQ-09W-HH-MB | Singlezone Non-Ducted, Wall Placement | 12000 | 9500 | 2.53 | 11109 | 1.97
KARDA |  | 207796644 | HRCU-A-CB | 3KARDA24SZO | 3KARDA24UVD | Singlezone Ducted, Compact Ducted | 25000 | 21000 | 2.64 | 27000 | 2
Durastar | DRA1 | 207787140 | HRCU-A-CB-O | DRA1U18S1B | DRAC18F1A | Singlezone Non-Ducted, Ceiling Placement | 19000 | 12000 | 2.51 | 12700 | 2.16
C&H |  | 207765977 | HRCU-A-CB-O | CH-ES09-115VO | CH-09OLVWM-115VI | Singlezone Non-Ducted, Wall Placement | 10000 | 5900 | 2.93 | 6858 | 2.07
DIRECT AIR |  | 207743753 | HRCU-A-CB | DIRM-12HXPRO28-1Z | DIRM-12HP-DUH | Singlezone Ducted, Compact Ducted | 12500 | 10600 | 2.51 | 12100 | 1.96
MOOVAIR |  | 207742542 | HMSV-A-CB | DMA18HOM25230X3 |  | Multizone All Ducted | 20000 | 16000 | 2.61 | 20000 | 1.95
MOOVAIR |  | 207742524 | HRCU-A-CB | DMA24HOS28230E8 | DUA24HIDU230X5 | Singlezone Ducted, Compact Ducted | 25000 | 21000 | 2.64 | 27000 | 2
MOOVAIR |  | 207742504 | HRCU-A-CB-O | DMA18HOS25230E8 | DUA18HICU230X5 | Singlezone Non-Ducted, Ceiling Placement | 19000 | 12000 | 2.51 | 12700 | 2.16
MOOVAIR |  | 207742495 | HRCU-A-CB-O | DMA09HOS28230E8 | DMA09HIW25230E8 | Singlezone Non-Ducted, Wall Placement | 12000 | 9500 | 2.53 | 11109 | 1.97
ELIOS | DE-series | 207742462 | HMSV-A-CB | DEA18HOM25230X3 |  | Multizone Mix of Ducted and Non-Ducted | 20000 | 15500 | 2.55 | 20000 | 1.95
ELIOS |  | 207742461 | HMSV-A-CB | DEA18HOM25230X3 |  | Multizone All Ducted | 20000 | 16000 | 2.61 | 20000 | 1.95
ELIOS |  | 207742455 | HRCU-A-CB | DEA24HOS28230E8 | DUA24HIDU230X5 | Singlezone Ducted, Compact Ducted | 25000 | 21000 | 2.64 | 27000 | 2
ELIOS |  | 207742435 | HRCU-A-CB-O | DEA18HOS25230E8 | DUA18HICU230X5 | Singlezone Non-Ducted, Ceiling Placement | 19000 | 12000 | 2.51 | 12700 | 2.16
LENNOX |  | 207699108 | HMSV-A-CB | MLB048S4M-2P | MMDB009S4-2P | Singlezone Ducted, Compact Ducted | 49000 | 36000 | 3.26 | 48000 | 1.99
LENNOX |  | 207683527 | HRCU-A-CB | MLB024S4S-1P | MMDB024S4-2P | Singlezone Ducted, Compact Ducted | 25000 | 21000 | 3.29 | 27000 | 2
CanAir |  | 207683256 | HRCU-A-CB-O | C28SCH09H21 | C28SEH09H21 | Singlezone Non-Ducted, Wall Placement | 12000 | 9500 | 2.53 | 11109 | 1.97
COMFORTSTAR |  | 207658945 | HRCU-A-CB-O | CZP18CD(O) | TPA-18C | Singlezone Non-Ducted, Ceiling Placement | 19000 | 12000 | 2.51 | 12700 | 2.16
COMFORTSTAR |  | 207658938 | HRCU-A-CB | CHF12CD(O) | CPA-12C | Singlezone Ducted, Compact Ducted | 12500 | 10600 | 2.51 | 12100 | 1.96
COMFORT-AIRE |  | 207657609 | HMSV-A-CB | A-VMH18DV-1 |  | Multizone All Ducted | 20000 | 16000 | 2.61 | 20000 | 1.95
PERFECTAIRE |  | 207657336 | HMSV-A-CB | 3PAMS18-HH-MZO2 |  | Multizone All Ducted | 20000 | 16000 | 2.61 | 20000 | 1.95
BLUERIDGE | BM series | 207641293 | HMSV-A-CB | BMM18HHC |  | Multizone Mix of Ducted and Non-Ducted | 20000 | 14700 | 2.55 | 20000 | 1.98
MDV | MTI series | 207641256 | HMSV-A-CB | M2OI-18HFN1-M* |  | Multizone All Ducted | 20000 | 16000 | 2.61 | 20000 | 1.95
MDV | MSAB series | 207591139 | HRCU-A-CB-O | MOX230-09HFN1-BW0W | MSABB-09HRFN1-BW0W | Singlezone Non-Ducted, Wall Placement | 10000 | 6000 | 2.79 | 6725 | 2.07
BLUERIDGE |  | 207571393 | HRCU-A-CB | BMY24HH22C | BM24MCD | Singlezone Ducted, Compact Ducted | 25000 | 21000 | 2.64 | 27000 | 2
1HVAC |  | 210857300 | HRCU-A-CB-O | ACIQ-48ZPL-HP230B | ACIQ-48CC-HH-MB | Singlezone Non-Ducted, Wall Placement | 53000 | 35000 | 2.59 | 48000 | 1.98
ELIOS |  | 206401449 | HRCU-A-CB | DE24HOS25230E3A | DM24HIDU230X5 | Singlezone Ducted, Compact Ducted | 25000 | 21000 | 2.64 | 27000 | 2
PERFECTAIRE |  | 206348127 | HRCU-A-CB | 1KARDA24SZO20.5 | 2PAMSDH24 | Singlezone Ducted, Compact Ducted | 25000 | 21000 | 2.64 | 27000 | 2
HISENSE | Hi UNI | 204835479 | HRCU-A-CB | AUW-09U3SS | ADT-09UX3SBL | Singlezone Ducted, Compact Ducted | 10000 | 6500 | 2.65 | 7100 | 2.1
BOSCH | Bosch Climate 5000 ductless minisplit series | 203991172 | HMSV-A-CB | BMS500-AAM018-1CSXRA |  | Multizone All Non-Ducted | 18000 | 11800 | 2.74 | 10205 | 1.97
MITSUBISHI ELECTRIC | P-Series | 201754462 | HRCU-A-CB-O | PUZ-A24NHA7*** | PKA-A24KA* | Singlezone Non-Ducted, Wall Placement | 28000 | 15700 | 2.63 | 15200 | 1.94
MDV | MSEP seris | 205993845 | HRCU-A-CB-O | MOX330-09HFN1-MY5W | MSEPB-09HRFN1-MY5W(GA) | Singlezone Non-Ducted, Wall Placement | 12000 | 9500 | 2.53 | 11109 | 1.97
KEPLER |  | 214377778 | HMSV-A-CB | ODUM2OI-18HFN1-M |  | Multizone Mix of Ducted and Non-Ducted | 20000 | 15500 | 2.55 | 20000 | 1.95
KEPLER |  | 214377770 | HRCU-A-CB | ODUMOD30-24HFN1MU0W | IDUMTIU-24HWFN1-M | Singlezone Ducted, Compact Ducted | 25000 | 21000 | 2.64 | 27000 | 2
ZERO |  | 213732668 | HMSR-A-CB-O | Z5SOV-48HDM-US |  | Multizone All Non-Ducted | 49000 | 39000 | 2.5 | 46000 | 2.05
SENVILLE |  | 213732652 | HMSV-A-CB | SENA-18HF-MOB |  | Multizone Mix of Ducted and Non-Ducted | 20000 | 15500 | 2.55 | 20000 | 1.95
SENVILLE |  | 213732651 | HMSV-A-CB | SENA-18HF-MOB |  | Multizone All Ducted | 20000 | 16000 | 2.61 | 20000 | 1.95
CENTURY | A-series | 212940814 | HRCU-A-CB-O | A-VMH09SV-1 | B-VMH09SV-1 | Singlezone Non-Ducted, Wall Placement | 12000 | 9500 | 2.53 | 11109 | 1.97
KANIONCO | KD series | 212615048 | HRCU-A-CB | KD-24IR410AHSODU | KD-24IR410AHSIDU | Singlezone Ducted, Compact Ducted | 25000 | 21000 | 2.64 | 27000 | 2
LPS LEGACY | DLC-series | 211756602 | HRCU-A-CB-O | DLCSRBH09AAK | DLFSHCH09XAK | Singlezone Non-Ducted, Wall Placement | 12000 | 9500 | 2.53 | 11109 | 1.97
TRANE / MITSUBISHI ELECTRIC |  | 211497101 | HRCU-A-CB-O | TRUZA0241HA70** | TPKA0A0241KA*** | Singlezone Non-Ducted, Wall Placement | 28000 | 15700 | 2.63 | 15200 | 1.94
TRANE / MITSUBISHI ELECTRIC | P-Series | 211497113 | HRCU-A-CB | TRUZA0241HA70** | TPVA0A0241AA*** | Singlezone Ducted, Centrally Ducted | 28000 | 15000 | 2.5 | 14500 | 2.24
TRANE / MITSUBISHI ELECTRIC | P-Series | 211497102 | HRCU-A-CB-O | TRUZA0241HA70** | TPLA0A0241EA*** | Singlezone Non-Ducted, Ceiling Placement | 29000 | 14900 | 2.73 | 13000 | 2.72
Mitsubishi Electric | Smart Multi | 211016457 | HMSV-A-CB | MXZ-SM48NAM2 |  | Multizone Mix of Ducted and Non-Ducted | 50000 | 33200 | 2.54 | 35400 | 2.02
CONCORD |  | 211034561 | HRCU-A-CB-O | 4DHP2S18S-1P | D22C118S4-*P | Singlezone Non-Ducted, Ceiling Placement | 19000 | 12000 | 2.51 | 11330 | 2.01
Armstrong Air |  | 211034535 | HRCU-A-CB-O | 4DHP2S18S-1P | D22C118S4-*P | Singlezone Non-Ducted, Ceiling Placement | 19000 | 12000 | 2.51 | 11330 | 2.01
Armstrong Air |  | 211034530 | HRCU-A-CB | 4DHP2S24S-1P | DMD224S4-*P | Singlezone Ducted, Compact Ducted | 25000 | 20000 | 3.71 | 20500 | 2.28
Armstrong Air |  | 211034519 | HRCU-A-CB-O | 4DHP2S12S-1L | DWM212S4-*L | Singlezone Non-Ducted, Wall Placement | 12000 | 8400 | 3.04 | 7094 | 2.19
Allied |  | 211034509 | HRCU-A-CB-O | 4DHP2S18S-1P | D22C118S4-*P | Singlezone Non-Ducted, Ceiling Placement | 19000 | 12000 | 2.51 | 11330 | 2.01
Allied |  | 211034493 | HRCU-A-CB-O | 4DHP2S12S-1L | DWM212S4-*L | Singlezone Non-Ducted, Wall Placement | 12000 | 8400 | 3.04 | 7094 | 2.19
LENNOX |  | 211034452 | HRCU-A-CB-O | MLB024S4S-1P | MCFA024S4-*P | Singlezone Non-Ducted, Floor Placement | 25000 | 19000 | 2.98 | 25100 | 2.07
LENNOX |  | 211034447 | HRCU-A-CB | MLB024S4S-1P | MMDB024S4-*P | Singlezone Ducted, Compact Ducted | 25000 | 21000 | 3.29 | 27000 | 2
LENNOX |  | 211034440 | HRCU-A-CB-O | MLB009S4S-1P | MWMC009S4-*P | Singlezone Non-Ducted, Wall Placement | 12000 | 9500 | 3.81 | 10622 | 1.91
COOPER&HUNTER | CH series | 210799630 | HMSV-A-CB | CH-HPR19M-230VO |  | Multizone Mix of Ducted and Non-Ducted | 20000 | 15500 | 2.55 | 20000 | 1.95
Cooper&Hunter |  | 210799600 | HRCU-A-CB | CH-HPR24-230VO | CH-M24DTUI | Singlezone Ducted, Compact Ducted | 25000 | 21000 | 2.64 | 27000 | 2
Cooper&Hunter |  | 210799585 | HRCU-A-CB-O | CH-ES18-230VO | CH-18MSPHCT-230VI | Singlezone Non-Ducted, Ceiling Placement | 19000 | 12000 | 2.51 | 12700 | 2.16
Cooper&Hunter |  | 210799548 | HRCU-A-CB-O | CH-HPR09-230VO | CH-09MASTWM-230VI | Singlezone Non-Ducted, Wall Placement | 12000 | 9500 | 2.53 | 11109 | 1.97
C&H |  | 210665985 | HRCU-A-CB-O | CH-ES09-115VO | CH-B09OLVWM-115VI | Singlezone Non-Ducted, Wall Placement | 10000 | 5900 | 2.93 | 6858 | 2.07
KERR |  | 210568252 | HRCU-A-CB-O | A-KMH24SV-1 | B-KMH24UU-1 | Singlezone Non-Ducted, Floor Placement | 25000 | 19000 | 2.64 | 25000 | 2.1
KERR |  | 210568247 | HRCU-A-CB | A-KMH24SV-1 | B-KMH24DU-1 | Singlezone Ducted, Compact Ducted | 25000 | 21000 | 2.64 | 27000 | 2
COMFORT-AIRE |  | 210568246 | HRCU-A-CB | A-VMH12SV-1 | B-VMH12DU-1 | Singlezone Ducted, Compact Ducted | 12500 | 10600 | 2.51 | 12100 | 1.96
Durastar | DRA2 | 210568212 | HMSV-A-CB | DRA2H18M1A |  | Multizone All Ducted | 20000 | 16000 | 2.61 | 20000 | 1.95
Durastar | DRA1 | 210568120 | HRCU-A-CB-O | DRA1H24S1A | DRAF24F1A | Singlezone Non-Ducted, Floor Placement | 25000 | 19000 | 2.64 | 25000 | 2.1
Durastar | DRA1 | 210568116 | HRCU-A-CB | DRA1H12S1A | DRAD12F1A | Singlezone Ducted, Compact Ducted | 12500 | 10600 | 2.51 | 12100 | 1.96
ECO AC |  | 207825497 | HRCU-A-CB | EHH-O24BB | EHH-D24BA | Singlezone Ducted, Compact Ducted | 25000 | 20000 | 2.61 | 20000 | 2.3
Durastar | DRA1 | 207787145 | HRCU-A-CB | DRA1U24S1B | DRAD24F1A | Singlezone Ducted, Compact Ducted | 25000 | 20000 | 2.61 | 20000 | 2.3
MOOVAIR |  | 207742517 | HRCU-A-CB | DMA24HOS25230E8 | DUA24HIDU230X5 | Singlezone Ducted, Compact Ducted | 25000 | 20000 | 2.61 | 20000 | 2.3
ELIOS |  | 207742444 | HRCU-A-CB-O | DEA48HOS28230E8 | DUA48HICU230X5 | Singlezone Non-Ducted, Wall Placement | 53000 | 35000 | 2.59 | 48000 | 1.98
COMFORTSTAR |  | 207658954 | HRCU-A-CB-O | CHF48CD(O) | TIP-48 | Singlezone Non-Ducted, Wall Placement | 53000 | 35000 | 2.59 | 48000 | 1.98
MDV | MCD series | 207338216 | HRCU-A-CB-O | MOE30U-48HFN1-M-[X](GA) | MCD1-48HRFN1-M(GA) | Singlezone Non-Ducted, Wall Placement | 53000 | 35000 | 2.59 | 48000 | 1.98
WESTINGHOUSE |  | 207237540 | HRCU-A-CB | WHU09SZA21S | WHU09DHA21S | Singlezone Ducted, Compact Ducted | 10000 | 6500 | 2.65 | 7100 | 2.1
MRCOOL |  | 208552819 | HRCU-A-CB-O | O-HH-09-HP-C-230B | O-09-HP-WMAH-230B | Singlezone Non-Ducted, Wall Placement | 12000 | 9500 | 2.53 | 11109 | 1.97
MIDEA | DLC-series | 208447665 | HRCU-A-CB-O | DLCSRBH09AAK | DLFSHCH09XAK | Singlezone Non-Ducted, Wall Placement | 12000 | 9500 | 2.53 | 11109 | 1.97
KENMORE | DLC-series | 208447657 | HRCU-A-CB-O | DLCSRBH09AAK | DLFSHCH09XAK | Singlezone Non-Ducted, Wall Placement | 12000 | 9500 | 2.53 | 11109 | 1.97
ARCOAIRE | DLC-series | 208447617 | HRCU-A-CB-O | DLCSRBH09AAK | DLFSHCH09XAK | Singlezone Non-Ducted, Wall Placement | 12000 | 9500 | 2.53 | 11109 | 1.97
LBG Products |  | 208130845 | HRCU-A-CB-O | LBHB24DVWO | LMHB24DZDI | Singlezone Non-Ducted, Floor Placement | 25000 | 19000 | 2.64 | 25000 | 2.1
LBG Products |  | 208130838 | HRCU-A-CB | LBHB12DVWO | LMHB12DFI | Singlezone Ducted, Compact Ducted | 12500 | 10600 | 2.51 | 12100 | 1.96
BREEZE33 | BZ33 series | 207862100 | HMSV-A-CB | BZ33-HYP182Z2-G2-P |  | Multizone Mix of Ducted and Non-Ducted | 20000 | 15500 | 2.55 | 20000 | 1.95
BREEZE33 |  | 207862099 | HMSV-A-CB | BZ33-HYP182Z2-G2-P |  | Multizone All Ducted | 20000 | 16000 | 2.61 | 20000 | 1.95
ACIQ |  | 207825577 | HMSV-A-CB | ACIQ-18Z-HH-M2B |  | Multizone All Ducted | 20000 | 16000 | 2.61 | 20000 | 1.95
1HVAC | ACIQ | 207825566 | HMSV-A-CB | ACIQ-18Z-HH-M2B |  | Multizone Mix of Ducted and Non-Ducted | 20000 | 15500 | 2.55 | 20000 | 1.95
ACIQ |  | 207825544 | HRCU-A-CB-O | ACIQ-24ZPL-HP230B | ACIQ-24FM-HH-MB | Singlezone Non-Ducted, Floor Placement | 25000 | 19000 | 2.64 | 25000 | 2.1
ACIQ |  | 207825531 | HRCU-A-CB-O | ACIQ-09ZPL-HP230B | ACIQ-09W-HH-MB | Singlezone Non-Ducted, Wall Placement | 12000 | 9500 | 2.53 | 11109 | 1.97
COMFORTSTAR |  | 207765975 | HRCU-A-CB-O | CZP18CD(O) | TPA-18 | Singlezone Non-Ducted, Ceiling Placement | 19000 | 12000 | 2.51 | 12700 | 2.16
BOSCH | Bosch Climate 5000 ductless minisplit series | 207760044 | HMSV-A-CB | BMS500-AAM048-1CSXHC |  | Multizone Mix of Ducted and Non-Ducted | 49000 | 36000 | 2.72 | 48000 | 1.99
BOSCH | Bosch Climate 5000 ductless minisplit series | 207760034 | HMSV-A-CB | BMS500-AAM018-1CSXHC |  | Multizone All Ducted | 20000 | 16000 | 3.78 | 19000 | 1.95
DIRECT AIR |  | 207743724 | HRCU-A-CB-O | DIRM-09HXPRO28-1Z | DIRM-09HP-WM | Singlezone Non-Ducted, Wall Placement | 12000 | 9500 | 2.53 | 11109 | 1.97
C&H | CH series | 207742375 | HMSV-A-CB | CH-HPR19M-230VO |  | Multizone Mix of Ducted and Non-Ducted | 20000 | 15500 | 2.55 | 20000 | 1.95
C&H |  | 207742337 | HRCU-A-CB-O | CH-HPR24-230VO | CH-24MSPHFC-230VI | Singlezone Non-Ducted, Floor Placement | 25000 | 19000 | 2.64 | 25000 | 2.1
C&H |  | 207742321 | HRCU-A-CB-O | CH-ES18-230VO | CH-18MSPHCT-230VI | Singlezone Non-Ducted, Ceiling Placement | 19000 | 12000 | 2.51 | 12700 | 2.16
LENNOX |  | 207683530 | HRCU-A-CB-O | MLB024S4S-1P | MCFA024S4-2P | Singlezone Non-Ducted, Floor Placement | 25000 | 19000 | 2.98 | 25100 | 2.07
LENNOX |  | 207683520 | HRCU-A-CB-O | MLB009S4S-1P | MWMC009S4-1P | Singlezone Non-Ducted, Wall Placement | 12000 | 9500 | 3.81 | 10622 | 1.91
COMFORTSTAR |  | 207658926 | HRCU-A-CB-O | CHF09CD(O) | CHF09CD(I) | Singlezone Non-Ducted, Wall Placement | 12000 | 9500 | 2.53 | 11109 | 1.97
SENVILLE |  | 207657627 | HRCU-A-CB-O | SENA/09HF/OQ | SENA/09HF/IQ | Singlezone Non-Ducted, Wall Placement | 12000 | 9500 | 2.53 | 11109 | 1.97
KERR | A series | 207657600 | HMSV-A-CB | A-KMH18DV-1 |  | Multizone Mix of Ducted and Non-Ducted | 20000 | 15500 | 2.55 | 20000 | 1.95
KERR |  | 207657394 | HRCU-A-CB-O | A-KMH09SV-1 | B-KMH09SV-1 | Singlezone Non-Ducted, Wall Placement | 12000 | 9500 | 2.53 | 11109 | 1.97
COMFORT-AIRE |  | 207657386 | HRCU-A-CB-O | A-VMH09SV-1 | B-VMH09SV-1 | Singlezone Non-Ducted, Wall Placement | 12000 | 9500 | 2.53 | 11109 | 1.97
SENVILLE |  | 207641351 | HRCU-A-CB-O | SENA/24HF/OQ | SENA/24HF/IF | Singlezone Non-Ducted, Floor Placement | 25000 | 19000 | 2.64 | 25000 | 2.1
SENVILLE |  | 207641346 | HRCU-A-CB | SENA/12HF/OQ | SENA/12HF/ID | Singlezone Ducted, Compact Ducted | 12500 | 10600 | 2.51 | 12100 | 1.96
LBG PRODUCTS | LMHB18DO | 207641318 | HMSV-A-CB | LMUHB18DO |  | Multizone Mix of Ducted and Non-Ducted | 20000 | 14700 | 2.55 | 20000 | 1.98
BLUERIDGE |  | 207641292 | HMSV-A-CB | BMM18HHC |  | Multizone All Ducted | 20000 | 16000 | 2.61 | 20000 | 1.95
LENNOX |  | 205782160 | HRCU-A-CB | MLB036S4S-1P | MMDB036S4-2P | Singlezone Ducted, Compact Ducted | 42000 | 34000 | 3.34 | 43390 | 2.12
MRCOOL |  | 207339161 | HRCU-A-CB-O | O-HH-09-HP-C-230A | O-09-HP-WMAH-230B | Singlezone Non-Ducted, Wall Placement | 12000 | 9500 | 2.53 | 11109 | 1.97
PERFECTAIRE |  | 207192291 | HRCU-A-CB | 1PAMSHH24-SZW-20.5 | 2PAMSDH24 | Singlezone Ducted, Compact Ducted | 25000 | 21000 | 2.64 | 27000 | 2
MDV | MSAG series | 206909896 | HRCU-A-CB-O | MOX230-12HFN1-BW0W-9K | MSAG11B-12HRFN1-BU5W-9K | Singlezone Non-Ducted, Wall Placement | 10000 | 5900 | 2.93 | 6858 | 2.07
MDV | M2O series | 206716988 | HMSV-A-CB | M2OI-18HFN1-M |  | Multizone Mix of Ducted and Non-Ducted | 20000 | 15500 | 2.55 | 20000 | 1.95
MOOVAIR |  | 206401443 | HRCU-A-CB | DM24HOS25230E3A | DM24HIDU230X5 | Singlezone Ducted, Compact Ducted | 25000 | 21000 | 2.64 | 27000 | 2
HISENSE | Hi UNI | 205013613 | HRCU-A-CB-O | AUW-18U3SF | ACT-18UR3SGB | Singlezone Non-Ducted, Ceiling Placement | 18800 | 12000 | 2.64 | 13200 | 2.36
LG | Single V.AHU | 10401183 | HRCU-A-CB | LUU488HV | LVN480HV | Singlezone Ducted, Centrally Ducted | 50000 | 37000 | 2.64 | 36800 | 2.18
KEPLER |  | 214377777 | HMSV-A-CB | ODUM2OI-18HFN1-M |  | Multizone All Ducted | 20000 | 16000 | 2.61 | 20000 | 1.95
ZERO |  | 212928560 | HRCU-A-CB | ZSOV-24HDM-US | ZDV-24HDM-US | Singlezone Ducted, Compact Ducted | 25000 | 20000 | 2.61 | 20000 | 2.3
CUSTOM COMFORT |  | 212365435 | HMSV-A-CB | CCOXHAMZ218HP |  | Multizone Mix of Ducted and Non-Ducted | 20000 | 15500 | 2.55 | 20000 | 1.95
CUSTOM COMFORT |  | 212365416 | HRCU-A-CB | CCOXHASZ12HP | CCOXHASD12 | Singlezone Ducted, Compact Ducted | 12500 | 10600 | 2.51 | 12100 | 1.96
CUSTOM COMFORT |  | 212365404 | HRCU-A-CB-O | CCOXHASZ09HP | CCOXHAWM09 | Singlezone Non-Ducted, Wall Placement | 12000 | 9500 | 2.53 | 11109 | 1.97
STEALTH | ACIQ | 212316173 | HMSV-A-CB | ACIQ-18Z-HH-M2B |  | Multizone Mix of Ducted and Non-Ducted | 20000 | 15500 | 2.55 | 20000 | 1.95
POLARWAVE | ACIQ | 212316087 | HMSV-A-CB | ACIQ-18Z-HH-M2B |  | Multizone Mix of Ducted and Non-Ducted | 20000 | 15500 | 2.55 | 20000 | 1.95
HISENSE | HiULTRA | 211717253 | HRCU-A-CB-O | AS-12UW3SXA**00 | AS-12UW3SXA**00 | Singlezone Non-Ducted, Wall Placement | 12000 | 7000 | 2.77 | 9730 | 1.95
CONCORD |  | 211034562 | HRCU-A-CB-O | 4DHP2S24S-1P | D33C224S4-*P | Singlezone Non-Ducted, Ceiling Placement | 26000 | 19000 | 3.48 | 18550 | 2.16
AirEase |  | 211034484 | HRCU-A-CB-O | 4DHP2S24S-1P | D33C224S4-*P | Singlezone Non-Ducted, Ceiling Placement | 26000 | 19000 | 3.48 | 18550 | 2.16
AirEase |  | 211034478 | HRCU-A-CB | 4DHP2S24S-1P | DMD224S4-*P | Singlezone Ducted, Compact Ducted | 25000 | 20000 | 3.71 | 20500 | 2.28
LENNOX |  | 211034448 | HRCU-A-CB | MLB036S4S-2P | MMDB036S4-*P | Singlezone Ducted, Compact Ducted | 42000 | 33400 | 3.28 | 43394 | 2.12
LENNOX |  | 211034436 | HRCU-A-CB-O | MPC018S4S-1P | M22A018S4-*P | Singlezone Non-Ducted, Ceiling Placement | 19000 | 12000 | 2.51 | 11330 | 2.01
LENNOX |  | 211034426 | HRCU-A-CB | MPC024S4S-1P | MMDB024S4-*P | Singlezone Ducted, Compact Ducted | 25000 | 20000 | 3.71 | 20500 | 2.28
Trane / Mitsubishi Electric | Smart Multi | 211016627 | HMSV-A-CB | NTXMSM48A182B* |  | Multizone Mix of Ducted and Non-Ducted | 50000 | 33200 | 2.54 | 35400 | 2.02
SLIMAIR |  | 210857477 | HRCU-A-CB-O | SHC18VE2AG | SHLZ18VC2AG | Singlezone Non-Ducted, Ceiling Placement | 19000 | 12000 | 2.51 | 12700 | 2.16
ACIQ |  | 210857320 | HRCU-A-CB-O | ACIQ-48ZPL-HP230B | ACIQ-48CC-HH-MB | Singlezone Non-Ducted, Wall Placement | 53000 | 35000 | 2.59 | 48000 | 1.98
Cooper&Hunter |  | 210799684 | HRCU-A-CB-O | CH-ES09-115VO | CH-B09OLVWM-115VI | Singlezone Non-Ducted, Wall Placement | 10000 | 5900 | 2.93 | 6858 | 2.07
Cooper&Hunter |  | 210799640 | HRCU-A-CB-O | CH-ES09-115VO | CH-09OLVWM-115VI | Singlezone Non-Ducted, Wall Placement | 10000 | 5900 | 2.93 | 6858 | 2.07
COOPER&HUNTER |  | 210799629 | HMSV-A-CB | CH-HPR19M-230VO |  | Multizone All Ducted | 20000 | 16000 | 2.61 | 20000 | 1.95
Durastar | DRA1 | 210568118 | HRCU-A-CB | DRA1H24S1A | DRAD24F1A | Singlezone Ducted, Compact Ducted | 25000 | 21000 | 2.64 | 27000 | 2
TCL |  | 209424845 | HMSR-A-CB-O | TUM-36HA2/I2I21-21ES |  | Multizone All Non-Ducted | 35600 | 21200 | 2.64 | 23200 | 2.12
AIRQUEST | DLC-series | 208447689 | HRCU-A-CB-O | DLCSRBH09AAK | DLFSHCH09XAK | Singlezone Non-Ducted, Wall Placement | 12000 | 9500 | 2.53 | 11109 | 1.97
HEIL | DLC-series | 208447641 | HRCU-A-CB-O | DLCSRBH09AAK | DLFSHCH09XAK | Singlezone Non-Ducted, Wall Placement | 12000 | 9500 | 2.53 | 11109 | 1.97
COMFORTMAKER | DLC-series | 208447625 | HRCU-A-CB-O | DLCSRBH09AAK | DLFSHCH09XAK | Singlezone Non-Ducted, Wall Placement | 12000 | 9500 | 2.53 | 11109 | 1.97
PIONEER |  | 208191863 | HRCU-A-CB-O | YN018GMFI22RPE | CB018GMFILCFHD | Singlezone Non-Ducted, Ceiling Placement | 19000 | 12000 | 2.51 | 12700 | 2.16
LBG Products |  | 208130840 | HRCU-A-CB | LBHB24DVWO | LMHB24DFI | Singlezone Ducted, Compact Ducted | 25000 | 21000 | 2.64 | 27000 | 2
LBG Products |  | 208130809 | HRCU-A-CB-O | LBHB18DUWO | LMHB18DSI | Singlezone Non-Ducted, Ceiling Placement | 19000 | 12000 | 2.51 | 12700 | 2.16
Breeze33 |  | 207862070 | HRCU-A-CB-O | BZ33-HYP09OUT2-G2-P | BZ33-HYP09WALL2-G2-P | Singlezone Non-Ducted, Wall Placement | 12000 | 9500 | 2.53 | 11109 | 1.97
AC PRO.COM |  | 207827157 | HRCU-A-CB | AOD32-24HFN1-MT0W | ATIU-24HWFN1-M | Singlezone Ducted, Compact Ducted | 25000 | 20000 | 2.61 | 20000 | 2.3
ACIQ | ACIQ | 207825578 | HMSV-A-CB | ACIQ-18Z-HH-M2B |  | Multizone Mix of Ducted and Non-Ducted | 20000 | 15500 | 2.55 | 20000 | 1.95
DIYCOOL |  | 207825560 | HRCU-A-CB | ACIQ-24ZPL-HP230B | ACIQ-24CD-HH-MB | Singlezone Ducted, Compact Ducted | 25000 | 21000 | 2.64 | 27000 | 2
DIYCOOL |  | 207825558 | HRCU-A-CB | ACIQ-12ZPL-HP230B | ACIQ-12CD-HH-MB | Singlezone Ducted, Compact Ducted | 12500 | 10600 | 2.51 | 12100 | 1.96
DIYCOOL |  | 207825550 | HRCU-A-CB-O | ACIQ-09ZPL-HP230B | ACIQ-09W-HH-MB | Singlezone Non-Ducted, Wall Placement | 12000 | 9500 | 2.53 | 11109 | 1.97
ACIQ |  | 207825541 | HRCU-A-CB | ACIQ-24ZPL-HP230B | ACIQ-24CD-HH-MB | Singlezone Ducted, Compact Ducted | 25000 | 21000 | 2.64 | 27000 | 2
1HVAC |  | 207825525 | HRCU-A-CB-O | ACIQ-24ZPL-HP230B | ACIQ-24FM-HH-MB | Singlezone Non-Ducted, Floor Placement | 25000 | 19000 | 2.64 | 25000 | 2.1
1HVAC |  | 207825520 | HRCU-A-CB | ACIQ-12ZPL-HP230B | ACIQ-12CD-HH-MB | Singlezone Ducted, Compact Ducted | 12500 | 10600 | 2.51 | 12100 | 1.96
PERFECTAIRE |  | 207796636 | HRCU-A-CB | 3PAMSHH24-SZO | 3PAMSDH24 | Singlezone Ducted, Compact Ducted | 25000 | 21000 | 2.64 | 27000 | 2
AI AIR CONDITIONING |  | 213769954 | HMSV-A-CB | A2MO22-18N1-M1H |  | Multizone Mix of Ducted and Non-Ducted | 20000 | 14700 | 2.55 | 20000 | 1.98
AI AIR CONDITIONING |  | 213769936 | HRCU-A-CB-O | AO24-09N1-B1H | AW24-09N1-B1 | Singlezone Non-Ducted, Wall Placement | 10000 | 5900 | 2.93 | 6858 | 2.07
BOSCH | Bosch Climate 5000 ductless minisplit series | 207760043 | HMSV-A-CB | BMS500-AAM048-1CSXHC |  | Multizone All Ducted | 49000 | 36000 | 3.26 | 48000 | 1.99
BOSCH | Bosch Climate 5000 ductless minisplit series | 207760008 | HRCU-A-CB | BMS500-AAS024-1CSXHC | BMS500-AAU024-1AHDXB | Singlezone Ducted, Compact Ducted | 25000 | 21000 | 3.29 | 25166 | 2.07
BOSCH | Bosch Climate 5000 ductless minisplit series | 207760006 | HRCU-A-CB | BMS500-AAS024-1CSXRC | BMS500-AAU024-1AHDXB | Singlezone Ducted, Compact Ducted | 25000 | 20000 | 3.83 | 17000 | 2.05
DIRECT AIR | DIRM series | 207743787 | HMSV-A-CB | DIRM-18HXPRO28-2Z |  | Multizone Mix of Ducted and Non-Ducted | 20000 | 15500 | 2.55 | 20000 | 1.95
DIRECT AIR |  | 207743760 | HRCU-A-CB | DIRM-24HXPRO28-1Z | DIRM-24HP-DU | Singlezone Ducted, Compact Ducted | 25000 | 21000 | 2.64 | 27000 | 2
DIRECT AIR |  | 207743741 | HRCU-A-CB-O | DIRM-18DA25-1Z | DIRM-18HP-CA | Singlezone Non-Ducted, Ceiling Placement | 19000 | 12000 | 2.51 | 12700 | 2.16
DIRECT AIR |  | 207743733 | HRCU-A-CB-O | DIRM-24HXPRO28-1Z | DIRM-24HP-CF | Singlezone Non-Ducted, Floor Placement | 25000 | 19000 | 2.64 | 25000 | 2.1
ELIOS |  | 207742453 | HRCU-A-CB | DEA12HOS28230E8 | DUA12HIDU230X5 | Singlezone Ducted, Compact Ducted | 12500 | 10600 | 2.51 | 12100 | 1.96
ELIOS |  | 207742448 | HRCU-A-CB | DEA24HOS25230E8 | DUA24HIDU230X5 | Singlezone Ducted, Compact Ducted | 25000 | 20000 | 2.61 | 20000 | 2.3
C&H |  | 207742374 | HMSV-A-CB | CH-HPR19M-230VO |  | Multizone All Ducted | 20000 | 16000 | 2.61 | 20000 | 1.95
C&H |  | 207742336 | HRCU-A-CB | CH-HPR24-230VO | CH-M24DTUI | Singlezone Ducted, Compact Ducted | 25000 | 21000 | 2.64 | 27000 | 2
C&H |  | 207740501 | HRCU-A-CB-O | CH-HPR09-230VO | CH-09MASTWM-230VI | Singlezone Non-Ducted, Wall Placement | 12000 | 9500 | 2.53 | 11109 | 1.97
TRANE / MITSUBISHI ELECTRIC |  | 207702832 | HRCU-A-CB | TRUZA0241HA70** | TPEADA0241AA*** | Singlezone Ducted, Compact Ducted | 29400 | 15400 | 2.51 | 14300 | 2.33
COMFORTSTAR | C-series | 207658978 | HMSV-A-CB | CVH-18-2SH |  | Multizone Mix of Ducted and Non-Ducted | 20000 | 15500 | 2.55 | 20000 | 1.95
COMFORTSTAR |  | 207658940 | HRCU-A-CB | CHF24CD(O) | CPA-24C | Singlezone Ducted, Compact Ducted | 25000 | 21000 | 2.64 | 27000 | 2
PERFECTAIRE | 3PAMS | 207657337 | HMSV-A-CB | 3PAMS18-HH-MZO2 |  | Multizone Mix of Ducted and Non-Ducted | 20000 | 14700 | 2.55 | 20000 | 1.98
SENVILLE |  | 207641348 | HRCU-A-CB | SENA/24HF/OQ | SENA/24HF/ID | Singlezone Ducted, Compact Ducted | 25000 | 21000 | 2.64 | 27000 | 2
LBG Products |  | 207641325 | HMSR-A-CB-O | LMUHB48DO |  | Multizone All Non-Ducted | 49000 | 39000 | 2.5 | 46000 | 2.05
LBG Products |  | 207641317 | HMSV-A-CB | LMUHB18DO |  | Multizone All Ducted | 20000 | 16000 | 2.61 | 20000 | 1.95
BLUERIDGE |  | 207641300 | HMSR-A-CB-O | BMM48HHC |  | Multizone All Non-Ducted | 49000 | 39000 | 2.5 | 46000 | 2.05
BLUERIDGE |  | 207571394 | HRCU-A-CB-O | BMY24HH22C | BM24MFCC | Singlezone Non-Ducted, Floor Placement | 25000 | 19000 | 2.64 | 25000 | 2.1
BLUERIDGE |  | 207339183 | HRCU-A-CB-O | BMY9HH28C | BMY9HH28WM | Singlezone Non-Ducted, Wall Placement | 12000 | 9500 | 2.53 | 11109 | 1.97
TRANE / MITSUBISHI ELECTRIC | M-Series | 209832988 | HRCU-A-CB-O | NTXSPB09B112A* | MSZ-FS09NA*** | Singlezone Non-Ducted, Wall Placement | 9600 | 5900 | 2.98 | 11590 | 2.21
MDV | MTI series | 206714974 | HMSV-A-CB | M2OI-18HFN1-M |  | Multizone All Ducted | 20000 | 16000 | 2.61 | 20000 | 1.95
KARDA |  | 206348123 | HRCU-A-CB | 1KARDA24SZO20.5 | 2PAMSDH24 | Singlezone Ducted, Compact Ducted | 25000 | 21000 | 2.64 | 27000 | 2
KERR |  | 206347323 | HRCU-A-CB-O | A-KMH24SU-1A | B-KMH24UU-1 | Singlezone Non-Ducted, Floor Placement | 25000 | 19000 | 2.64 | 25000 | 2.1
MDV | MTI series | 206330136 | HRCU-A-CB | MOD30-24HFN1-MU0W | MTIU-24HWFN1-M | Singlezone Ducted, Compact Ducted | 25000 | 21000 | 2.64 | 27000 | 2
MDV | MUE series | 206330134 | HRCU-A-CB-O | MOD30-24HFN1-MU0W | MUEU-24HRFN1-M(C) | Singlezone Non-Ducted, Floor Placement | 25000 | 19000 | 2.64 | 25000 | 2.1
HISENSE | Hi UNI | 203167189 | HRCU-A-CB-O | AUW-24U3SA | ACT-24UR3SGB | Singlezone Non-Ducted, Ceiling Placement | 26000 | 19000 | 2.61 | 19000 | 2.2
HISENSE | Hi PRO | 201981253 | HRCU-A-CB-O | AS-09UW3SXE00 | AS-09UW3SXE**00 | Singlezone Non-Ducted, Wall Placement | 10000 | 6000 | 2.88 | 8050 | 2.05
WELLS |  | 213286781 | HMSR-A-CB-O | WMCA-48HFMO |  | Multizone All Non-Ducted | 49000 | 39000 | 2.5 | 46000 | 2.05
WELLS |  | 213286776 | HMSV-A-CB | WMCA-18HFMO |  | Multizone All Ducted | 20000 | 16000 | 2.61 | 20000 | 1.95
COOPER&HUNTER | CH series | 213265589 | HRCU-A-CB-O | CH-HPR24-230VO | CH-24MFC-W | Singlezone Non-Ducted, Floor Placement | 25000 | 19000 | 2.64 | 25000 | 2.1
COOPER&HUNTER | CH series | 213265564 | HRCU-A-CB-O | CH-ES18-230VO | CH-18MCT-W | Singlezone Non-Ducted, Ceiling Placement | 19000 | 12000 | 2.51 | 12700 | 2.16
LENNOX |  | 207699118 | HMSV-A-CB | MPC024S4M-1P |  | Multizone Mix of Ducted and Non-Ducted | 24500 | 15165 | 2.9 | 18380 | 1.98
ZEPHYR | Hi ULTRA HD | 207036642 | HRCU-A-CB | ZE-36HPB | AH-36B | Singlezone Ducted, Centrally Ducted | 35000 | 24000 | 2.5 | 25200 | 2.1
PAYNE | Mid-Tier | 206350312 | HRCU-A-CB-O | 38MARBQ12AA1 | DHMAHBQ12XA1 | Singlezone Non-Ducted, Wall Placement | 12100 | 7400 | 2.68 | 6980 | 2.18
BRYANT | Preferred | 206348141 | HRCU-A-CB-O | 38MARBQ12AA1 | 619AHBQ12XA1 | Singlezone Non-Ducted, Wall Placement | 12100 | 7400 | 2.64 | 6980 | 2.18
PANASONIC | ClimaPure XE Series | 205047851 | HRCU-A-CB-O | CU-XE9WKUA | CS-XE9WKUAW | Singlezone Non-Ducted, Wall Placement | 12500 | 8000 | 3.13 | 11000 | 2.3
CENTURY |  | 201862958 | HMSR-A-CB-O | A-VMH28TU-1 |  | Multizone All Non-Ducted | 31400 | 18000 | 2.75 | 26357 | 1.97
COMFORT-AIRE |  | 201810035 | HMSR-A-CB-O | A-VMH28TU-1 |  | Multizone All Non-Ducted | 31400 | 18000 | 2.75 | 26357 | 1.97
WEATHERMAKER | Mid-Tier | 206350322 | HRCU-A-CB-O | 38MARBQ12AA1 | DHMAHBQ12XA1 | Singlezone Non-Ducted, Wall Placement | 12100 | 7400 | 2.68 | 6980 | 2.18
FRIEDRICH | Floating Air Pro | 205104719 | HRCU-A-CB-O | FPHFR18A3A | FPHFC18A3B | Singlezone Non-Ducted, Ceiling Placement | 18000 | 11000 | 2.54 | 14750 | 2.3
MIDEA | Excel | 206350317 | HRCU-A-CB-O | 38MARBQ12AA1 | DHMAHBQ12XA1 | Singlezone Non-Ducted, Wall Placement | 12100 | 7400 | 2.64 | 6980 | 2.18
CARRIER | Performance | 206348134 | HRCU-A-CB-O | 38MARBQ12AA1 | 40MAHBQ12XA1 | Singlezone Non-Ducted, Wall Placement | 12100 | 7400 | 2.68 | 6980 | 2.18
PANASONIC | Low-Profile Ducted | 9125308 | HRCU-A-CB | CU-E9SD3UA | CS-E9SD3UAW | Singlezone Ducted, Compact Ducted | 9000 | 7900 | 2.54 | 7800 | 2.06
MRCOOL | MVP series | 211644119 | HRCU-A-CB | MVP-18-HP-C-230-25 | MVP-18-HP-MUAH-230-25 | Singlezone Ducted, Centrally Ducted | 18000 | 14800 | 2.89 | 12400 | 2.22
MRCOOL | CENTRAL | 208960635 | HRCU-A-CB | CENTRAL-18-HP-C-23025 | CENTRAL-18-HP-MUAH-23025 | Singlezone Ducted, Centrally Ducted | 18000 | 14800 | 2.89 | 12400 | 2.22
LG | Single V.AHU | 211234507 | HRCU-A-CB | LUU240HV | LVN241HV4 | Singlezone Ducted, Centrally Ducted | 27000 | 18700 | 2.6 | 21400 | 2.15
PIONEER | DYR | 207028595 | HRCU-A-CB | YH3036GHFD18R2 | DR036GHFD18HT2 | Singlezone Ducted, Centrally Ducted | 35000 | 24000 | 2.5 | 25200 | 2.1
ELIOS |  | 208119831 | HRCU-A-CB-O | DEA24HOS28230E8 | DE24HIW23230E3 | Singlezone Non-Ducted, Wall Placement | 26000 | 19400 | 2.95 | 26000 | 2.07
COMFORT-AIRE |  | 206913036 | HRCU-A-CB-O | A-VMH24SU-1A | B-VMH24SU-1 | Singlezone Non-Ducted, Wall Placement | 26000 | 19400 | 2.95 | 26000 | 2.07
COMFORT-AIRE |  | 206221394 | HRCU-A-CB-O | A-VMH24SU-1A | B-VMH24SU-1A | Singlezone Non-Ducted, Wall Placement | 26000 | 19400 | 2.95 | 26000 | 2.07
KERR |  | 208141196 | HRCU-A-CB-O | A-KMH24SV-1 | B-KMH24SU-1 | Singlezone Non-Ducted, Wall Placement | 26000 | 19400 | 2.95 | 26000 | 2.07
COMFORT-AIRE |  | 208141184 | HRCU-A-CB-O | A-KMH24SV-1 | B-KMH24SU-1 | Singlezone Non-Ducted, Wall Placement | 26000 | 19400 | 2.95 | 26000 | 2.07
COMFORT-AIRE |  | 206913571 | HRCU-A-CB-O | A-VMH24SU-1 | B-VMH24SU-1A | Singlezone Non-Ducted, Wall Placement | 26000 | 19400 | 2.95 | 26000 | 2.07
ELIOS |  | 206401448 | HRCU-A-CB-O | DE24HOS25230E3A | DE24HIW23230E3 | Singlezone Non-Ducted, Wall Placement | 26000 | 19400 | 2.95 | 26000 | 2.07
MOOVAIR |  | 206401442 | HRCU-A-CB-O | DM24HOS25230E3A | DM24HIW23230E3 | Singlezone Non-Ducted, Wall Placement | 26000 | 19400 | 2.95 | 26000 | 2.07
PANASONIC | ClimaPure XE Series | 205047854 | HRCU-A-CB-O | CU-XE18WKUA | CS-XE18WKUAW | Singlezone Non-Ducted, Wall Placement | 20400 | 14000 | 2.93 | 20400 | 2.31
LENNOX |  | 207768729 | HMSV-A-CB | MLB018S4M-1P |  | Multizone Mix of Ducted and Non-Ducted | 19500 | 11000 | 2.6 | 20391 | 1.95
KERR |  | 206913573 | HRCU-A-CB-O | A-KMH24SU-1 | B-KMH24SU-1A | Singlezone Non-Ducted, Wall Placement | 26000 | 19400 | 2.95 | 26000 | 2.07
KERR |  | 206913038 | HRCU-A-CB-O | A-KMH24SU-1A | B-KMH24SU-1 | Singlezone Non-Ducted, Wall Placement | 26000 | 19400 | 2.95 | 26000 | 2.07
NAPOLEON |  | 206597272 | HRCU-A-CB-O | NH25-18H-O | NH25-24F-I | Singlezone Non-Ducted, Wall Placement | 26000 | 19400 | 2.95 | 26000 | 2.07
CANAIR |  | 205816494 | HRCU-A-CB-O | C23SCH24H22 | C23SEH24H21 | Singlezone Non-Ducted, Wall Placement | 26000 | 19400 | 2.95 | 26000 | 2.07
MDV |  | 205746255 | HRCU-A-CB-O | MOD30-24HFN1-MU0W | CS11M-23HRFN1-MT0W | Singlezone Non-Ducted, Wall Placement | 26000 | 19400 | 2.95 | 26000 | 2.07
COMFORT-AIRE |  | 208141170 | HRCU-A-CB-O | A-VMH24SV-1 | B-VMH24SU-1 | Singlezone Non-Ducted, Wall Placement | 26000 | 19400 | 2.95 | 26000 | 2.07
MOOVAIR |  | 208119827 | HRCU-A-CB-O | DMA24HOS28230E8 | DM24HIW23230E3 | Singlezone Non-Ducted, Wall Placement | 26000 | 19400 | 2.95 | 26000 | 2.07
NAPOLEON |  | 206598613 | HRCU-A-CB-O | NH25-24H-O | NH25-24F-I | Singlezone Non-Ducted, Wall Placement | 26000 | 19400 | 2.95 | 26000 | 2.07
KERR |  | 206221393 | HRCU-A-CB-O | A-KMH24SU-1A | B-KMH24SU-1A | Singlezone Non-Ducted, Wall Placement | 26000 | 19400 | 2.95 | 26000 | 2.07
KENMORE | DELUXE 18 VS HP | 206997715 | HRCU-A-CB | (C,H,T)VH837GKA2* | EA*4X48L21A*+WALLCON | Singlezone Ducted, Centrally Ducted | 32600 | 31400 | 2.52 | 27800 | 2.2
CARRIER | INFINITY 24 HP with GREENSPEED INTELLIGENCE | 206789010 | HRCU-A-CB | 25VNA460A*031* | CAP**6124AL*+UI | Singlezone Ducted, Centrally Ducted | 60500 | 51000 | 2.5 | 39000 | 2.1
CARRIER | INFINITY 24 HP with GREENSPEED INTELLIGENCE | 206789004 | HRCU-A-CB | 25VNA460A*031* | CAP**6121AL*+UI | Singlezone Ducted, Centrally Ducted | 60500 | 50500 | 2.5 | 39000 | 2.1
ARCOAIRE | DURACOMFORT DELUXE 18 VS HP | 206771940 | HRCU-A-CB | HVH837GKA2* | EA*4X48L24A*+WALLCON | Singlezone Ducted, Centrally Ducted | 32600 | 31400 | 2.52 | 27800 | 2.2
COMFORTMAKER | SOFTSOUND DELUXE 18 VS HP | 206771914 | HRCU-A-CB | CVH837GKA2* | EA*4X48L24A*+WALLCON | Singlezone Ducted, Centrally Ducted | 32400 | 31400 | 2.54 | 27600 | 2.22
ARCOAIRE | DURACOMFORT DELUXE 18 VS HP | 206771913 | HRCU-A-CB | HVH837GKA2* | EA*4X48L24A*+WALLCON | Singlezone Ducted, Centrally Ducted | 32400 | 31400 | 2.54 | 27600 | 2.22
HEIL | QUIETCOMFORT DELUXE 18 VS HP | 206771911 | HRCU-A-CB | HVH837GKA2* | EA*4X48L24A*+WALLCON | Singlezone Ducted, Centrally Ducted | 32400 | 31400 | 2.54 | 27600 | 2.22
KEEPRITE | PROCOMFORT DELUXE 18 VS HP | 206771781 | HRCU-A-CB | CVH837GKA2* | EA*4X48L21A*+WALLCON | Singlezone Ducted, Centrally Ducted | 32600 | 31400 | 2.52 | 27800 | 2.2
COMFORTMAKER | SOFTSOUND DELUXE 18 VS HP | 206771779 | HRCU-A-CB | CVH837GKA2* | EA*4X48L21A*+WALLCON | Singlezone Ducted, Centrally Ducted | 32600 | 31400 | 2.52 | 27800 | 2.2
ARCOAIRE | DURACOMFORT DELUXE 18 VS HP | 206771778 | HRCU-A-CB | HVH837GKA2* | EA*4X48L21A*+WALLCON | Singlezone Ducted, Centrally Ducted | 32600 | 31400 | 2.52 | 27800 | 2.2
KEEPRITE | PROCOMFORT DELUXE 18 VS HP | 206771727 | HRCU-A-CB | CVH837GKA2* | EA*4X43L21A*+WALLCON | Singlezone Ducted, Centrally Ducted | 32800 | 31800 | 2.56 | 27800 | 2.22
AIRQUEST | DELUXE 19 VS HP | 206771624 | HRCU-A-CB | HVH837GKA2* | EA*4X43L21A*+WALLCON | Singlezone Ducted, Centrally Ducted | 33000 | 32000 | 2.52 | 28000 | 2.2
HEIL | QUIETCOMFORT DELUXE 18 VS HP | 206771623 | HRCU-A-CB | HVH837GKA2* | EA*4X43L21A*+WALLCON | Singlezone Ducted, Centrally Ducted | 33000 | 32000 | 2.52 | 28000 | 2.2
KEEPRITE | PROCOMFORT DELUXE 18 VS HP | 206771358 | HRCU-A-CB | CVH837GKA2* | EA*4X37L21A*+WALLCON | Singlezone Ducted, Centrally Ducted | 32800 | 31800 | 2.54 | 27800 | 2.22
KEEPRITE | PROCOMFORT DELUXE 18 VS HP | 206771277 | HRCU-A-CB | CVH837GKA2* | EA*4X37L21A*+WALLCON | Singlezone Ducted, Centrally Ducted | 33000 | 31800 | 2.52 | 28000 | 2.2
COMFORTMAKER | SOFTSOUND DELUXE 18 VS HP | 206771275 | HRCU-A-CB | CVH837GKA2* | EA*4X37L21A*+WALLCON | Singlezone Ducted, Centrally Ducted | 33000 | 31800 | 2.52 | 28000 | 2.2
KEEPRITE | PROCOMFORT DELUXE 18 VS HP | 206766038 | HRCU-A-CB | CVH825GKA3* | EA*4X37L21A*+WALLCON | Singlezone Ducted, Centrally Ducted | 21000 | 20400 | 2.54 | 18100 | 2.24
DAY & NIGHT | CONSTANTCOMFORT DELUXE 18 VS HP | 206766037 | HRCU-A-CB | CVH825GKA3* | EA*4X37L21A*+WALLCON | Singlezone Ducted, Centrally Ducted | 21000 | 20400 | 2.54 | 18100 | 2.24
ARCOAIRE | DURACOMFORT DELUXE 18 VS HP | 206766035 | HRCU-A-CB | HVH825GKA3* | EA*4X37L21A*+WALLCON | Singlezone Ducted, Centrally Ducted | 21000 | 20400 | 2.54 | 18100 | 2.24
AIRQUEST | DELUXE 19 VS HP | 206766034 | HRCU-A-CB | HVH825GKA3* | EA*4X37L21A*+WALLCON | Singlezone Ducted, Centrally Ducted | 21000 | 20400 | 2.54 | 18100 | 2.24
KENMORE | DELUXE 18 VS HP | 206997668 | HRCU-A-CB | (C,H,T)VH837GKA2* | EA*4X37L21A*+WALLCON | Singlezone Ducted, Centrally Ducted | 32800 | 31800 | 2.54 | 27800 | 2.22
KENMORE | DELUXE 18 VS HP | 206997659 | HRCU-A-CB | (C,H,T)VH837GKA2* | EA*4X37L21A*+WALLCON | Singlezone Ducted, Centrally Ducted | 33000 | 31800 | 2.52 | 28000 | 2.2
CARRIER | INFINITY 24 HP with GREENSPEED INTELLIGENCE | 206789005 | HRCU-A-CB | 25VNA460A*031* | CAP**6124AL*+UI | Singlezone Ducted, Centrally Ducted | 60500 | 50500 | 2.52 | 39000 | 2.12
CARRIER | INFINITY 24 HP with GREENSPEED INTELLIGENCE | 206788988 | HRCU-A-CB | 25VNA460A*031* | CAP**6124AL*+UI | Singlezone Ducted, Centrally Ducted | 60500 | 51000 | 2.5 | 39000 | 2.1
DAY & NIGHT | CONSTANTCOMFORT DELUXE 18 VS HP | 206771915 | HRCU-A-CB | CVH837GKA2* | EA*4X48L24A*+WALLCON | Singlezone Ducted, Centrally Ducted | 32400 | 31400 | 2.54 | 27600 | 2.22
AIRQUEST | DELUXE 19 VS HP | 206771912 | HRCU-A-CB | HVH837GKA2* | EA*4X48L24A*+WALLCON | Singlezone Ducted, Centrally Ducted | 32400 | 31400 | 2.54 | 27600 | 2.22
DAY & NIGHT | CONSTANTCOMFORT DELUXE 18 VS HP | 206771780 | HRCU-A-CB | CVH837GKA2* | EA*4X48L21A*+WALLCON | Singlezone Ducted, Centrally Ducted | 32600 | 31400 | 2.52 | 27800 | 2.2
HEIL | QUIETCOMFORT DELUXE 18 VS HP | 206771776 | HRCU-A-CB | HVH837GKA2* | EA*4X48L21A*+WALLCON | Singlezone Ducted, Centrally Ducted | 32600 | 31400 | 2.52 | 27800 | 2.2
DAY & NIGHT | CONSTANTCOMFORT DELUXE 18 VS HP | 206771726 | HRCU-A-CB | CVH837GKA2* | EA*4X43L21A*+WALLCON | Singlezone Ducted, Centrally Ducted | 32800 | 31800 | 2.56 | 27800 | 2.22
HEIL | QUIETCOMFORT DELUXE 18 VS HP | 206771722 | HRCU-A-CB | HVH837GKA2* | EA*4X43L21A*+WALLCON | Singlezone Ducted, Centrally Ducted | 32800 | 31800 | 2.56 | 27800 | 2.22
AIRQUEST | DELUXE 19 VS HP | 206771354 | HRCU-A-CB | HVH837GKA2* | EA*4X37L21A*+WALLCON | Singlezone Ducted, Centrally Ducted | 32800 | 31800 | 2.54 | 27800 | 2.22
HEIL | QUIETCOMFORT DELUXE 18 VS HP | 206771353 | HRCU-A-CB | HVH837GKA2* | EA*4X37L21A*+WALLCON | Singlezone Ducted, Centrally Ducted | 32800 | 31800 | 2.54 | 27800 | 2.22
DAY & NIGHT | CONSTANTCOMFORT DELUXE 18 VS HP | 206771276 | HRCU-A-CB | CVH837GKA2* | EA*4X37L21A*+WALLCON | Singlezone Ducted, Centrally Ducted | 33000 | 31800 | 2.52 | 28000 | 2.2
HEIL | QUIETCOMFORT DELUXE 18 VS HP | 206771272 | HRCU-A-CB | HVH837GKA2* | EA*4X37L21A*+WALLCON | Singlezone Ducted, Centrally Ducted | 33000 | 31800 | 2.52 | 28000 | 2.2
TEMPSTAR | SMARTCOMFORT DELUXE 18 VS HP | 206766040 | HRCU-A-CB | TVH825GKA3* | EA*4X37L21A*+WALLCON | Singlezone Ducted, Centrally Ducted | 21000 | 20400 | 2.54 | 18100 | 2.24
CARRIER | INFINITY 24 HP with GREENSPEED INTELLIGENCE | 206788963 | HRCU-A-CB | 25VNA448A*031* | CAP**6121AL*+UI | Singlezone Ducted, Centrally Ducted | 46000 | 43000 | 2.5 | 36200 | 2.38
DAIKIN | Daikin Fit | 213156959 | HRCU-A-CB | DZ6VSA481EA* | CA*EA6030*4A* | Singlezone Ducted, Centrally Ducted | 44000 | 28000 | 2.67 | 31000 | 2.22
AMANA | ASZS6 | 213156957 | HRCU-A-CB | ASZS60481EA* | CA*EA6030*4A* | Singlezone Ducted, Centrally Ducted | 44000 | 28000 | 2.67 | 31000 | 2.22
TEMPSTAR | SMARTCOMFORT DELUXE 18 VS HP | 206771360 | HRCU-A-CB | TVH837GKA2* | EA*4X37L21A*+WALLCON | Singlezone Ducted, Centrally Ducted | 32800 | 31800 | 2.54 | 27800 | 2.22
CARRIER | INFINITY 24 HP with GREENSPEED INTELLIGENCE | 206789009 | HRCU-A-CB | 25VNA460A*031* | CAP**6121AL*+UI | Singlezone Ducted, Centrally Ducted | 60500 | 50500 | 2.5 | 39000 | 2.1
CARRIER | INFINITY 24 HP with GREENSPEED INTELLIGENCE | 206788934 | HRCU-A-CB | 25VNA448A*031* | CAP**6124AL*+UI | Singlezone Ducted, Centrally Ducted | 46000 | 43000 | 2.5 | 36200 | 2.38
CARRIER | INFINITY 24 HP with GREENSPEED INTELLIGENCE | 206788907 | HRCU-A-CB | 25VNA448A*031* | CAP**6124AL*+UI | Singlezone Ducted, Centrally Ducted | 46000 | 43000 | 2.5 | 36000 | 2.38
TEMPSTAR | SMARTCOMFORT DELUXE 18 VS HP | 206771945 | HRCU-A-CB | TVH837GKA2* | EA*4X48L24A*+WALLCON | Singlezone Ducted, Centrally Ducted | 32600 | 31400 | 2.52 | 27800 | 2.2
AIRQUEST | DELUXE 19 VS HP | 206771939 | HRCU-A-CB | HVH837GKA2* | EA*4X48L24A*+WALLCON | Singlezone Ducted, Centrally Ducted | 32600 | 31400 | 2.52 | 27800 | 2.2
HEIL | QUIETCOMFORT DELUXE 18 VS HP | 206771938 | HRCU-A-CB | HVH837GKA2* | EA*4X48L24A*+WALLCON | Singlezone Ducted, Centrally Ducted | 32600 | 31400 | 2.52 | 27800 | 2.2
TEMPSTAR | SMARTCOMFORT DELUXE 18 VS HP | 206771918 | HRCU-A-CB | TVH837GKA2* | EA*4X48L24A*+WALLCON | Singlezone Ducted, Centrally Ducted | 32400 | 31400 | 2.54 | 27600 | 2.22
KEEPRITE | PROCOMFORT DELUXE 18 VS HP | 206771916 | HRCU-A-CB | CVH837GKA2* | EA*4X48L24A*+WALLCON | Singlezone Ducted, Centrally Ducted | 32400 | 31400 | 2.54 | 27600 | 2.22
TEMPSTAR | SMARTCOMFORT DELUXE 18 VS HP | 206771783 | HRCU-A-CB | TVH837GKA2* | EA*4X48L21A*+WALLCON | Singlezone Ducted, Centrally Ducted | 32600 | 31400 | 2.52 | 27800 | 2.2
AIRQUEST | DELUXE 19 VS HP | 206771777 | HRCU-A-CB | HVH837GKA2* | EA*4X48L21A*+WALLCON | Singlezone Ducted, Centrally Ducted | 32600 | 31400 | 2.52 | 27800 | 2.2
COMFORTMAKER | SOFTSOUND DELUXE 18 VS HP | 206771626 | HRCU-A-CB | CVH837GKA2* | EA*4X43L21A*+WALLCON | Singlezone Ducted, Centrally Ducted | 33000 | 32000 | 2.52 | 28000 | 2.2
COMFORTMAKER | SOFTSOUND DELUXE 18 VS HP | 206771356 | HRCU-A-CB | CVH837GKA2* | EA*4X37L21A*+WALLCON | Singlezone Ducted, Centrally Ducted | 32800 | 31800 | 2.54 | 27800 | 2.22
ARCOAIRE | DURACOMFORT DELUXE 18 VS HP | 206771274 | HRCU-A-CB | HVH837GKA2* | EA*4X37L21A*+WALLCON | Singlezone Ducted, Centrally Ducted | 33000 | 31800 | 2.52 | 28000 | 2.2
AIRQUEST | DELUXE 19 VS HP | 206771273 | HRCU-A-CB | HVH837GKA2* | EA*4X37L21A*+WALLCON | Singlezone Ducted, Centrally Ducted | 33000 | 31800 | 2.52 | 28000 | 2.2
KENMORE | DELUXE 18 VS HP | 206997733 | HRCU-A-CB | (C,H,T)VH837GKA2* | EA*4X48L24A*+WALLCON | Singlezone Ducted, Centrally Ducted | 32600 | 31400 | 2.52 | 27800 | 2.2
KENMORE | DELUXE 18 VS HP | 206997730 | HRCU-A-CB | (C,H,T)VH837GKA2* | EA*4X48L24A*+WALLCON | Singlezone Ducted, Centrally Ducted | 32400 | 31400 | 2.54 | 27600 | 2.22
KENMORE | DELUXE 18 VS HP | 206997709 | HRCU-A-CB | (C,H,T)VH837GKA2* | EA*4X43L21A*+WALLCON | Singlezone Ducted, Centrally Ducted | 32800 | 31800 | 2.56 | 27800 | 2.22
KENMORE | DELUXE 18 VS HP | 206997698 | HRCU-A-CB | (C,H,T)VH837GKA2* | EA*4X43L21A*+WALLCON | Singlezone Ducted, Centrally Ducted | 33000 | 32000 | 2.52 | 28000 | 2.2
CARRIER | INFINITY 24 HP with GREENSPEED INTELLIGENCE | 206788985 | HRCU-A-CB | 25VNA460A*031* | CAP**6124AL*+UI | Singlezone Ducted, Centrally Ducted | 60500 | 51000 | 2.5 | 39000 | 2.1
CARRIER | INFINITY 24 HP with GREENSPEED INTELLIGENCE | 206788911 | HRCU-A-CB | 25VNA448A*031* | CSPH*6012AL*+UI | Singlezone Ducted, Centrally Ducted | 46000 | 43000 | 2.5 | 36000 | 2.38
CARRIER | INFINITY 24 HP with GREENSPEED INTELLIGENCE | 206788899 | HRCU-A-CB | 25VNA448A*031* | FE4ANB006L+UI | Singlezone Ducted, Centrally Ducted | 45500 | 42500 | 2.58 | 35600 | 2.44
KEEPRITE | PROCOMFORT DELUXE 18 VS HP | 206771943 | HRCU-A-CB | CVH837GKA2* | EA*4X48L24A*+WALLCON | Singlezone Ducted, Centrally Ducted | 32600 | 31400 | 2.52 | 27800 | 2.2
DAY & NIGHT | CONSTANTCOMFORT DELUXE 18 VS HP | 206771942 | HRCU-A-CB | CVH837GKA2* | EA*4X48L24A*+WALLCON | Singlezone Ducted, Centrally Ducted | 32600 | 31400 | 2.52 | 27800 | 2.2
COMFORTMAKER | SOFTSOUND DELUXE 18 VS HP | 206771941 | HRCU-A-CB | CVH837GKA2* | EA*4X48L24A*+WALLCON | Singlezone Ducted, Centrally Ducted | 32600 | 31400 | 2.52 | 27800 | 2.2
TEMPSTAR | SMARTCOMFORT DELUXE 18 VS HP | 206771729 | HRCU-A-CB | TVH837GKA2* | EA*4X43L21A*+WALLCON | Singlezone Ducted, Centrally Ducted | 32800 | 31800 | 2.56 | 27800 | 2.22
COMFORTMAKER | SOFTSOUND DELUXE 18 VS HP | 206771725 | HRCU-A-CB | CVH837GKA2* | EA*4X43L21A*+WALLCON | Singlezone Ducted, Centrally Ducted | 32800 | 31800 | 2.56 | 27800 | 2.22
AIRQUEST | DELUXE 19 VS HP | 206771723 | HRCU-A-CB | HVH837GKA2* | EA*4X43L21A*+WALLCON | Singlezone Ducted, Centrally Ducted | 32800 | 31800 | 2.56 | 27800 | 2.22
TEMPSTAR | SMARTCOMFORT DELUXE 18 VS HP | 206771630 | HRCU-A-CB | TVH837GKA2* | EA*4X43L21A*+WALLCON | Singlezone Ducted, Centrally Ducted | 33000 | 32000 | 2.52 | 28000 | 2.2
KEEPRITE | PROCOMFORT DELUXE 18 VS HP | 206771628 | HRCU-A-CB | CVH837GKA2* | EA*4X43L21A*+WALLCON | Singlezone Ducted, Centrally Ducted | 33000 | 32000 | 2.52 | 28000 | 2.2
DAY & NIGHT | CONSTANTCOMFORT DELUXE 18 VS HP | 206771627 | HRCU-A-CB | CVH837GKA2* | EA*4X43L21A*+WALLCON | Singlezone Ducted, Centrally Ducted | 33000 | 32000 | 2.52 | 28000 | 2.2
ARCOAIRE | DURACOMFORT DELUXE 18 VS HP | 206771625 | HRCU-A-CB | HVH837GKA2* | EA*4X43L21A*+WALLCON | Singlezone Ducted, Centrally Ducted | 33000 | 32000 | 2.52 | 28000 | 2.2
DAY & NIGHT | CONSTANTCOMFORT DELUXE 18 VS HP | 206771357 | HRCU-A-CB | CVH837GKA2* | EA*4X37L21A*+WALLCON | Singlezone Ducted, Centrally Ducted | 32800 | 31800 | 2.54 | 27800 | 2.22
ARCOAIRE | DURACOMFORT DELUXE 18 VS HP | 206771355 | HRCU-A-CB | HVH837GKA2* | EA*4X37L21A*+WALLCON | Singlezone Ducted, Centrally Ducted | 32800 | 31800 | 2.54 | 27800 | 2.22
TEMPSTAR | SMARTCOMFORT DELUXE 18 VS HP | 206771279 | HRCU-A-CB | TVH837GKA2* | EA*4X37L21A*+WALLCON | Singlezone Ducted, Centrally Ducted | 33000 | 31800 | 2.52 | 28000 | 2.2
HEIL | QUIETCOMFORT DELUXE 18 VS HP | 206766033 | HRCU-A-CB | HVH825GKA3* | EA*4X37L21A*+WALLCON | Singlezone Ducted, Centrally Ducted | 21000 | 20400 | 2.54 | 18100 | 2.24
RHEEM |  | 214066803 | HRCU-A-CB | RD17AZ36AJ3N | RCFZ3621MTANM | Singlezone Ducted, Centrally Ducted | 34200 | 23000 | 2.7 | 17900 | 2.3
RUSSELL |  | 214066802 | HRCU-A-CB | RD17AZ36AJ3N | TCFZ3621MTANM | Singlezone Ducted, Centrally Ducted | 34200 | 23000 | 2.7 | 17900 | 2.3
RHEEM |  | 214066779 | HRCU-A-CB | RD17AZ36AJ3N | RCFZ3621MTANM | Singlezone Ducted, Centrally Ducted | 34200 | 23000 | 2.7 | 17900 | 2.3
SURE |  | 214066664 | HRCU-A-CB | RD17AZ36AJ3N | TCFZ3621MTANM | Singlezone Ducted, Centrally Ducted | 34200 | 23000 | 2.7 | 17900 | 2.3
RUSSELL |  | 214066619 | HRCU-A-CB | RD17AZ36AJ3N | TCFZ3621MTANM | Singlezone Ducted, Centrally Ducted | 34200 | 23000 | 2.7 | 17900 | 2.3
RUSSELL |  | 214066592 | HRCU-A-CB | RD17AZ36AJ3N | TCFZ3621MTANM | Singlezone Ducted, Centrally Ducted | 34200 | 23000 | 2.7 | 17900 | 2.3
RHEEM |  | 214066542 | HRCU-A-CB | RD17AZ36AJ3N | RCFZ3621MTANM | Singlezone Ducted, Centrally Ducted | 34200 | 23000 | 2.7 | 17900 | 2.3
Mitsubishi Electric | Smart Multi | 211016451 | HMSV-A-CB | MXZ-SM36NAMHZ2 |  | Multizone Mix of Ducted and Non-Ducted | 42000 | 29600 | 2.74 | 38500 | 1.92
Mitsubishi Electric | Smart Multi | 211016454 | HMSV-A-CB | MXZ-SM42NAMHZ2 |  | Multizone Mix of Ducted and Non-Ducted | 48000 | 32000 | 2.63 | 44000 | 1.92
ARMSTRONG AIR | 4SHP22LX SERIES | 211729605 | HRCU-A-CB | 4SHP22LX124P-**A | BCE5E24M | Singlezone Ducted, Centrally Ducted | 21000 | 14100 | 2.52 | 15500 | 2.16
Trane / Mitsubishi Electric | Smart Multi | 211016472 | HMSV-A-CB | NTXMSH42A152B* |  | Multizone Mix of Ducted and Non-Ducted | 48000 | 32000 | 2.63 | 44000 | 1.92
Trane / Mitsubishi Electric | Smart Multi | 211016469 | HMSV-A-CB | NTXMSH36A142B* |  | Multizone Mix of Ducted and Non-Ducted | 42000 | 29600 | 2.74 | 38500 | 1.92
AIREASE | 4SHP22LX SERIES | 211729603 | HRCU-A-CB | 4SHP22LX124P-**A | BCE5E24M | Singlezone Ducted, Centrally Ducted | 21000 | 14100 | 2.52 | 15500 | 2.16
SURE |  | 214066905 | HRCU-A-CB | RD17AZ36AJ3N | TCFZ3621MTANM | Singlezone Ducted, Centrally Ducted | 34200 | 23000 | 2.7 | 17900 | 2.3
RUSSELL |  | 214066894 | HRCU-A-CB | RD17AZ36AJ3N | TCFZ3621MTANM | Singlezone Ducted, Centrally Ducted | 34200 | 23000 | 2.7 | 17900 | 2.3
GE | NS22H SERIES | 212403905 | HRCU-A-CB | NS22H36MA4-**A | NCUC48CT4+TDR | Singlezone Ducted, Centrally Ducted | 33800 | 22400 | 2.52 | 18400 | 2.22
GE | NS22H SERIES | 212403898 | HRCU-A-CB | NS22H36MA4-**A | NCUC48CT4+TDR | Singlezone Ducted, Centrally Ducted | 33600 | 22200 | 2.54 | 18200 | 2.22
GE | NS22H SERIES | 212403864 | HRCU-A-CB | NS22H36MA4-**A | NCHC42CT4+TDR | Singlezone Ducted, Centrally Ducted | 33600 | 22400 | 2.5 | 18100 | 2.16
AIREASE | 4SHP22LX SERIES | 211528646 | HRCU-A-CB | 4SHP22LX136P-**A | EAH1P42C+TDR+TXV | Singlezone Ducted, Centrally Ducted | 33600 | 22400 | 2.5 | 18100 | 2.04
AIREASE | 4SHP22LX SERIES | 211528642 | HRCU-A-CB | 4SHP22LX136P-**A | EAH1P42C+TDR+TXV | Singlezone Ducted, Centrally Ducted | 33600 | 22400 | 2.5 | 18100 | 2.04
AIREASE | 4SHP22LX SERIES | 211528639 | HRCU-A-CB | 4SHP22LX136P-**A | EAH1P42C+TDR+TXV | Singlezone Ducted, Centrally Ducted | 33600 | 22400 | 2.5 | 18100 | 2.04
AIREASE | 4SHP22LX SERIES | 211528637 | HRCU-A-CB | 4SHP22LX136P-**A | EAH1P42C+TDR+TXV | Singlezone Ducted, Centrally Ducted | 33400 | 22400 | 2.5 | 18000 | 2.04
AIREASE | 4SHP22LX SERIES | 211528635 | HRCU-A-CB | 4SHP22LX136P-**A | EAH1P42C+TDR+TXV | Singlezone Ducted, Centrally Ducted | 33400 | 22200 | 2.5 | 17900 | 2.04
ARMSTRONG AIR | 4SHP22LX SERIES | 211528369 | HRCU-A-CB | 4SHP22LX136P-**A | EAH1P42C+TDR+TXV | Singlezone Ducted, Centrally Ducted | 33600 | 22400 | 2.5 | 18100 | 2.04
ARMSTRONG AIR | 4SHP22LX SERIES | 211528367 | HRCU-A-CB | 4SHP22LX136P-**A | EAH1P42C+TDR+TXV | Singlezone Ducted, Centrally Ducted | 33600 | 22400 | 2.52 | 18100 | 2.06
ARMSTRONG AIR | 4SHP22LX SERIES | 211528366 | HRCU-A-CB | 4SHP22LX136P-**A | EAH1P42C+TDR+TXV | Singlezone Ducted, Centrally Ducted | 33600 | 22400 | 2.5 | 18100 | 2.04
ARMSTRONG AIR | 4SHP22LX SERIES | 211528354 | HRCU-A-CB | 4SHP22LX136P-**A | EAH1P42C+TDR+TXV | Singlezone Ducted, Centrally Ducted | 33800 | 22600 | 2.5 | 18200 | 2.02
ARMSTRONG AIR | 4SHP22LX SERIES | 211528351 | HRCU-A-CB | 4SHP22LX136P-**A | EAH1P42C+TDR+TXV | Singlezone Ducted, Centrally Ducted | 33200 | 22200 | 2.5 | 17800 | 2.04
LENNOX | ELITE EL22XPV SERIES | 211467834 | HRCU-A-CB | EL22XPV-036-230A** | CHX35-42C-**-*+TDR | Singlezone Ducted, Centrally Ducted | 33600 | 22400 | 2.5 | 18100 | 2.04
LENNOX | ELITE EL22XPV SERIES | 211467831 | HRCU-A-CB | EL22XPV-036-230A** | CHX35-42C-**-*+TDR | Singlezone Ducted, Centrally Ducted | 33600 | 22400 | 2.52 | 18100 | 2.06
LENNOX | ELITE EL22XPV SERIES | 211467829 | HRCU-A-CB | EL22XPV-036-230A** | CHX35-42C-**-*+TDR | Singlezone Ducted, Centrally Ducted | 33600 | 22400 | 2.5 | 18100 | 2.04
LENNOX | ELITE EL22XPV SERIES | 211467826 | HRCU-A-CB | EL22XPV-036-230A** | CHX35-42C-**-*+TDR | Singlezone Ducted, Centrally Ducted | 33800 | 22600 | 2.52 | 18200 | 2.04
LENNOX | ELITE EL22XPV SERIES | 211467822 | HRCU-A-CB | EL22XPV-036-230A** | CHX35-42C-**-*+TDR | Singlezone Ducted, Centrally Ducted | 33600 | 22400 | 2.5 | 18100 | 2.04
LENNOX | ELITE EL22XPV SERIES | 211467821 | HRCU-A-CB | EL22XPV-036-230A** | CHX35-42C-**-*+TDR | Singlezone Ducted, Centrally Ducted | 33400 | 22200 | 2.5 | 17900 | 2.04
LENNOX | ELITE EL22XPV SERIES | 211467812 | HRCU-A-CB | EL22XPV-036-230A** | CHX35-42C-**-*+TDR | Singlezone Ducted, Centrally Ducted | 33800 | 22600 | 2.5 | 18200 | 2.04
LENNOX | ELITE EL22XPV SERIES | 211467804 | HRCU-A-CB | EL22XPV-036-230A** | CHX35-42C-**-*+TDR | Singlezone Ducted, Centrally Ducted | 33800 | 22600 | 2.52 | 18200 | 2.04
COLEMAN | HMH7 | 211394991 | HRCU-A-CB | HMH72B341 | XAUC48FXXN1+TXV | Singlezone Ducted, Centrally Ducted | 32400 | 25400 | 2.56 | 23800 | 2.08
COLEMAN | HMH7 | 211392827 | HRCU-A-CB | HMH72B341 | XAFB36DXXN1+TXV | Singlezone Ducted, Centrally Ducted | 33600 | 25200 | 2.5 | 23800 | 2.06
Mitsubishi Electric | Smart Multi | 211016463 | HMSV-A-CB | MXZ-SM60NAM2 |  | Multizone Mix of Ducted and Non-Ducted | 66000 | 41000 | 2.69 | 46500 | 1.9
DUCANE |  | 208106854 | HRCU-A-CB | 4DHP2S48M-1P |  | Multizone All Non-Ducted | 49000 | 36000 | 3.29 | 45000 | 2
Allied |  | 208106794 | HRCU-A-CB | 4DHP2S48M-1P |  | Multizone All Non-Ducted | 49000 | 36000 | 3.29 | 45000 | 2
TRANE / MITSUBISHI ELECTRIC | M-Series | 207699145 | HRCU-A-CB-O | NTXSKS09A112** | NTXUKS09A112** | Singlezone Non-Ducted, Ceiling Placement | 12000 | 7700 | 3.22 | 6100 | 3.08
LENNOX |  | 207699107 | HRCU-A-CB | MLB048S4M-2P |  | Multizone All Non-Ducted | 49000 | 36000 | 3.01 | 48000 | 2.01
TRANE / MITSUBISHI ELECTRIC | Smart Multi | 207525860 | HMSV-A-CB | NTXMSM36A142A* |  | Multizone Mix of Ducted and Non-Ducted | 42000 | 26400 | 2.73 | 25200 | 2.09
MITSUBISHI ELECTRIC | Smart Multi | 207525858 | HMSV-A-CB | MXZ-SM48NAMHZ |  | Multizone Mix of Ducted and Non-Ducted | 54000 | 40500 | 2.54 | 54000 | 1.95
MITSUBISHI ELECTRIC | Smart Multi | 207525857 | HMSV-A-CB | MXZ-SM48NAM |  | Multizone Mix of Ducted and Non-Ducted | 54000 | 33200 | 2.53 | 32400 | 2.04
TRANE / MITSUBISHI ELECTRIC | Smart Multi | 207518839 | HMSR-A-CB-O | NTXMSM48A182A* |  | Multizone All Non-Ducted | 54000 | 31400 | 2.7 | 32400 | 2.1
TRANE / MITSUBISHI ELECTRIC | Smart Multi | 207517169 | HMSR-A-CB-O | NTXMSM60A182A* |  | Multizone All Non-Ducted | 66000 | 41500 | 2.9 | 57000 | 2
TRANE / MITSUBISHI ELECTRIC | Smart Multi | 207517163 | HMSR-A-CB-O | NTXMSH36A142A* |  | Multizone All Non-Ducted | 42000 | 32600 | 2.8 | 42000 | 2
MITSUBISHI ELECTRIC | Smart Multi | 207517160 | HMSR-A-CB-O | MXZ-SM60NAM |  | Multizone All Non-Ducted | 66000 | 41500 | 2.9 | 57000 | 2
CARRIER | INFINITY 24 HP with GREENSPEED INTELLIGENCE | 210720709 | HRCU-A-CB | 25VNA460A*031* | CAP**6124AL*+UI | Singlezone Ducted, Centrally Ducted | 60500 | 51000 | 2.5 | 39000 | 2.1
RUUD |  | 210589399 | HRCU-A-CB | UP18AZ36AJVC | RCFZ6021SEAAM | Singlezone Ducted, Centrally Ducted | 34200 | 40500 | 2.5 | 43000 | 2.2
RUUD |  | 210589396 | HRCU-A-CB | UP18AZ36AJVC | RCFZ6021SEAAM | Singlezone Ducted, Centrally Ducted | 34200 | 40500 | 2.5 | 43000 | 2.2
HEIL | QUIETCOMFORT DELUXE 18 VS HP | 210473239 | HRCU-A-CB | HVH825GKA3* | EA*4X43L21A*+WALLCON | Singlezone Ducted, Centrally Ducted | 21000 | 20400 | 2.54 | 18100 | 2.24
DAY & NIGHT | CONSTANTCOMFORT DELUXE 18 VS HP | 210470634 | HRCU-A-CB | CVH837GKA2* | EA*4X61L24A*+WALLCON | Singlezone Ducted, Centrally Ducted | 32000 | 31200 | 2.54 | 27600 | 2.22
HEIL | QUIETCOMFORT DELUXE 18 VS HP | 210470629 | HRCU-A-CB | HVH837GKA2* | EA*4X61L24A*+WALLCON | Singlezone Ducted, Centrally Ducted | 32000 | 31200 | 2.54 | 27600 | 2.22
COMFORTMAKER | SOFTSOUND DELUXE 18 VS HP | 210470600 | HRCU-A-CB | CVH837GKA2* | EA*4X61L24A*+WALLCON | Singlezone Ducted, Centrally Ducted | 32000 | 31200 | 2.54 | 27600 | 2.22
TEMPSTAR | SMARTCOMFORT DELUXE 18 VS HP | 210470582 | HRCU-A-CB | TVH837GKA2* | EA*4X61L24A*+WALLCON | Singlezone Ducted, Centrally Ducted | 32000 | 31200 | 2.54 | 27600 | 2.22
KEEPRITE | PROCOMFORT DELUXE 18 VS HP | 210470580 | HRCU-A-CB | CVH837GKA2* | EA*4X61L24A*+WALLCON | Singlezone Ducted, Centrally Ducted | 32000 | 31200 | 2.54 | 27600 | 2.22
AIRQUEST | DELUXE 19 VS HP | 210470576 | HRCU-A-CB | HVH837GKA2* | EA*4X61L24A*+WALLCON | Singlezone Ducted, Centrally Ducted | 32000 | 31200 | 2.54 | 27600 | 2.22
HEIL | QUIETCOMFORT DELUXE 18 VS HP | 210470574 | HRCU-A-CB | HVH837GKA2* | EA*4X61L24A*+WALLCON | Singlezone Ducted, Centrally Ducted | 32000 | 31200 | 2.54 | 27600 | 2.22
KENMORE | DELUXE 18 VS HP | 210470570 | HRCU-A-CB | (C,H,T)VH837GKA2* | EA*4X61L24A*+WALLCON | Singlezone Ducted, Centrally Ducted | 32000 | 31200 | 2.54 | 27400 | 2.24
KEEPRITE | PROCOMFORT DELUXE 18 VS HP | 210470569 | HRCU-A-CB | CVH837GKA2* | EA*4X61L24A*+WALLCON | Singlezone Ducted, Centrally Ducted | 32000 | 31200 | 2.54 | 27400 | 2.24
AIRQUEST | DELUXE 19 VS HP | 210470565 | HRCU-A-CB | HVH837GKA2* | EA*4X61L24A*+WALLCON | Singlezone Ducted, Centrally Ducted | 32000 | 31200 | 2.54 | 27400 | 2.24
TEMPSTAR | SMARTCOMFORT DELUXE 18 VS HP | 210470505 | HRCU-A-CB | TVH837GKA2* | EA*4X61L21A*+WALLCON | Singlezone Ducted, Centrally Ducted | 32000 | 31200 | 2.54 | 27600 | 2.22
ARCOAIRE | DURACOMFORT DELUXE 18 VS HP | 210470500 | HRCU-A-CB | HVH837GKA2* | EA*4X61L21A*+WALLCON | Singlezone Ducted, Centrally Ducted | 32000 | 31200 | 2.54 | 27600 | 2.22
HEIL | QUIETCOMFORT DELUXE 18 VS HP | 210470497 | HRCU-A-CB | HVH837GKA2* | EA*4X61L21A*+WALLCON | Singlezone Ducted, Centrally Ducted | 32000 | 31200 | 2.54 | 27600 | 2.22
TEMPSTAR | SMARTCOMFORT DELUXE 18 VS HP | 210470439 | HRCU-A-CB | TVH837GKA2* | EA*4X61L21A*+WALLCON | Singlezone Ducted, Centrally Ducted | 32200 | 31400 | 2.5 | 27800 | 2.2
KEEPRITE | PROCOMFORT DELUXE 18 VS HP | 210470437 | HRCU-A-CB | CVH837GKA2* | EA*4X61L21A*+WALLCON | Singlezone Ducted, Centrally Ducted | 32200 | 31400 | 2.5 | 27800 | 2.2
HEIL | QUIETCOMFORT DELUXE 18 VS HP | 210470431 | HRCU-A-CB | HVH837GKA2* | EA*4X61L21A*+WALLCON | Singlezone Ducted, Centrally Ducted | 32200 | 31400 | 2.5 | 27800 | 2.2
KENMORE | DELUXE 18 VS HP | 210470350 | HRCU-A-CB | (C,H,T)VH837GKA2* | EA*4X60L24A*+WALLCON | Singlezone Ducted, Centrally Ducted | 31800 | 31000 | 2.52 | 27400 | 2.22
ARCOAIRE | DURACOMFORT DELUXE 18 VS HP | 210470346 | HRCU-A-CB | HVH837GKA2* | EA*4X60L24A*+WALLCON | Singlezone Ducted, Centrally Ducted | 31800 | 31000 | 2.52 | 27400 | 2.22
AIRQUEST | DELUXE 19 VS HP | 210470345 | HRCU-A-CB | HVH837GKA2* | EA*4X60L24A*+WALLCON | Singlezone Ducted, Centrally Ducted | 31800 | 31000 | 2.52 | 27400 | 2.22
MITSUBISHI ELECTRIC | Nv Series | 206709488 | HRCU-A-CB-O | NTXSPF09A112A* | MFZ-KJ09NA*** | Singlezone Non-Ducted, Floor Placement | 11000 | 7500 | 2.75 | 11000 | 2.01
TEMPSTAR | SMARTCOMFORT DELUXE 18 VS HP | 210470318 | HRCU-A-CB | TVH837GKA2* | EA*4X60L24A*+WALLCON | Singlezone Ducted, Centrally Ducted | 31800 | 31000 | 2.52 | 27400 | 2.22
MITSUBISHI ELECTRIC | M-Series | 204629178 | HRCU-A-CB-O | MUFZ-KJ12NAHZ*** | NTXFKS12A112A* | Singlezone Non-Ducted, Floor Placement | 13000 | 8800 | 2.77 | 13000 | 2.1
RUUD |  | 209872712 | HRCU-A-CB | UP18AZ36AJVC | RCFZ6021SEAAM | Singlezone Ducted, Centrally Ducted | 34200 | 40500 | 2.5 | 43000 | 2.2
RHEEM |  | 209872705 | HRCU-A-CB | RP18AZ36AJVC | RCFZ6021SEAAM | Singlezone Ducted, Centrally Ducted | 34200 | 41000 | 2.5 | 43500 | 2.2
RHEEM |  | 209872704 | HRCU-A-CB | RP18AZ36AJVC | RCFZ6021SEAAM | Singlezone Ducted, Centrally Ducted | 34200 | 40500 | 2.5 | 43000 | 2.2
RHEEM |  | 209872703 | HRCU-A-CB | RP18AZ36AJVC | RCFZ6021SEAAM | Singlezone Ducted, Centrally Ducted | 34200 | 40500 | 2.5 | 43000 | 2.2
RHEEM |  | 209872701 | HRCU-A-CB | RP18AZ36AJVC | RCFZ6021SEAAM | Singlezone Ducted, Centrally Ducted | 34200 | 40500 | 2.5 | 43000 | 2.2
KENMORE | DELUXE 18 VS HP | 210470317 | HRCU-A-CB | (C,H,T)VH837GKA2* | EA*4X60L24A*+WALLCON | Singlezone Ducted, Centrally Ducted | 31800 | 31000 | 2.52 | 27400 | 2.22
AMERICAN STANDARD / MITSUBISHI ELECTRIC |  | 213499807 | HMSR-A-CB-O | NTXMMX20A122C** |  | Multizone All Non-Ducted | 22000 | 13500 | 2.91 | 11100 | 2.03
KEEPRITE | PROCOMFORT DELUXE 18 VS HP | 210470316 | HRCU-A-CB | CVH837GKA2* | EA*4X60L24A*+WALLCON | Singlezone Ducted, Centrally Ducted | 31800 | 31000 | 2.52 | 27400 | 2.22
DAIKIN | Daikin Fit | 213156958 | HRCU-A-CB | DZ6VSA421EA* | CA*EA6030*4A* | Singlezone Ducted, Centrally Ducted | 40000 | 28000 | 2.67 | 30600 | 2.19
RUUD |  | 214066859 | HRCU-A-CB | RD17AZ36AJ3N | RCFZ3621MTANM | Singlezone Ducted, Centrally Ducted | 34200 | 23000 | 2.7 | 17900 | 2.3
RHEEM |  | 214066852 | HRCU-A-CB | RD17AZ36AJ3N | RCFZ3621MTANM | Singlezone Ducted, Centrally Ducted | 34200 | 23000 | 2.7 | 17900 | 2.3
RUUD |  | 214066827 | HRCU-A-CB | RD17AZ36AJ3N | RCFZ3621MTANM | Singlezone Ducted, Centrally Ducted | 34200 | 23000 | 2.7 | 17900 | 2.3
DAY & NIGHT | CONSTANTCOMFORT DELUXE 18 VS HP | 210470271 | HRCU-A-CB | CVH837GKA2* | EA*4X60L24A*+WALLCON | Singlezone Ducted, Centrally Ducted | 31800 | 31000 | 2.5 | 27400 | 2.2
COMFORTMAKER | SOFTSOUND DELUXE 18 VS HP | 210470270 | HRCU-A-CB | CVH837GKA2* | EA*4X60L24A*+WALLCON | Singlezone Ducted, Centrally Ducted | 31800 | 31000 | 2.5 | 27400 | 2.2
SURE |  | 214066611 | HRCU-A-CB | RD17AZ36AJ3N | TCFZ3621MTANM | Singlezone Ducted, Centrally Ducted | 34200 | 23000 | 2.7 | 17900 | 2.3
FRIEDRICH |  | 214066571 | HRCU-A-CB | RD17AZ36AJ3N | TCFZ3621MTANM | Singlezone Ducted, Centrally Ducted | 34200 | 23000 | 2.7 | 17900 | 2.3
RHEEM |  | 214066567 | HRCU-A-CB | RD17AZ36AJ3N | RCFZ3621MTANM | Singlezone Ducted, Centrally Ducted | 34200 | 23000 | 2.7 | 17900 | 2.3
RUSSELL |  | 214066553 | HRCU-A-CB | RD17AZ36AJ3N | TCFZ3621MTANM | Singlezone Ducted, Centrally Ducted | 34200 | 23000 | 2.7 | 17900 | 2.3
SURE |  | 214066551 | HRCU-A-CB | RD17AZ36AJ3N | TCFZ3621MTANM | Singlezone Ducted, Centrally Ducted | 34200 | 23000 | 2.7 | 17900 | 2.3
RUSSELL |  | 214066549 | HRCU-A-CB | RD17AZ36AJ3N | TCFZ3621MTANM | Singlezone Ducted, Centrally Ducted | 34200 | 23000 | 2.7 | 17900 | 2.3
RUUD |  | 212609352 | HRCU-A-CB | UP18AZ36AJVC | RCFZ6021SEAAM | Singlezone Ducted, Centrally Ducted | 34200 | 40500 | 2.5 | 43000 | 2.2
GE | NS22H SERIES | 212403936 | HRCU-A-CB | NS22H36MA4-**A | NCUU48CP4+TDR+TXV | Singlezone Ducted, Centrally Ducted | 33600 | 22400 | 2.54 | 18300 | 2.22
ARMSTRONG AIR | 4SHP22LX SERIES | 211729606 | HRCU-A-CB | 4SHP22LX124P-**A | BCE5E30M | Singlezone Ducted, Centrally Ducted | 22000 | 14300 | 2.7 | 14900 | 2.14
AIREASE | 4SHP22LX SERIES | 211729604 | HRCU-A-CB | 4SHP22LX124P-**A | BCE5E30M | Singlezone Ducted, Centrally Ducted | 22000 | 14300 | 2.7 | 14900 | 2.14
GE | NS22H SERIES | 211708892 | HRCU-A-CB | NS22H36MA4-**A | NCHC42CT4+TDR | Singlezone Ducted, Centrally Ducted | 33800 | 22600 | 2.52 | 18200 | 2.04
GE | NS22H SERIES | 211708889 | HRCU-A-CB | NS22H36MA4-**A | NCHC42CT4+TDR | Singlezone Ducted, Centrally Ducted | 33400 | 22200 | 2.5 | 17900 | 2.04
GE | NS22H SERIES | 211708888 | HRCU-A-CB | NS22H36MA4-**A | NCHC42CT4+TDR | Singlezone Ducted, Centrally Ducted | 33400 | 22200 | 2.52 | 17900 | 2.06
PIONEER | Hyperformance | 211583711 | HRCU-A-CB-O | YN009GHFI25RPH | WF009GHFI25HLH | Singlezone Non-Ducted, Wall Placement | 10000 | 5500 | 2.93 | 8600 | 1.94
AIREASE | 4SHP22LX SERIES | 211528647 | HRCU-A-CB | 4SHP22LX136P-**A | EAH1P42C+TDR+TXV | Singlezone Ducted, Centrally Ducted | 33800 | 22600 | 2.5 | 18200 | 2.04
AIREASE | 4SHP22LX SERIES | 211528638 | HRCU-A-CB | 4SHP22LX136P-**A | EAH1P42C+TDR+TXV | Singlezone Ducted, Centrally Ducted | 33400 | 22200 | 2.5 | 17900 | 2.04
AIREASE | 4SHP22LX SERIES | 211528634 | HRCU-A-CB | 4SHP22LX136P-**A | EAH1P42C+TDR+TXV | Singlezone Ducted, Centrally Ducted | 33400 | 22200 | 2.52 | 17900 | 2.06
ARMSTRONG AIR | 4SHP22LX SERIES | 211528363 | HRCU-A-CB | 4SHP22LX136P-**A | EAH1P42C+TDR+TXV | Singlezone Ducted, Centrally Ducted | 33600 | 22400 | 2.5 | 18100 | 2.04
YORK | HMH7 | 211379736 | HRCU-A-CB | HMH72B341 | XAHC48FBCN1 | Singlezone Ducted, Centrally Ducted | 32400 | 25400 | 2.5 | 23800 | 2.06
MITSUBISHI ELECTRIC | M-Series | 210819459 | HRCU-A-CB-O | MUFZ-KJ09NAHZ*** | MFZ-KJ09NA*** | Singlezone Non-Ducted, Floor Placement | 11000 | 7500 | 2.75 | 11000 | 2.01
SAMSUNG | WindFree™ Max Heat® 3.0 | 210445758 | HRCU-A-CB-O | AR09CSDACWKX | AR09CSDABWKN | Singlezone Non-Ducted, Wall Placement | 11000 | 10000 | 4.88 | 12000 | 2.25
CONCORD |  | 208106839 | HRCU-A-CB | 4DHP2S48M-1P |  | Multizone All Non-Ducted | 49000 | 36000 | 3.29 | 45000 | 2
TRANE / MITSUBISHI ELECTRIC | Smart Multi | 207525863 | HMSV-A-CB | NTXMSM48A182A* |  | Multizone Mix of Ducted and Non-Ducted | 54000 | 33200 | 2.53 | 32400 | 2.04
MITSUBISHI ELECTRIC | Smart Multi | 207525856 | HMSV-A-CB | MXZ-SM42NAMHZ |  | Multizone Mix of Ducted and Non-Ducted | 48000 | 32000 | 2.64 | 48000 | 1.95
MITSUBISHI ELECTRIC | Smart Multi | 207525854 | HMSV-A-CB | MXZ-SM36NAM |  | Multizone Mix of Ducted and Non-Ducted | 42000 | 26400 | 2.73 | 25200 | 2.09
TRANE / MITSUBISHI ELECTRIC | Smart Multi | 207518835 | HMSV-A-CB | NTXMSM36A142A* |  | Multizone All Ducted | 42000 | 26600 | 2.7 | 25200 | 1.99
TRANE / MITSUBISHI ELECTRIC | Smart Multi | 207517164 | HMSR-A-CB-O | NTXMSH42A152A* |  | Multizone All Non-Ducted | 48000 | 32000 | 2.8 | 48000 | 2
MITSUBISHI ELECTRIC | Smart Multi | 207517158 | HMSR-A-CB-O | MXZ-SM48NAMHZ |  | Multizone All Non-Ducted | 54000 | 39000 | 2.7 | 54000 | 2
MITSUBISHI ELECTRIC | Smart Multi | 207517152 | HMSR-A-CB-O | MXZ-SM36NAMHZ |  | Multizone All Non-Ducted | 42000 | 32600 | 2.8 | 42000 | 2
MITSUBISHI ELECTRIC | Smart Multi | 207517151 | HMSV-A-CB | MXZ-SM36NAM |  | Multizone All Ducted | 42000 | 26600 | 2.7 | 25200 | 1.99
RUUD |  | 210589398 | HRCU-A-CB | UP18AZ36AJVC | RCFZ6021SEAAM | Singlezone Ducted, Centrally Ducted | 34200 | 40500 | 2.5 | 43000 | 2.2
RHEEM |  | 210589391 | HRCU-A-CB | RP18AZ36AJVC | RCFZ6021SEAAM | Singlezone Ducted, Centrally Ducted | 34200 | 40500 | 2.5 | 43000 | 2.2
WESTINGHOUSE |  | 207237536 | HRCU-A-CB-O | WHU12SZA21S | WHU12CTA21S | Singlezone Non-Ducted, Ceiling Placement | 12000 | 7600 | 2.72 | 8500 | 2.31
KEEPRITE | PROCOMFORT DELUXE 18 VS HP | 210470635 | HRCU-A-CB | CVH837GKA2* | EA*4X61L24A*+WALLCON | Singlezone Ducted, Centrally Ducted | 32000 | 31200 | 2.54 | 27600 | 2.22
ARCOAIRE | DURACOMFORT DELUXE 18 VS HP | 210470632 | HRCU-A-CB | HVH837GKA2* | EA*4X61L24A*+WALLCON | Singlezone Ducted, Centrally Ducted | 32000 | 31200 | 2.54 | 27600 | 2.22
AIRQUEST | DELUXE 19 VS HP | 210470631 | HRCU-A-CB | HVH837GKA2* | EA*4X61L24A*+WALLCON | Singlezone Ducted, Centrally Ducted | 32000 | 31200 | 2.54 | 27600 | 2.22
TEMPSTAR | SMARTCOMFORT DELUXE 18 VS HP | 210470604 | HRCU-A-CB | TVH837GKA2* | EA*4X61L24A*+WALLCON | Singlezone Ducted, Centrally Ducted | 32000 | 31200 | 2.54 | 27600 | 2.22
DAY & NIGHT | CONSTANTCOMFORT DELUXE 18 VS HP | 210470601 | HRCU-A-CB | CVH837GKA2* | EA*4X61L24A*+WALLCON | Singlezone Ducted, Centrally Ducted | 32000 | 31200 | 2.54 | 27600 | 2.22
ARCOAIRE | DURACOMFORT DELUXE 18 VS HP | 210470599 | HRCU-A-CB | HVH837GKA2* | EA*4X61L24A*+WALLCON | Singlezone Ducted, Centrally Ducted | 32000 | 31200 | 2.54 | 27600 | 2.22
AIRQUEST | DELUXE 19 VS HP | 210470598 | HRCU-A-CB | HVH837GKA2* | EA*4X61L24A*+WALLCON | Singlezone Ducted, Centrally Ducted | 32000 | 31200 | 2.54 | 27600 | 2.22
KENMORE | DELUXE 18 VS HP | 210470581 | HRCU-A-CB | (C,H,T)VH837GKA2* | EA*4X61L24A*+WALLCON | Singlezone Ducted, Centrally Ducted | 32000 | 31200 | 2.54 | 27600 | 2.22
ARCOAIRE | DURACOMFORT DELUXE 18 VS HP | 210470577 | HRCU-A-CB | HVH837GKA2* | EA*4X61L24A*+WALLCON | Singlezone Ducted, Centrally Ducted | 32000 | 31200 | 2.54 | 27600 | 2.22
TEMPSTAR | SMARTCOMFORT DELUXE 18 VS HP | 210470571 | HRCU-A-CB | TVH837GKA2* | EA*4X61L24A*+WALLCON | Singlezone Ducted, Centrally Ducted | 32000 | 31200 | 2.54 | 27400 | 2.24
COMFORTMAKER | SOFTSOUND DELUXE 18 VS HP | 210470567 | HRCU-A-CB | CVH837GKA2* | EA*4X61L24A*+WALLCON | Singlezone Ducted, Centrally Ducted | 32000 | 31200 | 2.54 | 27400 | 2.24
DAY & NIGHT | CONSTANTCOMFORT DELUXE 18 VS HP | 210470502 | HRCU-A-CB | CVH837GKA2* | EA*4X61L21A*+WALLCON | Singlezone Ducted, Centrally Ducted | 32000 | 31200 | 2.54 | 27600 | 2.22
DAY & NIGHT | CONSTANTCOMFORT DELUXE 18 VS HP | 210470436 | HRCU-A-CB | CVH837GKA2* | EA*4X61L21A*+WALLCON | Singlezone Ducted, Centrally Ducted | 32200 | 31400 | 2.5 | 27800 | 2.2
AIRQUEST | DELUXE 19 VS HP | 210470433 | HRCU-A-CB | HVH837GKA2* | EA*4X61L21A*+WALLCON | Singlezone Ducted, Centrally Ducted | 32200 | 31400 | 2.5 | 27800 | 2.2
COMFORTMAKER | SOFTSOUND DELUXE 18 VS HP | 210470347 | HRCU-A-CB | CVH837GKA2* | EA*4X60L24A*+WALLCON | Singlezone Ducted, Centrally Ducted | 31800 | 31000 | 2.52 | 27400 | 2.22
ARCOAIRE | DURACOMFORT DELUXE 18 VS HP | 210470313 | HRCU-A-CB | HVH837GKA2* | EA*4X60L24A*+WALLCON | Singlezone Ducted, Centrally Ducted | 31800 | 31000 | 2.52 | 27400 | 2.22
RUUD |  | 209872718 | HRCU-A-CB | UP18AZ36AJVC | RCFZ6021SEAAM | Singlezone Ducted, Centrally Ducted | 34200 | 41000 | 2.5 | 43500 | 2.2
RUUD |  | 209872715 | HRCU-A-CB | UP18AZ36AJVC | RCFZ6021SEAAM | Singlezone Ducted, Centrally Ducted | 34200 | 41000 | 2.5 | 43500 | 2.2
RUUD |  | 209872709 | HRCU-A-CB | UP18AZ36AJVC | RCFZ6021SEAAM | Singlezone Ducted, Centrally Ducted | 34200 | 41000 | 2.5 | 43500 | 2.2
MITSUBISHI ELECTRIC | M-Series | 204629573 | HRCU-A-CB-O | MUFZ-KJ12NAHZ*** | NAXFKS12A112A* | Singlezone Non-Ducted, Floor Placement | 13000 | 8800 | 2.77 | 13000 | 2.1
TRANE / MITSUBISHI ELECTRIC | NV-Series | 202373719 | HRCU-A-CB-O | NTXSPF18A112A* | NTXFKS18A112A* | Singlezone Non-Ducted, Floor Placement | 21000 | 12800 | 2.62 | 21000 | 2.05
TRANE / MITSUBISHI ELECTRIC | NV-Series | 202373717 | HRCU-A-CB-O | NTXSPF12A112A* | NTXFKS12A112A* | Singlezone Non-Ducted, Floor Placement | 13000 | 8800 | 2.77 | 13000 | 2.1
LENNOX |  | 10056170 | HRCU-A-CB-O | MPB009S4S-1P | MWMA009S4-2P | Singlezone Non-Ducted, Wall Placement | 9800 | 5800 | 2.74 | 7990 | 1.98
LENNOX |  | 10056169 | HRCU-A-CB-O | MPB009S4S-1P | MWMA009S4-1P | Singlezone Non-Ducted, Wall Placement | 9800 | 5800 | 2.74 | 7990 | 1.98
LENNOX | ELITE EL18XPV SERIES | 206840555 | HRCU-A-CB | EL18XPV-024-230A** | CH35-24B+TDR+TXV | Singlezone Ducted, Centrally Ducted | 23600 | 14800 | 2.52 | 11200 | 2.16
LENNOX | ELITE EL18XPV SERIES | 206840544 | HRCU-A-CB | EL18XPV-024-230A** | CH35-24B+TDR+TXV | Singlezone Ducted, Centrally Ducted | 23600 | 14800 | 2.52 | 11200 | 2.16
LENNOX |  | 201796630 | HRCU-A-CB-O | MPB009S4S-1P | MWMA009S4-3P | Singlezone Non-Ducted, Wall Placement | 9800 | 5800 | 2.74 | 7990 | 1.98
RUUD |  | 214066700 | HRCU-A-CB | RD17AZ36AJ3N | RCFZ3621MTANM | Singlezone Ducted, Centrally Ducted | 34200 | 23000 | 2.7 | 17900 | 2.3
RHEEM |  | 212609368 | HRCU-A-CB | RP18AZ36AJVC | RCFZ6021SEAAM | Singlezone Ducted, Centrally Ducted | 34200 | 40500 | 2.5 | 43000 | 2.2
ARMSTRONG AIR | 4SHP22LX SERIES | 211528370 | HRCU-A-CB | 4SHP22LX136P-**A | EAH1P42C+TDR+TXV | Singlezone Ducted, Centrally Ducted | 33600 | 22400 | 2.5 | 18100 | 2.04
LENNOX | ELITE EL22XPV SERIES | 211467825 | HRCU-A-CB | EL22XPV-036-230A** | CHX35-42C-**-*+TDR | Singlezone Ducted, Centrally Ducted | 33600 | 22400 | 2.5 | 18100 | 2.04
LENNOX | ELITE EL22XPV SERIES | 211467817 | HRCU-A-CB | EL22XPV-036-230A** | CHX35-42C-**-*+TDR | Singlezone Ducted, Centrally Ducted | 33600 | 22400 | 2.54 | 18000 | 2.06
ARCOAIRE | DURACOMFORT DELUXE 18 VS HP | 210470269 | HRCU-A-CB | HVH837GKA2* | EA*4X60L24A*+WALLCON | Singlezone Ducted, Centrally Ducted | 31800 | 31000 | 2.5 | 27400 | 2.2
AMANA | ASZS6 | 213156956 | HRCU-A-CB | ASZS60421EA* | CA*EA6030*4A* | Singlezone Ducted, Centrally Ducted | 40000 | 28000 | 2.67 | 30600 | 2.19
SURE |  | 214066805 | HRCU-A-CB | RD17AZ36AJ3N | TCFZ3621MTANM | Singlezone Ducted, Centrally Ducted | 34200 | 23000 | 2.7 | 17900 | 2.3
RUUD |  | 214066524 | HRCU-A-CB | RD17AZ36AJ3N | RCFZ3621MTANM | Singlezone Ducted, Centrally Ducted | 34200 | 23000 | 2.7 | 17900 | 2.3
RUUD |  | 213163997 | HRCU-A-CB | UP18AZ36AJVC | RCFZ6021SEAAM | Singlezone Ducted, Centrally Ducted | 34200 | 40500 | 2.5 | 43000 | 2.2
RUSSELL |  | 214066925 | HRCU-A-CB | RD17AZ36AJ3N | TCFZ3621MTANM | Singlezone Ducted, Centrally Ducted | 34200 | 23000 | 2.7 | 17900 | 2.3
SURE |  | 214066915 | HRCU-A-CB | RD17AZ36AJ3N | TCFZ3621MTANM | Singlezone Ducted, Centrally Ducted | 34200 | 23000 | 2.7 | 17900 | 2.3
FRIEDRICH |  | 214066692 | HRCU-A-CB | RD17AZ36AJ3N | TCFZ3621MTANM | Singlezone Ducted, Centrally Ducted | 34200 | 23000 | 2.7 | 17900 | 2.3
RHEEM |  | 214066650 | HRCU-A-CB | RD17AZ36AJ3N | RCFZ3621MTANM | Singlezone Ducted, Centrally Ducted | 34200 | 23000 | 2.7 | 17900 | 2.3
RHEEM |  | 214066591 | HRCU-A-CB | RD17AZ36AJ3N | RCFZ3621MTANM | Singlezone Ducted, Centrally Ducted | 34200 | 23000 | 2.7 | 17900 | 2.3
RUUD |  | 212609370 | HRCU-A-CB | UP18AZ36AJVC | RCFZ6021SEAAM | Singlezone Ducted, Centrally Ducted | 34200 | 40500 | 2.5 | 43000 | 2.2
RUUD |  | 212609362 | HRCU-A-CB | UP18AZ36AJVC | RCFZ6021SEAAM | Singlezone Ducted, Centrally Ducted | 34200 | 40500 | 2.5 | 43000 | 2.2
RUUD |  | 212609358 | HRCU-A-CB | UP18AZ36AJVC | RCFZ6021SEAAM | Singlezone Ducted, Centrally Ducted | 34200 | 40500 | 2.5 | 43000 | 2.2
RHEEM |  | 212609350 | HRCU-A-CB | RP18AZ36AJVC | RCFZ6021SEAAM | Singlezone Ducted, Centrally Ducted | 34200 | 40500 | 2.5 | 43000 | 2.2
RUUD |  | 212609347 | HRCU-A-CB | UP18AZ36AJVC | RCFZ6021SEAAM | Singlezone Ducted, Centrally Ducted | 34200 | 40500 | 2.5 | 43000 | 2.2
RHEEM |  | 212609344 | HRCU-A-CB | RP18AZ36AJVC | RCFZ6021SEAAM | Singlezone Ducted, Centrally Ducted | 34200 | 41000 | 2.5 | 43500 | 2.2
GE | NS22H SERIES | 212403939 | HRCU-A-CB | NS22H36MA4-**A | NCUU48CP4+TDR+TXV | Singlezone Ducted, Centrally Ducted | 33800 | 22400 | 2.52 | 18400 | 2.22
GE | NS22H SERIES | 212403938 | HRCU-A-CB | NS22H36MA4-**A | NCUU48CP4+TDR+TXV | Singlezone Ducted, Centrally Ducted | 33600 | 22200 | 2.52 | 18300 | 2.22
GE | NS22H SERIES | 212403870 | HRCU-A-CB | NS22H36MA4-**A | NCHC42CT4+TDR | Singlezone Ducted, Centrally Ducted | 33800 | 22600 | 2.5 | 18300 | 2.18
GE | NS22H SERIES | 212403869 | HRCU-A-CB | NS22H36MA4-**A | NCHC42CT4+TDR | Singlezone Ducted, Centrally Ducted | 33400 | 22200 | 2.5 | 18000 | 2.18
GE | NS22H SERIES | 212403865 | HRCU-A-CB | NS22H36MA4-**A | NCHC42CT4+TDR | Singlezone Ducted, Centrally Ducted | 33400 | 22400 | 2.52 | 18100 | 2.18
GE | NS22H SERIES | 211708890 | HRCU-A-CB | NS22H36MA4-**A | NCHC42CT4+TDR | Singlezone Ducted, Centrally Ducted | 33400 | 22200 | 2.5 | 17900 | 2.04
AIREASE | 4SHP22LX SERIES | 211528643 | HRCU-A-CB | 4SHP22LX136P-**A | EAH1P42C+TDR+TXV | Singlezone Ducted, Centrally Ducted | 33600 | 22400 | 2.52 | 18100 | 2.06
AIREASE | 4SHP22LX SERIES | 211528641 | HRCU-A-CB | 4SHP22LX136P-**A | EAH1P42C+TDR+TXV | Singlezone Ducted, Centrally Ducted | 33800 | 22600 | 2.52 | 18200 | 2.04
AIREASE | 4SHP22LX SERIES | 211528633 | HRCU-A-CB | 4SHP22LX136P-**A | EAH1P42C+TDR+TXV | Singlezone Ducted, Centrally Ducted | 33800 | 22400 | 2.5 | 18200 | 2.04
AIREASE | 4SHP22LX SERIES | 211528631 | HRCU-A-CB | 4SHP22LX136P-**A | EAH1P42C+TDR+TXV | Singlezone Ducted, Centrally Ducted | 33800 | 22600 | 2.5 | 18200 | 2.04
AIREASE | 4SHP22LX SERIES | 211528630 | HRCU-A-CB | 4SHP22LX136P-**A | EAH1P42C+TDR+TXV | Singlezone Ducted, Centrally Ducted | 33800 | 22600 | 2.5 | 18200 | 2.02
AIREASE | 4SHP22LX SERIES | 211528627 | HRCU-A-CB | 4SHP22LX136P-**A | EAH1P42C+TDR+TXV | Singlezone Ducted, Centrally Ducted | 33200 | 22200 | 2.5 | 17800 | 2.04
ARMSTRONG AIR | 4SHP22LX SERIES | 211528371 | HRCU-A-CB | 4SHP22LX136P-**A | EAH1P42C+TDR+TXV | Singlezone Ducted, Centrally Ducted | 33800 | 22600 | 2.5 | 18200 | 2.04
ARMSTRONG AIR | 4SHP22LX SERIES | 211528362 | HRCU-A-CB | 4SHP22LX136P-**A | EAH1P42C+TDR+TXV | Singlezone Ducted, Centrally Ducted | 33400 | 22200 | 2.5 | 17900 | 2.04
ARMSTRONG AIR | 4SHP22LX SERIES | 211528358 | HRCU-A-CB | 4SHP22LX136P-**A | EAH1P42C+TDR+TXV | Singlezone Ducted, Centrally Ducted | 33400 | 22200 | 2.52 | 17900 | 2.06
ARMSTRONG AIR | 4SHP22LX SERIES | 211528357 | HRCU-A-CB | 4SHP22LX136P-**A | EAH1P42C+TDR+TXV | Singlezone Ducted, Centrally Ducted | 33800 | 22400 | 2.5 | 18200 | 2.04
ARMSTRONG AIR | 4SHP22LX SERIES | 211528355 | HRCU-A-CB | 4SHP22LX136P-**A | EAH1P42C+TDR+TXV | Singlezone Ducted, Centrally Ducted | 33800 | 22600 | 2.5 | 18200 | 2.04
ARMSTRONG AIR | 4SHP22LX SERIES | 211528350 | HRCU-A-CB | 4SHP22LX136P-**A | EAH1P42C+TDR+TXV | Singlezone Ducted, Centrally Ducted | 33800 | 22600 | 2.52 | 18200 | 2.04
ARMSTRONG AIR | 4SHP22LX SERIES | 211528349 | HRCU-A-CB | 4SHP22LX136P-**A | EAH1P42C+TDR+TXV | Singlezone Ducted, Centrally Ducted | 33200 | 22000 | 2.52 | 17700 | 2.06
LENNOX | ELITE EL22XPV SERIES | 211467828 | HRCU-A-CB | EL22XPV-036-230A** | CHX35-42C-**-*+TDR | Singlezone Ducted, Centrally Ducted | 33600 | 22400 | 2.5 | 17800 | 2.04
LENNOX | ELITE EL22XPV SERIES | 211467820 | HRCU-A-CB | EL22XPV-036-230A** | CHX35-42C-**-*+TDR | Singlezone Ducted, Centrally Ducted | 33400 | 22400 | 2.5 | 18000 | 2.04
LENNOX | ELITE EL22XPV SERIES | 211467818 | HRCU-A-CB | EL22XPV-036-230A** | CHX35-42C-**-*+TDR | Singlezone Ducted, Centrally Ducted | 33400 | 22200 | 2.5 | 17900 | 2.04
LENNOX | ELITE EL22XPV SERIES | 211467816 | HRCU-A-CB | EL22XPV-036-230A** | CHX35-42C-**-*+TDR | Singlezone Ducted, Centrally Ducted | 33400 | 22200 | 2.5 | 17900 | 2.04
LENNOX | ELITE EL22XPV SERIES | 211467811 | HRCU-A-CB | EL22XPV-036-230A** | CHX35-42C-**-*+TDR | Singlezone Ducted, Centrally Ducted | 33800 | 22600 | 2.5 | 18200 | 2.02
LENNOX | ELITE EL22XPV SERIES | 211467808 | HRCU-A-CB | EL22XPV-036-230A** | CHX35-42C-**-*+TDR | Singlezone Ducted, Centrally Ducted | 33200 | 22200 | 2.5 | 17800 | 2.04
LENNOX | ELITE EL22XPV SERIES | 211467805 | HRCU-A-CB | EL22XPV-036-230A** | CHX35-42C-**-*+TDR | Singlezone Ducted, Centrally Ducted | 33200 | 22000 | 2.52 | 17700 | 2.06
COLEMAN | HMH7 | 211397468 | HRCU-A-CB | HMH72B341 | XAHC48FBCN1 | Singlezone Ducted, Centrally Ducted | 32400 | 25400 | 2.5 | 23800 | 2.06
YORK | HMH7 | 211379952 | HRCU-A-CB | HMH72B341 | XAFD48FXXN1+TXV | Singlezone Ducted, Centrally Ducted | 32400 | 25400 | 2.56 | 23600 | 2.08
Trane / Mitsubishi Electric | Smart Multi | 211016479 | HMSV-A-CB | NTXMSM60A182B* |  | Multizone Mix of Ducted and Non-Ducted | 66000 | 41000 | 2.69 | 46500 | 1.9
COMFORTMAKER | SOFTSOUND DELUXE 18 VS HP | 210473243 | HRCU-A-CB | CVH825GKA3* | EA*4X43L21A*+WALLCON | Singlezone Ducted, Centrally Ducted | 21000 | 20400 | 2.54 | 18100 | 2.24
SAMSUNG | WindFree™ Max Heat® 3.0 | 210436264 | HRCU-A-CB-O | AR12CSDACWKX | AR12CSDABWKN | Singlezone Non-Ducted, Wall Placement | 12000 | 11400 | 4.77 | 13800 | 2.11
RHEEM |  | 210589390 | HRCU-A-CB | RP18AZ36AJVC | RCFZ6021SEAAM | Singlezone Ducted, Centrally Ducted | 34200 | 40500 | 2.5 | 43000 | 2.2
RHEEM |  | 210589389 | HRCU-A-CB | RP18AZ36AJVC | RCFZ6021SEAAM | Singlezone Ducted, Centrally Ducted | 34200 | 40500 | 2.5 | 43000 | 2.2
RHEEM |  | 210589388 | HRCU-A-CB | RP18AZ36AJVC | RCFZ6021SEAAM | Singlezone Ducted, Centrally Ducted | 34200 | 40500 | 2.5 | 43000 | 2.2
RHEEM |  | 210589387 | HRCU-A-CB | RP18AZ36AJVC | RCFZ6021SEAAM | Singlezone Ducted, Centrally Ducted | 34200 | 40500 | 2.5 | 43000 | 2.2
AirEase |  | 208106809 | HRCU-A-CB | 4DHP2S48M-1P |  | Multizone All Non-Ducted | 49000 | 36000 | 3.29 | 45000 | 2
AIRQUEST | DELUXE 19 VS HP | 210473241 | HRCU-A-CB | HVH825GKA3* | EA*4X43L21A*+WALLCON | Singlezone Ducted, Centrally Ducted | 21000 | 20400 | 2.54 | 18100 | 2.24
TEMPSTAR | SMARTCOMFORT DELUXE 18 VS HP | 210470637 | HRCU-A-CB | TVH837GKA2* | EA*4X61L24A*+WALLCON | Singlezone Ducted, Centrally Ducted | 32000 | 31200 | 2.54 | 27600 | 2.22
COMFORTMAKER | SOFTSOUND DELUXE 18 VS HP | 210470633 | HRCU-A-CB | CVH837GKA2* | EA*4X61L24A*+WALLCON | Singlezone Ducted, Centrally Ducted | 32000 | 31200 | 2.54 | 27600 | 2.22
KEEPRITE | PROCOMFORT DELUXE 18 VS HP | 210470602 | HRCU-A-CB | CVH837GKA2* | EA*4X61L24A*+WALLCON | Singlezone Ducted, Centrally Ducted | 32000 | 31200 | 2.54 | 27600 | 2.22
DAY & NIGHT | CONSTANTCOMFORT DELUXE 18 VS HP | 210470579 | HRCU-A-CB | CVH837GKA2* | EA*4X61L24A*+WALLCON | Singlezone Ducted, Centrally Ducted | 32000 | 31200 | 2.54 | 27600 | 2.22
COMFORTMAKER | SOFTSOUND DELUXE 18 VS HP | 210470578 | HRCU-A-CB | CVH837GKA2* | EA*4X61L24A*+WALLCON | Singlezone Ducted, Centrally Ducted | 32000 | 31200 | 2.54 | 27600 | 2.22
HEIL | QUIETCOMFORT DELUXE 18 VS HP | 210470563 | HRCU-A-CB | HVH837GKA2* | EA*4X61L24A*+WALLCON | Singlezone Ducted, Centrally Ducted | 32000 | 31200 | 2.54 | 27400 | 2.24
COMFORTMAKER | SOFTSOUND DELUXE 18 VS HP | 210470501 | HRCU-A-CB | CVH837GKA2* | EA*4X61L21A*+WALLCON | Singlezone Ducted, Centrally Ducted | 32000 | 31200 | 2.54 | 27600 | 2.22
COMFORTMAKER | SOFTSOUND DELUXE 18 VS HP | 210470435 | HRCU-A-CB | CVH837GKA2* | EA*4X61L21A*+WALLCON | Singlezone Ducted, Centrally Ducted | 32200 | 31400 | 2.5 | 27800 | 2.2
ARCOAIRE | DURACOMFORT DELUXE 18 VS HP | 210470434 | HRCU-A-CB | HVH837GKA2* | EA*4X61L21A*+WALLCON | Singlezone Ducted, Centrally Ducted | 32200 | 31400 | 2.5 | 27800 | 2.2
HEIL | QUIETCOMFORT DELUXE 18 VS HP | 210470343 | HRCU-A-CB | HVH837GKA2* | EA*4X60L24A*+WALLCON | Singlezone Ducted, Centrally Ducted | 31800 | 31000 | 2.52 | 27400 | 2.22
DAY & NIGHT | CONSTANTCOMFORT DELUXE 18 VS HP | 210470315 | HRCU-A-CB | CVH837GKA2* | EA*4X60L24A*+WALLCON | Singlezone Ducted, Centrally Ducted | 31800 | 31000 | 2.52 | 27400 | 2.22
COMFORTMAKER | SOFTSOUND DELUXE 18 VS HP | 210470314 | HRCU-A-CB | CVH837GKA2* | EA*4X60L24A*+WALLCON | Singlezone Ducted, Centrally Ducted | 31800 | 31000 | 2.52 | 27400 | 2.22
TEMPSTAR | SMARTCOMFORT DELUXE 18 VS HP | 210470274 | HRCU-A-CB | TVH837GKA2* | EA*4X60L24A*+WALLCON | Singlezone Ducted, Centrally Ducted | 31800 | 31000 | 2.5 | 27400 | 2.2
KEEPRITE | PROCOMFORT DELUXE 18 VS HP | 210470272 | HRCU-A-CB | CVH837GKA2* | EA*4X60L24A*+WALLCON | Singlezone Ducted, Centrally Ducted | 31800 | 31000 | 2.5 | 27400 | 2.2
HEIL | QUIETCOMFORT DELUXE 18 VS HP | 210470266 | HRCU-A-CB | HVH837GKA2* | EA*4X60L24A*+WALLCON | Singlezone Ducted, Centrally Ducted | 31800 | 31000 | 2.5 | 27400 | 2.2
HEIL | QUIETCOMFORT DELUXE 18 VS HP | 210470596 | HRCU-A-CB | HVH837GKA2* | EA*4X61L24A*+WALLCON | Singlezone Ducted, Centrally Ducted | 32000 | 31200 | 2.54 | 27600 | 2.22
TEMPSTAR | SMARTCOMFORT DELUXE 18 VS HP | 210470351 | HRCU-A-CB | TVH837GKA2* | EA*4X60L24A*+WALLCON | Singlezone Ducted, Centrally Ducted | 31800 | 31000 | 2.52 | 27400 | 2.22
TRANE / MITSUBISHI ELECTRIC | Nv-Series | 207525861 | HMSV-A-CB | NTXMSH36A142A* |  | Multizone Mix of Ducted and Non-Ducted | 42000 | 29600 | 2.75 | 42000 | 1.95
MITSUBISHI ELECTRIC | Smart Multi | 207525859 | HMSV-A-CB | MXZ-SM60NAM |  | Multizone Mix of Ducted and Non-Ducted | 66000 | 41000 | 2.74 | 57000 | 1.95
MITSUBISHI ELECTRIC | Smart Multi | 207525855 | HMSV-A-CB | MXZ-SM36NAMHZ |  | Multizone Mix of Ducted and Non-Ducted | 42000 | 29600 | 2.75 | 42000 | 1.95
TRANE / MITSUBISHI ELECTRIC | Nv-Series | 207517167 | HMSR-A-CB-O | NTXMSH48A182A* |  | Multizone All Non-Ducted | 54000 | 39000 | 2.7 | 54000 | 2
TRANE / MITSUBISHI ELECTRIC | Smart Multi | 207517162 | HMSR-A-CB-O | NTXMSM36A142A* |  | Multizone All Non-Ducted | 42000 | 26400 | 2.8 | 25200 | 2.2
WESTINGHOUSE |  | 207237535 | HRCU-A-CB-O | WHU09SZA21S | WHU09CTA21S | Singlezone Non-Ducted, Ceiling Placement | 10000 | 7200 | 2.81 | 8300 | 2.25
RUUD |  | 209872717 | HRCU-A-CB | UP18AZ36AJVC | RCFZ6021SEAAM | Singlezone Ducted, Centrally Ducted | 34200 | 40500 | 2.5 | 43000 | 2.2
RUUD |  | 209872713 | HRCU-A-CB | UP18AZ36AJVC | RCFZ6021SEAAM | Singlezone Ducted, Centrally Ducted | 34200 | 40500 | 2.5 | 43000 | 2.2
RHEEM |  | 209872708 | HRCU-A-CB | RP18AZ36AJVC | RCFZ6021SEAAM | Singlezone Ducted, Centrally Ducted | 34200 | 41000 | 2.5 | 43500 | 2.2
RHEEM |  | 209872707 | HRCU-A-CB | RP18AZ36AJVC | RCFZ6021SEAAM | Singlezone Ducted, Centrally Ducted | 34200 | 40500 | 2.5 | 43000 | 2.2
RHEEM |  | 209872706 | HRCU-A-CB | RP18AZ36AJVC | RCFZ6021SEAAM | Singlezone Ducted, Centrally Ducted | 34200 | 41000 | 2.5 | 43500 | 2.2
RHEEM |  | 209872699 | HRCU-A-CB | RP18AZ36AJVC | RCFZ6021SEAAM | Singlezone Ducted, Centrally Ducted | 34200 | 41000 | 2.5 | 43500 | 2.2
ALLIED |  | 208106786 | HMSV-A-CB | 4DHP2S24M-1P |  | Multizone All Ducted | 24000 | 21600 | 3.37 | 20263 | 1.99
MITSUBISHI ELECTRIC | Nv Series | 206709491 | HRCU-A-CB-O | NTXSPF18A112A* | MFZ-KJ18NA*** | Singlezone Non-Ducted, Floor Placement | 21000 | 12800 | 2.62 | 21000 | 2.05
MITSUBISHI ELECTRIC | M-Series | 204629572 | HRCU-A-CB-O | MUFZ-KJ09NAHZ*** | NAXFKS09A112A* | Singlezone Non-Ducted, Floor Placement | 11000 | 7500 | 2.75 | 11000 | 2.01
MITSUBISHI ELECTRIC | M-Series | 204629180 | HRCU-A-CB-O | MUFZ-KJ18NAHZ*** | NTXFKS18A112A* | Singlezone Non-Ducted, Floor Placement | 21000 | 12800 | 2.62 | 21000 | 2.05
TRANE / MITSUBISHI ELECTRIC | M-Series H2i | 202373716 | HRCU-A-CB-O | NTXSPF09A112A* | NTXFKS09A112A* | Singlezone Non-Ducted, Floor Placement | 11000 | 7500 | 2.75 | 11000 | 2.01
LENNOX | ELITE EL18XPV SERIES | 206840617 | HRCU-A-CB | EL18XPV-024-230A** | CHX35-24B-**-*+TDR | Singlezone Ducted, Centrally Ducted | 23600 | 14800 | 2.52 | 11200 | 2.16
HAIER | ARCTIC Next Gen | 206445819 | HRCU-A-CB-O | 1U09EH2VHE* | AW09EH2VHD* | Singlezone Non-Ducted, Wall Placement | 10000 | 6500 | 2.89 | 12000 | 2.11
RUUD |  | 214066909 | HRCU-A-CB | RD17AZ36AJ3N | RCFZ3621MTANM | Singlezone Ducted, Centrally Ducted | 34200 | 23000 | 2.7 | 17900 | 2.3
RHEEM |  | 214066868 | HRCU-A-CB | RD17AZ36AJ3N | RCFZ3621MTANM | Singlezone Ducted, Centrally Ducted | 34200 | 23000 | 2.7 | 17900 | 2.3
RUUD |  | 214066836 | HRCU-A-CB | RD17AZ36AJ3N | RCFZ3621MTANM | Singlezone Ducted, Centrally Ducted | 34200 | 23000 | 2.7 | 17900 | 2.3
FRIEDRICH |  | 214066734 | HRCU-A-CB | RD17AZ36AJ3N | TCFZ3621MTANM | Singlezone Ducted, Centrally Ducted | 34200 | 23000 | 2.7 | 17900 | 2.3
FRIEDRICH |  | 214066639 | HRCU-A-CB | RD17AZ36AJ3N | TCFZ3621MTANM | Singlezone Ducted, Centrally Ducted | 34200 | 23000 | 2.7 | 17900 | 2.3
RUSSELL |  | 214066614 | HRCU-A-CB | RD17AZ36AJ3N | TCFZ3621MTANM | Singlezone Ducted, Centrally Ducted | 34200 | 23000 | 2.7 | 17900 | 2.3
SURE |  | 214066588 | HRCU-A-CB | RD17AZ36AJ3N | TCFZ3621MTANM | Singlezone Ducted, Centrally Ducted | 34200 | 23000 | 2.7 | 17900 | 2.3
SURE |  | 214066568 | HRCU-A-CB | RD17AZ36AJ3N | TCFZ3621MTANM | Singlezone Ducted, Centrally Ducted | 34200 | 23000 | 2.7 | 17900 | 2.3
RHEEM |  | 213163990 | HRCU-A-CB | RP18AZ36AJVC | RCFZ6021SEAAM | Singlezone Ducted, Centrally Ducted | 34200 | 40500 | 2.5 | 43000 | 2.2
RUUD |  | 214066842 | HRCU-A-CB | RD17AZ36AJ3N | RCFZ3621MTANM | Singlezone Ducted, Centrally Ducted | 34200 | 23000 | 2.7 | 17900 | 2.3
FRIEDRICH |  | 214066786 | HRCU-A-CB | RD17AZ36AJ3N | TCFZ3621MTANM | Singlezone Ducted, Centrally Ducted | 34200 | 23000 | 2.7 | 17900 | 2.3
RUUD |  | 214066684 | HRCU-A-CB | RD17AZ36AJ3N | RCFZ3621MTANM | Singlezone Ducted, Centrally Ducted | 34200 | 23000 | 2.7 | 17900 | 2.3
TRANE / MITSUBISHI ELECTRIC |  | 212925488 | HMSR-A-CB-O | NTXMMX20A122C** |  | Multizone All Non-Ducted | 22000 | 13500 | 2.91 | 11100 | 2.03
RHEEM |  | 212609365 | HRCU-A-CB | RP18AZ36AJVC | RCFZ6021SEAAM | Singlezone Ducted, Centrally Ducted | 34200 | 40500 | 2.5 | 43000 | 2.2
RHEEM |  | 212609359 | HRCU-A-CB | RP18AZ36AJVC | RCFZ6021SEAAM | Singlezone Ducted, Centrally Ducted | 34200 | 40500 | 2.5 | 43000 | 2.2
RUUD |  | 212609351 | HRCU-A-CB | UP18AZ36AJVC | RCFZ6021SEAAM | Singlezone Ducted, Centrally Ducted | 34200 | 41000 | 2.5 | 43500 | 2.2
RHEEM |  | 212609342 | HRCU-A-CB | RP18AZ36AJVC | RCFZ6021SEAAM | Singlezone Ducted, Centrally Ducted | 34200 | 40500 | 2.5 | 43000 | 2.2
GE | NS22H SERIES | 212403932 | HRCU-A-CB | NS22H36MA4-**A | NCUU48CP4+TDR+TXV | Singlezone Ducted, Centrally Ducted | 33600 | 22200 | 2.54 | 18200 | 2.22
GE | NS22H SERIES | 212403904 | HRCU-A-CB | NS22H36MA4-**A | NCUC48CT4+TDR | Singlezone Ducted, Centrally Ducted | 33600 | 22200 | 2.52 | 18300 | 2.22
GE | NS22H SERIES | 212403902 | HRCU-A-CB | NS22H36MA4-**A | NCUC48CT4+TDR | Singlezone Ducted, Centrally Ducted | 33600 | 22400 | 2.54 | 18300 | 2.22
GE | NS22H SERIES | 212403841 | HRCU-A-CB | NS22H36MA4-**A | NAM42V2TA4 | Singlezone Ducted, Centrally Ducted | 35000 | 22600 | 2.62 | 18300 | 2.3
GE | NS22H SERIES | 212403839 | HRCU-A-CB | NS22H36MA4-**A | NAM36E1AT | Singlezone Ducted, Centrally Ducted | 32800 | 21800 | 2.5 | 17800 | 2.18
ACD | UHD-38 | 211749868 | HRCU-A-CB-O | UHD24KCH22S-O | UHD24KCH22SB-I | Singlezone Non-Ducted, Wall Placement | 24000 | 15500 | 2.86 | 24000 | 1.9
AIREASE | 4SHP22LX SERIES | 211528645 | HRCU-A-CB | 4SHP22LX136P-**A | EAH1P42C+TDR+TXV | Singlezone Ducted, Centrally Ducted | 33600 | 22400 | 2.5 | 18100 | 2.04
AIREASE | 4SHP22LX SERIES | 211528626 | HRCU-A-CB | 4SHP22LX136P-**A | EAH1P42C+TDR+TXV | Singlezone Ducted, Centrally Ducted | 33800 | 22600 | 2.52 | 18200 | 2.04
AIREASE | 4SHP22LX SERIES | 211528625 | HRCU-A-CB | 4SHP22LX136P-**A | EAH1P42C+TDR+TXV | Singlezone Ducted, Centrally Ducted | 33200 | 22000 | 2.52 | 17700 | 2.06
ARMSTRONG AIR | 4SHP22LX SERIES | 211528365 | HRCU-A-CB | 4SHP22LX136P-**A | EAH1P42C+TDR+TXV | Singlezone Ducted, Centrally Ducted | 33800 | 22600 | 2.52 | 18200 | 2.04
ARMSTRONG AIR | 4SHP22LX SERIES | 211528361 | HRCU-A-CB | 4SHP22LX136P-**A | EAH1P42C+TDR+TXV | Singlezone Ducted, Centrally Ducted | 33400 | 22400 | 2.5 | 18000 | 2.04
ARMSTRONG AIR | 4SHP22LX SERIES | 211528359 | HRCU-A-CB | 4SHP22LX136P-**A | EAH1P42C+TDR+TXV | Singlezone Ducted, Centrally Ducted | 33400 | 22200 | 2.5 | 17900 | 2.04
LENNOX | ELITE EL22XPV SERIES | 211467835 | HRCU-A-CB | EL22XPV-036-230A** | CHX35-42C-**-*+TDR | Singlezone Ducted, Centrally Ducted | 33800 | 22600 | 2.5 | 18200 | 2.04
LENNOX | ELITE EL22XPV SERIES | 211467833 | HRCU-A-CB | EL22XPV-036-230A** | CHX35-42C-**-*+TDR | Singlezone Ducted, Centrally Ducted | 33600 | 22400 | 2.5 | 18100 | 2.04
LENNOX | ELITE EL22XPV SERIES | 211467830 | HRCU-A-CB | EL22XPV-036-230A** | CHX35-42C-**-*+TDR | Singlezone Ducted, Centrally Ducted | 33600 | 22400 | 2.52 | 18100 | 2.06
LENNOX | ELITE EL22XPV SERIES | 211467815 | HRCU-A-CB | EL22XPV-036-230A** | CHX35-42C-**-*+TDR | Singlezone Ducted, Centrally Ducted | 33400 | 22200 | 2.52 | 17900 | 2.06
LENNOX | ELITE EL22XPV SERIES | 211467814 | HRCU-A-CB | EL22XPV-036-230A** | CHX35-42C-**-*+TDR | Singlezone Ducted, Centrally Ducted | 33800 | 22400 | 2.5 | 18200 | 2.04
LENNOX | ELITE EL22XPV SERIES | 211467807 | HRCU-A-CB | EL22XPV-036-230A** | CHX35-42C-**-*+TDR | Singlezone Ducted, Centrally Ducted | 33800 | 22600 | 2.52 | 18200 | 2.04
LENNOX | ELITE EL22XPV SERIES | 211467806 | HRCU-A-CB | EL22XPV-036-230A** | CHX35-42C-**-*+TDR | Singlezone Ducted, Centrally Ducted | 33800 | 22600 | 2.52 | 18200 | 2.04
COLEMAN | HMH7 | 211398568 | HRCU-A-CB | HMH72B341 | XAFC48FBCN1 | Singlezone Ducted, Centrally Ducted | 32400 | 25400 | 2.56 | 23600 | 2.06
COLEMAN | HMH7 | 211391350 | HRCU-A-CB | HMH72B341 | XAFC36DBCN1 | Singlezone Ducted, Centrally Ducted | 33600 | 25200 | 2.54 | 23800 | 2.08
YORK | HMH7 | 211379012 | HRCU-A-CB | HMH72B341 | XAHD48FXXN1+TXV | Singlezone Ducted, Centrally Ducted | 31800 | 25000 | 2.5 | 23200 | 2.02
HISENSE | Hi UNI | 211302338 | HRCU-A-CB-O | AUW-09U3SS | AST-09UW3SVEDL01 | Singlezone Non-Ducted, Wall Placement | 9200 | 5800 | 2.7 | 7800 | 2.26
CARRIER | INFINITY 24 HP with GREENSPEED INTELLIGENCE | 210720713 | HRCU-A-CB | 25VNA460A*031* | CAP**6124AL*+UI | Singlezone Ducted, Centrally Ducted | 60500 | 51000 | 2.5 | 39000 | 2.1
RUUD |  | 210589400 | HRCU-A-CB | UP18AZ36AJVC | RCFZ6021SEAAM | Singlezone Ducted, Centrally Ducted | 34200 | 40500 | 2.5 | 43000 | 2.2
RUUD |  | 210589397 | HRCU-A-CB | UP18AZ36AJVC | RCFZ6021SEAAM | Singlezone Ducted, Centrally Ducted | 34200 | 40500 | 2.5 | 43000 | 2.2
TEMPSTAR | SMARTCOMFORT DELUXE 18 VS HP | 210473247 | HRCU-A-CB | TVH825GKA3* | EA*4X43L21A*+WALLCON | Singlezone Ducted, Centrally Ducted | 21000 | 20400 | 2.54 | 18100 | 2.24
KENMORE | DELUXE 18 VS HP | 210473246 | HRCU-A-CB | (C,H,T)VH825GKA3* | EA*4X43L21A*+WALLCON | Singlezone Ducted, Centrally Ducted | 21000 | 20400 | 2.54 | 18100 | 2.24
KEEPRITE | PROCOMFORT DELUXE 18 VS HP | 210473245 | HRCU-A-CB | CVH825GKA3* | EA*4X43L21A*+WALLCON | Singlezone Ducted, Centrally Ducted | 21000 | 20400 | 2.54 | 18100 | 2.24
ARCOAIRE | DURACOMFORT DELUXE 18 VS HP | 210473242 | HRCU-A-CB | HVH825GKA3* | EA*4X43L21A*+WALLCON | Singlezone Ducted, Centrally Ducted | 21000 | 20400 | 2.54 | 18100 | 2.24
KENMORE | DELUXE 18 VS HP | 210470636 | HRCU-A-CB | (C,H,T)VH837GKA2* | EA*4X61L24A*+WALLCON | Singlezone Ducted, Centrally Ducted | 32000 | 31200 | 2.54 | 27600 | 2.22
KENMORE | DELUXE 18 VS HP | 210470603 | HRCU-A-CB | (C,H,T)VH837GKA2* | EA*4X61L24A*+WALLCON | Singlezone Ducted, Centrally Ducted | 32000 | 31200 | 2.54 | 27600 | 2.22
DAY & NIGHT | CONSTANTCOMFORT DELUXE 18 VS HP | 210470568 | HRCU-A-CB | CVH837GKA2* | EA*4X61L24A*+WALLCON | Singlezone Ducted, Centrally Ducted | 32000 | 31200 | 2.54 | 27400 | 2.24
ARCOAIRE | DURACOMFORT DELUXE 18 VS HP | 210470566 | HRCU-A-CB | HVH837GKA2* | EA*4X61L24A*+WALLCON | Singlezone Ducted, Centrally Ducted | 32000 | 31200 | 2.54 | 27400 | 2.24
KENMORE | DELUXE 18 VS HP | 210470504 | HRCU-A-CB | (C,H,T)VH837GKA2* | EA*4X61L21A*+WALLCON | Singlezone Ducted, Centrally Ducted | 32000 | 31200 | 2.54 | 27600 | 2.22
KEEPRITE | PROCOMFORT DELUXE 18 VS HP | 210470503 | HRCU-A-CB | CVH837GKA2* | EA*4X61L21A*+WALLCON | Singlezone Ducted, Centrally Ducted | 32000 | 31200 | 2.54 | 27600 | 2.22
AIRQUEST | DELUXE 19 VS HP | 210470499 | HRCU-A-CB | HVH837GKA2* | EA*4X61L21A*+WALLCON | Singlezone Ducted, Centrally Ducted | 32000 | 31200 | 2.54 | 27600 | 2.22
KENMORE | DELUXE 18 VS HP | 210470438 | HRCU-A-CB | (C,H,T)VH837GKA2* | EA*4X61L21A*+WALLCON | Singlezone Ducted, Centrally Ducted | 32200 | 31400 | 2.5 | 27800 | 2.2
AIRTEMP |  | 210276805 | HMSR-A-CB-O | GXH18(5.3)FMK4DH-1 |  | Multizone All Non-Ducted | 18000 | 14700 | 2.63 | 13600 | 2.23
KEEPRITE | PROCOMFORT DELUXE 18 VS HP | 210470349 | HRCU-A-CB | CVH837GKA2* | EA*4X60L24A*+WALLCON | Singlezone Ducted, Centrally Ducted | 31800 | 31000 | 2.52 | 27400 | 2.22
RUUD |  | 209872716 | HRCU-A-CB | UP18AZ36AJVC | RCFZ6021SEAAM | Singlezone Ducted, Centrally Ducted | 34200 | 41000 | 2.5 | 43500 | 2.2
RUUD |  | 209872714 | HRCU-A-CB | UP18AZ36AJVC | RCFZ6021SEAAM | Singlezone Ducted, Centrally Ducted | 34200 | 40500 | 2.5 | 43000 | 2.2
RUUD |  | 209872711 | HRCU-A-CB | UP18AZ36AJVC | RCFZ6021SEAAM | Singlezone Ducted, Centrally Ducted | 34200 | 40500 | 2.5 | 43000 | 2.2
RHEEM |  | 209872702 | HRCU-A-CB | RP18AZ36AJVC | RCFZ6021SEAAM | Singlezone Ducted, Centrally Ducted | 34200 | 40500 | 2.5 | 43000 | 2.2
AMERICAN STANDARD / MITSUBISHI ELECTRIC |  | 209424925 | HMSR-A-CB-O | NTXMMX20A122C* |  | Multizone All Non-Ducted | 22000 | 13500 | 2.91 | 11100 | 2.03
TRANE / MITSUBISHI ELECTRIC |  | 209424923 | HMSR-A-CB-O | NTXMMX20A122C* |  | Multizone All Non-Ducted | 22000 | 13500 | 2.91 | 11100 | 2.03
RUUD |  | 208553291 | HRCU-A-CB | UP18AZ36AJVC | RHMVZ6021SEACA | Singlezone Ducted, Centrally Ducted | 32000 | 38000 | 2.5 | 40500 | 2.1
RHEEM |  | 208552857 | HRCU-A-CB | RP18AZ36AJVC | RHMVZ6021SEACA | Singlezone Ducted, Centrally Ducted | 32000 | 38000 | 2.5 | 40500 | 2.1
DUCANE |  | 208106846 | HMSV-A-CB | 4DHP2S24M-1P |  | Multizone All Ducted | 24000 | 21600 | 3.37 | 20263 | 1.99
CONCORD |  | 208106831 | HMSV-A-CB | 4DHP2S24M-1P |  | Multizone All Ducted | 24000 | 21600 | 3.37 | 20263 | 1.99
Armstrong Air |  | 208106824 | HRCU-A-CB | 4DHP2S48M-1P |  | Multizone All Non-Ducted | 49000 | 36000 | 3.29 | 45000 | 2
ARMSTRONG AIR |  | 208106816 | HMSV-A-CB | 4DHP2S24M-1P | Ducted Indoor Units | Multizone All Ducted | 24000 | 21600 | 3.37 | 20263 | 1.99
AIREASE |  | 208106801 | HMSV-A-CB | 4DHP2S24M-1P |  | Multizone All Ducted | 24000 | 21600 | 3.37 | 20263 | 1.99
LENNOX |  | 207768727 | HMSV-A-CB | MLB018S4M-1P |  | Multizone All Non-Ducted | 20000 | 15000 | 3.26 | 19800 | 1.95
TRANE / MITSUBISHI ELECTRIC | NV-Series | 207702760 | HRCU-A-CB | NTXSKS12A112** | TPEADA0121AA*** | Singlezone Ducted, Compact Ducted | 15000 | 9700 | 2.66 | 7900 | 2.86
DAY & NIGHT | CONSTANTCOMFORT DELUXE 18 VS HP | 210470348 | HRCU-A-CB | CVH837GKA2* | EA*4X60L24A*+WALLCON | Singlezone Ducted, Centrally Ducted | 31800 | 31000 | 2.52 | 27400 | 2.22
TRANE / MITSUBISHI ELECTRIC | Smart Multi | 207518837 | HMSV-A-CB | NTXMSH36A142A* |  | Multizone All Ducted | 42000 | 26600 | 2.7 | 42000 | 1.9
MITSUBISHI ELECTRIC | Smart Multi | 207517156 | HMSR-A-CB-O | MXZ-SM48NAM |  | Multizone All Non-Ducted | 54000 | 31400 | 2.7 | 32400 | 2.1
MITSUBISHI ELECTRIC | Smart Multi | 207517154 | HMSR-A-CB-O | MXZ-SM42NAMHZ |  | Multizone All Non-Ducted | 48000 | 32000 | 2.8 | 48000 | 2
MITSUBISHI ELECTRIC | Smart Multi | 207517153 | HMSV-A-CB | MXZ-SM36NAMHZ |  | Multizone All Ducted | 42000 | 26600 | 2.7 | 42000 | 1.9
MITSUBISHI ELECTRIC | Smart Multi | 207517150 | HMSR-A-CB-O | MXZ-SM36NAM |  | Multizone All Non-Ducted | 42000 | 26400 | 2.8 | 25200 | 2.2
AIRQUEST | DELUXE 19 VS HP | 210470312 | HRCU-A-CB | HVH837GKA2* | EA*4X60L24A*+WALLCON | Singlezone Ducted, Centrally Ducted | 31800 | 31000 | 2.52 | 27400 | 2.22
HEIL | QUIETCOMFORT DELUXE 18 VS HP | 210470310 | HRCU-A-CB | HVH837GKA2* | EA*4X60L24A*+WALLCON | Singlezone Ducted, Centrally Ducted | 31800 | 31000 | 2.52 | 27400 | 2.22
KENMORE | DELUXE 18 VS HP | 210470273 | HRCU-A-CB | (C,H,T)VH837GKA2* | EA*4X60L24A*+WALLCON | Singlezone Ducted, Centrally Ducted | 31800 | 31000 | 2.5 | 27400 | 2.2
AIRQUEST | DELUXE 19 VS HP | 210470268 | HRCU-A-CB | HVH837GKA2* | EA*4X60L24A*+WALLCON | Singlezone Ducted, Centrally Ducted | 31800 | 31000 | 2.5 | 27400 | 2.2
LENNOX | ELITE EL18XPV SERIES | 206840606 | HRCU-A-CB | EL18XPV-024-230A** | CHX35-24B-**-*+TDR | Singlezone Ducted, Centrally Ducted | 23600 | 14800 | 2.52 | 11200 | 2.16
HAIER | ARCTIC Next Gen | 206445820 | HRCU-A-CB-O | 1U18EH2VHE* | AW18EH2VHD* | Singlezone Non-Ducted, Wall Placement | 20000 | 15300 | 2.7 | 20000 | 2.34
MITSUBISHI ELECTRIC | M-Series | 204629575 | HRCU-A-CB-O | MUFZ-KJ18NAHZ*** | NAXFKS18A112A* | Singlezone Non-Ducted, Floor Placement | 21000 | 12800 | 2.62 | 21000 | 2.05
MITSUBISHI ELECTRIC | M-Series | 204629177 | HRCU-A-CB-O | MUFZ-KJ09NAHZ*** | NTXFKS09A112A* | Singlezone Non-Ducted, Floor Placement | 11000 | 7500 | 2.75 | 11000 | 2.01
KENMORE | DLC-series | 211132694 | HRCU-A-CB | DLCSRBH18AAK | DLFSDAH18XHK | Singlezone Ducted, Compact Ducted | 19000 | 15700 | 2.6 | 18000 | 2.2
COMFORTMAKER | DLC-series | 211132682 | HRCU-A-CB | DLCSRBH18AAK | DLFSDAH18XHK | Singlezone Ducted, Compact Ducted | 19000 | 15700 | 2.6 | 18000 | 2.2
DAY & NIGHT | CONSTANTCOMFORT DELUXE 18 VS HP | 206771906 | HRCU-A-CB | CVH837GKA2* | EA*4X48L24A*+WALLCON | Singlezone Ducted, Centrally Ducted | 32400 | 31400 | 2.54 | 27600 | 2.22
HEIL | QUIETCOMFORT DELUXE 18 VS HP | 206771902 | HRCU-A-CB | HVH837GKA2* | EA*4X48L24A*+WALLCON | Singlezone Ducted, Centrally Ducted | 32400 | 31400 | 2.54 | 27600 | 2.22
TEMPSTAR | DLC-series | 211132700 | HRCU-A-CB | DLCSRBH18AAK | DLFSDAH18XHK | Singlezone Ducted, Compact Ducted | 19000 | 15700 | 2.6 | 18000 | 2.2
MIDEA | DLC-series | 211132697 | HRCU-A-CB | DLCSRBH18AAK | DLFSDAH18XHK | Singlezone Ducted, Compact Ducted | 19000 | 15700 | 2.6 | 18000 | 2.2
KENMORE | DELUXE 18 VS HP | 206997729 | HRCU-A-CB | (C,H,T)VH837GKA2* | EA*4X48L24A*+WALLCON | Singlezone Ducted, Centrally Ducted | 32400 | 31400 | 2.54 | 27600 | 2.22
KEEPRITE | PROCOMFORT DELUXE 18 VS HP | 206771907 | HRCU-A-CB | CVH837GKA2* | EA*4X48L24A*+WALLCON | Singlezone Ducted, Centrally Ducted | 32400 | 31400 | 2.54 | 27600 | 2.22
LPS LEGACY | DLC-series | 211756586 | HRCU-A-CB | DLCSRBH18AAK | DLFSDAH18XHK | Singlezone Ducted, Compact Ducted | 19000 | 15700 | 2.6 | 18000 | 2.2
AIRQUEST | DLC-series | 211132706 | HRCU-A-CB | DLCSRBH18AAK | DLFSDAH18XHK | Singlezone Ducted, Compact Ducted | 19000 | 15700 | 2.6 | 18000 | 2.2
KEEPRITE | DLC-series | 211132691 | HRCU-A-CB | DLCSRBH18AAK | DLFSDAH18XHK | Singlezone Ducted, Compact Ducted | 19000 | 15700 | 2.6 | 18000 | 2.2
DAY & NIGHT | DLC-series | 211132685 | HRCU-A-CB | DLCSRBH18AAK | DLFSDAH18XHK | Singlezone Ducted, Compact Ducted | 19000 | 15700 | 2.6 | 18000 | 2.2
COMFORTMAKER | SOFTSOUND DELUXE 18 VS HP | 206771905 | HRCU-A-CB | CVH837GKA2* | EA*4X48L24A*+WALLCON | Singlezone Ducted, Centrally Ducted | 32400 | 31400 | 2.54 | 27600 | 2.22
TEMPSTAR | SMARTCOMFORT DELUXE 18 VS HP | 206771909 | HRCU-A-CB | TVH837GKA2* | EA*4X48L24A*+WALLCON | Singlezone Ducted, Centrally Ducted | 32400 | 31400 | 2.54 | 27600 | 2.22
ARCOAIRE | DURACOMFORT DELUXE 18 VS HP | 206771904 | HRCU-A-CB | HVH837GKA2* | EA*4X48L24A*+WALLCON | Singlezone Ducted, Centrally Ducted | 32400 | 31400 | 2.54 | 27600 | 2.22
AIRQUEST | DELUXE 19 VS HP | 206771903 | HRCU-A-CB | HVH837GKA2* | EA*4X48L24A*+WALLCON | Singlezone Ducted, Centrally Ducted | 32400 | 31400 | 2.54 | 27600 | 2.22
SMART COMFORT | DLC-series | 211132703 | HRCU-A-CB | DLCSRBH18AAK | DLFSDAH18XHK | Singlezone Ducted, Compact Ducted | 19000 | 15700 | 2.6 | 18000 | 2.2
HEIL | DLC-series | 211132688 | HRCU-A-CB | DLCSRBH18AAK | DLFSDAH18XHK | Singlezone Ducted, Compact Ducted | 19000 | 15700 | 2.6 | 18000 | 2.2
ARCOAIRE | DLC-series | 211132679 | HRCU-A-CB | DLCSRBH18AAK | DLFSDAH18XHK | Singlezone Ducted, Compact Ducted | 19000 | 15700 | 2.6 | 18000 | 2.2
ARCOAIRE | DURACOMFORT DELUXE 18 VS HP | 210470610 | HRCU-A-CB | HVH837GKA2* | EA*4X61L24A*+WALLCON | Singlezone Ducted, Centrally Ducted | 32000 | 31200 | 2.52 | 27600 | 2.22
KENMORE | DELUXE 18 VS HP | 210470559 | HRCU-A-CB | (C,H,T)VH837GKA2* | EA*4X61L24A*+WALLCON | Singlezone Ducted, Centrally Ducted | 32000 | 31200 | 2.52 | 27600 | 2.22
DAY & NIGHT | CONSTANTCOMFORT DELUXE 18 VS HP | 210470557 | HRCU-A-CB | CVH837GKA2* | EA*4X61L24A*+WALLCON | Singlezone Ducted, Centrally Ducted | 32000 | 31200 | 2.52 | 27600 | 2.22
COMFORTMAKER | SOFTSOUND DELUXE 18 VS HP | 210470556 | HRCU-A-CB | CVH837GKA2* | EA*4X61L24A*+WALLCON | Singlezone Ducted, Centrally Ducted | 32000 | 31200 | 2.52 | 27600 | 2.22
AIRQUEST | DELUXE 19 VS HP | 210470488 | HRCU-A-CB | HVH837GKA2* | EA*4X61L21A*+WALLCON | Singlezone Ducted, Centrally Ducted | 32000 | 31200 | 2.52 | 27600 | 2.22
HEIL | QUIETCOMFORT DELUXE 18 VS HP | 210470486 | HRCU-A-CB | HVH837GKA2* | EA*4X61L21A*+WALLCON | Singlezone Ducted, Centrally Ducted | 32000 | 31200 | 2.52 | 27600 | 2.22
KENMORE | DELUXE 18 VS HP | 210470471 | HRCU-A-CB | (C,H,T)VH837GKA2* | EA*4X61L21A*+WALLCON | Singlezone Ducted, Centrally Ducted | 32000 | 31200 | 2.52 | 27600 | 2.22
AIRQUEST | DELUXE 19 VS HP | 210470444 | HRCU-A-CB | HVH837GKA2* | EA*4X61L21A*+WALLCON | Singlezone Ducted, Centrally Ducted | 32000 | 31200 | 2.52 | 27600 | 2.22
DAY & NIGHT | CONSTANTCOMFORT DELUXE 18 VS HP | 210470326 | HRCU-A-CB | CVH837GKA2* | EA*4X60L24A*+WALLCON | Singlezone Ducted, Centrally Ducted | 32000 | 31200 | 2.5 | 27600 | 2.2
ARCOAIRE | DURACOMFORT DELUXE 18 VS HP | 210470324 | HRCU-A-CB | HVH837GKA2* | EA*4X60L24A*+WALLCON | Singlezone Ducted, Centrally Ducted | 32000 | 31200 | 2.5 | 27600 | 2.2
KEEPRITE | PROCOMFORT DELUXE 18 VS HP | 210470294 | HRCU-A-CB | CVH837GKA2* | EA*4X60L24A*+WALLCON | Singlezone Ducted, Centrally Ducted | 31800 | 31000 | 2.52 | 27400 | 2.22
TEMPSTAR | SMARTCOMFORT DELUXE 18 VS HP | 210470285 | HRCU-A-CB | TVH837GKA2* | EA*4X60L24A*+WALLCON | Singlezone Ducted, Centrally Ducted | 31800 | 31000 | 2.52 | 27400 | 2.22
TEMPSTAR | SMARTCOMFORT DELUXE 18 VS HP | 210470615 | HRCU-A-CB | TVH837GKA2* | EA*4X61L24A*+WALLCON | Singlezone Ducted, Centrally Ducted | 32000 | 31200 | 2.52 | 27600 | 2.22
KEEPRITE | PROCOMFORT DELUXE 18 VS HP | 210470613 | HRCU-A-CB | CVH837GKA2* | EA*4X61L24A*+WALLCON | Singlezone Ducted, Centrally Ducted | 32000 | 31200 | 2.52 | 27600 | 2.22
HEIL | QUIETCOMFORT DELUXE 18 VS HP | 210470607 | HRCU-A-CB | HVH837GKA2* | EA*4X61L24A*+WALLCON | Singlezone Ducted, Centrally Ducted | 32000 | 31200 | 2.52 | 27600 | 2.22
ARCOAIRE | DURACOMFORT DELUXE 18 VS HP | 210470555 | HRCU-A-CB | HVH837GKA2* | EA*4X61L24A*+WALLCON | Singlezone Ducted, Centrally Ducted | 32000 | 31200 | 2.52 | 27600 | 2.22
HEIL | QUIETCOMFORT DELUXE 18 VS HP | 210470552 | HRCU-A-CB | HVH837GKA2* | EA*4X61L24A*+WALLCON | Singlezone Ducted, Centrally Ducted | 32000 | 31200 | 2.52 | 27600 | 2.22
TEMPSTAR | SMARTCOMFORT DELUXE 18 VS HP | 210470472 | HRCU-A-CB | TVH837GKA2* | EA*4X61L21A*+WALLCON | Singlezone Ducted, Centrally Ducted | 32000 | 31200 | 2.52 | 27600 | 2.22
KEEPRITE | PROCOMFORT DELUXE 18 VS HP | 210470470 | HRCU-A-CB | CVH837GKA2* | EA*4X61L21A*+WALLCON | Singlezone Ducted, Centrally Ducted | 32000 | 31200 | 2.52 | 27600 | 2.22
TEMPSTAR | SMARTCOMFORT DELUXE 18 VS HP | 210470450 | HRCU-A-CB | TVH837GKA2* | EA*4X61L21A*+WALLCON | Singlezone Ducted, Centrally Ducted | 32000 | 31200 | 2.52 | 27600 | 2.22
KEEPRITE | PROCOMFORT DELUXE 18 VS HP | 210470448 | HRCU-A-CB | CVH837GKA2* | EA*4X61L21A*+WALLCON | Singlezone Ducted, Centrally Ducted | 32000 | 31200 | 2.52 | 27600 | 2.22
DAY & NIGHT | CONSTANTCOMFORT DELUXE 18 VS HP | 210470447 | HRCU-A-CB | CVH837GKA2* | EA*4X61L21A*+WALLCON | Singlezone Ducted, Centrally Ducted | 32000 | 31200 | 2.52 | 27600 | 2.22
COMFORTMAKER | SOFTSOUND DELUXE 18 VS HP | 210470446 | HRCU-A-CB | CVH837GKA2* | EA*4X61L21A*+WALLCON | Singlezone Ducted, Centrally Ducted | 32000 | 31200 | 2.52 | 27600 | 2.22
ARCOAIRE | DURACOMFORT DELUXE 18 VS HP | 210470445 | HRCU-A-CB | HVH837GKA2* | EA*4X61L21A*+WALLCON | Singlezone Ducted, Centrally Ducted | 32000 | 31200 | 2.52 | 27600 | 2.22
HEIL | QUIETCOMFORT DELUXE 18 VS HP | 210470442 | HRCU-A-CB | HVH837GKA2* | EA*4X61L21A*+WALLCON | Singlezone Ducted, Centrally Ducted | 32000 | 31200 | 2.52 | 27600 | 2.22
COMFORTMAKER | SOFTSOUND DELUXE 18 VS HP | 210470292 | HRCU-A-CB | CVH837GKA2* | EA*4X60L24A*+WALLCON | Singlezone Ducted, Centrally Ducted | 31800 | 31000 | 2.52 | 27400 | 2.22
HEIL | QUIETCOMFORT DELUXE 18 VS HP | 210470288 | HRCU-A-CB | HVH837GKA2* | EA*4X60L24A*+WALLCON | Singlezone Ducted, Centrally Ducted | 31800 | 31000 | 2.52 | 27400 | 2.22
KENMORE | DELUXE 18 VS HP | 210470284 | HRCU-A-CB | (C,H,T)VH837GKA2* | EA*4X60L24A*+WALLCON | Singlezone Ducted, Centrally Ducted | 31800 | 31000 | 2.52 | 27400 | 2.22
ARCOAIRE | DURACOMFORT DELUXE 18 VS HP | 210470280 | HRCU-A-CB | HVH837GKA2* | EA*4X60L24A*+WALLCON | Singlezone Ducted, Centrally Ducted | 31800 | 31000 | 2.52 | 27400 | 2.22
HEIL | QUIETCOMFORT DELUXE 18 VS HP | 210470277 | HRCU-A-CB | HVH837GKA2* | EA*4X60L24A*+WALLCON | Singlezone Ducted, Centrally Ducted | 31800 | 31000 | 2.52 | 27400 | 2.22
KENMORE | DELUXE 18 VS HP | 210470493 | HRCU-A-CB | (C,H,T)VH837GKA2* | EA*4X61L21A*+WALLCON | Singlezone Ducted, Centrally Ducted | 32000 | 31200 | 2.52 | 27600 | 2.22
DAY & NIGHT | CONSTANTCOMFORT DELUXE 18 VS HP | 210470491 | HRCU-A-CB | CVH837GKA2* | EA*4X61L21A*+WALLCON | Singlezone Ducted, Centrally Ducted | 32000 | 31200 | 2.52 | 27600 | 2.22
ARCOAIRE | DURACOMFORT DELUXE 18 VS HP | 210470489 | HRCU-A-CB | HVH837GKA2* | EA*4X61L21A*+WALLCON | Singlezone Ducted, Centrally Ducted | 32000 | 31200 | 2.52 | 27600 | 2.22
COMFORTMAKER | SOFTSOUND DELUXE 18 VS HP | 210470468 | HRCU-A-CB | CVH837GKA2* | EA*4X61L21A*+WALLCON | Singlezone Ducted, Centrally Ducted | 32000 | 31200 | 2.52 | 27600 | 2.22
TEMPSTAR | SMARTCOMFORT DELUXE 18 VS HP | 210470329 | HRCU-A-CB | TVH837GKA2* | EA*4X60L24A*+WALLCON | Singlezone Ducted, Centrally Ducted | 32000 | 31200 | 2.5 | 27600 | 2.2
KEEPRITE | PROCOMFORT DELUXE 18 VS HP | 210470327 | HRCU-A-CB | CVH837GKA2* | EA*4X60L24A*+WALLCON | Singlezone Ducted, Centrally Ducted | 32000 | 31200 | 2.5 | 27600 | 2.2
COMFORTMAKER | SOFTSOUND DELUXE 18 VS HP | 210470325 | HRCU-A-CB | CVH837GKA2* | EA*4X60L24A*+WALLCON | Singlezone Ducted, Centrally Ducted | 32000 | 31200 | 2.5 | 27600 | 2.2
TEMPSTAR | SMARTCOMFORT DELUXE 18 VS HP | 210470296 | HRCU-A-CB | TVH837GKA2* | EA*4X60L24A*+WALLCON | Singlezone Ducted, Centrally Ducted | 31800 | 31000 | 2.52 | 27400 | 2.22
KENMORE | DELUXE 18 VS HP | 210470295 | HRCU-A-CB | (C,H,T)VH837GKA2* | EA*4X60L24A*+WALLCON | Singlezone Ducted, Centrally Ducted | 31800 | 31000 | 2.52 | 27400 | 2.22
AIRQUEST | DELUXE 19 VS HP | 210470290 | HRCU-A-CB | HVH837GKA2* | EA*4X60L24A*+WALLCON | Singlezone Ducted, Centrally Ducted | 31800 | 31000 | 2.52 | 27400 | 2.22
KEEPRITE | PROCOMFORT DELUXE 18 VS HP | 210470283 | HRCU-A-CB | CVH837GKA2* | EA*4X60L24A*+WALLCON | Singlezone Ducted, Centrally Ducted | 31800 | 31000 | 2.52 | 27400 | 2.22
DAY & NIGHT | CONSTANTCOMFORT DELUXE 18 VS HP | 210470282 | HRCU-A-CB | CVH837GKA2* | EA*4X60L24A*+WALLCON | Singlezone Ducted, Centrally Ducted | 31800 | 31000 | 2.52 | 27400 | 2.22
COMFORTMAKER | SOFTSOUND DELUXE 18 VS HP | 210470281 | HRCU-A-CB | CVH837GKA2* | EA*4X60L24A*+WALLCON | Singlezone Ducted, Centrally Ducted | 31800 | 31000 | 2.52 | 27400 | 2.22
AIRQUEST | DELUXE 19 VS HP | 210470609 | HRCU-A-CB | HVH837GKA2* | EA*4X61L24A*+WALLCON | Singlezone Ducted, Centrally Ducted | 32000 | 31200 | 2.52 | 27600 | 2.22
ARCOAIRE | DURACOMFORT DELUXE 18 VS HP | 210470467 | HRCU-A-CB | HVH837GKA2* | EA*4X61L21A*+WALLCON | Singlezone Ducted, Centrally Ducted | 32000 | 31200 | 2.52 | 27600 | 2.22
DAY & NIGHT | CONSTANTCOMFORT DELUXE 18 VS HP | 210470293 | HRCU-A-CB | CVH837GKA2* | EA*4X60L24A*+WALLCON | Singlezone Ducted, Centrally Ducted | 31800 | 31000 | 2.52 | 27400 | 2.22
KENMORE | DELUXE 18 VS HP | 210470614 | HRCU-A-CB | (C,H,T)VH837GKA2* | EA*4X61L24A*+WALLCON | Singlezone Ducted, Centrally Ducted | 32000 | 31200 | 2.52 | 27600 | 2.22
DAY & NIGHT | CONSTANTCOMFORT DELUXE 18 VS HP | 210470612 | HRCU-A-CB | CVH837GKA2* | EA*4X61L24A*+WALLCON | Singlezone Ducted, Centrally Ducted | 32000 | 31200 | 2.52 | 27600 | 2.22
COMFORTMAKER | SOFTSOUND DELUXE 18 VS HP | 210470611 | HRCU-A-CB | CVH837GKA2* | EA*4X61L24A*+WALLCON | Singlezone Ducted, Centrally Ducted | 32000 | 31200 | 2.52 | 27600 | 2.22
TEMPSTAR | SMARTCOMFORT DELUXE 18 VS HP | 210470560 | HRCU-A-CB | TVH837GKA2* | EA*4X61L24A*+WALLCON | Singlezone Ducted, Centrally Ducted | 32000 | 31200 | 2.52 | 27600 | 2.22
KEEPRITE | PROCOMFORT DELUXE 18 VS HP | 210470558 | HRCU-A-CB | CVH837GKA2* | EA*4X61L24A*+WALLCON | Singlezone Ducted, Centrally Ducted | 32000 | 31200 | 2.52 | 27600 | 2.22
AIRQUEST | DELUXE 19 VS HP | 210470554 | HRCU-A-CB | HVH837GKA2* | EA*4X61L24A*+WALLCON | Singlezone Ducted, Centrally Ducted | 32000 | 31200 | 2.52 | 27600 | 2.22
TEMPSTAR | SMARTCOMFORT DELUXE 18 VS HP | 210470494 | HRCU-A-CB | TVH837GKA2* | EA*4X61L21A*+WALLCON | Singlezone Ducted, Centrally Ducted | 32000 | 31200 | 2.52 | 27600 | 2.22
KEEPRITE | PROCOMFORT DELUXE 18 VS HP | 210470492 | HRCU-A-CB | CVH837GKA2* | EA*4X61L21A*+WALLCON | Singlezone Ducted, Centrally Ducted | 32000 | 31200 | 2.52 | 27600 | 2.22
COMFORTMAKER | SOFTSOUND DELUXE 18 VS HP | 210470490 | HRCU-A-CB | CVH837GKA2* | EA*4X61L21A*+WALLCON | Singlezone Ducted, Centrally Ducted | 32000 | 31200 | 2.52 | 27600 | 2.22
DAY & NIGHT | CONSTANTCOMFORT DELUXE 18 VS HP | 210470469 | HRCU-A-CB | CVH837GKA2* | EA*4X61L21A*+WALLCON | Singlezone Ducted, Centrally Ducted | 32000 | 31200 | 2.52 | 27600 | 2.22
AIRQUEST | DELUXE 19 VS HP | 210470466 | HRCU-A-CB | HVH837GKA2* | EA*4X61L21A*+WALLCON | Singlezone Ducted, Centrally Ducted | 32000 | 31200 | 2.52 | 27600 | 2.22
HEIL | QUIETCOMFORT DELUXE 18 VS HP | 210470464 | HRCU-A-CB | HVH837GKA2* | EA*4X61L21A*+WALLCON | Singlezone Ducted, Centrally Ducted | 32000 | 31200 | 2.52 | 27600 | 2.22
KENMORE | DELUXE 18 VS HP | 210470449 | HRCU-A-CB | (C,H,T)VH837GKA2* | EA*4X61L21A*+WALLCON | Singlezone Ducted, Centrally Ducted | 32000 | 31200 | 2.52 | 27600 | 2.22
KENMORE | DELUXE 18 VS HP | 210470328 | HRCU-A-CB | (C,H,T)VH837GKA2* | EA*4X60L24A*+WALLCON | Singlezone Ducted, Centrally Ducted | 32000 | 31200 | 2.5 | 27600 | 2.2
AIRQUEST | DELUXE 19 VS HP | 210470323 | HRCU-A-CB | HVH837GKA2* | EA*4X60L24A*+WALLCON | Singlezone Ducted, Centrally Ducted | 32000 | 31200 | 2.5 | 27600 | 2.2
HEIL | QUIETCOMFORT DELUXE 18 VS HP | 210470321 | HRCU-A-CB | HVH837GKA2* | EA*4X60L24A*+WALLCON | Singlezone Ducted, Centrally Ducted | 32000 | 31200 | 2.5 | 27600 | 2.2
ARCOAIRE | DURACOMFORT DELUXE 18 VS HP | 210470291 | HRCU-A-CB | HVH837GKA2* | EA*4X60L24A*+WALLCON | Singlezone Ducted, Centrally Ducted | 31800 | 31000 | 2.52 | 27400 | 2.22
AIRQUEST | DELUXE 19 VS HP | 210470279 | HRCU-A-CB | HVH837GKA2* | EA*4X60L24A*+WALLCON | Singlezone Ducted, Centrally Ducted | 31800 | 31000 | 2.52 | 27400 | 2.22
DAY & NIGHT | DLC-series | 211132720 | HRCU-A-CB | DLCSRBH24AAK | DLFSDAH24XHK | Singlezone Ducted, Compact Ducted | 25000 | 21000 | 2.75 | 24000 | 2
ARCOAIRE | DLC-series | 211132712 | HRCU-A-CB | DLCSRBH24AAK | DLFSDAH24XHK | Singlezone Ducted, Compact Ducted | 25000 | 21000 | 2.75 | 24000 | 2
SMART COMFORT | DLC-series | 211132744 | HRCU-A-CB | DLCSRBH24AAK | DLFSDAH24XHK | Singlezone Ducted, Compact Ducted | 25000 | 21000 | 2.75 | 24000 | 2
KEEPRITE | DLC-series | 211132728 | HRCU-A-CB | DLCSRBH24AAK | DLFSDAH24XHK | Singlezone Ducted, Compact Ducted | 25000 | 21000 | 2.75 | 24000 | 2
COMFORTMAKER | DLC-series | 211132716 | HRCU-A-CB | DLCSRBH24AAK | DLFSDAH24XHK | Singlezone Ducted, Compact Ducted | 25000 | 21000 | 2.75 | 24000 | 2
MDV | MTI series | 210299844 | HRCU-A-CB | MOD30-24HFN1-MU0W | MTI-24HWFN1-MSP5 | Singlezone Ducted, Compact Ducted | 25000 | 21000 | 2.75 | 24000 | 2
TEMPSTAR | DLC-series | 211132740 | HRCU-A-CB | DLCSRBH24AAK | DLFSDAH24XHK | Singlezone Ducted, Compact Ducted | 25000 | 21000 | 2.75 | 24000 | 2
HEIL | DLC-series | 211132724 | HRCU-A-CB | DLCSRBH24AAK | DLFSDAH24XHK | Singlezone Ducted, Compact Ducted | 25000 | 21000 | 2.75 | 24000 | 2
MDV | MTI series | 210299845 | HRCU-A-CB | MOX430-17HFN1-MT0W | MTI-18HWFN1-MSP0 | Singlezone Ducted, Compact Ducted | 19000 | 15700 | 2.6 | 18000 | 2.2
LPS LEGACY | DLC-series | 211756590 | HRCU-A-CB | DLCSRBH24AAK | DLFSDAH24XHK | Singlezone Ducted, Compact Ducted | 25000 | 21000 | 2.75 | 24000 | 2
AIRQUEST | DLC-series | 211132748 | HRCU-A-CB | DLCSRBH24AAK | DLFSDAH24XHK | Singlezone Ducted, Compact Ducted | 25000 | 21000 | 2.75 | 24000 | 2
MIDEA | DLC-series | 211132736 | HRCU-A-CB | DLCSRBH24AAK | DLFSDAH24XHK | Singlezone Ducted, Compact Ducted | 25000 | 21000 | 2.75 | 24000 | 2
KENMORE | DLC-series | 211132732 | HRCU-A-CB | DLCSRBH24AAK | DLFSDAH24XHK | Singlezone Ducted, Compact Ducted | 25000 | 21000 | 2.75 | 24000 | 2
FRIEDRICH | Floating Air Pro | 205104716 | HRCU-A-CB-O | FPHFR12A3A | FPHFC12A3B | Singlezone Non-Ducted, Ceiling Placement | 12000 | 7000 | 2.53 | 7377 | 2.08
MITSUBISHI ELECTRIC | M-Series | 209949000 | HMSV-A-CB | MXZ-3C24NA3*** |  | Multizone Mix of Ducted and Non-Ducted | 24800 | 14000 | 2.75 | 18200 | 2.42
MITSUBISHI ELECTRIC | M-Series | 207679243 | HRCU-A-CB-O | MUZ-GS12NA*** | MSZ-GS12NA*** | Singlezone Non-Ducted, Wall Placement | 14400 | 9000 | 2.64 | 10100 | 2
HISENSE | Hi ULTRA HD-Coil | 214841713 | HRCU-A-C | AUWR-36U3SA2 | DC37A44-210L | Singlezone Ducted, Centrally Ducted | 30000 | 23000 | 2.89 | 24200 | 2.08
HISENSE | Hi ULTRA HD-Coil | 214841714 | HRCU-A-C | AUWR-48U3SP2 | DC61A44-245R | Singlezone Ducted, Centrally Ducted | 42000 | 31200 | 3.22 | 34600 | 1.94
HISENSE | Hi-PRO HD | 214855379 | HRCU-A-CB | AUWR-6024P | AHU-6024 | Singlezone Ducted, Centrally Ducted | 57000 | 37000 | 2.61 | 42000 | 2.46
HISENSE | Hi-PRO HD | 215278607 | HRCU-A-CB | AUWR-4824P | AHU-4824 | Singlezone Ducted, Centrally Ducted | 48000 | 36600 | 2.64 | 37000 | 2.52
HISENSE | Hi-PRO HD | 214855378 | HRCU-A-CB | AUWR-3624P | AHU-3624 | Singlezone Ducted, Centrally Ducted | 34000 | 32000 | 2.93 | 31000 | 2.15
HISENSE | Hi-PRO HD | 214855377 | HRCU-A-CB | AUWR-2424P | AHU-2424 | Singlezone Ducted, Centrally Ducted | 24000 | 20400 | 3.05 | 20800 | 2.3
DURASTAR | DRA Series | 215359293 | HRCU-A-CB | DRA1U24S2A | DRADH24F2A | Singlezone Ducted, Compact Ducted | 25000 | 21200 | 2.6 | 19000 | 2.3
DURASTAR | DRA Series | 215359289 | HRCU-A-CB | DRA1U18S2A | DRADH18F2A | Singlezone Ducted, Compact Ducted | 20000 | 14900 | 2.89 | 14200 | 2.41
DURASTAR | DRA Series | 215359288 | HRCU-A-CB | DRA1U18S2A | DRADL18F2A | Singlezone Ducted, Compact Ducted | 20000 | 14000 | 2.6 | 14000 | 2.19
DURASTAR | DRA Series | 215359282 | HRCU-A-CB | DRA1U12S2A | DRADH0912F2A | Singlezone Ducted, Compact Ducted | 12000 | 9100 | 2.78 | 8900 | 2.44
DURASTAR | DRA Series | 215359281 | HRCU-A-CB | DRA1U12S2A | DRADL0612F2A | Singlezone Ducted, Compact Ducted | 12000 | 9500 | 2.58 | 8800 | 2.24
DURASTAR | DRA Series | 215359276 | HRCU-A-CB | DRA1U09S2A | DRADH0912F2A | Singlezone Ducted, Compact Ducted | 10000 | 9300 | 2.9 | 8300 | 2.32
DURASTAR | DRA Series | 215359275 | HRCU-A-CB | DRA1U09S2A | DRADL0612F2A | Singlezone Ducted, Compact Ducted | 10000 | 8900 | 2.61 | 8600 | 2.25
DURASTAR | DRA Series | 215359268 | HRCU-A-CB | DRA1H24S2A | DRADH24F2A | Singlezone Ducted, Compact Ducted | 26000 | 21600 | 2.71 | 24000 | 2.18
DURASTAR | DRA Series | 215359264 | HRCU-A-CB | DRA1H18S2A | DRADH18F2A | Singlezone Ducted, Compact Ducted | 19500 | 15000 | 2.89 | 18000 | 2.1
DURASTAR | DRA Series | 215359263 | HRCU-A-CB | DRA1H18S2A | DRADL18F2A | Singlezone Ducted, Compact Ducted | 19000 | 15000 | 2.7 | 18000 | 2
DURASTAR | DRA Series | 215359257 | HRCU-A-CB | DRA1H12S2A | DRADH0912F2A | Singlezone Ducted, Compact Ducted | 12000 | 10200 | 2.6 | 12000 | 1.95
DURASTAR | DRA Series | 215359244 | HRCU-A-CB | DRA1H06S2A | DRADL0612F2A | Singlezone Ducted, Compact Ducted | 8000 | 8000 | 2.69 | 7800 | 2.41
DURASTAR | DRA Series | 215359235 | HMSV-A-CB | DRA4U28M2A |  | Multizone Mix of Ducted and Non-Ducted | 26800 | 18200 | 2.5 | 18900 | 2
DURASTAR | DRA Series | 215359234 | HMSV-A-CB | DRA4U28M2A |  | Multizone All Ducted | 26600 | 18400 | 2.5 | 18800 | 2
DURASTAR | DRA Series | 215359233 | HMSR-A-CB-O | DRA4U28M2A |  | Multizone All Non-Ducted | 27000 | 18000 | 2.5 | 19000 | 2
DURASTAR | DRA Series | 215359230 | HMSR-A-CB-O | DRA3U18M2A |  | Multizone All Non-Ducted | 19000 | 13500 | 2.6 | 13500 | 2.2
DURASTAR | DRA Series | 215359217 | HMSV-A-CB | DRA3H18M2A |  | Multizone Mix of Ducted and Non-Ducted | 20000 | 16700 | 2.55 | 18000 | 2
DURASTAR | DRA Series | 215359216 | HMSV-A-CB | DRA3H18M2A |  | Multizone All Ducted | 20000 | 17000 | 2.59 | 18000 | 2
DURASTAR | DRA Series | 215359215 | HMSR-A-CB-O | DRA3H18M2A |  | Multizone All Non-Ducted | 20000 | 16400 | 2.5 | 18000 | 2
DURASTAR | DRA Series | 215359269 | HRCU-A-CB-O | DRA1H33S2A | DRAW33F2A | Singlezone Non-Ducted, Wall Placement | 36000 | 29600 | 2.61 | 34600 | 1.91
DURASTAR | DRA Series | 215359267 | HRCU-A-CB-O | DRA1H24S2A | DRAF24F2A | Singlezone Non-Ducted, Floor Placement | 26000 | 20200 | 2.74 | 24200 | 2.16
DURASTAR | DRA Series | 215359261 | HRCU-A-CB-O | DRA1H18S2A | DRAS16F2A | Singlezone Non-Ducted, Wall Placement | 17000 | 14200 | 2.6 | 17500 | 1.95
DURASTAR | DRA Series | 215359260 | HRCU-A-CB-O | DRA1H18S2A | DRAC18F2A | Singlezone Non-Ducted, Ceiling Placement | 19000 | 14900 | 2.7 | 17000 | 1.9
DURASTAR | DRA Series | 215359254 | HRCU-A-CB-O | DRA1H12S2A | DRAC0912F2A | Singlezone Non-Ducted, Ceiling Placement | 12000 | 10000 | 2.74 | 11500 | 1.99
DURASTAR | DRA Series | 215359253 | HRCU-A-CB-O | DRA1H12S2A | DRAL0612F2A | Singlezone Non-Ducted, Ceiling Placement | 12500 | 9600 | 2.65 | 11500 | 1.99
DURASTAR | DRA Series | 215359292 | HRCU-A-CB-O | DRA1U24S2A | DRAF24F2A | Singlezone Non-Ducted, Floor Placement | 24400 | 20000 | 2.56 | 18600 | 2.27
DURASTAR | DRA Series | 215359287 | HRCU-A-CB-O | DRA1U18S2A | DRAF18F2A | Singlezone Non-Ducted, Floor Placement | 18000 | 13700 | 2.51 | 12800 | 2.05
DURASTAR | DRA Series | 215359286 | HRCU-A-CB-O | DRA1U18S2A | DRAS16F2A | Singlezone Non-Ducted, Wall Placement | 17000 | 14100 | 2.75 | 13100 | 2.16
DURASTAR | DRA Series | 215359285 | HRCU-A-CB-O | DRA1U18S2A | DRAC18F2A | Singlezone Non-Ducted, Ceiling Placement | 18000 | 13900 | 2.66 | 12800 | 2.19
DURASTAR | DRA Series | 215359284 | HRCU-A-CB-O | DRA1U18S2A | DRAL18F2A | Singlezone Non-Ducted, Ceiling Placement | 18000 | 14000 | 2.77 | 13100 | 2.25
DURASTAR | DRA Series | 215359280 | HRCU-A-CB-O | DRA1U12S2A | DRAS12F2A | Singlezone Non-Ducted, Wall Placement | 12000 | 9000 | 2.87 | 8900 | 2.51
DURASTAR | DRA Series | 215359279 | HRCU-A-CB-O | DRA1U12S2A | DRAC0912F2A | Singlezone Non-Ducted, Ceiling Placement | 12000 | 8500 | 2.8 | 8400 | 2.39
DURASTAR | DRA Series | 215359278 | HRCU-A-CB-O | DRA1U12S2A | DRAL0612F2A | Singlezone Non-Ducted, Ceiling Placement | 12000 | 8600 | 2.77 | 8600 | 2.47
DURASTAR | DRA Series | 215359274 | HRCU-A-CB-O | DRA1U09S2A | DRAS12F2A | Singlezone Non-Ducted, Wall Placement | 9000 | 9000 | 2.9 | 8600 | 2.27
DURASTAR | DRA Series | 215359273 | HRCU-A-CB-O | DRA1U09S2A | DRAS09F2A | Singlezone Non-Ducted, Wall Placement | 9000 | 9000 | 2.9 | 8600 | 2.27
DURASTAR | DRA Series | 215359272 | HRCU-A-CB-O | DRA1U09S2A | DRAC0912F2A | Singlezone Non-Ducted, Ceiling Placement | 10000 | 8500 | 2.8 | 8300 | 2.17
DURASTAR | DRA Series | 215359271 | HRCU-A-CB-O | DRA1U09S2A | DRAL0612F2A | Singlezone Non-Ducted, Ceiling Placement | 11000 | 7900 | 2.69 | 8000 | 2.17
DURASTAR | DRA Series | 215359243 | HRCU-A-CB-O | DRA1H06S2A | DRAL0612F2A | Singlezone Non-Ducted, Ceiling Placement | 7400 | 7000 | 2.66 | 8100 | 2.4
DURASTAR | DRA Series | 215359290 | HRCU-A-CB-O | DRA1U24S2A | DRAW24F2A | Singlezone Non-Ducted, Wall Placement | 25000 | 19500 | 2.5 | 17800 | 2.15
DURASTAR | DRA Series | 215359283 | HRCU-A-CB-O | DRA1U18S2A | DRAW18F2A | Singlezone Non-Ducted, Wall Placement | 18000 | 13000 | 2.59 | 13000 | 2.35
DURASTAR | DRA Series | 215359277 | HRCU-A-CB-O | DRA1U12S2A | DRAW12F2A | Singlezone Non-Ducted, Wall Placement | 12000 | 9600 | 2.84 | 8600 | 2.36
DURASTAR | DRA Series | 215359270 | HRCU-A-CB-O | DRA1U09S2A | DRAW09F2A | Singlezone Non-Ducted, Wall Placement | 10000 | 8600 | 2.8 | 8200 | 2.33
DURASTAR | DRA Series | 215359265 | HRCU-A-CB-O | DRA1H24S2A | DRAW24F2A | Singlezone Non-Ducted, Wall Placement | 26000 | 21600 | 2.61 | 24000 | 2
DURASTAR | DRA Series | 215359258 | HRCU-A-CB-O | DRA1H18S2A | DRAW18F2A | Singlezone Non-Ducted, Wall Placement | 18000 | 14400 | 2.61 | 18000 | 2
DURASTAR | DRA Series | 215359242 | HRCU-A-CB-O | DRA1H06S2A | DRAW06F2A | Singlezone Non-Ducted, Wall Placement | 7000 | 7600 | 2.5 | 7500 | 2.29
BREEZE33 | BZ33 Series | 215338144 | HRCU-A-CB-O | BZ33-HYP48OUT2-G2-P | BZ33-CASS48-G2-P | Singlezone Non-Ducted, Wall Placement | 53000 | 35000 | 2.59 | 48000 | 1.98
ELIOS | DUB series | 214844432 | HRCU-A-CB-O | DEA12HOS28230E8 | DUB12HIFU230X5A | Singlezone Non-Ducted, Wall Placement | 12000 | 10200 | 2.72 | 12300 | 2.1
DURASTAR | DRU Series | 215374888 | HRCU-A-CB | DRU1H42S2A | DRUM4260S2A | Singlezone Ducted, Centrally Ducted | 50000 | 37000 | 2.7 | 46000 | 1.9
DURASTAR | DRU Series | 215374889 | HRCU-A-CB | DRU1H48S2A | DRUM4260S2A | Singlezone Ducted, Centrally Ducted | 50000 | 37000 | 2.7 | 46000 | 1.9
DURASTAR | DRU Series | 215374884 | HRCU-A-CB | DRU1H18S2A | DRUM1824S2A | Singlezone Ducted, Centrally Ducted | 19000 | 15000 | 2.6 | 18000 | 2
DURASTAR | DRU Series | 215374895 | HRCU-A-CB | DRU1U36S2A | DRUM3036S2A | Singlezone Ducted, Centrally Ducted | 36000 | 25600 | 2.6 | 27000 | 2
DURASTAR | DRU Series | 215374887 | HRCU-A-CB | DRU1H36S2A | DRUM3036S2A | Singlezone Ducted, Centrally Ducted | 37000 | 31800 | 2.56 | 39000 | 1.9
DURASTAR | DRA Series | 215374880 | HRCU-A-CB | DRA1U18S2A | DRAM18F2A | Singlezone Ducted, Centrally Ducted | 18000 | 13200 | 2.6 | 13000 | 2.3
DURASTAR | DRA Series | 215374882 | HRCU-A-CB | DRA1H18S2A | DRAM18F2A | Singlezone Ducted, Centrally Ducted | 19500 | 14000 | 2.6 | 18000 | 2.2
POLARWAVE | EZ Series | 214810554 | HRCU-A-CB | EZ-24-HP | EZ-24-AH | Singlezone Ducted, Centrally Ducted | 24000 | 19200 | 2.5 | 24071 | 1.91
INFINITYLIVING | EZ Series | 214810558 | HRCU-A-CB | EZ-24-HP | EZ-24-AH | Singlezone Ducted, Centrally Ducted | 24000 | 19200 | 2.5 | 24071 | 1.91
DIYCOOL | EZ Series | 214810550 | HRCU-A-CB | EZ-24-HP | EZ-24-AH | Singlezone Ducted, Centrally Ducted | 24000 | 19200 | 2.5 | 24071 | 1.91
1HVAC | EZ Series | 214810546 | HRCU-A-CB | EZ-24-HP | EZ-24-AH | Singlezone Ducted, Centrally Ducted | 24000 | 19200 | 2.5 | 24071 | 1.91
INFINITYLIVING | EZ Series | 214810560 | HRCU-A-CB | EZ-60-HP | EZ-60-AH | Singlezone Ducted, Centrally Ducted | 59000 | 42000 | 2.6 | 54356 | 1.91
DIYCOOL | EZ Series | 214810552 | HRCU-A-CB | EZ-60-HP | EZ-60-AH | Singlezone Ducted, Centrally Ducted | 59000 | 42000 | 2.6 | 54356 | 1.91
POLARWAVE | EZ Series | 214810556 | HRCU-A-CB | EZ-60-HP | EZ-60-AH | Singlezone Ducted, Centrally Ducted | 59000 | 42000 | 2.6 | 54356 | 1.91
1HVAC | EZ Series | 214810548 | HRCU-A-CB | EZ-60-HP | EZ-60-AH | Singlezone Ducted, Centrally Ducted | 59000 | 42000 | 2.6 | 54356 | 1.91
BLUERIDGE | BMAH Series | 215359200 | HRCU-A-C | BMAH2420C | BMAHC24B | Singlezone Ducted, Centrally Ducted | 25000 | 21000 | 2.58 | 20000 | 1.95
BLUERIDGE | BMAH Series | 215359198 | HRCU-A-C | BMAH1820C | BMAHC24B | Singlezone Ducted, Centrally Ducted | 19000 | 14700 | 2.6 | 15000 | 2.2
BLUERIDGE | BMAH Series | 215359194 | HRCU-A-CB | BMY18HH22C | BMAHM1820I | Singlezone Ducted, Centrally Ducted | 19000 | 15400 | 2.7 | 18295 | 2
STEALTH | ACIQ Series | 214810561 | HRCU-A-CB | ACIQ-18-HPB | ACIQ-18-AHB | Singlezone Ducted, Centrally Ducted | 19000 | 13500 | 2.6 | 18629 | 2.04
ACIQ | ACIQ Series | 214810557 | HRCU-A-CB | ACIQ-18-HPB | ACIQ-18-AHB | Singlezone Ducted, Centrally Ducted | 19000 | 13500 | 2.6 | 18629 | 2.04
POLARWAVE | ACIQ Series | 214810553 | HRCU-A-CB | ACIQ-18-HPB | ACIQ-18-AHB | Singlezone Ducted, Centrally Ducted | 19000 | 13500 | 2.6 | 18629 | 2.04
DIYCOOL | ACIQ Series | 214810549 | HRCU-A-CB | ACIQ-18-HPB | ACIQ-18-AHB | Singlezone Ducted, Centrally Ducted | 19000 | 13500 | 2.6 | 18629 | 2.04
MDV | MVB Series | 215323719 | HRCU-A-CB | MOX630-36HFN10-M3X | MVBDM-36HWFN10-WB3 | Singlezone Ducted, Centrally Ducted | 37000 | 31000 | 2.5 | 37400 | 1.91
MDV | MVB Series | 215374763 | HRCU-A-CB | MOX630-42HFN10-M3X-D | MVBC-48HWFN10-MD3E-DD | Singlezone Ducted, Centrally Ducted | 50000 | 37000 | 2.7 | 46000 | 1.9
MDV | MVB Series | 215359331 | HRCU-A-CB | MOX630-48HFN10-M3X | MVBDM-60HWFN10-WC3-D | Singlezone Ducted, Centrally Ducted | 48000 | 34000 | 2.56 | 48000 | 2
MDV | MVB Series | 215359327 | HRCU-A-CB | MOX630-48HFN10-M3X | MVBC-60HWFN10-MD3E-D | Singlezone Ducted, Centrally Ducted | 50000 | 37000 | 2.7 | 46000 | 1.9
MDV | MVB Series | 215359326 | HRCU-A-CB | MOD30-30HFN10-M3X | MVBDM-36HWFN10-WB3-D | Singlezone Ducted, Centrally Ducted | 33000 | 24000 | 2.69 | 33200 | 1.97
MDV | MVB Series | 215359325 | HRCU-A-CB | MOD30-30HFN10-M3X | MVBC-36HWFN10-MC3E-D | Singlezone Ducted, Centrally Ducted | 34000 | 23800 | 2.76 | 32600 | 1.96
MDV | MVB Series | 215359324 | HRCU-A-CB | MOX430-18HFN10-M3X | MVBDM-24HWFN10-WA3-D | Singlezone Ducted, Centrally Ducted | 18000 | 14700 | 2.66 | 18600 | 2.12
MDV | MVB Series | 215359323 | HRCU-A-CB | MOX430-18HFN10-M3X | MVBC-24HWFN10-MB3E-D | Singlezone Ducted, Centrally Ducted | 19000 | 15000 | 2.6 | 18000 | 2
MDV | MVB Series | 215318732 | HRCU-A-CB | MOX630-48HFN10-M3X | MVBDM-60HWFN10-WC3 | Singlezone Ducted, Centrally Ducted | 48000 | 34000 | 2.56 | 48000 | 2
MDV | MVB Series | 215318731 | HRCU-A-CB | MOD30-30HFN10-M3X | MVBDM-36HWFN10-WB3 | Singlezone Ducted, Centrally Ducted | 33000 | 24000 | 2.69 | 33200 | 1.97
MDV | MVB Series | 215318730 | HRCU-A-CB | MOX430-18HFN10-M3X | MVBDM-24HWFN10-WA3 | Singlezone Ducted, Centrally Ducted | 18000 | 14700 | 2.66 | 18600 | 2.12
MDV | M5O Series | 215351185 | HMSR-A-CB-O | M5OD30-30HFN10-M1D |  | Multizone All Non-Ducted | 31000 | 26600 | 2.5 | 26000 | 2
MDV | M4O Series | 215351183 | HMSR-A-CB-O | M4OD31-24HFN10-M1XD |  | Multizone All Non-Ducted | 25000 | 23600 | 2.5 | 25000 | 2
MDV | M4O Series | 215351189 | HMSV-A-CB | M4OD30-24HFN10-M1D |  | Multizone Mix of Ducted and Non-Ducted | 25000 | 18000 | 2.6 | 18000 | 2
MDV | M4O Series | 215351182 | HMSV-A-CB | M4OD30-24HFN10-M1D |  | Multizone All Ducted | 25000 | 18200 | 2.6 | 18000 | 2
MDV | M4O Series | 215351181 | HMSR-A-CB-O | M4OD30-24HFN10-M1D |  | Multizone All Non-Ducted | 25000 | 17800 | 2.6 | 18000 | 2
GREE | Pular | 214813331 | HRCU-A-CB-O | GWH18AUDXF-D6DNA1A/O | GWH18AGDXF-D6DN***/I | Singlezone Non-Ducted, Wall Placement | 18000 | 10500 | 2.7 | 14600 | 1.9
TOSOT | Airy | 215405582 | HRCU-A-CB-O | TW09HAY32A1DO | TW09HAY32A1DI | Singlezone Non-Ducted, Wall Placement | 10600 | 6700 | 3.22 | 11500 | 2.11
TOSOT | Airy | 215405583 | HRCU-A-CB-O | TW12HAY32A1DO | TW12HAY32A1DI | Singlezone Non-Ducted, Wall Placement | 12200 | 7000 | 3.11 | 12200 | 2
TOSOT | Clivia | 215405713 | HRCU-A-CB-O | TW18HP32A2DO | TW18HP32A2DI | Singlezone Non-Ducted, Wall Placement | 18000 | 10500 | 2.7 | 14600 | 1.9
TOSOT | Clivia | 215405712 | HRCU-A-CB-O | TW12HP32A2DO | TW12HP32A2DI | Singlezone Non-Ducted, Wall Placement | 12000 | 7700 | 2.89 | 11000 | 1.95
TOSOT | Clivia | 215405710 | HRCU-A-CB-O | TW12HP32A2AO | TW12HP32A2AI | Singlezone Non-Ducted, Wall Placement | 12000 | 7700 | 2.89 | 9500 | 1.95
GREE | Floor ceiling | 215406440 | HRCU-A-CB-O | GWH09AUCXD-D6DNA1C/O | GTH(09)CA-D6DN***/I | Singlezone Non-Ducted, Wall Placement | 10500 | 6700 | 2.98 | 10000 | 1.95
GREE | Ducted | 215406442 | HRCU-A-CB | GWH09AUCXD-D6DNA1C/O | GFH(09)DA-D6DN***/I | Singlezone Ducted, Compact Ducted | 10500 | 6600 | 2.8 | 9500 | 2.16
GREE | One-way air discharge cassette unit | 215406439 | HRCU-A-CB-O | GWH09AUCXD-D6DNA1C/O | GKH(09)DA-D6DN***/I | Singlezone Non-Ducted, Wall Placement | 10500 | 7200 | 2.85 | 9400 | 1.97
GREE | 360°air discharge cassette unit | 215406438 | HRCU-A-CB-O | GWH09AUCXD-D6DNA1C/O | GKH(09)EB-D6DN***/I | Singlezone Non-Ducted, Wall Placement | 10500 | 6900 | 2.89 | 7600 | 1.94
TOSOT | Clivia | 215399273 | HRCU-A-CB-O | TW18HP32A2DO | TW18HCL32A5DI | Singlezone Non-Ducted, Wall Placement | 18000 | 10500 | 2.7 | 14600 | 1.9
TOSOT | Clivia | 215399272 | HRCU-A-CB-O | TW12HP32A2AO | TW12HCL32A5AI | Singlezone Non-Ducted, Wall Placement | 12000 | 7700 | 2.89 | 9500 | 1.95
TOSOT | Clivia | 215399271 | HRCU-A-CB-O | TW12HP32A2DO | TW12HCL32A5DI | Singlezone Non-Ducted, Wall Placement | 12000 | 7700 | 2.89 | 11000 | 1.95
GREE | Clivia | 215402266 | HRCU-A-CB-O | GWH12AGCXD-D6DNA4D/O | GWH12AGCXD-D6DN***/I | Singlezone Non-Ducted, Wall Placement | 12000 | 7700 | 2.89 | 11000 | 1.95
GREE | Clivia | 215218911 | HRCU-A-CB-O | VIR18HP230V1R32AO | VIR18HP230V1R32AH | Singlezone Non-Ducted, Wall Placement | 18000 | 10500 | 2.7 | 14600 | 1.9
GREE | Clivia | 214813257 | HRCU-A-CB-O | VIR12HP230V1R32AO | VIR12HP230V1R32AH | Singlezone Non-Ducted, Wall Placement | 12000 | 7700 | 2.89 | 11000 | 1.95
GREE | Clivia | 214813258 | HRCU-A-CB-O | VIR12HP115V1R32AO | VIR12HP115V1R32AH | Singlezone Non-Ducted, Wall Placement | 12000 | 7700 | 2.89 | 9500 | 1.95
HAXXAIR |  | 205921365 | HRCU-A-CB-O | HVHSC-12T2D | HAHC-12T2D | Singlezone Non-Ducted, Ceiling Placement | 12000 | 7600 | 2.72 | 8500 | 2.31
AUX | C-series | 214290021 | HRCU-A-CB-O | AMAR12HP230V1CO | AMAR12HP230V1CH | Singlezone Non-Ducted, Wall Placement | 12300 | 8800 | 2.69 | 9800 | 2.39
AUX | C-series | 214290020 | HRCU-A-CB-O | AFEB12HP230V1CO | AFEB12HP230V1CH | Singlezone Non-Ducted, Wall Placement | 12300 | 8500 | 2.57 | 9400 | 2.2
AUX | C-series | 214290015 | HRCU-A-CB-O | AMAR09HP230V1CO | AMAR09HP230V1CH | Singlezone Non-Ducted, Wall Placement | 10000 | 9400 | 2.55 | 9600 | 2.16
AUX | C-series | 214290014 | HRCU-A-CB-O | AFEB09HP230V1CO | AFEB09HP230V1CH | Singlezone Non-Ducted, Wall Placement | 10000 | 7600 | 2.93 | 9400 | 2.04
AUX | C-series | 214290013 | HRCU-A-CB-O | AJAN09HP230V1CO | AJAN09HP230V1CH | Singlezone Non-Ducted, Wall Placement | 10000 | 5800 | 2.79 | 9300 | 1.95
AUX | C-series | 214290022 | HRCU-A-CB-O | AMAR18HP230V1CO | AMAR18HP230V1CH | Singlezone Non-Ducted, Wall Placement | 18200 | 16000 | 2.63 | 15600 | 2.41
ECOER |  | 214608210 | HRCU-A-CB | EODA18H-2436 | EAHATN-24BAA | Singlezone Ducted, Centrally Ducted | 24000 | 19200 | 2.61 | 17600 | 2.1
HITACHI | airCore 700 | 214779301 | HRCU-A-CB-O | PAS-36BUFASDQ1 | PPFC-B36UFA1DQ | Singlezone Non-Ducted, Ceiling Placement | 38000 | 33000 | 2.6 | 27000 | 2.4
HITACHI | airCore 700 | 214779300 | HRCU-A-CB-O | PAS-30BUFASDQ1 | PPFC-B30UFA1DQ | Singlezone Non-Ducted, Ceiling Placement | 32000 | 28000 | 2.8 | 26000 | 2.5
HITACHI | airCore 700 | 214779299 | HRCU-A-CB-O | PAS-24BUFASDQ1 | PPFC-B24UFA1DQ | Singlezone Non-Ducted, Ceiling Placement | 24000 | 20000 | 2.7 | 19000 | 2.5
HITACHI | airCore 700 | 214779298 | HRCU-A-CB-O | PAS-18BUFASDQ1 | PPFC-B18UFA1DQ | Singlezone Non-Ducted, Ceiling Placement | 20000 | 18000 | 2.71 | 14500 | 2.4
HITACHI | airCore 700 | 214723262 | HRCU-A-CB-O | PAS-48BUFASDQ1 | PCI-B48UFA1DQ | Singlezone Non-Ducted, Ceiling Placement | 47000 | 39000 | 2.5 | 34000 | 2.2
HITACHI | airCore 700 | 214723261 | HRCU-A-CB-O | PAS-36BUFASDQ1 | PCI-B36UFA1DQ | Singlezone Non-Ducted, Ceiling Placement | 38000 | 34000 | 2.8 | 30000 | 2.4
HITACHI | airCore 700 | 214723260 | HRCU-A-CB-O | PAS-30BUFASDQ1 | PCI-B30UFA1DQ | Singlezone Non-Ducted, Ceiling Placement | 32000 | 28000 | 2.9 | 24000 | 2.4
HITACHI | airCore 700 | 214723259 | HRCU-A-CB-O | PAS-24BUFASDQ1 | PCI-B24UFA1DQ | Singlezone Non-Ducted, Ceiling Placement | 24000 | 20000 | 2.9 | 19000 | 2.5
HITACHI | airCore 700 | 214723258 | HRCU-A-CB-O | PAS-18BUFASDQ1 | PCI-B18UFA1DQ | Singlezone Non-Ducted, Ceiling Placement | 20000 | 17000 | 2.9 | 15000 | 2.6
HITACHI | airCore 700 | 213685842 | HRCU-A-CB | PAS-48BUFASDQ1 | PPIM-B48UFA1DQ | Singlezone Ducted, Centrally Ducted | 45500 | 41000 | 2.5 | 34200 | 2
HITACHI | airCore 700 | 213685841 | HRCU-A-CB | PAS-36BUFASDQ1 | PPIM-B36UFA1DQ | Singlezone Ducted, Centrally Ducted | 38000 | 34400 | 2.71 | 32000 | 2
HITACHI | airCore 700 | 213685840 | HRCU-A-CB | PAS-30BUFASDQ1 | PPIM-B30UFA1DQ | Singlezone Ducted, Centrally Ducted | 32000 | 28600 | 2.6 | 30000 | 2
HITACHI | airCore 700 | 213685839 | HRCU-A-CB | PAS-24BUFASDQ1 | PPIM-B24UFA1DQ | Singlezone Ducted, Centrally Ducted | 24000 | 21800 | 2.7 | 19400 | 2.1
HITACHI | airCore 700 | 213685838 | HRCU-A-CB | PAS-18BUFASDQ1 | PPIM-B18UFA1DQ | Singlezone Ducted, Centrally Ducted | 20000 | 18200 | 2.6 | 14100 | 2.1
ECOER |  | 211887778 | HRCU-A-CB | EODA18H-2436 | EAHATN-24B | Singlezone Ducted, Centrally Ducted | 24000 | 19200 | 2.61 | 17600 | 2.1
ECOER |  | 202337969 | HRCU-A-CB | EODA18H-2436 | EAHATN-24 | Singlezone Ducted, Centrally Ducted | 24000 | 19200 | 2.61 | 17600 | 2.1
MDV | MVB Series | 214861615 | HRCU-A-CB | MOE30-60HFN10-M3X | MVBDM-60HWFN10-WC3-D | Singlezone Ducted, Centrally Ducted | 55000 | 35000 | 2.5 | 54000 | 1.9
MDV | MVB Series | 214861614 | HRCU-A-CB | MOX630-48HFN10-M3X | MVBDM-48HWFN10-WC3-D | Singlezone Ducted, Centrally Ducted | 48000 | 34000 | 2.56 | 48000 | 2
MDV | MVB Series | 214861600 | HRCU-A-CB | MOD30-36HFN10-M3 | MVBC-36HWFN10-MC3E-D | Singlezone Ducted, Centrally Ducted | 36000 | 25600 | 2.6 | 27000 | 2
MDV | MVB Series | 214861594 | HRCU-A-CB | MOX630-48HFN10-M3X | MVBC-48HWFN10-MD3E-D | Singlezone Ducted, Centrally Ducted | 50000 | 37000 | 2.7 | 46000 | 1.9
MDV | MVB Series | 214861593 | HRCU-A-CB | MOX630-42HFN10-M3X-D | MVBC-42HWFN10-MD3E-DD | Singlezone Ducted, Centrally Ducted | 50000 | 37000 | 2.7 | 46000 | 1.9
MDV | MVB Series | 214861592 | HRCU-A-CB | MOX630-36HFN10-M3X | MVBC-36HWFN10-MC3E-D | Singlezone Ducted, Centrally Ducted | 37000 | 31800 | 2.56 | 39000 | 1.9
MDV | MVB Series | 214861591 | HRCU-A-CB | MOD30-36HFN10-M3X | MVBDM-36HWFN10-WB3-D | Singlezone Ducted, Centrally Ducted | 36000 | 24600 | 2.68 | 32600 | 2.06
MDV | MVB Series | 214861590 | HRCU-A-CB | MOD30-30HFN10-M3X | MVBDM-30HWFN10-WB3-D | Singlezone Ducted, Centrally Ducted | 33000 | 24000 | 2.69 | 33200 | 1.97
MDV | MVB Series | 214861589 | HRCU-A-CB | MOD30-30HFN10-M3X | MVBC-30HWFN10-MC3E-D | Singlezone Ducted, Centrally Ducted | 34000 | 23800 | 2.76 | 32600 | 1.96
MDV | MVB Series | 214861588 | HRCU-A-CB | MOX430-24HFN10-M3X | MVBDM-24HWFN10-WA3-D | Singlezone Ducted, Centrally Ducted | 24000 | 19000 | 2.64 | 20600 | 2.14
MDV | MVB Series | 214861586 | HRCU-A-CB | MOX430-18HFN10-M3X | MVBDM-18HWFN10-WA3-D | Singlezone Ducted, Centrally Ducted | 18000 | 14700 | 2.66 | 18600 | 2.12
MDV | MVB Series | 214861585 | HRCU-A-CB | MOX430-18HFN10-M3X | MVBC-18HWFN10-MB3E-D | Singlezone Ducted, Centrally Ducted | 19000 | 15000 | 2.6 | 18000 | 2
MDV | MVB Series | 214861581 | HRCU-A-CB | MOX430-18HFN10-M1 | MVBC-18HWFN10-MB1-D | Singlezone Ducted, Centrally Ducted | 18000 | 13200 | 2.6 | 13000 | 2.3
MDV | MVB Series | 214861579 | HRCU-A-CB | MOE30-48HFN10-M2 | MVBC-48HWFN10-MD2-D | Singlezone Ducted, Centrally Ducted | 50000 | 40000 | 2.6 | 35200 | 1.9
MDV | MVB Series | 214861577 | HRCU-A-CB | MOE30-60HFN10-M2X | MVBC-60HWFN10-MD2-D | Singlezone Ducted, Centrally Ducted | 59000 | 41000 | 2.6 | 53000 | 2
MDV | MVB Series | 214861576 | HRCU-A-CB | MOE30-48HFN10-M2X | MVBC-48HWFN10-MD2-D | Singlezone Ducted, Centrally Ducted | 50000 | 40000 | 2.5 | 46000 | 2
MDV | MVB Series | 214861574 | HRCU-A-CB | MOD30-33HFN10-M1X | MVBC-36HWFN10-MC1-D | Singlezone Ducted, Centrally Ducted | 35000 | 27400 | 2.58 | 34000 | 2
MDV | MVB Series | 214861572 | HRCU-A-CB | MOX430-18HFN10-M1X | MVBC-18HWFN10-MB1-D | Singlezone Ducted, Centrally Ducted | 19500 | 14000 | 2.6 | 18000 | 2.2
MDV | MVB Series | 214861567 | HRCU-A-CB | MOE30-60HFN10-M2X | MVBC-60HWFN10-MD2 | Singlezone Ducted, Centrally Ducted | 59000 | 41000 | 2.6 | 53000 | 2
MDV | MVB Series | 214861554 | HRCU-A-CB | MOD30-36HFN10-M3 | MVBC-36HWFN10-MC3E | Singlezone Ducted, Centrally Ducted | 36000 | 25600 | 2.6 | 27000 | 2
MDV | MVB Series | 214861548 | HRCU-A-CB | MOX630-48HFN10-M3X | MVBDM-48HWFN10-WC3 | Singlezone Ducted, Centrally Ducted | 48000 | 34000 | 2.56 | 48000 | 2
MDV | MVB Series | 214861547 | HRCU-A-CB | MOX630-48HFN10-M3X | MVBC-48HWFN10-MD3E | Singlezone Ducted, Centrally Ducted | 50000 | 37000 | 2.7 | 46000 | 1.9
MDV | MVB Series | 214861546 | HRCU-A-CB | MOX630-36HFN10-M3X | MVBC-36HWFN10-MC3E | Singlezone Ducted, Centrally Ducted | 37000 | 31800 | 2.56 | 39000 | 1.9
MDV | MVB Series | 214861545 | HRCU-A-CB | MOD30-36HFN10-M3X | MVBDM-36HWFN10-WB3 | Singlezone Ducted, Centrally Ducted | 36000 | 24600 | 2.68 | 32600 | 2.06
MDV | MVB Series | 214861544 | HRCU-A-CB | MOD30-30HFN10-M3X | MVBDM-30HWFN10-WB3 | Singlezone Ducted, Centrally Ducted | 33000 | 24000 | 2.69 | 33200 | 1.97
MDV | MVB Series | 214861543 | HRCU-A-CB | MOD30-30HFN10-M3X | MVBC-30HWFN10-MC3E | Singlezone Ducted, Centrally Ducted | 34000 | 23800 | 2.76 | 32600 | 1.96
MDV | MVB Series | 214861542 | HRCU-A-CB | MOX430-24HFN10-M3X | MVBDM-24HWFN10-WA3 | Singlezone Ducted, Centrally Ducted | 24000 | 19000 | 2.64 | 20600 | 2.14
MDV | MVB Series | 214861540 | HRCU-A-CB | MOX430-18HFN10-M3X | MVBDM-18HWFN10-WA3 | Singlezone Ducted, Centrally Ducted | 18000 | 14700 | 2.66 | 18600 | 2.12
MDV | MVB Series | 214861539 | HRCU-A-CB | MOX430-18HFN10-M3X | MVBC-18HWFN10-MB3E | Singlezone Ducted, Centrally Ducted | 19000 | 15000 | 2.6 | 18000 | 2
MDV | MVB Series | 214861535 | HRCU-A-CB | MOX430-18HFN10-M1 | MVBC-18HWFN10-MB1 | Singlezone Ducted, Centrally Ducted | 18000 | 13200 | 2.6 | 13000 | 2.3
MDV | MVB Series | 214861533 | HRCU-A-CB | MOE30-48HFN10-M2 | MVBC-48HWFN10-MD2 | Singlezone Ducted, Centrally Ducted | 50000 | 40000 | 2.6 | 35200 | 1.9
MDV | MVB Series | 214861531 | HRCU-A-CB | MOE30-48HFN10-M2X | MVBC-48HWFN10-MD2 | Singlezone Ducted, Centrally Ducted | 50000 | 40000 | 2.5 | 46000 | 2
MDV | MVB Series | 214861530 | HRCU-A-CB | MOD30-33HFN10-M1X | MVBC-36HWFN10-MC1 | Singlezone Ducted, Centrally Ducted | 35000 | 27400 | 2.58 | 34000 | 2
MDV | MVB Series | 214861528 | HRCU-A-CB | MOX430-18HFN10-M1X | MVBC-18HWFN10-MB1 | Singlezone Ducted, Centrally Ducted | 19500 | 14000 | 2.6 | 18000 | 2.2
AIR-CON | Sky Pro | 205129521 | HRCU-A-CB-O | ASLCI4H4S24 | ASLEC4H4S24 | Singlezone Non-Ducted, Ceiling Placement | 26000 | 19000 | 2.61 | 19000 | 2.2
AIR-CON | Sky Pro | 205129519 | HRCU-A-CB-O | ASLCI4H4S18 | ASLEC4H4S18 | Singlezone Non-Ducted, Ceiling Placement | 18800 | 12000 | 2.64 | 13200 | 2.36
AIR-CON | Sky Pro | 205129518 | HRCU-A-CB-O | ASLCI4H4S12 | ASLEC4H4S12 | Singlezone Non-Ducted, Ceiling Placement | 12000 | 7600 | 2.72 | 8500 | 2.31
AIR-CON | Sky Pro | 205129516 | HRCU-A-CB | ASLCI4H4S09 | ASLEK4H4S09 | Singlezone Ducted, Compact Ducted | 10000 | 6500 | 2.65 | 7100 | 2.1
AIR-CON | Sky Pro | 205129515 | HRCU-A-CB-O | ASLCI4H4S09 | ASLEC4H4S09 | Singlezone Non-Ducted, Ceiling Placement | 10000 | 7200 | 2.81 | 8300 | 2.25
AIR-CON | Blizzard Series | 10272501 | HRCU-A-CB-O | ABZCI4H4S12 | ABZEM4H4S12 | Singlezone Non-Ducted, Wall Placement | 12000 | 7000 | 2.77 | 9730 | 1.95
AIR-CON | Blizzard Series | 10272500 | HRCU-A-CB-O | ABZCI4H4S09 | ABZEM4H4S09 | Singlezone Non-Ducted, Wall Placement | 10000 | 6000 | 2.88 | 8050 | 2.05
AIR-CON | Blue Hyper | 211583437 | HRCU-A-CB-O | ABHCI4H4S09 | ABHEM4H4S09 | Singlezone Non-Ducted, Wall Placement | 10000 | 5500 | 2.93 | 8600 | 1.94
AIR-CON | Blue Series 4 | 211694654 | HRCU-A-CB-O | ALPCI4H4E24 | ALPEM4H4E24 | Singlezone Non-Ducted, Wall Placement | 24000 | 13900 | 2.75 | 16720 | 1.96
AIR-CON | Blue Series 4 | 211694653 | HRCU-A-CB-O | ALPCI4H4E18 | ALPEM4H4E18 | Singlezone Non-Ducted, Wall Placement | 18000 | 10000 | 2.85 | 12600 | 2.21
AIR-CON | Blue Series 4 | 211694652 | HRCU-A-CB-O | ALPCI4H4E12 | ALPEM4H4E12 | Singlezone Non-Ducted, Wall Placement | 12000 | 7600 | 3.14 | 9170 | 2.18
AIR-CON | Blue Series 4 | 211694650 | HRCU-A-CB-O | ALPCI4H4E09 | ALPEM4H4E09 | Singlezone Non-Ducted, Wall Placement | 9500 | 5900 | 2.79 | 7350 | 2.03
INNOVAIR | Innovair Elite | 206330208 | HRCU-A-CB-O | EIN13H2V32(O) | EIN13H2V32(I) | Singlezone Non-Ducted, Wall Placement | 12200 | 8100 | 2.86 | 12000 | 1.91
KINGHOME | M-Series | 214655286 | HMSR-A-CB-O | KM18H5O3 |  | Multizone All Non-Ducted | 19000 | 14000 | 2.55 | 13600 | 2.2
TOSOT | M-Series | 214389463 | HMSR-A-CB-O | TM18HPO |  | Multizone All Non-Ducted | 19000 | 14000 | 2.55 | 13600 | 2.2
GREE | M-Series | 211752944 | HMSR-A-CB-O | GWHD(18)ND3PO |  | Multizone All Non-Ducted | 19000 | 14000 | 2.55 | 13600 | 2.2
MDV | MUE Series | 214855573 | HRCU-A-CB-O | MOD30-24HFN10-M1X | MUE-24HRFN10-M1-D | Singlezone Non-Ducted, Floor Placement | 26000 | 20200 | 2.74 | 24200 | 2.16
MDV | MFA Series | 214855570 | HRCU-A-CB-O | MOX430-18HFN10-M1X | MFA2-16HRFN10-M1-D | Singlezone Non-Ducted, Wall Placement | 17000 | 14200 | 2.6 | 17500 | 1.95
MDV | MCA Series | 214855569 | HRCU-A-CB-O | MOX430-18HFN10-M1X | MCA4-18HRFN10-M1-D | Singlezone Non-Ducted, Ceiling Placement | 19000 | 14900 | 2.7 | 17000 | 1.9
MDV | MCA Series | 214855565 | HRCU-A-CB-O | MOX330-12HFN10-M1X | MCA4M-12HRFN10-M1-D | Singlezone Non-Ducted, Ceiling Placement | 12000 | 10000 | 2.74 | 11500 | 1.99
MDV | MCB Series | 214855564 | HRCU-A-CB-O | MOX330-12HFN10-M1X | MCBM-12HRFN10-M1-D | Singlezone Non-Ducted, Ceiling Placement | 12500 | 9600 | 2.65 | 11500 | 1.99
MDV | MCB Series | 214855558 | HRCU-A-CB-O | MOX230-06HFN10-M1X | MCB-06HRFN10-M1-D | Singlezone Non-Ducted, Ceiling Placement | 7400 | 7000 | 2.66 | 8100 | 2.4
MDV | MCD Series | 214855546 | HRCU-A-CB-O | MOD30-36HFN10-M2 | MCD-36HRFN10-M2-D | Singlezone Non-Ducted, Wall Placement | 38000 | 26800 | 2.68 | 26600 | 2.2
MDV | MUE Series | 214855542 | HRCU-A-CB-O | MOX630-36HFN10-M2X | MUE-36HRFN10-M2-D | Singlezone Non-Ducted, Floor Placement | 38000 | 30200 | 2.58 | 39500 | 2.02
MDV | MUE Series | 214855528 | HRCU-A-CB-O | MOX430-18HFN10-M1 | MUE-18HRFN10-M1-D | Singlezone Non-Ducted, Floor Placement | 18000 | 13700 | 2.51 | 12800 | 2.05
MDV | MFA Series | 214855527 | HRCU-A-CB-O | MOX430-18HFN10-M1 | MFA2-16HRFN10-M1-D | Singlezone Non-Ducted, Wall Placement | 17000 | 14100 | 2.75 | 13100 | 2.16
MDV | MCA Series | 214855526 | HRCU-A-CB-O | MOX430-18HFN10-M1 | MCA4-18HRFN10-M1-D | Singlezone Non-Ducted, Ceiling Placement | 18000 | 13900 | 2.66 | 12800 | 2.19
MDV | MCB Series | 214855525 | HRCU-A-CB-O | MOX430-18HFN10-M1 | MCB-18HRFN10-M1-D | Singlezone Non-Ducted, Ceiling Placement | 18000 | 14000 | 2.77 | 13100 | 2.25
MDV | MFA Series | 214855523 | HRCU-A-CB-O | MOX230-12HFN10-M1 | MFA2M-12HRFN10-M1-D | Singlezone Non-Ducted, Wall Placement | 12000 | 9000 | 2.87 | 8900 | 2.51
MDV | MCA Series | 214855522 | HRCU-A-CB-O | MOX230-12HFN10-M1 | MCA4M-12HRFN10-M1-D | Singlezone Non-Ducted, Ceiling Placement | 12000 | 8500 | 2.8 | 8400 | 2.39
MDV | MCB Series | 214855521 | HRCU-A-CB-O | MOX230-12HFN10-M1 | MCBM-12HRFN10-M1-D | Singlezone Non-Ducted, Ceiling Placement | 12000 | 8600 | 2.77 | 8600 | 2.47
MDV | MFA Series | 214855519 | HRCU-A-CB-O | MOX230-09HFN10-M1 | MFA2M-12HRFN10-M1-D | Singlezone Non-Ducted, Wall Placement | 9000 | 9000 | 2.9 | 8600 | 2.27
MDV | MFA Series | 214855518 | HRCU-A-CB-O | MOX230-09HFN10-M1 | MFA2-09HRFN10-M1-D | Singlezone Non-Ducted, Wall Placement | 9000 | 9000 | 2.9 | 8600 | 2.27
MDV | MCA Series | 214855517 | HRCU-A-CB-O | MOX230-09HFN10-M1 | MCA4M-12HRFN10-M1-D | Singlezone Non-Ducted, Ceiling Placement | 10000 | 8500 | 2.8 | 8300 | 2.17
MDV | MCA Series | 214855516 | HRCU-A-CB-O | MOX230-09HFN10-M1 | MCA4-09HRFN10-M1-D | Singlezone Non-Ducted, Ceiling Placement | 10000 | 8500 | 2.8 | 8300 | 2.17
MDV | MCB Series | 214855515 | HRCU-A-CB-O | MOX230-09HFN10-M1 | MCBM-12HRFN10-M1-D | Singlezone Non-Ducted, Ceiling Placement | 11000 | 7900 | 2.69 | 8000 | 2.17
MDV | MCB Series | 214855514 | HRCU-A-CB-O | MOX230-09HFN10-M1 | MCB-09HRFN10-M1-D | Singlezone Non-Ducted, Ceiling Placement | 11000 | 7900 | 2.69 | 8000 | 2.17
MDV | MCB Series | 214855505 | HRCU-A-CB-O | MOX230-06HFN10-M1X | MCBM-12HRFN10-M1-D | Singlezone Non-Ducted, Ceiling Placement | 7400 | 7000 | 2.66 | 8100 | 2.4
MDV | MCD series | 214855494 | HRCU-A-CB-O | MOD30-36HFN10-M2 | MCD-36HRFN10-M2 | Singlezone Non-Ducted, Wall Placement | 38000 | 26800 | 2.68 | 26600 | 2.2
MDV | MUE series | 214855490 | HRCU-A-CB-O | MOX630-36HFN10-M2X | MUE-36HRFN10-M2 | Singlezone Non-Ducted, Floor Placement | 38000 | 30200 | 2.58 | 39500 | 2.02
MDV | MFA Series | 214855450 | HRCU-A-CB-O | MOX430-18HFN10-M1 | MFA2-16HRFN10-M1 | Singlezone Non-Ducted, Wall Placement | 17000 | 14100 | 2.75 | 13100 | 2.16
MDV | MFA Series | 214855443 | HRCU-A-CB-O | MOX230-12HFN10-M1 | MFA2M-12HRFN10-M1 | Singlezone Non-Ducted, Wall Placement | 12000 | 9000 | 2.87 | 8900 | 2.51
MDV | MFA Series | 214855436 | HRCU-A-CB-O | MOX230-09HFN10-M1 | MFA2M-12HRFN10-M1 | Singlezone Non-Ducted, Wall Placement | 9000 | 9000 | 2.9 | 8600 | 2.27
MDV | MFA Series | 214855435 | HRCU-A-CB-O | MOX230-09HFN10-M1 | MFA2-09HRFN10-M1 | Singlezone Non-Ducted, Wall Placement | 9000 | 9000 | 2.9 | 8600 | 2.27
MDV | MFA Series | 214855416 | HRCU-A-CB-O | MOX430-18HFN10-M1X | MFA2-16HRFN10-M1 | Singlezone Non-Ducted, Wall Placement | 17000 | 14200 | 2.6 | 17500 | 1.95
MDV | MHJ Series | 214861958 | HRCU-A-CB | MOE30-60HFN10-M2X | MHJ-60HWFN10-M2-D | Singlezone Ducted, Compact Ducted | 60000 | 45000 | 2.72 | 53500 | 2.1
MDV | MTI Series | 214861951 | HRCU-A-CB | MOX430-18HFN10-M1 | MTI-18HWFN10-M1-D | Singlezone Ducted, Compact Ducted | 20000 | 14000 | 2.6 | 14000 | 2.19
MDV | MTJ Series | 214861950 | HRCU-A-CB | MOX230-12HFN10-M1 | MTJM-12HWFN10-M1-D | Singlezone Ducted, Compact Ducted | 12000 | 9100 | 2.78 | 8900 | 2.44
MDV | MTI Series | 214861949 | HRCU-A-CB | MOX230-12HFN10-M1 | MTIM-12HWFN10-M1-D | Singlezone Ducted, Compact Ducted | 12000 | 9500 | 2.58 | 8800 | 2.24
MDV | MTJ Series | 214861948 | HRCU-A-CB | MOX230-09HFN10-M1 | MTJM-12HWFN10-M1-D | Singlezone Ducted, Compact Ducted | 10000 | 9300 | 2.9 | 8300 | 2.32
MDV | MTJ Series | 214861947 | HRCU-A-CB | MOX230-09HFN10-M1 | MTJ-09HWFN10-M1-D | Singlezone Ducted, Compact Ducted | 10000 | 9300 | 2.9 | 8300 | 2.32
MDV | MTI Series | 214861946 | HRCU-A-CB | MOX230-09HFN10-M1 | MTIM-12HWFN10-M1-D | Singlezone Ducted, Compact Ducted | 10000 | 8900 | 2.61 | 8600 | 2.25
MDV | MTI Series | 214861945 | HRCU-A-CB | MOX230-09HFN10-M1 | MTI-09HWFN10-M1-D | Singlezone Ducted, Compact Ducted | 10000 | 8900 | 2.61 | 8600 | 2.25
MDV | MTJ Series | 214861944 | HRCU-A-CB | MOD30-24HFN10-M1X | MTJ-24HWFN10-M1-D | Singlezone Ducted, Compact Ducted | 26000 | 21600 | 2.71 | 24000 | 2.18
MDV | MTJ Series | 214861943 | HRCU-A-CB | MOX430-18HFN10-M1X | MTJ-18HWFN10-M1-D | Singlezone Ducted, Compact Ducted | 19500 | 15000 | 2.89 | 18000 | 2.1
MDV | MTI Series | 214861942 | HRCU-A-CB | MOX430-18HFN10-M1X | MTI-18HWFN10-M1-D | Singlezone Ducted, Compact Ducted | 19000 | 15000 | 2.7 | 18000 | 2
MDV | MTJ Series | 214861941 | HRCU-A-CB | MOX330-12HFN10-M1X | MTJM-12HWFN10-M1-D | Singlezone Ducted, Compact Ducted | 12000 | 10200 | 2.6 | 12000 | 1.95
MDV | MTI Series | 214861935 | HRCU-A-CB | MOX230-06HFN10-M1X | MTIM-12HWFN10-M1-D | Singlezone Ducted, Compact Ducted | 8000 | 8000 | 2.69 | 7800 | 2.41
MDV | MTI Series | 214861934 | HRCU-A-CB | MOX230-06HFN10-M1X | MTI-06HWFN10-M1-D | Singlezone Ducted, Compact Ducted | 8000 | 8000 | 2.69 | 7800 | 2.41
MDV | MH Series | 214855477 | HRCU-A-CB | MOE30-60HFN10-M2X | MHJ-60HWFN10-M2 | Singlezone Ducted, Compact Ducted | 60000 | 45000 | 2.72 | 53500 | 2.1
MDV | MT Series | 214855476 | HRCU-A-CB | MOE30-48HFN10-M2X | MTJ-48HWFN10-M2 | Singlezone Ducted, Compact Ducted | 52000 | 45000 | 2.61 | 47500 | 2
MDV | MT Series | 214855475 | HRCU-A-CB | MOX630-36HFN10-M2X | MTJ-36HWFN10-M2 | Singlezone Ducted, Compact Ducted | 42000 | 31600 | 2.73 | 37600 | 2.1
MDV | MT Series | 214855455 | HRCU-A-CB | MOD30-24HFN10-M1 | MTJ-24HWFN10-M1 | Singlezone Ducted, Compact Ducted | 25000 | 21200 | 2.6 | 19000 | 2.3
MDV | MT Series | 214855451 | HRCU-A-CB | MOX430-18HFN10-M1 | MTI-18HWFN10-M1 | Singlezone Ducted, Compact Ducted | 20000 | 14000 | 2.6 | 14000 | 2.19
MDV | MT Series | 214855444 | HRCU-A-CB | MOX230-12HFN10-M1 | MTIM-12HWFN10-M1 | Singlezone Ducted, Compact Ducted | 12000 | 9500 | 2.58 | 8800 | 2.24
MDV | MT Series | 214855437 | HRCU-A-CB | MOX230-09HFN10-M1 | MTI-09HWFN10-M1 | Singlezone Ducted, Compact Ducted | 10000 | 8900 | 2.61 | 8600 | 2.25
MDV | MT Series | 214855420 | HRCU-A-CB | MOD30-24HFN10-M1X | MTJ-24HWFN10-M1 | Singlezone Ducted, Compact Ducted | 26000 | 21600 | 2.71 | 24000 | 2.18
MDV | MT Series | 214855402 | HRCU-A-CB | MOX230-06HFN10-M1X | MTI-06HWFN10-M1 | Singlezone Ducted, Compact Ducted | 8000 | 8000 | 2.69 | 7800 | 2.41
MDV | MSAF Series | 214861339 | HRCU-A-CB-O | MOX130-09HFN10-M1L | MSAFB-09HRDN10-M1L | Singlezone Non-Ducted, Wall Placement | 10000 | 8000 | 2.58 | 7000 | 2.16
MDV | MSEP Series | 214855567 | HRCU-A-CB-O | MOX430-18HFN10-M1X | MSEPC-18HRFN10-M1-D | Singlezone Non-Ducted, Wall Placement | 18000 | 15000 | 2.56 | 18000 | 1.92
MDV | MSEP Series | 214855557 | HRCU-A-CB-O | MOX230-06HFN10-M1X | MSEPB-06HRFN10-M1-D | Singlezone Non-Ducted, Wall Placement | 7000 | 7900 | 2.79 | 7700 | 2.4
MDV | MSEP Series | 214855538 | HRCU-A-CB-O | MOD30-30HFN10-M1E | MSEPD-30HRFN10-M1E-D | Singlezone Non-Ducted, Wall Placement | 30000 | 20400 | 2.52 | 20000 | 2.03
MDV | MSEP Series | 214855524 | HRCU-A-CB-O | MOX430-18HFN10-M1 | MSEPC-18HRFN10-M1-D | Singlezone Non-Ducted, Wall Placement | 18000 | 13600 | 2.73 | 12800 | 2.1
MDV | MSEP Series | 214855520 | HRCU-A-CB-O | MOX230-12HFN10-M1 | MSEPBM-12HRFN10-M1-D | Singlezone Non-Ducted, Wall Placement | 12000 | 9300 | 2.84 | 8400 | 2.3
MDV | MSEP Series | 214855513 | HRCU-A-CB-O | MOX230-09HFN10-M1 | MSEPB-09HRFN10-M1-D | Singlezone Non-Ducted, Wall Placement | 10000 | 8100 | 2.83 | 8000 | 2.37
MDV | MSEP Series | 214855512 | HRCU-A-CB-O | MOX230-12HFN10-B1 | MSEPB-12HRFN10-B1-D | Singlezone Non-Ducted, Wall Placement | 12000 | 8700 | 2.68 | 7700 | 2.33
MDV | MSEP Series | 214855511 | HRCU-A-CB-O | MOX230-09HFN10-B1 | MSEPB-09HRFN10-B1-D | Singlezone Non-Ducted, Wall Placement | 10000 | 8500 | 2.71 | 7200 | 2.22
MDV | MSEP Series | 214855510 | HRCU-A-CB-O | MOD30-33HFN10-M1X | MSEPD-33HRFN10-M1-D | Singlezone Non-Ducted, Wall Placement | 36000 | 30000 | 2.69 | 35000 | 1.98
MDV | MSEP Series | 214855509 | HRCU-A-CB-O | MOD30-24HFN10-M1X | MSEPD-24HRFN10-M1-D | Singlezone Non-Ducted, Wall Placement | 29000 | 21000 | 2.88 | 24200 | 2.34
MDV | MSEP Series | 214855504 | HRCU-A-CB-O | MOD30-18HFN10-M1H | MSEPD-18HRFN10-M1H-D | Singlezone Non-Ducted, Wall Placement | 20000 | 19300 | 3.01 | 22600 | 2.34
MDV | MSEP Series | 214855500 | HRCU-A-CB-O | MOD30-18HFN10-M1H | MSEPD-18HRFN10-M1H-C | Singlezone Non-Ducted, Wall Placement | 20000 | 19300 | 3.01 | 22600 | 2.34
MDV | MSEP Series | 214855469 | HRCU-A-CB-O | MOD30-30HFN10-M1E | MSEPD-30HRFN10-M1E | Singlezone Non-Ducted, Wall Placement | 30000 | 20400 | 2.52 | 20000 | 2.03
MDV | MSEP Series | 214855424 | HRCU-A-CB-O | MOX230-09HFN10-B1 | MSEPB-09HRFN10-B1 | Singlezone Non-Ducted, Wall Placement | 10000 | 8500 | 2.71 | 7200 | 2.22
MDV | MSAG Series | 214855423 | HRCU-A-CB-O | MOX230-09HFN10-B1 | MSAG11B-09HRFN10-B1 | Singlezone Non-Ducted, Wall Placement | 10000 | 8800 | 2.77 | 7300 | 2.21
MDV | MSAB Series | 214855422 | HRCU-A-CB-O | MOX230-09HFN10-B1 | MSAB3B-09HRFN10-B1 | Singlezone Non-Ducted, Wall Placement | 10000 | 8500 | 2.62 | 7000 | 2.09
MDV | MSEP Series | 214855399 | HRCU-A-CB-O | MOD30-18HFN10-M1H | MSEPD-18HRFN10-M1H | Singlezone Non-Ducted, Wall Placement | 20000 | 19300 | 3.01 | 22600 | 2.34
MDV | MSAG series | 214311117 | HRCU-A-CB-O | MOX430-18HFN10-M1X | MSAG11D-18HRFN10-M1 | Singlezone Non-Ducted, Wall Placement | 18000 | 14400 | 2.61 | 18000 | 2
MDV | MSEP series | 214311115 | HRCU-A-CB-O | MOX230-06HFN10-M1X | MSEPB-06HRFN10-M1 | Singlezone Non-Ducted, Wall Placement | 7000 | 7900 | 2.79 | 7700 | 2.4
MDV | MSEP series | 214311114 | HRCU-A-CB-O | MOX230-06HFN10-M1X | MSEPBM-12HRFN10-M1 | Singlezone Non-Ducted, Wall Placement | 7000 | 7900 | 2.79 | 7700 | 2.4
NAPOLEON | NDH Series | 215213708 | HRCU-A-CB-O | NDHAS26B-18-O | NDHAS26B-18-I | Singlezone Non-Ducted, Wall Placement | 18000 | 15000 | 2.56 | 18000 | 1.92
CONTINENTAL | CDH Series | 215213716 | HRCU-A-CB-O | CDHAS26B-18-O | CDHAS26B-18-I | Singlezone Non-Ducted, Wall Placement | 18000 | 15000 | 2.56 | 18000 | 1.92
NAPOLEON | NDH Series | 215213709 | HRCU-A-CB-O | NDHAS26B-24-O | NDHAS26B-24-I | Singlezone Non-Ducted, Wall Placement | 20000 | 19300 | 3.01 | 22600 | 2.34
CONTINENTAL | CDH Series | 215213717 | HRCU-A-CB-O | CDHAS26B-24-O | CDHAS26B-24-I | Singlezone Non-Ducted, Wall Placement | 20000 | 19300 | 3.01 | 22600 | 2.34
NAPOLEON | NDH Series | 215213705 | HRCU-A-CB-O | NDHAS22B-24-O | NDHAS22B-24-I | Singlezone Non-Ducted, Wall Placement | 25000 | 19500 | 2.5 | 17800 | 2.15
CONTINENTAL | CDH Series | 215213713 | HRCU-A-CB-O | CDHAS22B-24-O | CDHAS22B-24-I | Singlezone Non-Ducted, Wall Placement | 25000 | 19500 | 2.5 | 17800 | 2.15
CONTINENTAL | CDH Series | 215213712 | HRCU-A-CB-O | CDHAS22B-18-O | CDHAS22B-18-I | Singlezone Non-Ducted, Wall Placement | 18000 | 13000 | 2.59 | 13000 | 2.35
NAPOLEON | NDH Series | 215213704 | HRCU-A-CB-O | NDHAS22B-18-O | NDHAS22B-18-I | Singlezone Non-Ducted, Wall Placement | 18000 | 13000 | 2.59 | 13000 | 2.35
NAPOLEON | NDH Series | 215213703 | HRCU-A-CB-O | NDHAS22B-12-O | NDHAS22B-12-I | Singlezone Non-Ducted, Wall Placement | 12000 | 9600 | 2.84 | 8600 | 2.36
CONTINENTAL | CDH Series | 215213711 | HRCU-A-CB-O | CDHAS22B-12-O | CDHAS22B-12-I | Singlezone Non-Ducted, Wall Placement | 12000 | 9600 | 2.84 | 8600 | 2.36
MDV | M6O Series | 214861918 | HMSV-A-CB | M6OE30-48HFN10-M1-D* |  | Multizone All Ducted | 47000 | 37000 | 2.5 | 38000 | 2.1
MDV | M4O Series | 214861913 | HMSV-A-CB | M4OD30-27HFN10-M1-D* |  | Multizone Mix of Ducted and Non-Ducted | 26800 | 18200 | 2.5 | 18900 | 2
MDV | M4O Series | 214861912 | HMSV-A-CB | M4OD30-27HFN10-M1-D* |  | Multizone All Ducted | 26600 | 18400 | 2.5 | 18800 | 2
MDV | M4O Series | 214861911 | HMSR-A-CB-O | M4OD30-27HFN10-M1-D* |  | Multizone All Non-Ducted | 27000 | 18000 | 2.5 | 19000 | 2
MDV | M6O Series | 214861907 | HMSV-A-CB | M6OE30-48HFN10-M1-D |  | Multizone Mix of Ducted and Non-Ducted | 47500 | 37400 | 2.5 | 37000 | 2.05
MDV | M6O Series | 214861906 | HMSV-A-CB | M6OE30-48HFN10-M1-D |  | Multizone All Ducted | 47000 | 37000 | 2.5 | 38000 | 2.1
MDV | M6O Series | 214861905 | HMSR-A-CB-O | M6OE30-48HFN10-M1-D |  | Multizone All Non-Ducted | 48000 | 38000 | 2.5 | 36000 | 2
MDV | M4O Series | 214861901 | HMSV-A-CB | M4OD30-27HFN10-M1-D |  | Multizone Mix of Ducted and Non-Ducted | 26800 | 18400 | 2.56 | 18900 | 2
MDV | M4O Series | 214861900 | HMSV-A-CB | M4OD30-27HFN10-M1-D |  | Multizone All Ducted | 26600 | 18400 | 2.5 | 18800 | 2
MDV | M4O Series | 214861899 | HMSR-A-CB-O | M4OD30-27HFN10-M1-D |  | Multizone All Non-Ducted | 27000 | 18400 | 2.61 | 19000 | 2
MDV | M6O Series | 214861898 | HMSV-A-CB | M6OE31-53HFN10-M1X-D* |  | Multizone Mix of Ducted and Non-Ducted | 55000 | 45000 | 2.65 | 48000 | 2.05
MDV | M6O Series | 214861897 | HMSV-A-CB | M6OE31-53HFN10-M1X-D* |  | Multizone All Ducted | 55000 | 45000 | 2.7 | 48000 | 2.1
MDV | M6O Series | 214861896 | HMSR-A-CB-O | M6OE31-53HFN10-M1X-D* |  | Multizone All Non-Ducted | 55000 | 45000 | 2.6 | 48000 | 2
MDV | M6O Series | 214861895 | HMSV-A-CB | M6OE31-48HFN10-M1X-D* |  | Multizone Mix of Ducted and Non-Ducted | 48500 | 42500 | 2.5 | 48000 | 2
MDV | M6O Series | 214861894 | HMSV-A-CB | M6OE31-48HFN10-M1X-D* |  | Multizone All Ducted | 48000 | 44500 | 2.6 | 48000 | 2
MDV | M3O Series | 214861886 | HMSV-A-CB | M3OD31-18HFN10-M1X-D* |  | Multizone Mix of Ducted and Non-Ducted | 20000 | 16700 | 2.55 | 18000 | 2
MDV | M3O Series | 214861885 | HMSV-A-CB | M3OD31-18HFN10-M1X-D* |  | Multizone All Ducted | 20000 | 17000 | 2.59 | 18000 | 2
MDV | M3O Series | 214861884 | HMSR-A-CB-O | M3OD31-18HFN10-M1X-D* |  | Multizone All Non-Ducted | 20000 | 16400 | 2.5 | 18000 | 2
MDV | M6O Series | 214861883 | HMSV-A-CB | M6OE31-53HFN10-M1X-D |  | Multizone Mix of Ducted and Non-Ducted | 55000 | 44500 | 2.65 | 47500 | 2.05
MDV | M6O Series | 214861882 | HMSV-A-CB | M6OE31-53HFN10-M1X-D |  | Multizone All Ducted | 55000 | 45000 | 2.7 | 48000 | 2.1
MDV | M6O Series | 214861881 | HMSR-A-CB-O | M6OE31-53HFN10-M1X-D |  | Multizone All Non-Ducted | 55000 | 44000 | 2.6 | 47000 | 2
MDV | M6O Series | 214861880 | HMSV-A-CB | M6OE31-48HFN10-M1X-D |  | Multizone Mix of Ducted and Non-Ducted | 48500 | 44000 | 2.6 | 47500 | 2
MDV | M6O Series | 214861879 | HMSV-A-CB | M6OE31-48HFN10-M1X-D |  | Multizone All Ducted | 48000 | 44500 | 2.6 | 48000 | 2
MDV | M6O Series | 214861878 | HMSR-A-CB-O | M6OE31-48HFN10-M1X-D |  | Multizone All Non-Ducted | 49000 | 44000 | 2.6 | 47000 | 2
MDV | M4O Series | 214861874 | HMSV-A-CB | M4OD31-27HFN10-M1X-D |  | Multizone Mix of Ducted and Non-Ducted | 27400 | 24000 | 2.5 | 27000 | 2
MDV | M4O Series | 214861872 | HMSR-A-CB-O | M4OD31-27HFN10-M1X-D |  | Multizone All Non-Ducted | 27000 | 25000 | 2.6 | 27000 | 2
MDV | M3O Series | 214861871 | HMSV-A-CB | M3OD31-18HFN10-M1X-D |  | Multizone Mix of Ducted and Non-Ducted | 20000 | 17300 | 2.65 | 18500 | 2
MDV | M3O Series | 214861870 | HMSV-A-CB | M3OD31-18HFN10-M1X-D |  | Multizone All Ducted | 20000 | 17000 | 2.59 | 18000 | 2
MDV | M3O Series | 214861869 | HMSR-A-CB-O | M3OD31-18HFN10-M1X-D |  | Multizone All Non-Ducted | 20000 | 17600 | 2.7 | 19000 | 2
MDV | M6O Series | 214861864 | HMSV-A-CB | M6OE30-48HFN10-M1D-D* |  | Multizone All Ducted | 47000 | 37000 | 2.5 | 38000 | 2.1
MDV | M4O Series | 214861859 | HMSV-A-CB | M4OD30-27HFN10-M1D-D* |  | Multizone Mix of Ducted and Non-Ducted | 26800 | 18200 | 2.5 | 18900 | 2
MDV | M4O Series | 214861858 | HMSV-A-CB | M4OD30-27HFN10-M1D-D* |  | Multizone All Ducted | 26600 | 18400 | 2.5 | 18800 | 2
MDV | M4O Series | 214861857 | HMSR-A-CB-O | M4OD30-27HFN10-M1D-D* |  | Multizone All Non-Ducted | 27000 | 18000 | 2.5 | 19000 | 2
MDV | M6O Series | 214861850 | HMSV-A-CB | M6OE30-48HFN10-M1D-D |  | Multizone Mix of Ducted and Non-Ducted | 47500 | 37400 | 2.5 | 37000 | 2.05
MDV | M6O Series | 214861849 | HMSV-A-CB | M6OE30-48HFN10-M1D-D |  | Multizone All Ducted | 47000 | 37000 | 2.5 | 38000 | 2.1
MDV | M6O Series | 214861848 | HMSR-A-CB-O | M6OE30-48HFN10-M1D-D |  | Multizone All Non-Ducted | 48000 | 38000 | 2.5 | 36000 | 2
MDV | M4O Series | 214861844 | HMSV-A-CB | M4OD30-27HFN10-M1D-D |  | Multizone Mix of Ducted and Non-Ducted | 26800 | 18400 | 2.56 | 18900 | 2
MDV | M4O Series | 214861843 | HMSV-A-CB | M4OD30-27HFN10-M1D-D |  | Multizone All Ducted | 26600 | 18400 | 2.5 | 18800 | 2
MDV | M4O Series | 214861842 | HMSR-A-CB-O | M4OD30-27HFN10-M1D-D |  | Multizone All Non-Ducted | 27000 | 18400 | 2.61 | 19000 | 2
MDV | M3O Series | 214861841 | HMSV-A-CB | M3OX430-18HFN10-M1-D |  | Multizone Mix of Ducted and Non-Ducted | 19000 | 14100 | 2.55 | 14000 | 2.31
MDV | M6O Series | 214861838 | HMSV-A-CB | M6OE31-53HFN10-M1XD-D* |  | Multizone Mix of Ducted and Non-Ducted | 55000 | 45000 | 2.65 | 48000 | 2.05
MDV | M6O Series | 214861837 | HMSV-A-CB | M6OE31-53HFN10-M1XD-D* |  | Multizone All Ducted | 55000 | 45000 | 2.7 | 48000 | 2.1
MDV | M6O Series | 214861836 | HMSR-A-CB-O | M6OE31-53HFN10-M1XD-D* |  | Multizone All Non-Ducted | 55000 | 45000 | 2.6 | 48000 | 2
MDV | M6O Series | 214861835 | HMSV-A-CB | M6OE31-48HFN10-M1XD-D* |  | Multizone Mix of Ducted and Non-Ducted | 48500 | 42500 | 2.5 | 48000 | 2
MDV | M6O Series | 214861834 | HMSV-A-CB | M6OE31-48HFN10-M1XD-D* |  | Multizone All Ducted | 48000 | 44500 | 2.6 | 48000 | 2
MDV | M3O Series | 214861826 | HMSV-A-CB | M3OD31-18HFN10-M1XD-D* |  | Multizone Mix of Ducted and Non-Ducted | 20000 | 16700 | 2.55 | 18000 | 2
MDV | M3O Series | 214861825 | HMSV-A-CB | M3OD31-18HFN10-M1XD-D* |  | Multizone All Ducted | 20000 | 17000 | 2.59 | 18000 | 2
MDV | M3O Series | 214861824 | HMSR-A-CB-O | M3OD31-18HFN10-M1XD-D* |  | Multizone All Non-Ducted | 20000 | 16400 | 2.5 | 18000 | 2
MDV | M6O Series | 214861823 | HMSV-A-CB | M6OE31-53HFN10-M1XD-D |  | Multizone Mix of Ducted and Non-Ducted | 55000 | 44500 | 2.65 | 47500 | 2.05
MDV | M6O Series | 214861822 | HMSV-A-CB | M6OE31-53HFN10-M1XD-D |  | Multizone All Ducted | 55000 | 45000 | 2.7 | 48000 | 2.1
MDV | M6O Series | 214861821 | HMSR-A-CB-O | M6OE31-53HFN10-M1XD-D |  | Multizone All Non-Ducted | 55000 | 44000 | 2.6 | 47000 | 2
MDV | M6O Series | 214861820 | HMSV-A-CB | M6OE31-48HFN10-M1XD-D |  | Multizone Mix of Ducted and Non-Ducted | 48500 | 44000 | 2.6 | 47500 | 2
MDV | M6O Series | 214861819 | HMSV-A-CB | M6OE31-48HFN10-M1XD-D |  | Multizone All Ducted | 48000 | 44500 | 2.6 | 48000 | 2
MDV | M6O Series | 214861818 | HMSR-A-CB-O | M6OE31-48HFN10-M1XD-D |  | Multizone All Non-Ducted | 49000 | 44000 | 2.6 | 47000 | 2
MDV | M4O Series | 214861814 | HMSV-A-CB | M4OD31-27HFN10-M1XD-D |  | Multizone Mix of Ducted and Non-Ducted | 27400 | 24000 | 2.5 | 27000 | 2
MDV | M4O Series | 214861812 | HMSR-A-CB-O | M4OD31-27HFN10-M1XD-D |  | Multizone All Non-Ducted | 27000 | 25000 | 2.6 | 27000 | 2
MDV | M3O Series | 214861811 | HMSV-A-CB | M3OD31-18HFN10-M1XD-D |  | Multizone Mix of Ducted and Non-Ducted | 20000 | 17300 | 2.65 | 18500 | 2
MDV | M3O Series | 214861810 | HMSV-A-CB | M3OD31-18HFN10-M1XD-D |  | Multizone All Ducted | 20000 | 17000 | 2.59 | 18000 | 2
MDV | M3O Series | 214861809 | HMSR-A-CB-O | M3OD31-18HFN10-M1XD-D |  | Multizone All Non-Ducted | 20000 | 17600 | 2.7 | 19000 | 2
MDV | M6O Series | 214861804 | HMSV-A-CB | M6OE30-48HFN10-M1* |  | Multizone All Ducted | 47000 | 37000 | 2.5 | 38000 | 2.1
MDV | M4O Series | 214861799 | HMSV-A-CB | M4OD30-27HFN10-M1* |  | Multizone Mix of Ducted and Non-Ducted | 26800 | 18200 | 2.5 | 18900 | 2
MDV | M4O Series | 214861798 | HMSV-A-CB | M4OD30-27HFN10-M1* |  | Multizone All Ducted | 26600 | 18400 | 2.5 | 18800 | 2
MDV | M4O Series | 214861797 | HMSR-A-CB-O | M4OD30-27HFN10-M1* |  | Multizone All Non-Ducted | 27000 | 18000 | 2.5 | 19000 | 2
MDV | M6O Series | 214861796 | HMSV-A-CB | M6OE31-53HFN10-M1X* |  | Multizone Mix of Ducted and Non-Ducted | 55000 | 45000 | 2.65 | 48000 | 2.05
MDV | M6O Series | 214861795 | HMSV-A-CB | M6OE31-53HFN10-M1X* |  | Multizone All Ducted | 55000 | 45000 | 2.7 | 48000 | 2.1
MDV | M6O Series | 214861794 | HMSR-A-CB-O | M6OE31-53HFN10-M1X* |  | Multizone All Non-Ducted | 55000 | 45000 | 2.6 | 48000 | 2
MDV | M6O Series | 214861793 | HMSV-A-CB | M6OE31-48HFN10-M1X* |  | Multizone Mix of Ducted and Non-Ducted | 48500 | 42500 | 2.5 | 48000 | 2
MDV | M6O Series | 214861792 | HMSV-A-CB | M6OE31-48HFN10-M1X* |  | Multizone All Ducted | 48000 | 44500 | 2.6 | 48000 | 2
MDV | M3O Series | 214861781 | HMSV-A-CB | M3OD31-18HFN10-M1X* |  | Multizone Mix of Ducted and Non-Ducted | 20000 | 16700 | 2.55 | 18000 | 2
MDV | M3O Series | 214861780 | HMSV-A-CB | M3OD31-18HFN10-M1X* |  | Multizone All Ducted | 20000 | 17000 | 2.59 | 18000 | 2
MDV | M3O Series | 214861779 | HMSR-A-CB-O | M3OD31-18HFN10-M1X* |  | Multizone All Non-Ducted | 20000 | 16400 | 2.5 | 18000 | 2
MDV | M6O Series | 214861774 | HMSV-A-CB | M6OE30-48HFN10-M1D* |  | Multizone All Ducted | 47000 | 37000 | 2.5 | 38000 | 2.1
MDV | M4O Series | 214861769 | HMSV-A-CB | M4OD30-27HFN10-M1D* |  | Multizone Mix of Ducted and Non-Ducted | 26800 | 18200 | 2.5 | 18900 | 2
MDV | M4O Series | 214861768 | HMSV-A-CB | M4OD30-27HFN10-M1D* |  | Multizone All Ducted | 26600 | 18400 | 2.5 | 18800 | 2
MDV | M4O Series | 214861767 | HMSR-A-CB-O | M4OD30-27HFN10-M1D* |  | Multizone All Non-Ducted | 27000 | 18000 | 2.5 | 19000 | 2
MDV | M6O Series | 214861763 | HMSV-A-CB | M6OE31-53HFN10-M1XD* |  | Multizone Mix of Ducted and Non-Ducted | 55000 | 45000 | 2.65 | 48000 | 2.05
MDV | M6O Series | 214861762 | HMSV-A-CB | M6OE31-53HFN10-M1XD* |  | Multizone All Ducted | 55000 | 45000 | 2.7 | 48000 | 2.1
MDV | M6O Series | 214861761 | HMSR-A-CB-O | M6OE31-53HFN10-M1XD* |  | Multizone All Non-Ducted | 55000 | 45000 | 2.6 | 48000 | 2
MDV | M6O Series | 214861760 | HMSV-A-CB | M6OE31-48HFN10-M1XD* |  | Multizone Mix of Ducted and Non-Ducted | 48500 | 42500 | 2.5 | 48000 | 2
MDV | M6O Series | 214861759 | HMSV-A-CB | M6OE31-48HFN10-M1XD* |  | Multizone All Ducted | 48000 | 44500 | 2.6 | 48000 | 2
MDV | M3O Series | 214861751 | HMSV-A-CB | M3OD31-18HFN10-M1XD* |  | Multizone Mix of Ducted and Non-Ducted | 20000 | 16700 | 2.55 | 18000 | 2
MDV | M3O Series | 214861750 | HMSV-A-CB | M3OD31-18HFN10-M1XD* |  | Multizone All Ducted | 20000 | 17000 | 2.59 | 18000 | 2
MDV | M3O Series | 214861749 | HMSR-A-CB-O | M3OD31-18HFN10-M1XD* |  | Multizone All Non-Ducted | 20000 | 16400 | 2.5 | 18000 | 2
MDV | M6O Series | 214861742 | HMSV-A-CB | M6OE30-48HFN10-M1 |  | Multizone Mix of Ducted and Non-Ducted | 47500 | 37400 | 2.5 | 37000 | 2.05
MDV | M4O Series | 214861736 | HMSV-A-CB | M4OD30-27HFN10-M1 |  | Multizone Mix of Ducted and Non-Ducted | 26800 | 18400 | 2.56 | 18900 | 2
MDV | M6O Series | 214861731 | HMSV-A-CB | M6OE31-53HFN10-M1X |  | Multizone Mix of Ducted and Non-Ducted | 55000 | 44500 | 2.65 | 47500 | 2.05
MDV | M6O Series | 214861728 | HMSV-A-CB | M6OE31-48HFN10-M1X |  | Multizone Mix of Ducted and Non-Ducted | 48500 | 44000 | 2.6 | 47500 | 2
MDV | M4O Series | 214861724 | HMSV-A-CB | M4OD31-27HFN10-M1X |  | Multizone Mix of Ducted and Non-Ducted | 27400 | 24000 | 2.5 | 27000 | 2
MDV | M3O Series | 214861721 | HMSV-A-CB | M3OD31-18HFN10-M1X |  | Multizone Mix of Ducted and Non-Ducted | 20000 | 17300 | 2.65 | 18500 | 2
MDV | M6O Series | 214861718 | HMSV-A-CB | M6OE30-48HFN10-M1D |  | Multizone Mix of Ducted and Non-Ducted | 47500 | 37400 | 2.5 | 37000 | 2.05
MDV | M4O Series | 214861712 | HMSV-A-CB | M4OD30-27HFN10-M1D |  | Multizone Mix of Ducted and Non-Ducted | 26800 | 18400 | 2.56 | 18900 | 2
MDV | M3O Series | 214861709 | HMSV-A-CB | M3OX430-18HFN10-M1 |  | Multizone Mix of Ducted and Non-Ducted | 19000 | 14100 | 2.79 | 14000 | 2.31
MDV | M6O Series | 214861706 | HMSV-A-CB | M6OE31-53HFN10-M1XD |  | Multizone Mix of Ducted and Non-Ducted | 55000 | 44500 | 2.65 | 47500 | 2.05
MDV | M6O Series | 214861703 | HMSV-A-CB | M6OE31-48HFN10-M1XD |  | Multizone Mix of Ducted and Non-Ducted | 48500 | 44000 | 2.6 | 47500 | 2
MDV | M4O Series | 214861697 | HMSV-A-CB | M4OD31-27HFN10-M1XD |  | Multizone Mix of Ducted and Non-Ducted | 27400 | 24000 | 2.5 | 27000 | 2
MDV | M3O Series | 214861694 | HMSV-A-CB | M3OD31-18HFN10-M1XD |  | Multizone Mix of Ducted and Non-Ducted | 20000 | 17300 | 2.65 | 18500 | 2
DIRECT AIR | DIRM Series | 215213798 | HMSV-A-CB | DIRM4-48DA25-5Z |  | Multizone Mix of Ducted and Non-Ducted | 47500 | 37400 | 2.5 | 37000 | 2.05
DIRECT AIR | DIRM Series | 215213797 | HMSV-A-CB | DIRM4-48DA25-5Z |  | Multizone All Ducted | 47000 | 37000 | 2.5 | 38000 | 2.1
DIRECT AIR | DIRM Series | 215213796 | HMSR-A-CB-O | DIRM4-48DA25-5Z |  | Multizone All Non-Ducted | 48000 | 38000 | 2.5 | 36000 | 2
DIRECT AIR | DIRM Series | 215213789 | HMSV-A-CB | DIRM4-18DA25-2Z |  | Multizone Mix of Ducted and Non-Ducted | 19000 | 14100 | 2.55 | 14000 | 2.31
DIRECT AIR | DIRM Series | 215213787 | HMSR-A-CB-O | DIRM4-18DA25-2Z |  | Multizone All Non-Ducted | 19000 | 13600 | 2.81 | 13500 | 2.3
DIRECT AIR | DIRM Series | 215213810 | HMSV-A-CB | DIRM4-48HXPRO28-5Z |  | Multizone Mix of Ducted and Non-Ducted | 48500 | 44000 | 2.6 | 47500 | 2
DIRECT AIR | DIRM Series | 215213809 | HMSV-A-CB | DIRM4-48HXPRO28-5Z |  | Multizone All Ducted | 48000 | 44500 | 2.6 | 48000 | 2
DIRECT AIR | DIRM Series | 215213808 | HMSR-A-CB-O | DIRM4-48HXPRO28-5Z |  | Multizone All Non-Ducted | 49000 | 44000 | 2.6 | 47000 | 2
DIRECT AIR | DIRM Series | 215213792 | HMSV-A-CB | DIRM4-27DA25-3Z |  | Multizone Mix of Ducted and Non-Ducted | 27400 | 24000 | 2.5 | 27000 | 2
CONTINENTAL | CDH Series | 215213724 | HMSV-A-CB | CDHAMB-27-O |  | Multizone Mix of Ducted and Non-Ducted | 27400 | 24000 | 2.5 | 27000 | 2
NAPOLEON | NDH Series | 215213721 | HMSV-A-CB | NDHAMB-27-O |  | Multizone Mix of Ducted and Non-Ducted | 27400 | 24000 | 2.5 | 27000 | 2
DIRECT AIR | DIRM Series | 215213804 | HMSV-A-CB | DIRM4-28HXPRO28-3Z |  | Multizone Mix of Ducted and Non-Ducted | 27400 | 24000 | 2.5 | 27000 | 2
DIRECT AIR | DIRM Series | 215213790 | HMSR-A-CB-O | DIRM4-27DA25-3Z |  | Multizone All Non-Ducted | 27000 | 25000 | 2.6 | 27000 | 2
CONTINENTAL | CDH Series | 215213722 | HMSR-A-CB-O | CDHAMB-27-O |  | Multizone All Non-Ducted | 27000 | 25000 | 2.6 | 27000 | 2
NAPOLEON | NDH Series | 215213719 | HMSR-A-CB-O | NDHAMB-27-O |  | Multizone All Non-Ducted | 27000 | 25000 | 2.6 | 27000 | 2
DIRECT AIR | DIRM Series | 215213802 | HMSR-A-CB-O | DIRM4-28HXPRO28-3Z |  | Multizone All Non-Ducted | 27000 | 25000 | 2.6 | 27000 | 2
DIRECT AIR | DIRM Series | 215213801 | HMSV-A-CB | DIRM4-18HXPRO28-2Z |  | Multizone Mix of Ducted and Non-Ducted | 20000 | 17300 | 2.65 | 18500 | 2
DIRECT AIR | DIRM Series | 215213800 | HMSV-A-CB | DIRM4-18HXPRO28-2Z |  | Multizone All Ducted | 20000 | 17000 | 2.59 | 18000 | 2
DIRECT AIR | DIRM Series | 215213799 | HMSR-A-CB-O | DIRM4-18HXPRO28-2Z |  | Multizone All Non-Ducted | 20000 | 17600 | 2.7 | 19000 | 2
HISENSE | HiULTRA | 214232473 | HRCU-A-CB-O | AST-1224TUO | AST-1224DLSI | Singlezone Non-Ducted, Wall Placement | 12000 | 10800 | 4.8 | 11500 | 1.98
HISENSE | HiULTRA | 214229585 | HRCU-A-CB-O | AST-0924TXO | AST-0924DLSI | Singlezone Non-Ducted, Wall Placement | 9000 | 9000 | 4.8 | 9000 | 2.03
HISENSE | Hi-PRO HD | 214802097 | HRCU-A-CB | AUWR-36U3TW5 | AUH-36UX3TDH3 | Singlezone Ducted, Centrally Ducted | 34000 | 32000 | 2.93 | 31000 | 2.22
HISENSE | Hi-PRO HD | 214802096 | HRCU-A-CB | AUWR-24U3TK5 | AUH-24UX3TDH3 | Singlezone Ducted, Centrally Ducted | 24000 | 20400 | 3.05 | 21000 | 2.32
GREE | Clivia | 214777850 | HRCU-A-CB-O | ENV18HP230V1R32AO | ENV18HP230V1R32AH | Singlezone Non-Ducted, Wall Placement | 18000 | 10500 | 2.7 | 14600 | 1.9
GREE | Clivia | 214779343 | HRCU-A-CB-O | ENV12HP115V1R32AO | ENV12HP115V1R32AH | Singlezone Non-Ducted, Wall Placement | 12000 | 7700 | 2.89 | 9500 | 1.95
GREE | Clivia | 214779344 | HRCU-A-CB-O | ENV12HP230V1R32AO | ENV12HP230V1R32AH | Singlezone Non-Ducted, Wall Placement | 12000 | 7700 | 2.89 | 11000 | 1.95
GREE | Clivia | 214779341 | HRCU-A-CB-O | ENV09HP115V1R32AO | ENV09HP115V1R32AH | Singlezone Non-Ducted, Wall Placement | 10000 | 6300 | 2.88 | 9200 | 1.91
GREE | Clivia | 214779342 | HRCU-A-CB-O | ENV09HP230V1R32AO | ENV09HP230V1R32AH | Singlezone Non-Ducted, Wall Placement | 10500 | 6400 | 2.93 | 9300 | 1.96
GREE | Airy | 214810379 | HRCU-A-CB-O | GWH12AVDXE-D6DNA1A/O | GWH12AVDXE-D6DN***/I | Singlezone Non-Ducted, Wall Placement | 12200 | 7000 | 3.11 | 12200 | 2
GREE | Clivia | 214489060 | HRCU-A-CB-O | GWH18AUDXF-D6DNA1A/O | GWH18AUDXF-D6DN***/I | Singlezone Non-Ducted, Wall Placement | 18000 | 10500 | 2.7 | 14600 | 1.9
GREE | Clivia | 213927626 | HRCU-A-CB-O | GWH12AUCXD-A6DNA1B/O | GWH12AUCXD-A6DN***/I | Singlezone Non-Ducted, Wall Placement | 12000 | 7700 | 2.89 | 9500 | 1.95
GREE | Clivia | 213927625 | HRCU-A-CB-O | GWH12AUCXD-D6DNA1B/O | GWH12AUCXD-D6DN***/I | Singlezone Non-Ducted, Wall Placement | 12000 | 7700 | 2.89 | 11000 | 1.95
GREE | Clivia | 214796625 | HRCU-A-CB-O | GWH12AUCXD-A6DNA1B/O | GWH12AGCXD-A6DN***/I | Singlezone Non-Ducted, Wall Placement | 12000 | 7700 | 2.89 | 9500 | 1.95
GREE | Clivia | 214796624 | HRCU-A-CB-O | GWH12AUCXD-D6DNA1B/O | GWH12AGCXD-D6DN***/I | Singlezone Non-Ducted, Wall Placement | 12000 | 7700 | 2.89 | 11000 | 1.95
KANARTIC | KEOS series | 208836319 | HRCU-A-CB-O | KEOS-12UHE-NA | KEOS-12UHE-NA | Singlezone Non-Ducted, Wall Placement | 12000 | 10300 | 2.56 | 12113 | 1.9
DURASTAR | DRA1 | 210568099 | HRCU-A-CB-O | DRA1H12S1A | DRAW12F1B | Singlezone Non-Ducted, Wall Placement | 12000 | 10300 | 2.56 | 12113 | 1.9
NG TRADE | OMEG series | 214377799 | HRCU-A-CB-O | OMEGA121E | IMEGA121E | Singlezone Non-Ducted, Wall Placement | 12000 | 10300 | 2.56 | 12113 | 1.9
ZERO | ZMSB Series | 214232448 | HRCU-A-CB-O | ZMSB-12HV-USHHC | ZMSB-12HV-USHHC | Singlezone Non-Ducted, Wall Placement | 12000 | 10300 | 2.56 | 12113 | 1.9
ECO AC | EHP series | 214232433 | HRCU-A-CB-O | EHP-O12BB | EHP-W12BB | Singlezone Non-Ducted, Wall Placement | 12000 | 10300 | 2.56 | 12113 | 1.9
BLUEFIN | BFM Series | 213769907 | HRCU-A-CB-O | BFMS12PR-01O | BFMS12PL-01I | Singlezone Non-Ducted, Wall Placement | 12000 | 10300 | 2.56 | 12113 | 1.9
AI AIR CONDITIONING | AW Series | 213769944 | HRCU-A-CB-O | AO25-12N1-M1H | AW25-12N1-M1 | Singlezone Non-Ducted, Wall Placement | 12000 | 10300 | 2.56 | 12113 | 1.9
ZERO | ZMSB Series | 214421475 | HRCU-A-CB-O | ZMSB-12HV-USHHC-O | ZMSB-12HV-USHHC-I | Singlezone Non-Ducted, Wall Placement | 12000 | 10300 | 2.56 | 12113 | 1.9
WELLS | WSA Series | 214421470 | HRCU-A-CB-O | WSA-12HFMO | WSA-12HFMI | Singlezone Non-Ducted, Wall Placement | 12000 | 10300 | 2.56 | 12113 | 1.9
LBG PRODUCTS | LBH series | 208130828 | HRCU-A-CB-O | LBHB12DVWO | LBHB12DUWI | Singlezone Non-Ducted, Wall Placement | 12000 | 10300 | 2.56 | 12113 | 1.9
COOPER&HUNTER | CH series | 210799567 | HRCU-A-CB-O | CH-HPR12-230VO | CH-12MOLVWM-230VI | Singlezone Non-Ducted, Wall Placement | 12000 | 10300 | 2.56 | 12113 | 1.9
COOPER&HUNTER | CH series | 210799692 | HRCU-A-CB-O | CH-HPR12-230VO | CH-B12MOLVWM-230VI | Singlezone Non-Ducted, Wall Placement | 12000 | 10300 | 2.56 | 12113 | 1.9
SLIMAIR | SHC series | 213886032 | HRCU-A-CB-O | SHC12VH2AG | SHM12VE2AG | Singlezone Non-Ducted, Wall Placement | 12000 | 10300 | 2.56 | 12113 | 1.9
SLIMAIR | SHC series | 208447941 | HRCU-A-CB-O | SHCD12VC2AG | SHMZ12VC2AG | Singlezone Non-Ducted, Wall Placement | 12000 | 10300 | 2.56 | 12113 | 1.9
C&H | CH series | 210665993 | HRCU-A-CB-O | CH-HPR12-230VO | CH-B12MOLVWM-230VI | Singlezone Non-Ducted, Wall Placement | 12000 | 10300 | 2.56 | 12113 | 1.9
PREMIUM LEVELLA | PIAW series | 214232461 | HRCU-A-CB-O | PIAW1232580B | PIAW1232579A | Singlezone Non-Ducted, Wall Placement | 12000 | 10300 | 2.56 | 12113 | 1.9
C&H | CH series | 207740520 | HRCU-A-CB-O | CH-HPR12-230VO | CH-12MOLVWM-230VI | Singlezone Non-Ducted, Wall Placement | 12000 | 10300 | 2.56 | 12113 | 1.9
KARDA | KARDA | 207430432 | HRCU-A-CB-O | 3KARDA12SZO | 3KARDA12UVW | Singlezone Non-Ducted, Wall Placement | 12000 | 10300 | 2.56 | 12113 | 1.9
PERFECTAIRE | 3PAMS | 207614055 | HRCU-A-CB-O | 3PAMSHH12-SZO | 3PAMSHH12-UVW | Singlezone Non-Ducted, Wall Placement | 12000 | 10300 | 2.56 | 12113 | 1.9
GOODMAN | MSH Series | 214438117 | HRCU-A-CB-O | MSH123G22MCAA | MSH123G22AXAA | Singlezone Non-Ducted, Wall Placement | 12000 | 10300 | 2.56 | 12113 | 1.9
WELLS | WSA Series | 214421469 | HRCU-A-CB-O | WSA-09HFMO | WSA-09HFMI | Singlezone Non-Ducted, Wall Placement | 12000 | 9300 | 2.5 | 11300 | 1.9
ZERO | ZMSB Series | 214421474 | HRCU-A-CB-O | ZMSB-09HV-USHHC-O | ZMSB-09HV-USHHC-I | Singlezone Non-Ducted, Wall Placement | 12000 | 9300 | 2.5 | 11300 | 1.9
AI AIR CONDITIONING | AW Series | 213769943 | HRCU-A-CB-O | AO25-09N1-M1H | AW25-09N1-M1 | Singlezone Non-Ducted, Wall Placement | 12000 | 9300 | 2.5 | 11300 | 1.9
BLUEFIN | BFM Series | 213769915 | HRCU-A-CB-O | BFMS09PR-01O | BFMS09PL-01I | Singlezone Non-Ducted, Wall Placement | 12000 | 9300 | 2.5 | 11300 | 1.9
ECO AC | EHP series | 214232432 | HRCU-A-CB-O | EHP-O09BB | EHP-W09BB | Singlezone Non-Ducted, Wall Placement | 12000 | 9300 | 2.5 | 11300 | 1.9
ZERO | ZMSB Series | 214232447 | HRCU-A-CB-O | ZMSB-09HV-USHHC | ZMSB-09HV-USHHC | Singlezone Non-Ducted, Wall Placement | 12000 | 9300 | 2.5 | 11300 | 1.9
NG TRADE | OMEG series | 214377798 | HRCU-A-CB-O | OMEGA091E | IMEGA091E | Singlezone Non-Ducted, Wall Placement | 12000 | 9300 | 2.5 | 11300 | 1.9
DURASTAR | DRA1 | 210568098 | HRCU-A-CB-O | DRA1H09S1A | DRAW09F1B | Singlezone Non-Ducted, Wall Placement | 12000 | 9300 | 2.5 | 11300 | 1.9
KANARTIC | KEOS series | 208836320 | HRCU-A-CB-O | KEOS-09UHE-NA | KEOS-09UHE-NA | Singlezone Non-Ducted, Wall Placement | 12000 | 9300 | 2.5 | 11300 | 1.9
SLIMAIR | SHC series | 208447940 | HRCU-A-CB-O | SHCD09VC2AG | SHMZ09VC2AG | Singlezone Non-Ducted, Wall Placement | 12000 | 9300 | 2.5 | 11300 | 1.9
SLIMAIR | SHC series | 213886031 | HRCU-A-CB-O | SHC09VH2AG | SHM09VE2AG | Singlezone Non-Ducted, Wall Placement | 12000 | 9300 | 2.5 | 11300 | 1.9
COOPER&HUNTER | CH series | 210799691 | HRCU-A-CB-O | CH-HPR09-230VO | CH-B09MOLVWM-230VI | Singlezone Non-Ducted, Wall Placement | 12000 | 9300 | 2.5 | 11300 | 1.9
COOPER&HUNTER | CH series | 210799566 | HRCU-A-CB-O | CH-HPR09-230VO | CH-09MOLVWM-230VI | Singlezone Non-Ducted, Wall Placement | 12000 | 9300 | 2.5 | 11300 | 1.9
LBG PRODUCTS | LBH series | 208130827 | HRCU-A-CB-O | LBHB09DVWO | LBHB09DUWI | Singlezone Non-Ducted, Wall Placement | 12000 | 9300 | 2.5 | 11300 | 1.9
PREMIUM LEVELLA | PIAW series | 214232463 | HRCU-A-CB-O | PIAW932580B | PIAW932579A | Singlezone Non-Ducted, Wall Placement | 12000 | 9300 | 2.5 | 11300 | 1.9
C&H | CH series | 210665992 | HRCU-A-CB-O | CH-HPR09-230VO | CH-B09MOLVWM-230VI | Singlezone Non-Ducted, Wall Placement | 12000 | 9300 | 2.5 | 11300 | 1.9
PERFECTAIRE | 3PAMS | 207614054 | HRCU-A-CB-O | 3PAMSHH09-SZO | 3PAMSHH09-UVW | Singlezone Non-Ducted, Wall Placement | 12000 | 9300 | 2.5 | 11300 | 1.9
KARDA | KARDA | 207430429 | HRCU-A-CB-O | 3KARDA09SZO | 3KARDA09UVW | Singlezone Non-Ducted, Wall Placement | 12000 | 9300 | 2.5 | 11300 | 1.9
C&H | CH series | 207740519 | HRCU-A-CB-O | CH-HPR09-230VO | CH-09MOLVWM-230VI | Singlezone Non-Ducted, Wall Placement | 12000 | 9300 | 2.5 | 11300 | 1.9
GOODMAN | MSH Series | 214438122 | HRCU-A-CB-O | MSH093G22MCAA | MSH093G22AXAA | Singlezone Non-Ducted, Wall Placement | 12000 | 9300 | 2.5 | 11300 | 1.9
TCL |  | 207688892 | HRCU-A-CB-O | TSC-24HA2/I3TI20 | TSC-24HA2/I3TI20-I | Singlezone Non-Ducted, Wall Placement | 24000 | 13900 | 2.75 | 16720 | 1.96
TCL |  | 207688891 | HRCU-A-CB-O | TSC-18HA2/I3TI21 | TSC-18HA2/I3TI21-I | Singlezone Non-Ducted, Wall Placement | 18000 | 10000 | 2.85 | 12600 | 2.21
WILLIS | MultiHeat | 214810331 | HMSR-A-CB-O | MZUHW18KCH21S2-O |  | Multizone All Non-Ducted | 18000 | 14700 | 2.63 | 13600 | 2.23
INFINITYLIVING | EZ Series | 214810594 | HRCU-A-CB-O | EZ-18ZPL-HP230 | EZ-18W-M | Singlezone Non-Ducted, Wall Placement | 18000 | 13800 | 2.54 | 11700 | 2.05
1HVAC | EZ Series | 214810588 | HRCU-A-CB-O | EZ-18ZPL-HP230 | EZ-18W-M | Singlezone Non-Ducted, Wall Placement | 18000 | 13800 | 2.54 | 11700 | 2.05
POLARWAVE | EZ Series | 214810606 | HRCU-A-CB-O | EZ-18ZPL-HP230 | EZ-18W-M | Singlezone Non-Ducted, Wall Placement | 18000 | 13800 | 2.54 | 11700 | 2.05
DIYCOOL | EZ Series | 214810600 | HRCU-A-CB-O | EZ-18ZPL-HP230 | EZ-18W-M | Singlezone Non-Ducted, Wall Placement | 18000 | 13800 | 2.54 | 11700 | 2.05
DIYCOOL | EZ Series | 214810599 | HRCU-A-CB-O | EZ-12ZPL-HP115 | EZ-12WPL-HP115 | Singlezone Non-Ducted, Wall Placement | 12000 | 7500 | 2.59 | 6400 | 1.95
POLARWAVE | EZ Series | 214810605 | HRCU-A-CB-O | EZ-12ZPL-HP115 | EZ-12WPL-HP115 | Singlezone Non-Ducted, Wall Placement | 12000 | 7500 | 2.59 | 6400 | 1.95
1HVAC | EZ Series | 214810587 | HRCU-A-CB-O | EZ-12ZPL-HP115 | EZ-12WPL-HP115 | Singlezone Non-Ducted, Wall Placement | 12000 | 7500 | 2.59 | 6400 | 1.95
INFINITYLIVING | EZ Series | 214810593 | HRCU-A-CB-O | EZ-12ZPL-HP115 | EZ-12WPL-HP115 | Singlezone Non-Ducted, Wall Placement | 12000 | 7500 | 2.59 | 6400 | 1.95
ELIOS | DM Series | 214810646 | HRCU-A-CB | DEA12HOS25230E8 | DM12HIDU230X5 | Singlezone Ducted, Compact Ducted | 12000 | 9300 | 2.78 | 8400 | 2.26
TRANE / MITSUBISHI ELECTRIC | M-Series | 207705480 | HRCU-A-CB-O | MUZ-GS12NA*** | NTXWST12B112** | Singlezone Non-Ducted, Wall Placement | 14400 | 9000 | 2.64 | 10100 | 2
AMERICAN STANDARD / MITSUBISHI ELECTRIC | M-Series | 207705487 | HRCU-A-CB-O | MUZ-GS12NA*** | NAXWST12B112** | Singlezone Non-Ducted, Wall Placement | 14400 | 9000 | 2.64 | 10100 | 2
MITSUBISHI ELECTRIC | M-Series | 207679244 | HRCU-A-CB-O | MUZ-GS15NA*** | MSZ-GS15NA*** | Singlezone Non-Ducted, Wall Placement | 18000 | 12100 | 2.67 | 14000 | 2.03
TRANE / MITSUBISHI ELECTRIC | M-Series | 207705482 | HRCU-A-CB-O | MUZ-GS15NA*** | NTXWST15B112** | Singlezone Non-Ducted, Wall Placement | 18000 | 12100 | 2.67 | 14000 | 2.03
AMERICAN STANDARD / MITSUBISHI ELECTRIC | M-Series | 207705488 | HRCU-A-CB-O | MUZ-GS15NA*** | NAXWST15B112** | Singlezone Non-Ducted, Wall Placement | 18000 | 12100 | 2.67 | 14000 | 2.03
MITSUBISHI ELECTRIC | M-Series | 207679249 | HRCU-A-CB-O | MUZ-GS15NAH*** | MSZ-GS15NA*** | Singlezone Non-Ducted, Wall Placement | 18000 | 12100 | 2.67 | 14000 | 1.91
JOHNSON CONTROLS | LX SERIES | 214720025 | HRCU-A-CB | HH860E2S11 | CTU60C5XGS1+TXV | Singlezone Ducted, Centrally Ducted | 47000 | 35800 | 2.56 | 35000 | 2
CHAMPION HEATING AND COOLING | LX SERIES | 214720024 | HRCU-A-CB | HH860E2S11 | CTU60C5XGS1+TXV | Singlezone Ducted, Centrally Ducted | 47000 | 35800 | 2.56 | 35000 | 2
FRASER-JOHNSTON | LX SERIES | 214720023 | HRCU-A-CB | HH860E2S11 | CTU60C5XGS1+TXV | Singlezone Ducted, Centrally Ducted | 47000 | 35800 | 2.56 | 35000 | 2
LUXAIRE | LX SERIES | 214720022 | HRCU-A-CB | HH860E2S11 | CTU60C5XGS1+TXV | Singlezone Ducted, Centrally Ducted | 47000 | 35800 | 2.56 | 35000 | 2
COLEMAN | LX SERIES | 214720021 | HRCU-A-CB | HH860E2S11 | CTU60C5XGS1+TXV | Singlezone Ducted, Centrally Ducted | 47000 | 35800 | 2.56 | 35000 | 2
YORK | LX SERIES | 214719742 | HRCU-A-CB | HH860E2S11 | CTU60C5XGS1+TXV | Singlezone Ducted, Centrally Ducted | 47000 | 35800 | 2.56 | 35000 | 2
JOHNSON CONTROLS | LX SERIES | 214397873 | HRCU-A-CB | HH860E2S11 | CTF60C5CGS1 | Singlezone Ducted, Centrally Ducted | 47000 | 35800 | 2.56 | 35000 | 2
CHAMPION HEATING AND COOLING | LX SERIES | 214397872 | HRCU-A-CB | HH860E2S11 | CTF60C5CGS1 | Singlezone Ducted, Centrally Ducted | 47000 | 35800 | 2.56 | 35000 | 2
FRASER-JOHNSTON | LX SERIES | 214397871 | HRCU-A-CB | HH860E2S11 | CTF60C5CGS1 | Singlezone Ducted, Centrally Ducted | 47000 | 35800 | 2.56 | 35000 | 2
LUXAIRE | LX SERIES | 214397870 | HRCU-A-CB | HH860E2S11 | CTF60C5CGS1 | Singlezone Ducted, Centrally Ducted | 47000 | 35800 | 2.56 | 35000 | 2
COLEMAN | LX SERIES | 214397869 | HRCU-A-CB | HH860E2S11 | CTF60C5CGS1 | Singlezone Ducted, Centrally Ducted | 47000 | 35800 | 2.56 | 35000 | 2
YORK | LX SERIES | 214395748 | HRCU-A-CB | HH860E2S11 | CTF60C5CGS1 | Singlezone Ducted, Centrally Ducted | 47000 | 35800 | 2.56 | 35000 | 2
JOHNSON CONTROLS | LX SERIES | 214396316 | HRCU-A-CB | HH860E2S11 | CTM60D5CHS1 | Singlezone Ducted, Centrally Ducted | 54500 | 37800 | 2.52 | 39500 | 2
CHAMPION HEATING AND COOLING | LX SERIES | 214396315 | HRCU-A-CB | HH860E2S11 | CTM60D5CHS1 | Singlezone Ducted, Centrally Ducted | 54500 | 37800 | 2.52 | 39500 | 2
FRASER-JOHNSTON | LX SERIES | 214396314 | HRCU-A-CB | HH860E2S11 | CTM60D5CHS1 | Singlezone Ducted, Centrally Ducted | 54500 | 37800 | 2.52 | 39500 | 2
LUXAIRE | LX SERIES | 214396313 | HRCU-A-CB | HH860E2S11 | CTM60D5CHS1 | Singlezone Ducted, Centrally Ducted | 54500 | 37800 | 2.52 | 39500 | 2
COLEMAN | LX SERIES | 214396312 | HRCU-A-CB | HH860E2S11 | CTM60D5CHS1 | Singlezone Ducted, Centrally Ducted | 54500 | 37800 | 2.52 | 39500 | 2
YORK | LX SERIES | 214395982 | HRCU-A-CB | HH860E2S11 | CTM60D5CHS1 | Singlezone Ducted, Centrally Ducted | 54500 | 37800 | 2.52 | 39500 | 2
JOHNSON CONTROLS | LX SERIES | 214397586 | HRCU-A-CB | HH860E2S11 | CTF60C5CHS1 | Singlezone Ducted, Centrally Ducted | 54500 | 38000 | 2.52 | 39500 | 2
CHAMPION HEATING AND COOLING | LX SERIES | 214397585 | HRCU-A-CB | HH860E2S11 | CTF60C5CHS1 | Singlezone Ducted, Centrally Ducted | 54500 | 38000 | 2.52 | 39500 | 2
FRASER-JOHNSTON | LX SERIES | 214397584 | HRCU-A-CB | HH860E2S11 | CTF60C5CHS1 | Singlezone Ducted, Centrally Ducted | 54500 | 38000 | 2.52 | 39500 | 2
LUXAIRE | LX SERIES | 214397583 | HRCU-A-CB | HH860E2S11 | CTF60C5CHS1 | Singlezone Ducted, Centrally Ducted | 54500 | 38000 | 2.52 | 39500 | 2
COLEMAN | LX SERIES | 214397582 | HRCU-A-CB | HH860E2S11 | CTF60C5CHS1 | Singlezone Ducted, Centrally Ducted | 54500 | 38000 | 2.52 | 39500 | 2
YORK | LX SERIES | 214395676 | HRCU-A-CB | HH860E2S11 | CTF60C5CHS1 | Singlezone Ducted, Centrally Ducted | 54500 | 38000 | 2.52 | 39500 | 2
JOHNSON CONTROLS | LX SERIES | 214397581 | HRCU-A-CB | HH860E2S11 | CTF60C5CHS1 | Singlezone Ducted, Centrally Ducted | 54500 | 38000 | 2.52 | 39500 | 2
CHAMPION HEATING AND COOLING | LX SERIES | 214397580 | HRCU-A-CB | HH860E2S11 | CTF60C5CHS1 | Singlezone Ducted, Centrally Ducted | 54500 | 38000 | 2.52 | 39500 | 2
FRASER-JOHNSTON | LX SERIES | 214397579 | HRCU-A-CB | HH860E2S11 | CTF60C5CHS1 | Singlezone Ducted, Centrally Ducted | 54500 | 38000 | 2.52 | 39500 | 2
LUXAIRE | LX SERIES | 214397578 | HRCU-A-CB | HH860E2S11 | CTF60C5CHS1 | Singlezone Ducted, Centrally Ducted | 54500 | 38000 | 2.52 | 39500 | 2
COLEMAN | LX SERIES | 214397577 | HRCU-A-CB | HH860E2S11 | CTF60C5CHS1 | Singlezone Ducted, Centrally Ducted | 54500 | 38000 | 2.52 | 39500 | 2
YORK | LX SERIES | 214395675 | HRCU-A-CB | HH860E2S11 | CTF60C5CHS1 | Singlezone Ducted, Centrally Ducted | 54500 | 38000 | 2.52 | 39500 | 2
JOHNSON CONTROLS | LX SERIES | 214397512 | HRCU-A-CB | HH860E2S11 | CTM60D5CGS1 | Singlezone Ducted, Centrally Ducted | 46500 | 35200 | 2.5 | 34800 | 2
CHAMPION HEATING AND COOLING | LX SERIES | 214397511 | HRCU-A-CB | HH860E2S11 | CTM60D5CGS1 | Singlezone Ducted, Centrally Ducted | 46500 | 35200 | 2.5 | 34800 | 2
FRASER-JOHNSTON | LX SERIES | 214397510 | HRCU-A-CB | HH860E2S11 | CTM60D5CGS1 | Singlezone Ducted, Centrally Ducted | 46500 | 35200 | 2.5 | 34800 | 2
LUXAIRE | LX SERIES | 214397509 | HRCU-A-CB | HH860E2S11 | CTM60D5CGS1 | Singlezone Ducted, Centrally Ducted | 46500 | 35200 | 2.5 | 34800 | 2
COLEMAN | LX SERIES | 214397508 | HRCU-A-CB | HH860E2S11 | CTM60D5CGS1 | Singlezone Ducted, Centrally Ducted | 46500 | 35200 | 2.5 | 34800 | 2
YORK | LX SERIES | 214395656 | HRCU-A-CB | HH860E2S11 | CTM60D5CGS1 | Singlezone Ducted, Centrally Ducted | 46500 | 35200 | 2.5 | 34800 | 2
JOHNSON CONTROLS | LX SERIES | 214397433 | HRCU-A-CB | HH860E2S11 | CTF60D5CGS1+JMVT20DC2N1 | Singlezone Ducted, Centrally Ducted | 44500 | 33000 | 2.56 | 33400 | 2
CHAMPION HEATING AND COOLING | LX SERIES | 214397432 | HRCU-A-CB | HH860E2S11 | CTF60D5CGS1+JMVT20DC2N1 | Singlezone Ducted, Centrally Ducted | 44500 | 33000 | 2.56 | 33400 | 2
FRASER-JOHNSTON | LX SERIES | 214397431 | HRCU-A-CB | HH860E2S11 | CTF60D5CGS1+JMVT20DC2N1 | Singlezone Ducted, Centrally Ducted | 44500 | 33000 | 2.56 | 33400 | 2
LUXAIRE | LX SERIES | 214397430 | HRCU-A-CB | HH860E2S11 | CTF60D5CGS1+JMVT20DC2N1 | Singlezone Ducted, Centrally Ducted | 44500 | 33000 | 2.56 | 33400 | 2
COLEMAN | LX SERIES | 214397429 | HRCU-A-CB | HH860E2S11 | CTF60D5CGS1+JMVT20DC2N1 | Singlezone Ducted, Centrally Ducted | 44500 | 33000 | 2.56 | 33400 | 2
YORK | LX SERIES | 214395639 | HRCU-A-CB | HH860E2S11 | CTF60D5CGS1+JMVT20DC2N1 | Singlezone Ducted, Centrally Ducted | 44500 | 33000 | 2.56 | 33400 | 2
LUXAIRE | LX SERIES | 214719975 | HRCU-A-CB | HH860E2S11 | CTU60C5XGS1+TXV | Singlezone Ducted, Centrally Ducted | 45000 | 33600 | 2.5 | 33800 | 2
COLEMAN | LX SERIES | 214719974 | HRCU-A-CB | HH860E2S11 | CTU60C5XGS1+TXV | Singlezone Ducted, Centrally Ducted | 45000 | 33600 | 2.5 | 33800 | 2
YORK | LX SERIES | 214719805 | HRCU-A-CB | HH860E2S11 | CTU60C5XGS1+TXV | Singlezone Ducted, Centrally Ducted | 45000 | 33600 | 2.5 | 33800 | 2
LUXAIRE | LX SERIES | 214719973 | HRCU-A-CB | HH860E2S11 | CTU60C5XGS1+TXV | Singlezone Ducted, Centrally Ducted | 45000 | 33600 | 2.5 | 33800 | 2
COLEMAN | LX SERIES | 214719972 | HRCU-A-CB | HH860E2S11 | CTU60C5XGS1+TXV | Singlezone Ducted, Centrally Ducted | 45000 | 33600 | 2.5 | 33800 | 2
YORK | LX SERIES | 214719804 | HRCU-A-CB | HH860E2S11 | CTU60C5XGS1+TXV | Singlezone Ducted, Centrally Ducted | 45000 | 33600 | 2.5 | 33800 | 2
JOHNSON CONTROLS | LX SERIES | 214719971 | HRCU-A-CB | HH860E2S11 | CTU60C5XGS1+TXV | Singlezone Ducted, Centrally Ducted | 45000 | 33600 | 2.5 | 33800 | 2
CHAMPION HEATING AND COOLING | LX SERIES | 214719970 | HRCU-A-CB | HH860E2S11 | CTU60C5XGS1+TXV | Singlezone Ducted, Centrally Ducted | 45000 | 33600 | 2.5 | 33800 | 2
FRASER-JOHNSTON | LX SERIES | 214719969 | HRCU-A-CB | HH860E2S11 | CTU60C5XGS1+TXV | Singlezone Ducted, Centrally Ducted | 45000 | 33600 | 2.5 | 33800 | 2
LUXAIRE | LX SERIES | 214719968 | HRCU-A-CB | HH860E2S11 | CTU60C5XGS1+TXV | Singlezone Ducted, Centrally Ducted | 45000 | 33600 | 2.5 | 33800 | 2
COLEMAN | LX SERIES | 214719967 | HRCU-A-CB | HH860E2S11 | CTU60C5XGS1+TXV | Singlezone Ducted, Centrally Ducted | 45000 | 33600 | 2.5 | 33800 | 2
YORK | LX SERIES | 214719803 | HRCU-A-CB | HH860E2S11 | CTU60C5XGS1+TXV | Singlezone Ducted, Centrally Ducted | 45000 | 33600 | 2.5 | 33800 | 2
JOHNSON CONTROLS | LX SERIES | 214719964 | HRCU-A-CB | HH860E2S11 | CTU60C5XGS1+TXV | Singlezone Ducted, Centrally Ducted | 45000 | 33600 | 2.5 | 33800 | 2
CHAMPION HEATING AND COOLING | LX SERIES | 214719963 | HRCU-A-CB | HH860E2S11 | CTU60C5XGS1+TXV | Singlezone Ducted, Centrally Ducted | 45000 | 33600 | 2.5 | 33800 | 2
FRASER-JOHNSTON | LX SERIES | 214719962 | HRCU-A-CB | HH860E2S11 | CTU60C5XGS1+TXV | Singlezone Ducted, Centrally Ducted | 45000 | 33600 | 2.5 | 33800 | 2
LUXAIRE | LX SERIES | 214719961 | HRCU-A-CB | HH860E2S11 | CTU60C5XGS1+TXV | Singlezone Ducted, Centrally Ducted | 45000 | 33600 | 2.5 | 33800 | 2
COLEMAN | LX SERIES | 214719960 | HRCU-A-CB | HH860E2S11 | CTU60C5XGS1+TXV | Singlezone Ducted, Centrally Ducted | 45000 | 33600 | 2.5 | 33800 | 2
YORK | LX SERIES | 214719802 | HRCU-A-CB | HH860E2S11 | CTU60C5XGS1+TXV | Singlezone Ducted, Centrally Ducted | 45000 | 33600 | 2.5 | 33800 | 2
JOHNSON CONTROLS | LX SERIES | 214719959 | HRCU-A-CB | HH860E2S11 | CTU60C5XGS1+TXV | Singlezone Ducted, Centrally Ducted | 45000 | 33600 | 2.5 | 33800 | 2
CHAMPION HEATING AND COOLING | LX SERIES | 214719958 | HRCU-A-CB | HH860E2S11 | CTU60C5XGS1+TXV | Singlezone Ducted, Centrally Ducted | 45000 | 33600 | 2.5 | 33800 | 2
FRASER-JOHNSTON | LX SERIES | 214719957 | HRCU-A-CB | HH860E2S11 | CTU60C5XGS1+TXV | Singlezone Ducted, Centrally Ducted | 45000 | 33600 | 2.5 | 33800 | 2
LUXAIRE | LX SERIES | 214719956 | HRCU-A-CB | HH860E2S11 | CTU60C5XGS1+TXV | Singlezone Ducted, Centrally Ducted | 45000 | 33600 | 2.5 | 33800 | 2
COLEMAN | LX SERIES | 214719955 | HRCU-A-CB | HH860E2S11 | CTU60C5XGS1+TXV | Singlezone Ducted, Centrally Ducted | 45000 | 33600 | 2.5 | 33800 | 2
YORK | LX SERIES | 214719801 | HRCU-A-CB | HH860E2S11 | CTU60C5XGS1+TXV | Singlezone Ducted, Centrally Ducted | 45000 | 33600 | 2.5 | 33800 | 2
JOHNSON CONTROLS | LX SERIES | 214719954 | HRCU-A-CB | HH860E2S11 | CTU60C5XGS1+TXV | Singlezone Ducted, Centrally Ducted | 45000 | 33600 | 2.5 | 33800 | 2
CHAMPION HEATING AND COOLING | LX SERIES | 214719953 | HRCU-A-CB | HH860E2S11 | CTU60C5XGS1+TXV | Singlezone Ducted, Centrally Ducted | 45000 | 33600 | 2.5 | 33800 | 2
FRASER-JOHNSTON | LX SERIES | 214719952 | HRCU-A-CB | HH860E2S11 | CTU60C5XGS1+TXV | Singlezone Ducted, Centrally Ducted | 45000 | 33600 | 2.5 | 33800 | 2
LUXAIRE | LX SERIES | 214719951 | HRCU-A-CB | HH860E2S11 | CTU60C5XGS1+TXV | Singlezone Ducted, Centrally Ducted | 45000 | 33600 | 2.5 | 33800 | 2
COLEMAN | LX SERIES | 214719950 | HRCU-A-CB | HH860E2S11 | CTU60C5XGS1+TXV | Singlezone Ducted, Centrally Ducted | 45000 | 33600 | 2.5 | 33800 | 2
YORK | LX SERIES | 214719800 | HRCU-A-CB | HH860E2S11 | CTU60C5XGS1+TXV | Singlezone Ducted, Centrally Ducted | 45000 | 33600 | 2.5 | 33800 | 2
JOHNSON CONTROLS | LX SERIES | 214719949 | HRCU-A-CB | HH860E2S11 | CTU60C5XGS1+TXV | Singlezone Ducted, Centrally Ducted | 45000 | 33600 | 2.5 | 33800 | 2
CHAMPION HEATING AND COOLING | LX SERIES | 214719948 | HRCU-A-CB | HH860E2S11 | CTU60C5XGS1+TXV | Singlezone Ducted, Centrally Ducted | 45000 | 33600 | 2.5 | 33800 | 2
FRASER-JOHNSTON | LX SERIES | 214719947 | HRCU-A-CB | HH860E2S11 | CTU60C5XGS1+TXV | Singlezone Ducted, Centrally Ducted | 45000 | 33600 | 2.5 | 33800 | 2
LUXAIRE | LX SERIES | 214719946 | HRCU-A-CB | HH860E2S11 | CTU60C5XGS1+TXV | Singlezone Ducted, Centrally Ducted | 45000 | 33600 | 2.5 | 33800 | 2
COLEMAN | LX SERIES | 214719945 | HRCU-A-CB | HH860E2S11 | CTU60C5XGS1+TXV | Singlezone Ducted, Centrally Ducted | 45000 | 33600 | 2.5 | 33800 | 2
YORK | LX SERIES | 214719799 | HRCU-A-CB | HH860E2S11 | CTU60C5XGS1+TXV | Singlezone Ducted, Centrally Ducted | 45000 | 33600 | 2.5 | 33800 | 2
LUXAIRE | LX SERIES | 214398284 | HRCU-A-CB | HH860E2S11 | CTF60C5CGS1 | Singlezone Ducted, Centrally Ducted | 45000 | 33600 | 2.5 | 33800 | 2
COLEMAN | LX SERIES | 214398283 | HRCU-A-CB | HH860E2S11 | CTF60C5CGS1 | Singlezone Ducted, Centrally Ducted | 45000 | 33600 | 2.5 | 33800 | 2
YORK | LX SERIES | 214395851 | HRCU-A-CB | HH860E2S11 | CTF60C5CGS1 | Singlezone Ducted, Centrally Ducted | 45000 | 33600 | 2.5 | 33800 | 2
LUXAIRE | LX SERIES | 214398282 | HRCU-A-CB | HH860E2S11 | CTF60C5CGS1 | Singlezone Ducted, Centrally Ducted | 45000 | 33600 | 2.5 | 33800 | 2
COLEMAN | LX SERIES | 214398281 | HRCU-A-CB | HH860E2S11 | CTF60C5CGS1 | Singlezone Ducted, Centrally Ducted | 45000 | 33600 | 2.5 | 33800 | 2
YORK | LX SERIES | 214395850 | HRCU-A-CB | HH860E2S11 | CTF60C5CGS1 | Singlezone Ducted, Centrally Ducted | 45000 | 33600 | 2.5 | 33800 | 2
JOHNSON CONTROLS | LX SERIES | 214398280 | HRCU-A-CB | HH860E2S11 | CTF60C5CGS1 | Singlezone Ducted, Centrally Ducted | 45000 | 33600 | 2.5 | 33800 | 2
CHAMPION HEATING AND COOLING | LX SERIES | 214398279 | HRCU-A-CB | HH860E2S11 | CTF60C5CGS1 | Singlezone Ducted, Centrally Ducted | 45000 | 33600 | 2.5 | 33800 | 2
FRASER-JOHNSTON | LX SERIES | 214398278 | HRCU-A-CB | HH860E2S11 | CTF60C5CGS1 | Singlezone Ducted, Centrally Ducted | 45000 | 33600 | 2.5 | 33800 | 2
LUXAIRE | LX SERIES | 214398277 | HRCU-A-CB | HH860E2S11 | CTF60C5CGS1 | Singlezone Ducted, Centrally Ducted | 45000 | 33600 | 2.5 | 33800 | 2
COLEMAN | LX SERIES | 214398276 | HRCU-A-CB | HH860E2S11 | CTF60C5CGS1 | Singlezone Ducted, Centrally Ducted | 45000 | 33600 | 2.5 | 33800 | 2
YORK | LX SERIES | 214395849 | HRCU-A-CB | HH860E2S11 | CTF60C5CGS1 | Singlezone Ducted, Centrally Ducted | 45000 | 33600 | 2.5 | 33800 | 2
JOHNSON CONTROLS | LX SERIES | 214398275 | HRCU-A-CB | HH860E2S11 | CTF60C5CGS1 | Singlezone Ducted, Centrally Ducted | 45000 | 33600 | 2.5 | 33800 | 2
CHAMPION HEATING AND COOLING | LX SERIES | 214398274 | HRCU-A-CB | HH860E2S11 | CTF60C5CGS1 | Singlezone Ducted, Centrally Ducted | 45000 | 33600 | 2.5 | 33800 | 2
FRASER-JOHNSTON | LX SERIES | 214398273 | HRCU-A-CB | HH860E2S11 | CTF60C5CGS1 | Singlezone Ducted, Centrally Ducted | 45000 | 33600 | 2.5 | 33800 | 2
LUXAIRE | LX SERIES | 214398272 | HRCU-A-CB | HH860E2S11 | CTF60C5CGS1 | Singlezone Ducted, Centrally Ducted | 45000 | 33600 | 2.5 | 33800 | 2
COLEMAN | LX SERIES | 214398271 | HRCU-A-CB | HH860E2S11 | CTF60C5CGS1 | Singlezone Ducted, Centrally Ducted | 45000 | 33600 | 2.5 | 33800 | 2
YORK | LX SERIES | 214395848 | HRCU-A-CB | HH860E2S11 | CTF60C5CGS1 | Singlezone Ducted, Centrally Ducted | 45000 | 33600 | 2.5 | 33800 | 2
JOHNSON CONTROLS | LX SERIES | 214398270 | HRCU-A-CB | HH860E2S11 | CTF60C5CGS1 | Singlezone Ducted, Centrally Ducted | 45000 | 33600 | 2.5 | 33800 | 2
CHAMPION HEATING AND COOLING | LX SERIES | 214398269 | HRCU-A-CB | HH860E2S11 | CTF60C5CGS1 | Singlezone Ducted, Centrally Ducted | 45000 | 33600 | 2.5 | 33800 | 2
FRASER-JOHNSTON | LX SERIES | 214398268 | HRCU-A-CB | HH860E2S11 | CTF60C5CGS1 | Singlezone Ducted, Centrally Ducted | 45000 | 33600 | 2.5 | 33800 | 2
LUXAIRE | LX SERIES | 214398267 | HRCU-A-CB | HH860E2S11 | CTF60C5CGS1 | Singlezone Ducted, Centrally Ducted | 45000 | 33600 | 2.5 | 33800 | 2
COLEMAN | LX SERIES | 214398266 | HRCU-A-CB | HH860E2S11 | CTF60C5CGS1 | Singlezone Ducted, Centrally Ducted | 45000 | 33600 | 2.5 | 33800 | 2
YORK | LX SERIES | 214395847 | HRCU-A-CB | HH860E2S11 | CTF60C5CGS1 | Singlezone Ducted, Centrally Ducted | 45000 | 33600 | 2.5 | 33800 | 2
JOHNSON CONTROLS | LX SERIES | 214398265 | HRCU-A-CB | HH860E2S11 | CTF60C5CGS1 | Singlezone Ducted, Centrally Ducted | 45000 | 33600 | 2.5 | 33800 | 2
COLEMAN | LX SERIES | 214421551 | HRCU-A-CB | HH860E2S11 | CTM60D5CJS1+JMET18DS2N1 | Singlezone Ducted, Centrally Ducted | 54000 | 37200 | 2.64 | 39000 | 2
YORK | LX SERIES | 214421503 | HRCU-A-CB | HH860E2S11 | CTM60D5CJS1+JMET18DS2N1 | Singlezone Ducted, Centrally Ducted | 54000 | 37200 | 2.64 | 39000 | 2
JOHNSON CONTROLS | LX SERIES | 214397636 | HRCU-A-CB | HH860E2S11 | CTF60C5CHS1 | Singlezone Ducted, Centrally Ducted | 55000 | 38000 | 2.54 | 40000 | 2
CHAMPION HEATING AND COOLING | LX SERIES | 214397635 | HRCU-A-CB | HH860E2S11 | CTF60C5CHS1 | Singlezone Ducted, Centrally Ducted | 55000 | 38000 | 2.54 | 40000 | 2
FRASER-JOHNSTON | LX SERIES | 214397634 | HRCU-A-CB | HH860E2S11 | CTF60C5CHS1 | Singlezone Ducted, Centrally Ducted | 55000 | 38000 | 2.54 | 40000 | 2
LUXAIRE | LX SERIES | 214397633 | HRCU-A-CB | HH860E2S11 | CTF60C5CHS1 | Singlezone Ducted, Centrally Ducted | 55000 | 38000 | 2.54 | 40000 | 2
COLEMAN | LX SERIES | 214397632 | HRCU-A-CB | HH860E2S11 | CTF60C5CHS1 | Singlezone Ducted, Centrally Ducted | 55000 | 38000 | 2.54 | 40000 | 2
YORK | LX SERIES | 214395686 | HRCU-A-CB | HH860E2S11 | CTF60C5CHS1 | Singlezone Ducted, Centrally Ducted | 55000 | 38000 | 2.54 | 40000 | 2
JOHNSON CONTROLS | LX SERIES | 214396759 | HRCU-A-CB | HH860E2S11 | CTM60C5CHS1 | Singlezone Ducted, Centrally Ducted | 55000 | 38000 | 2.54 | 40000 | 2
CHAMPION HEATING AND COOLING | LX SERIES | 214396758 | HRCU-A-CB | HH860E2S11 | CTM60C5CHS1 | Singlezone Ducted, Centrally Ducted | 55000 | 38000 | 2.54 | 40000 | 2
FRASER-JOHNSTON | LX SERIES | 214396757 | HRCU-A-CB | HH860E2S11 | CTM60C5CHS1 | Singlezone Ducted, Centrally Ducted | 55000 | 38000 | 2.54 | 40000 | 2
LUXAIRE | LX SERIES | 214396756 | HRCU-A-CB | HH860E2S11 | CTM60C5CHS1 | Singlezone Ducted, Centrally Ducted | 55000 | 38000 | 2.54 | 40000 | 2
COLEMAN | LX SERIES | 214396755 | HRCU-A-CB | HH860E2S11 | CTM60C5CHS1 | Singlezone Ducted, Centrally Ducted | 55000 | 38000 | 2.54 | 40000 | 2
YORK | LX SERIES | 214396088 | HRCU-A-CB | HH860E2S11 | CTM60C5CHS1 | Singlezone Ducted, Centrally Ducted | 55000 | 38000 | 2.54 | 40000 | 2
JOHNSON CONTROLS | LX SERIES | 214398440 | HRCU-A-CB | HH860E2S11 | CTF60C5CHS1 | Singlezone Ducted, Centrally Ducted | 55000 | 38000 | 2.54 | 40000 | 2
CHAMPION HEATING AND COOLING | LX SERIES | 214398439 | HRCU-A-CB | HH860E2S11 | CTF60C5CHS1 | Singlezone Ducted, Centrally Ducted | 55000 | 38000 | 2.54 | 40000 | 2
FRASER-JOHNSTON | LX SERIES | 214398438 | HRCU-A-CB | HH860E2S11 | CTF60C5CHS1 | Singlezone Ducted, Centrally Ducted | 55000 | 38000 | 2.54 | 40000 | 2
LUXAIRE | LX SERIES | 214398437 | HRCU-A-CB | HH860E2S11 | CTF60C5CHS1 | Singlezone Ducted, Centrally Ducted | 55000 | 38000 | 2.54 | 40000 | 2
COLEMAN | LX SERIES | 214398436 | HRCU-A-CB | HH860E2S11 | CTF60C5CHS1 | Singlezone Ducted, Centrally Ducted | 55000 | 38000 | 2.54 | 40000 | 2
YORK | LX SERIES | 214395889 | HRCU-A-CB | HH860E2S11 | CTF60C5CHS1 | Singlezone Ducted, Centrally Ducted | 55000 | 38000 | 2.54 | 40000 | 2
JOHNSON CONTROLS | LX SERIES | 214398435 | HRCU-A-CB | HH860E2S11 | CTF60C5CHS1 | Singlezone Ducted, Centrally Ducted | 55000 | 38000 | 2.54 | 40000 | 2
CHAMPION HEATING AND COOLING | LX SERIES | 214398434 | HRCU-A-CB | HH860E2S11 | CTF60C5CHS1 | Singlezone Ducted, Centrally Ducted | 55000 | 38000 | 2.54 | 40000 | 2
FRASER-JOHNSTON | LX SERIES | 214398433 | HRCU-A-CB | HH860E2S11 | CTF60C5CHS1 | Singlezone Ducted, Centrally Ducted | 55000 | 38000 | 2.54 | 40000 | 2
LUXAIRE | LX SERIES | 214398432 | HRCU-A-CB | HH860E2S11 | CTF60C5CHS1 | Singlezone Ducted, Centrally Ducted | 55000 | 38000 | 2.54 | 40000 | 2
COLEMAN | LX SERIES | 214398431 | HRCU-A-CB | HH860E2S11 | CTF60C5CHS1 | Singlezone Ducted, Centrally Ducted | 55000 | 38000 | 2.54 | 40000 | 2
YORK | LX SERIES | 214395888 | HRCU-A-CB | HH860E2S11 | CTF60C5CHS1 | Singlezone Ducted, Centrally Ducted | 55000 | 38000 | 2.54 | 40000 | 2
JOHNSON CONTROLS | LX SERIES | 214397171 | HRCU-A-CB | HH860E2S11 | CTF60D5CHS1+JMC20D2SN1 | Singlezone Ducted, Centrally Ducted | 53000 | 36600 | 2.6 | 38000 | 2
CHAMPION HEATING AND COOLING | LX SERIES | 214397170 | HRCU-A-CB | HH860E2S11 | CTF60D5CHS1+JMC20D2SN1 | Singlezone Ducted, Centrally Ducted | 53000 | 36600 | 2.6 | 38000 | 2
FRASER-JOHNSTON | LX SERIES | 214397169 | HRCU-A-CB | HH860E2S11 | CTF60D5CHS1+JMC20D2SN1 | Singlezone Ducted, Centrally Ducted | 53000 | 36600 | 2.6 | 38000 | 2
LUXAIRE | LX SERIES | 214397168 | HRCU-A-CB | HH860E2S11 | CTF60D5CHS1+JMC20D2SN1 | Singlezone Ducted, Centrally Ducted | 53000 | 36600 | 2.6 | 38000 | 2
COLEMAN | LX SERIES | 214397167 | HRCU-A-CB | HH860E2S11 | CTF60D5CHS1+JMC20D2SN1 | Singlezone Ducted, Centrally Ducted | 53000 | 36600 | 2.6 | 38000 | 2
YORK | LX SERIES | 214396181 | HRCU-A-CB | HH860E2S11 | CTF60D5CHS1+JMC20D2SN1 | Singlezone Ducted, Centrally Ducted | 53000 | 36600 | 2.6 | 38000 | 2
JOHNSON CONTROLS | LX SERIES | 214396734 | HRCU-A-CB | HH860E2S11 | CTF60C5CHS1 | Singlezone Ducted, Centrally Ducted | 53500 | 36800 | 2.56 | 38500 | 2
CHAMPION HEATING AND COOLING | LX SERIES | 214396733 | HRCU-A-CB | HH860E2S11 | CTF60C5CHS1 | Singlezone Ducted, Centrally Ducted | 53500 | 36800 | 2.56 | 38500 | 2
FRASER-JOHNSTON | LX SERIES | 214396732 | HRCU-A-CB | HH860E2S11 | CTF60C5CHS1 | Singlezone Ducted, Centrally Ducted | 53500 | 36800 | 2.56 | 38500 | 2
LUXAIRE | LX SERIES | 214396731 | HRCU-A-CB | HH860E2S11 | CTF60C5CHS1 | Singlezone Ducted, Centrally Ducted | 53500 | 36800 | 2.56 | 38500 | 2
COLEMAN | LX SERIES | 214396730 | HRCU-A-CB | HH860E2S11 | CTF60C5CHS1 | Singlezone Ducted, Centrally Ducted | 53500 | 36800 | 2.56 | 38500 | 2
YORK | LX SERIES | 214396082 | HRCU-A-CB | HH860E2S11 | CTF60C5CHS1 | Singlezone Ducted, Centrally Ducted | 53500 | 36800 | 2.56 | 38500 | 2
JOHNSON CONTROLS | LX SERIES | 214398408 | HRCU-A-CB | HH860E2S11 | CTM60C5CHS1 | Singlezone Ducted, Centrally Ducted | 53500 | 36800 | 2.54 | 38500 | 2
CHAMPION HEATING AND COOLING | LX SERIES | 214398407 | HRCU-A-CB | HH860E2S11 | CTM60C5CHS1 | Singlezone Ducted, Centrally Ducted | 53500 | 36800 | 2.54 | 38500 | 2
FRASER-JOHNSTON | LX SERIES | 214398406 | HRCU-A-CB | HH860E2S11 | CTM60C5CHS1 | Singlezone Ducted, Centrally Ducted | 53500 | 36800 | 2.54 | 38500 | 2
LUXAIRE | LX SERIES | 214398405 | HRCU-A-CB | HH860E2S11 | CTM60C5CHS1 | Singlezone Ducted, Centrally Ducted | 53500 | 36800 | 2.54 | 38500 | 2
COLEMAN | LX SERIES | 214398404 | HRCU-A-CB | HH860E2S11 | CTM60C5CHS1 | Singlezone Ducted, Centrally Ducted | 53500 | 36800 | 2.54 | 38500 | 2
YORK | LX SERIES | 214395882 | HRCU-A-CB | HH860E2S11 | CTM60C5CHS1 | Singlezone Ducted, Centrally Ducted | 53500 | 36800 | 2.54 | 38500 | 2
JOHNSON CONTROLS | LX SERIES | 214397079 | HRCU-A-CB | HH860E2S11 | CTM60D5CGS1 | Singlezone Ducted, Centrally Ducted | 47000 | 35800 | 2.56 | 35000 | 2
CHAMPION HEATING AND COOLING | LX SERIES | 214397078 | HRCU-A-CB | HH860E2S11 | CTM60D5CGS1 | Singlezone Ducted, Centrally Ducted | 47000 | 35800 | 2.56 | 35000 | 2
FRASER-JOHNSTON | LX SERIES | 214397077 | HRCU-A-CB | HH860E2S11 | CTM60D5CGS1 | Singlezone Ducted, Centrally Ducted | 47000 | 35800 | 2.56 | 35000 | 2
LUXAIRE | LX SERIES | 214397076 | HRCU-A-CB | HH860E2S11 | CTM60D5CGS1 | Singlezone Ducted, Centrally Ducted | 47000 | 35800 | 2.56 | 35000 | 2
COLEMAN | LX SERIES | 214397075 | HRCU-A-CB | HH860E2S11 | CTM60D5CGS1 | Singlezone Ducted, Centrally Ducted | 47000 | 35800 | 2.56 | 35000 | 2
YORK | LX SERIES | 214396161 | HRCU-A-CB | HH860E2S11 | CTM60D5CGS1 | Singlezone Ducted, Centrally Ducted | 47000 | 35800 | 2.56 | 35000 | 2
JOHNSON CONTROLS | LX SERIES | 214397074 | HRCU-A-CB | HH860E2S11 | CTM60D5CGS1 | Singlezone Ducted, Centrally Ducted | 47000 | 35800 | 2.56 | 35000 | 2
CHAMPION HEATING AND COOLING | LX SERIES | 214397073 | HRCU-A-CB | HH860E2S11 | CTM60D5CGS1 | Singlezone Ducted, Centrally Ducted | 47000 | 35800 | 2.56 | 35000 | 2
FRASER-JOHNSTON | LX SERIES | 214397072 | HRCU-A-CB | HH860E2S11 | CTM60D5CGS1 | Singlezone Ducted, Centrally Ducted | 47000 | 35800 | 2.56 | 35000 | 2
LUXAIRE | LX SERIES | 214397071 | HRCU-A-CB | HH860E2S11 | CTM60D5CGS1 | Singlezone Ducted, Centrally Ducted | 47000 | 35800 | 2.56 | 35000 | 2
COLEMAN | LX SERIES | 214397070 | HRCU-A-CB | HH860E2S11 | CTM60D5CGS1 | Singlezone Ducted, Centrally Ducted | 47000 | 35800 | 2.56 | 35000 | 2
YORK | LX SERIES | 214396160 | HRCU-A-CB | HH860E2S11 | CTM60D5CGS1 | Singlezone Ducted, Centrally Ducted | 47000 | 35800 | 2.56 | 35000 | 2
JOHNSON CONTROLS | LX SERIES | 214397463 | HRCU-A-CB | HH860E2S11 | CTF60C5CGS1 | Singlezone Ducted, Centrally Ducted | 45000 | 33400 | 2.5 | 33800 | 2
CHAMPION HEATING AND COOLING | LX SERIES | 214397462 | HRCU-A-CB | HH860E2S11 | CTF60C5CGS1 | Singlezone Ducted, Centrally Ducted | 45000 | 33400 | 2.5 | 33800 | 2
FRASER-JOHNSTON | LX SERIES | 214397461 | HRCU-A-CB | HH860E2S11 | CTF60C5CGS1 | Singlezone Ducted, Centrally Ducted | 45000 | 33400 | 2.5 | 33800 | 2
LUXAIRE | LX SERIES | 214397460 | HRCU-A-CB | HH860E2S11 | CTF60C5CGS1 | Singlezone Ducted, Centrally Ducted | 45000 | 33400 | 2.5 | 33800 | 2
COLEMAN | LX SERIES | 214397459 | HRCU-A-CB | HH860E2S11 | CTF60C5CGS1 | Singlezone Ducted, Centrally Ducted | 45000 | 33400 | 2.5 | 33800 | 2
YORK | LX SERIES | 214395645 | HRCU-A-CB | HH860E2S11 | CTF60C5CGS1 | Singlezone Ducted, Centrally Ducted | 45000 | 33400 | 2.5 | 33800 | 2
JOHNSON CONTROLS | LX SERIES | 214397458 | HRCU-A-CB | HH860E2S11 | CTF60C5CGS1 | Singlezone Ducted, Centrally Ducted | 45000 | 33400 | 2.5 | 33800 | 2
CHAMPION HEATING AND COOLING | LX SERIES | 214397457 | HRCU-A-CB | HH860E2S11 | CTF60C5CGS1 | Singlezone Ducted, Centrally Ducted | 45000 | 33400 | 2.5 | 33800 | 2
FRASER-JOHNSTON | LX SERIES | 214397456 | HRCU-A-CB | HH860E2S11 | CTF60C5CGS1 | Singlezone Ducted, Centrally Ducted | 45000 | 33400 | 2.5 | 33800 | 2
LUXAIRE | LX SERIES | 214397455 | HRCU-A-CB | HH860E2S11 | CTF60C5CGS1 | Singlezone Ducted, Centrally Ducted | 45000 | 33400 | 2.5 | 33800 | 2
COLEMAN | LX SERIES | 214397454 | HRCU-A-CB | HH860E2S11 | CTF60C5CGS1 | Singlezone Ducted, Centrally Ducted | 45000 | 33400 | 2.5 | 33800 | 2
YORK | LX SERIES | 214395644 | HRCU-A-CB | HH860E2S11 | CTF60C5CGS1 | Singlezone Ducted, Centrally Ducted | 45000 | 33400 | 2.5 | 33800 | 2
FRASER-JOHNSTON | LX SERIES | 214396752 | HRCU-A-CB | HH860E2S11 | CTF60D5CHS1 | Singlezone Ducted, Centrally Ducted | 55000 | 38000 | 2.56 | 40000 | 2
LUXAIRE | LX SERIES | 214396751 | HRCU-A-CB | HH860E2S11 | CTF60D5CHS1 | Singlezone Ducted, Centrally Ducted | 55000 | 38000 | 2.56 | 40000 | 2
COLEMAN | LX SERIES | 214396750 | HRCU-A-CB | HH860E2S11 | CTF60D5CHS1 | Singlezone Ducted, Centrally Ducted | 55000 | 38000 | 2.56 | 40000 | 2
YORK | LX SERIES | 214396086 | HRCU-A-CB | HH860E2S11 | CTF60D5CHS1 | Singlezone Ducted, Centrally Ducted | 55000 | 38000 | 2.56 | 40000 | 2
JOHNSON CONTROLS | LX SERIES | 214396749 | HRCU-A-CB | HH860E2S11 | CTF60D5CHS1 | Singlezone Ducted, Centrally Ducted | 55000 | 38000 | 2.56 | 40000 | 2
CHAMPION HEATING AND COOLING | LX SERIES | 214396748 | HRCU-A-CB | HH860E2S11 | CTF60D5CHS1 | Singlezone Ducted, Centrally Ducted | 55000 | 38000 | 2.56 | 40000 | 2
FRASER-JOHNSTON | LX SERIES | 214396747 | HRCU-A-CB | HH860E2S11 | CTF60D5CHS1 | Singlezone Ducted, Centrally Ducted | 55000 | 38000 | 2.56 | 40000 | 2
LUXAIRE | LX SERIES | 214396746 | HRCU-A-CB | HH860E2S11 | CTF60D5CHS1 | Singlezone Ducted, Centrally Ducted | 55000 | 38000 | 2.56 | 40000 | 2
COLEMAN | LX SERIES | 214396745 | HRCU-A-CB | HH860E2S11 | CTF60D5CHS1 | Singlezone Ducted, Centrally Ducted | 55000 | 38000 | 2.56 | 40000 | 2
YORK | LX SERIES | 214396085 | HRCU-A-CB | HH860E2S11 | CTF60D5CHS1 | Singlezone Ducted, Centrally Ducted | 55000 | 38000 | 2.56 | 40000 | 2
JOHNSON CONTROLS | LX SERIES | 214650397 | HRCU-A-CB | HH860E2S11 | CTU60D5XHS1+TXV | Singlezone Ducted, Centrally Ducted | 54500 | 37800 | 2.52 | 39500 | 2
CHAMPION HEATING AND COOLING | LX SERIES | 214650392 | HRCU-A-CB | HH860E2S11 | CTU60D5XHS1+TXV | Singlezone Ducted, Centrally Ducted | 54500 | 37800 | 2.52 | 39500 | 2
FRASER-JOHNSTON | LX SERIES | 214650388 | HRCU-A-CB | HH860E2S11 | CTU60D5XHS1+TXV | Singlezone Ducted, Centrally Ducted | 54500 | 37800 | 2.52 | 39500 | 2
LUXAIRE | LX SERIES | 214650383 | HRCU-A-CB | HH860E2S11 | CTU60D5XHS1+TXV | Singlezone Ducted, Centrally Ducted | 54500 | 37800 | 2.52 | 39500 | 2
COLEMAN | LX SERIES | 214650379 | HRCU-A-CB | HH860E2S11 | CTU60D5XHS1+TXV | Singlezone Ducted, Centrally Ducted | 54500 | 37800 | 2.52 | 39500 | 2
YORK | LX SERIES | 214650214 | HRCU-A-CB | HH860E2S11 | CTU60D5XHS1+TXV | Singlezone Ducted, Centrally Ducted | 54500 | 37800 | 2.52 | 39500 | 2
JOHNSON CONTROLS | LX SERIES | 214398006 | HRCU-A-CB | HH860E2S11 | CTF60D5CHS1 | Singlezone Ducted, Centrally Ducted | 54500 | 37800 | 2.52 | 39500 | 2
CHAMPION HEATING AND COOLING | LX SERIES | 214398005 | HRCU-A-CB | HH860E2S11 | CTF60D5CHS1 | Singlezone Ducted, Centrally Ducted | 54500 | 37800 | 2.52 | 39500 | 2
FRASER-JOHNSTON | LX SERIES | 214398004 | HRCU-A-CB | HH860E2S11 | CTF60D5CHS1 | Singlezone Ducted, Centrally Ducted | 54500 | 37800 | 2.52 | 39500 | 2
LUXAIRE | LX SERIES | 214398003 | HRCU-A-CB | HH860E2S11 | CTF60D5CHS1 | Singlezone Ducted, Centrally Ducted | 54500 | 37800 | 2.52 | 39500 | 2
COLEMAN | LX SERIES | 214398002 | HRCU-A-CB | HH860E2S11 | CTF60D5CHS1 | Singlezone Ducted, Centrally Ducted | 54500 | 37800 | 2.52 | 39500 | 2
YORK | LX SERIES | 214395781 | HRCU-A-CB | HH860E2S11 | CTF60D5CHS1 | Singlezone Ducted, Centrally Ducted | 54500 | 37800 | 2.52 | 39500 | 2
JOHNSON CONTROLS | LX SERIES | 214396729 | HRCU-A-CB | HH860E2S11 | CTM60D5CHS1 | Singlezone Ducted, Centrally Ducted | 54500 | 37800 | 2.5 | 39500 | 2
CHAMPION HEATING AND COOLING | LX SERIES | 214396728 | HRCU-A-CB | HH860E2S11 | CTM60D5CHS1 | Singlezone Ducted, Centrally Ducted | 54500 | 37800 | 2.5 | 39500 | 2
FRASER-JOHNSTON | LX SERIES | 214396727 | HRCU-A-CB | HH860E2S11 | CTM60D5CHS1 | Singlezone Ducted, Centrally Ducted | 54500 | 37800 | 2.5 | 39500 | 2
LUXAIRE | LX SERIES | 214396726 | HRCU-A-CB | HH860E2S11 | CTM60D5CHS1 | Singlezone Ducted, Centrally Ducted | 54500 | 37800 | 2.5 | 39500 | 2
COLEMAN | LX SERIES | 214396725 | HRCU-A-CB | HH860E2S11 | CTM60D5CHS1 | Singlezone Ducted, Centrally Ducted | 54500 | 37800 | 2.5 | 39500 | 2
YORK | LX SERIES | 214396081 | HRCU-A-CB | HH860E2S11 | CTM60D5CHS1 | Singlezone Ducted, Centrally Ducted | 54500 | 37800 | 2.5 | 39500 | 2
JOHNSON CONTROLS | LX SERIES | 214609204 | HRCU-A-CB | HH860E2S11 | CTF60C5CGS1 | Singlezone Ducted, Centrally Ducted | 47000 | 33800 | 2.5 | 34000 | 2
CHAMPION HEATING AND COOLING | LX SERIES | 214609061 | HRCU-A-CB | HH860E2S11 | CTF60C5CGS1 | Singlezone Ducted, Centrally Ducted | 47000 | 33800 | 2.5 | 34000 | 2
FRASER-JOHNSTON | LX SERIES | 214609089 | HRCU-A-CB | HH860E2S11 | CTF60C5CGS1 | Singlezone Ducted, Centrally Ducted | 47000 | 33800 | 2.5 | 34000 | 2
LUXAIRE | LX SERIES | 214609117 | HRCU-A-CB | HH860E2S11 | CTF60C5CGS1 | Singlezone Ducted, Centrally Ducted | 47000 | 33800 | 2.5 | 34000 | 2
COLEMAN | LX SERIES | 214609146 | HRCU-A-CB | HH860E2S11 | CTF60C5CGS1 | Singlezone Ducted, Centrally Ducted | 47000 | 33800 | 2.5 | 34000 | 2
YORK | LX SERIES | 214609029 | HRCU-A-CB | HH860E2S11 | CTF60C5CGS1 | Singlezone Ducted, Centrally Ducted | 47000 | 33800 | 2.5 | 34000 | 2
JOHNSON CONTROLS | LX SERIES | 214397034 | HRCU-A-CB | HH860E2S11 | CTF60D5CGS1+JME18D2SN1 | Singlezone Ducted, Centrally Ducted | 45500 | 34400 | 2.62 | 33800 | 2
CHAMPION HEATING AND COOLING | LX SERIES | 214397033 | HRCU-A-CB | HH860E2S11 | CTF60D5CGS1+JME18D2SN1 | Singlezone Ducted, Centrally Ducted | 45500 | 34400 | 2.62 | 33800 | 2
FRASER-JOHNSTON | LX SERIES | 214397032 | HRCU-A-CB | HH860E2S11 | CTF60D5CGS1+JME18D2SN1 | Singlezone Ducted, Centrally Ducted | 45500 | 34400 | 2.62 | 33800 | 2
LUXAIRE | LX SERIES | 214397031 | HRCU-A-CB | HH860E2S11 | CTF60D5CGS1+JME18D2SN1 | Singlezone Ducted, Centrally Ducted | 45500 | 34400 | 2.62 | 33800 | 2
COLEMAN | LX SERIES | 214397030 | HRCU-A-CB | HH860E2S11 | CTF60D5CGS1+JME18D2SN1 | Singlezone Ducted, Centrally Ducted | 45500 | 34400 | 2.62 | 33800 | 2
YORK | LX SERIES | 214396151 | HRCU-A-CB | HH860E2S11 | CTF60D5CGS1+JME18D2SN1 | Singlezone Ducted, Centrally Ducted | 45500 | 34400 | 2.62 | 33800 | 2
LUXAIRE | LX SERIES | 214398053 | HRCU-A-CB | HH860E2S11 | CTM60C5CHS1 | Singlezone Ducted, Centrally Ducted | 54000 | 37200 | 2.56 | 39000 | 2
COLEMAN | LX SERIES | 214398052 | HRCU-A-CB | HH860E2S11 | CTM60C5CHS1 | Singlezone Ducted, Centrally Ducted | 54000 | 37200 | 2.56 | 39000 | 2
YORK | LX SERIES | 214395791 | HRCU-A-CB | HH860E2S11 | CTM60C5CHS1 | Singlezone Ducted, Centrally Ducted | 54000 | 37200 | 2.56 | 39000 | 2
JOHNSON CONTROLS | LX SERIES | 214398051 | HRCU-A-CB | HH860E2S11 | CTM60C5CHS1 | Singlezone Ducted, Centrally Ducted | 54000 | 37200 | 2.56 | 39000 | 2
CHAMPION HEATING AND COOLING | LX SERIES | 214398050 | HRCU-A-CB | HH860E2S11 | CTM60C5CHS1 | Singlezone Ducted, Centrally Ducted | 54000 | 37200 | 2.56 | 39000 | 2
FRASER-JOHNSTON | LX SERIES | 214398049 | HRCU-A-CB | HH860E2S11 | CTM60C5CHS1 | Singlezone Ducted, Centrally Ducted | 54000 | 37200 | 2.56 | 39000 | 2
LUXAIRE | LX SERIES | 214398048 | HRCU-A-CB | HH860E2S11 | CTM60C5CHS1 | Singlezone Ducted, Centrally Ducted | 54000 | 37200 | 2.56 | 39000 | 2
COLEMAN | LX SERIES | 214398047 | HRCU-A-CB | HH860E2S11 | CTM60C5CHS1 | Singlezone Ducted, Centrally Ducted | 54000 | 37200 | 2.56 | 39000 | 2
YORK | LX SERIES | 214395790 | HRCU-A-CB | HH860E2S11 | CTM60C5CHS1 | Singlezone Ducted, Centrally Ducted | 54000 | 37200 | 2.56 | 39000 | 2
JOHNSON CONTROLS | LX SERIES | 214398046 | HRCU-A-CB | HH860E2S11 | CTM60C5CHS1 | Singlezone Ducted, Centrally Ducted | 54000 | 37200 | 2.56 | 39000 | 2
CHAMPION HEATING AND COOLING | LX SERIES | 214398045 | HRCU-A-CB | HH860E2S11 | CTM60C5CHS1 | Singlezone Ducted, Centrally Ducted | 54000 | 37200 | 2.56 | 39000 | 2
FRASER-JOHNSTON | LX SERIES | 214398044 | HRCU-A-CB | HH860E2S11 | CTM60C5CHS1 | Singlezone Ducted, Centrally Ducted | 54000 | 37200 | 2.56 | 39000 | 2
LUXAIRE | LX SERIES | 214398043 | HRCU-A-CB | HH860E2S11 | CTM60C5CHS1 | Singlezone Ducted, Centrally Ducted | 54000 | 37200 | 2.56 | 39000 | 2
COLEMAN | LX SERIES | 214398042 | HRCU-A-CB | HH860E2S11 | CTM60C5CHS1 | Singlezone Ducted, Centrally Ducted | 54000 | 37200 | 2.56 | 39000 | 2
YORK | LX SERIES | 214395789 | HRCU-A-CB | HH860E2S11 | CTM60C5CHS1 | Singlezone Ducted, Centrally Ducted | 54000 | 37200 | 2.56 | 39000 | 2
JOHNSON CONTROLS | LX SERIES | 214398041 | HRCU-A-CB | HH860E2S11 | CTM60C5CHS1 | Singlezone Ducted, Centrally Ducted | 54000 | 37200 | 2.56 | 39000 | 2
CHAMPION HEATING AND COOLING | LX SERIES | 214398040 | HRCU-A-CB | HH860E2S11 | CTM60C5CHS1 | Singlezone Ducted, Centrally Ducted | 54000 | 37200 | 2.56 | 39000 | 2
FRASER-JOHNSTON | LX SERIES | 214398039 | HRCU-A-CB | HH860E2S11 | CTM60C5CHS1 | Singlezone Ducted, Centrally Ducted | 54000 | 37200 | 2.56 | 39000 | 2
LUXAIRE | LX SERIES | 214398038 | HRCU-A-CB | HH860E2S11 | CTM60C5CHS1 | Singlezone Ducted, Centrally Ducted | 54000 | 37200 | 2.56 | 39000 | 2
COLEMAN | LX SERIES | 214398037 | HRCU-A-CB | HH860E2S11 | CTM60C5CHS1 | Singlezone Ducted, Centrally Ducted | 54000 | 37200 | 2.56 | 39000 | 2
YORK | LX SERIES | 214395788 | HRCU-A-CB | HH860E2S11 | CTM60C5CHS1 | Singlezone Ducted, Centrally Ducted | 54000 | 37200 | 2.56 | 39000 | 2
JOHNSON CONTROLS | LX SERIES | 214398036 | HRCU-A-CB | HH860E2S11 | CTM60C5CHS1 | Singlezone Ducted, Centrally Ducted | 54000 | 37200 | 2.56 | 39000 | 2
CHAMPION HEATING AND COOLING | LX SERIES | 214398035 | HRCU-A-CB | HH860E2S11 | CTM60C5CHS1 | Singlezone Ducted, Centrally Ducted | 54000 | 37200 | 2.56 | 39000 | 2
FRASER-JOHNSTON | LX SERIES | 214398034 | HRCU-A-CB | HH860E2S11 | CTM60C5CHS1 | Singlezone Ducted, Centrally Ducted | 54000 | 37200 | 2.56 | 39000 | 2
LUXAIRE | LX SERIES | 214398033 | HRCU-A-CB | HH860E2S11 | CTM60C5CHS1 | Singlezone Ducted, Centrally Ducted | 54000 | 37200 | 2.56 | 39000 | 2
COLEMAN | LX SERIES | 214398032 | HRCU-A-CB | HH860E2S11 | CTM60C5CHS1 | Singlezone Ducted, Centrally Ducted | 54000 | 37200 | 2.56 | 39000 | 2
YORK | LX SERIES | 214395787 | HRCU-A-CB | HH860E2S11 | CTM60C5CHS1 | Singlezone Ducted, Centrally Ducted | 54000 | 37200 | 2.56 | 39000 | 2
JOHNSON CONTROLS | LX SERIES | 214398031 | HRCU-A-CB | HH860E2S11 | CTM60C5CHS1 | Singlezone Ducted, Centrally Ducted | 54000 | 37400 | 2.54 | 39000 | 2
CHAMPION HEATING AND COOLING | LX SERIES | 214398030 | HRCU-A-CB | HH860E2S11 | CTM60C5CHS1 | Singlezone Ducted, Centrally Ducted | 54000 | 37400 | 2.54 | 39000 | 2
FRASER-JOHNSTON | LX SERIES | 214398029 | HRCU-A-CB | HH860E2S11 | CTM60C5CHS1 | Singlezone Ducted, Centrally Ducted | 54000 | 37400 | 2.54 | 39000 | 2
LUXAIRE | LX SERIES | 214398028 | HRCU-A-CB | HH860E2S11 | CTM60C5CHS1 | Singlezone Ducted, Centrally Ducted | 54000 | 37400 | 2.54 | 39000 | 2
COLEMAN | LX SERIES | 214398027 | HRCU-A-CB | HH860E2S11 | CTM60C5CHS1 | Singlezone Ducted, Centrally Ducted | 54000 | 37400 | 2.54 | 39000 | 2
YORK | LX SERIES | 214395786 | HRCU-A-CB | HH860E2S11 | CTM60C5CHS1 | Singlezone Ducted, Centrally Ducted | 54000 | 37400 | 2.54 | 39000 | 2
JOHNSON CONTROLS | LX SERIES | 214398026 | HRCU-A-CB | HH860E2S11 | CTM60C5CHS1 | Singlezone Ducted, Centrally Ducted | 54000 | 37400 | 2.54 | 39000 | 2
CHAMPION HEATING AND COOLING | LX SERIES | 214398025 | HRCU-A-CB | HH860E2S11 | CTM60C5CHS1 | Singlezone Ducted, Centrally Ducted | 54000 | 37400 | 2.54 | 39000 | 2
FRASER-JOHNSTON | LX SERIES | 214398024 | HRCU-A-CB | HH860E2S11 | CTM60C5CHS1 | Singlezone Ducted, Centrally Ducted | 54000 | 37400 | 2.54 | 39000 | 2
LUXAIRE | LX SERIES | 214398023 | HRCU-A-CB | HH860E2S11 | CTM60C5CHS1 | Singlezone Ducted, Centrally Ducted | 54000 | 37400 | 2.54 | 39000 | 2
COLEMAN | LX SERIES | 214398022 | HRCU-A-CB | HH860E2S11 | CTM60C5CHS1 | Singlezone Ducted, Centrally Ducted | 54000 | 37400 | 2.54 | 39000 | 2
YORK | LX SERIES | 214395785 | HRCU-A-CB | HH860E2S11 | CTM60C5CHS1 | Singlezone Ducted, Centrally Ducted | 54000 | 37400 | 2.54 | 39000 | 2
LUXAIRE | LX SERIES | 214397188 | HRCU-A-CB | HH860E2S11 | CTM60D5CHS1 | Singlezone Ducted, Centrally Ducted | 54000 | 37400 | 2.58 | 39000 | 2
COLEMAN | LX SERIES | 214397187 | HRCU-A-CB | HH860E2S11 | CTM60D5CHS1 | Singlezone Ducted, Centrally Ducted | 54000 | 37400 | 2.58 | 39000 | 2
YORK | LX SERIES | 214396185 | HRCU-A-CB | HH860E2S11 | CTM60D5CHS1 | Singlezone Ducted, Centrally Ducted | 54000 | 37400 | 2.58 | 39000 | 2
JOHNSON CONTROLS | LX SERIES | 214397186 | HRCU-A-CB | HH860E2S11 | CTM60D5CHS1 | Singlezone Ducted, Centrally Ducted | 54000 | 37400 | 2.58 | 39000 | 2
CHAMPION HEATING AND COOLING | LX SERIES | 214397185 | HRCU-A-CB | HH860E2S11 | CTM60D5CHS1 | Singlezone Ducted, Centrally Ducted | 54000 | 37400 | 2.58 | 39000 | 2
FRASER-JOHNSTON | LX SERIES | 214397184 | HRCU-A-CB | HH860E2S11 | CTM60D5CHS1 | Singlezone Ducted, Centrally Ducted | 54000 | 37400 | 2.58 | 39000 | 2
LUXAIRE | LX SERIES | 214397183 | HRCU-A-CB | HH860E2S11 | CTM60D5CHS1 | Singlezone Ducted, Centrally Ducted | 54000 | 37400 | 2.58 | 39000 | 2
COLEMAN | LX SERIES | 214397182 | HRCU-A-CB | HH860E2S11 | CTM60D5CHS1 | Singlezone Ducted, Centrally Ducted | 54000 | 37400 | 2.58 | 39000 | 2
YORK | LX SERIES | 214396184 | HRCU-A-CB | HH860E2S11 | CTM60D5CHS1 | Singlezone Ducted, Centrally Ducted | 54000 | 37400 | 2.58 | 39000 | 2
JOHNSON CONTROLS | LX SERIES | 214397181 | HRCU-A-CB | HH860E2S11 | CTM60D5CHS1 | Singlezone Ducted, Centrally Ducted | 54000 | 37400 | 2.58 | 39000 | 2
CHAMPION HEATING AND COOLING | LX SERIES | 214397180 | HRCU-A-CB | HH860E2S11 | CTM60D5CHS1 | Singlezone Ducted, Centrally Ducted | 54000 | 37400 | 2.58 | 39000 | 2
FRASER-JOHNSTON | LX SERIES | 214397179 | HRCU-A-CB | HH860E2S11 | CTM60D5CHS1 | Singlezone Ducted, Centrally Ducted | 54000 | 37400 | 2.58 | 39000 | 2
LUXAIRE | LX SERIES | 214397178 | HRCU-A-CB | HH860E2S11 | CTM60D5CHS1 | Singlezone Ducted, Centrally Ducted | 54000 | 37400 | 2.58 | 39000 | 2
COLEMAN | LX SERIES | 214397177 | HRCU-A-CB | HH860E2S11 | CTM60D5CHS1 | Singlezone Ducted, Centrally Ducted | 54000 | 37400 | 2.58 | 39000 | 2
YORK | LX SERIES | 214396183 | HRCU-A-CB | HH860E2S11 | CTM60D5CHS1 | Singlezone Ducted, Centrally Ducted | 54000 | 37400 | 2.58 | 39000 | 2
LUXAIRE | LX SERIES | 214650536 | HRCU-A-CB | HH860E2S11 | CTU60D5XHS1+TXV | Singlezone Ducted, Centrally Ducted | 54500 | 37600 | 2.56 | 39500 | 2
COLEMAN | LX SERIES | 214650532 | HRCU-A-CB | HH860E2S11 | CTU60D5XHS1+TXV | Singlezone Ducted, Centrally Ducted | 54500 | 37600 | 2.56 | 39500 | 2
YORK | LX SERIES | 214650244 | HRCU-A-CB | HH860E2S11 | CTU60D5XHS1+TXV | Singlezone Ducted, Centrally Ducted | 54500 | 37600 | 2.56 | 39500 | 2
JOHNSON CONTROLS | LX SERIES | 214650528 | HRCU-A-CB | HH860E2S11 | CTU60D5XHS1+TXV | Singlezone Ducted, Centrally Ducted | 54500 | 37600 | 2.56 | 39500 | 2
CHAMPION HEATING AND COOLING | LX SERIES | 214650523 | HRCU-A-CB | HH860E2S11 | CTU60D5XHS1+TXV | Singlezone Ducted, Centrally Ducted | 54500 | 37600 | 2.56 | 39500 | 2
FRASER-JOHNSTON | LX SERIES | 214650520 | HRCU-A-CB | HH860E2S11 | CTU60D5XHS1+TXV | Singlezone Ducted, Centrally Ducted | 54500 | 37600 | 2.56 | 39500 | 2
LUXAIRE | LX SERIES | 214650515 | HRCU-A-CB | HH860E2S11 | CTU60D5XHS1+TXV | Singlezone Ducted, Centrally Ducted | 54500 | 37600 | 2.56 | 39500 | 2
COLEMAN | LX SERIES | 214650511 | HRCU-A-CB | HH860E2S11 | CTU60D5XHS1+TXV | Singlezone Ducted, Centrally Ducted | 54500 | 37600 | 2.56 | 39500 | 2
YORK | LX SERIES | 214650240 | HRCU-A-CB | HH860E2S11 | CTU60D5XHS1+TXV | Singlezone Ducted, Centrally Ducted | 54500 | 37600 | 2.56 | 39500 | 2
JOHNSON CONTROLS | LX SERIES | 214650507 | HRCU-A-CB | HH860E2S11 | CTU60D5XHS1+TXV | Singlezone Ducted, Centrally Ducted | 54500 | 37600 | 2.56 | 39500 | 2
CHAMPION HEATING AND COOLING | LX SERIES | 214650503 | HRCU-A-CB | HH860E2S11 | CTU60D5XHS1+TXV | Singlezone Ducted, Centrally Ducted | 54500 | 37600 | 2.56 | 39500 | 2
FRASER-JOHNSTON | LX SERIES | 214650499 | HRCU-A-CB | HH860E2S11 | CTU60D5XHS1+TXV | Singlezone Ducted, Centrally Ducted | 54500 | 37600 | 2.56 | 39500 | 2
LUXAIRE | LX SERIES | 214650495 | HRCU-A-CB | HH860E2S11 | CTU60D5XHS1+TXV | Singlezone Ducted, Centrally Ducted | 54500 | 37600 | 2.56 | 39500 | 2
COLEMAN | LX SERIES | 214650491 | HRCU-A-CB | HH860E2S11 | CTU60D5XHS1+TXV | Singlezone Ducted, Centrally Ducted | 54500 | 37600 | 2.56 | 39500 | 2
YORK | LX SERIES | 214650236 | HRCU-A-CB | HH860E2S11 | CTU60D5XHS1+TXV | Singlezone Ducted, Centrally Ducted | 54500 | 37600 | 2.56 | 39500 | 2
LUXAIRE | LX SERIES | 214398420 | HRCU-A-CB | HH860E2S11 | CTF60D5CHS1 | Singlezone Ducted, Centrally Ducted | 54500 | 37600 | 2.56 | 39500 | 2
COLEMAN | LX SERIES | 214398419 | HRCU-A-CB | HH860E2S11 | CTF60D5CHS1 | Singlezone Ducted, Centrally Ducted | 54500 | 37600 | 2.56 | 39500 | 2
YORK | LX SERIES | 214395885 | HRCU-A-CB | HH860E2S11 | CTF60D5CHS1 | Singlezone Ducted, Centrally Ducted | 54500 | 37600 | 2.56 | 39500 | 2
JOHNSON CONTROLS | LX SERIES | 214398418 | HRCU-A-CB | HH860E2S11 | CTF60D5CHS1 | Singlezone Ducted, Centrally Ducted | 54500 | 37600 | 2.56 | 39500 | 2
CHAMPION HEATING AND COOLING | LX SERIES | 214398417 | HRCU-A-CB | HH860E2S11 | CTF60D5CHS1 | Singlezone Ducted, Centrally Ducted | 54500 | 37600 | 2.56 | 39500 | 2
FRASER-JOHNSTON | LX SERIES | 214398416 | HRCU-A-CB | HH860E2S11 | CTF60D5CHS1 | Singlezone Ducted, Centrally Ducted | 54500 | 37600 | 2.56 | 39500 | 2
LUXAIRE | LX SERIES | 214398415 | HRCU-A-CB | HH860E2S11 | CTF60D5CHS1 | Singlezone Ducted, Centrally Ducted | 54500 | 37600 | 2.56 | 39500 | 2
COLEMAN | LX SERIES | 214398414 | HRCU-A-CB | HH860E2S11 | CTF60D5CHS1 | Singlezone Ducted, Centrally Ducted | 54500 | 37600 | 2.56 | 39500 | 2
YORK | LX SERIES | 214395884 | HRCU-A-CB | HH860E2S11 | CTF60D5CHS1 | Singlezone Ducted, Centrally Ducted | 54500 | 37600 | 2.56 | 39500 | 2
JOHNSON CONTROLS | LX SERIES | 214398413 | HRCU-A-CB | HH860E2S11 | CTF60D5CHS1 | Singlezone Ducted, Centrally Ducted | 54500 | 37600 | 2.56 | 39500 | 2
CHAMPION HEATING AND COOLING | LX SERIES | 214398412 | HRCU-A-CB | HH860E2S11 | CTF60D5CHS1 | Singlezone Ducted, Centrally Ducted | 54500 | 37600 | 2.56 | 39500 | 2
FRASER-JOHNSTON | LX SERIES | 214398411 | HRCU-A-CB | HH860E2S11 | CTF60D5CHS1 | Singlezone Ducted, Centrally Ducted | 54500 | 37600 | 2.56 | 39500 | 2
LUXAIRE | LX SERIES | 214398410 | HRCU-A-CB | HH860E2S11 | CTF60D5CHS1 | Singlezone Ducted, Centrally Ducted | 54500 | 37600 | 2.56 | 39500 | 2
COLEMAN | LX SERIES | 214398409 | HRCU-A-CB | HH860E2S11 | CTF60D5CHS1 | Singlezone Ducted, Centrally Ducted | 54500 | 37600 | 2.56 | 39500 | 2
YORK | LX SERIES | 214395883 | HRCU-A-CB | HH860E2S11 | CTF60D5CHS1 | Singlezone Ducted, Centrally Ducted | 54500 | 37600 | 2.56 | 39500 | 2
JOHNSON CONTROLS | LX SERIES | 214397166 | HRCU-A-CB | HH860E2S11 | CTF60C5CHS1 | Singlezone Ducted, Centrally Ducted | 54500 | 37600 | 2.5 | 39500 | 2
CHAMPION HEATING AND COOLING | LX SERIES | 214397165 | HRCU-A-CB | HH860E2S11 | CTF60C5CHS1 | Singlezone Ducted, Centrally Ducted | 54500 | 37600 | 2.5 | 39500 | 2
FRASER-JOHNSTON | LX SERIES | 214397164 | HRCU-A-CB | HH860E2S11 | CTF60C5CHS1 | Singlezone Ducted, Centrally Ducted | 54500 | 37600 | 2.5 | 39500 | 2
LUXAIRE | LX SERIES | 214397163 | HRCU-A-CB | HH860E2S11 | CTF60C5CHS1 | Singlezone Ducted, Centrally Ducted | 54500 | 37600 | 2.5 | 39500 | 2
COLEMAN | LX SERIES | 214397162 | HRCU-A-CB | HH860E2S11 | CTF60C5CHS1 | Singlezone Ducted, Centrally Ducted | 54500 | 37600 | 2.5 | 39500 | 2
YORK | LX SERIES | 214396180 | HRCU-A-CB | HH860E2S11 | CTF60C5CHS1 | Singlezone Ducted, Centrally Ducted | 54500 | 37600 | 2.5 | 39500 | 2
JOHNSON CONTROLS | LX SERIES | 214719985 | HRCU-A-CB | HH860E2S11 | CTU60C5XGS1+TXV | Singlezone Ducted, Centrally Ducted | 47000 | 35800 | 2.54 | 35000 | 2
CHAMPION HEATING AND COOLING | LX SERIES | 214719984 | HRCU-A-CB | HH860E2S11 | CTU60C5XGS1+TXV | Singlezone Ducted, Centrally Ducted | 47000 | 35800 | 2.54 | 35000 | 2
FRASER-JOHNSTON | LX SERIES | 214719983 | HRCU-A-CB | HH860E2S11 | CTU60C5XGS1+TXV | Singlezone Ducted, Centrally Ducted | 47000 | 35800 | 2.54 | 35000 | 2
LUXAIRE | LX SERIES | 214719982 | HRCU-A-CB | HH860E2S11 | CTU60C5XGS1+TXV | Singlezone Ducted, Centrally Ducted | 47000 | 35800 | 2.54 | 35000 | 2
COLEMAN | LX SERIES | 214719981 | HRCU-A-CB | HH860E2S11 | CTU60C5XGS1+TXV | Singlezone Ducted, Centrally Ducted | 47000 | 35800 | 2.54 | 35000 | 2
YORK | LX SERIES | 214719806 | HRCU-A-CB | HH860E2S11 | CTU60C5XGS1+TXV | Singlezone Ducted, Centrally Ducted | 47000 | 35800 | 2.54 | 35000 | 2
JOHNSON CONTROLS | LX SERIES | 214397049 | HRCU-A-CB | HH860E2S11 | CTF60C5CGS1 | Singlezone Ducted, Centrally Ducted | 47000 | 35800 | 2.54 | 35000 | 2
CHAMPION HEATING AND COOLING | LX SERIES | 214397048 | HRCU-A-CB | HH860E2S11 | CTF60C5CGS1 | Singlezone Ducted, Centrally Ducted | 47000 | 35800 | 2.54 | 35000 | 2
FRASER-JOHNSTON | LX SERIES | 214397047 | HRCU-A-CB | HH860E2S11 | CTF60C5CGS1 | Singlezone Ducted, Centrally Ducted | 47000 | 35800 | 2.54 | 35000 | 2
LUXAIRE | LX SERIES | 214397046 | HRCU-A-CB | HH860E2S11 | CTF60C5CGS1 | Singlezone Ducted, Centrally Ducted | 47000 | 35800 | 2.54 | 35000 | 2
COLEMAN | LX SERIES | 214397045 | HRCU-A-CB | HH860E2S11 | CTF60C5CGS1 | Singlezone Ducted, Centrally Ducted | 47000 | 35800 | 2.54 | 35000 | 2
YORK | LX SERIES | 214396154 | HRCU-A-CB | HH860E2S11 | CTF60C5CGS1 | Singlezone Ducted, Centrally Ducted | 47000 | 35800 | 2.54 | 35000 | 2
COLEMAN | LX SERIES | 214397194 | HRCU-A-CB | HH860E2S11 | CTF60D5CHS1 | Singlezone Ducted, Centrally Ducted | 54500 | 37800 | 2.52 | 39500 | 2
YORK | LX SERIES | 214396187 | HRCU-A-CB | HH860E2S11 | CTF60D5CHS1 | Singlezone Ducted, Centrally Ducted | 54500 | 37800 | 2.52 | 39500 | 2
JOHNSON CONTROLS | LX SERIES | 214397193 | HRCU-A-CB | HH860E2S11 | CTF60C5CHS1 | Singlezone Ducted, Centrally Ducted | 55000 | 38000 | 2.54 | 40000 | 2
CHAMPION HEATING AND COOLING | LX SERIES | 214397192 | HRCU-A-CB | HH860E2S11 | CTF60C5CHS1 | Singlezone Ducted, Centrally Ducted | 55000 | 38000 | 2.54 | 40000 | 2
FRASER-JOHNSTON | LX SERIES | 214397191 | HRCU-A-CB | HH860E2S11 | CTF60C5CHS1 | Singlezone Ducted, Centrally Ducted | 55000 | 38000 | 2.54 | 40000 | 2
LUXAIRE | LX SERIES | 214397190 | HRCU-A-CB | HH860E2S11 | CTF60C5CHS1 | Singlezone Ducted, Centrally Ducted | 55000 | 38000 | 2.54 | 40000 | 2
COLEMAN | LX SERIES | 214397189 | HRCU-A-CB | HH860E2S11 | CTF60C5CHS1 | Singlezone Ducted, Centrally Ducted | 55000 | 38000 | 2.54 | 40000 | 2
YORK | LX SERIES | 214396186 | HRCU-A-CB | HH860E2S11 | CTF60C5CHS1 | Singlezone Ducted, Centrally Ducted | 55000 | 38000 | 2.54 | 40000 | 2
JOHNSON CONTROLS | LX SERIES | 214396744 | HRCU-A-CB | HH860E2S11 | CTF60D5CHS1+JME18D2SN1 | Singlezone Ducted, Centrally Ducted | 53500 | 36600 | 2.62 | 38500 | 2
CHAMPION HEATING AND COOLING | LX SERIES | 214396743 | HRCU-A-CB | HH860E2S11 | CTF60D5CHS1+JME18D2SN1 | Singlezone Ducted, Centrally Ducted | 53500 | 36600 | 2.62 | 38500 | 2
FRASER-JOHNSTON | LX SERIES | 214396742 | HRCU-A-CB | HH860E2S11 | CTF60D5CHS1+JME18D2SN1 | Singlezone Ducted, Centrally Ducted | 53500 | 36600 | 2.62 | 38500 | 2
LUXAIRE | LX SERIES | 214396741 | HRCU-A-CB | HH860E2S11 | CTF60D5CHS1+JME18D2SN1 | Singlezone Ducted, Centrally Ducted | 53500 | 36600 | 2.62 | 38500 | 2
COLEMAN | LX SERIES | 214396740 | HRCU-A-CB | HH860E2S11 | CTF60D5CHS1+JME18D2SN1 | Singlezone Ducted, Centrally Ducted | 53500 | 36600 | 2.62 | 38500 | 2
YORK | LX SERIES | 214396084 | HRCU-A-CB | HH860E2S11 | CTF60D5CHS1+JME18D2SN1 | Singlezone Ducted, Centrally Ducted | 53500 | 36600 | 2.62 | 38500 | 2
JOHNSON CONTROLS | LX SERIES | 214397591 | HRCU-A-CB | HH860E2S11 | CTF60D5CHS1+JMET18DS2N1 | Singlezone Ducted, Centrally Ducted | 53500 | 36600 | 2.6 | 38500 | 2
CHAMPION HEATING AND COOLING | LX SERIES | 214397590 | HRCU-A-CB | HH860E2S11 | CTF60D5CHS1+JMET18DS2N1 | Singlezone Ducted, Centrally Ducted | 53500 | 36600 | 2.6 | 38500 | 2
FRASER-JOHNSTON | LX SERIES | 214397589 | HRCU-A-CB | HH860E2S11 | CTF60D5CHS1+JMET18DS2N1 | Singlezone Ducted, Centrally Ducted | 53500 | 36600 | 2.6 | 38500 | 2
LUXAIRE | LX SERIES | 214397588 | HRCU-A-CB | HH860E2S11 | CTF60D5CHS1+JMET18DS2N1 | Singlezone Ducted, Centrally Ducted | 53500 | 36600 | 2.6 | 38500 | 2
COLEMAN | LX SERIES | 214397587 | HRCU-A-CB | HH860E2S11 | CTF60D5CHS1+JMET18DS2N1 | Singlezone Ducted, Centrally Ducted | 53500 | 36600 | 2.6 | 38500 | 2
YORK | LX SERIES | 214395677 | HRCU-A-CB | HH860E2S11 | CTF60D5CHS1+JMET18DS2N1 | Singlezone Ducted, Centrally Ducted | 53500 | 36600 | 2.6 | 38500 | 2
JOHNSON CONTROLS | LX SERIES | 214396298 | HRCU-A-CB | HH860E2S11 | CTM60C5CHS1 | Singlezone Ducted, Centrally Ducted | 54500 | 37600 | 2.5 | 39500 | 2
CHAMPION HEATING AND COOLING | LX SERIES | 214396297 | HRCU-A-CB | HH860E2S11 | CTM60C5CHS1 | Singlezone Ducted, Centrally Ducted | 54500 | 37600 | 2.5 | 39500 | 2
FRASER-JOHNSTON | LX SERIES | 214396296 | HRCU-A-CB | HH860E2S11 | CTM60C5CHS1 | Singlezone Ducted, Centrally Ducted | 54500 | 37600 | 2.5 | 39500 | 2
LUXAIRE | LX SERIES | 214396295 | HRCU-A-CB | HH860E2S11 | CTM60C5CHS1 | Singlezone Ducted, Centrally Ducted | 54500 | 37600 | 2.5 | 39500 | 2
COLEMAN | LX SERIES | 214396294 | HRCU-A-CB | HH860E2S11 | CTM60C5CHS1 | Singlezone Ducted, Centrally Ducted | 54500 | 37600 | 2.5 | 39500 | 2
YORK | LX SERIES | 214395978 | HRCU-A-CB | HH860E2S11 | CTM60C5CHS1 | Singlezone Ducted, Centrally Ducted | 54500 | 37600 | 2.5 | 39500 | 2
JOHNSON CONTROLS | LX SERIES | 214398378 | HRCU-A-CB | HH824E2S11 | CTF30B5ACS1+JMET12BS2N1 | Singlezone Ducted, Centrally Ducted | 23000 | 18400 | 2.78 | 18100 | 2
CHAMPION HEATING AND COOLING | LX SERIES | 214398377 | HRCU-A-CB | HH824E2S11 | CTF30B5ACS1+JMET12BS2N1 | Singlezone Ducted, Centrally Ducted | 23000 | 18400 | 2.78 | 18100 | 2
FRASER-JOHNSTON | LX SERIES | 214398376 | HRCU-A-CB | HH824E2S11 | CTF30B5ACS1+JMET12BS2N1 | Singlezone Ducted, Centrally Ducted | 23000 | 18400 | 2.78 | 18100 | 2
LUXAIRE | LX SERIES | 214398375 | HRCU-A-CB | HH824E2S11 | CTF30B5ACS1+JMET12BS2N1 | Singlezone Ducted, Centrally Ducted | 23000 | 18400 | 2.78 | 18100 | 2
COLEMAN | LX SERIES | 214398374 | HRCU-A-CB | HH824E2S11 | CTF30B5ACS1+JMET12BS2N1 | Singlezone Ducted, Centrally Ducted | 23000 | 18400 | 2.78 | 18100 | 2
YORK | LX SERIES | 214395876 | HRCU-A-CB | HH824E2S11 | CTF30B5ACS1+JMET12BS2N1 | Singlezone Ducted, Centrally Ducted | 23000 | 18400 | 2.78 | 18100 | 2
JOHNSON CONTROLS | LX SERIES | 214396697 | HRCU-A-CB | HH824E2S11 | CTF30B5ACS1+JMC12B2SN1 | Singlezone Ducted, Centrally Ducted | 23000 | 18600 | 2.84 | 18300 | 2
CHAMPION HEATING AND COOLING | LX SERIES | 214396696 | HRCU-A-CB | HH824E2S11 | CTF30B5ACS1+JMC12B2SN1 | Singlezone Ducted, Centrally Ducted | 23000 | 18600 | 2.84 | 18300 | 2
FRASER-JOHNSTON | LX SERIES | 214396695 | HRCU-A-CB | HH824E2S11 | CTF30B5ACS1+JMC12B2SN1 | Singlezone Ducted, Centrally Ducted | 23000 | 18600 | 2.84 | 18300 | 2
LUXAIRE | LX SERIES | 214396694 | HRCU-A-CB | HH824E2S11 | CTF30B5ACS1+JMC12B2SN1 | Singlezone Ducted, Centrally Ducted | 23000 | 18600 | 2.84 | 18300 | 2
COLEMAN | LX SERIES | 214396693 | HRCU-A-CB | HH824E2S11 | CTF30B5ACS1+JMC12B2SN1 | Singlezone Ducted, Centrally Ducted | 23000 | 18600 | 2.84 | 18300 | 2
YORK | LX SERIES | 214396074 | HRCU-A-CB | HH824E2S11 | CTF30B5ACS1+JMC12B2SN1 | Singlezone Ducted, Centrally Ducted | 23000 | 18600 | 2.84 | 18300 | 2
JOHNSON CONTROLS | LX SERIES | 214609155 | HRCU-A-CB | HH824E2S11 | CTF30B5ACS1 | Singlezone Ducted, Centrally Ducted | 23000 | 18900 | 2.76 | 18600 | 2
CHAMPION HEATING AND COOLING | LX SERIES | 214609183 | HRCU-A-CB | HH824E2S11 | CTF30B5ACS1 | Singlezone Ducted, Centrally Ducted | 23000 | 18900 | 2.76 | 18600 | 2
FRASER-JOHNSTON | LX SERIES | 214609212 | HRCU-A-CB | HH824E2S11 | CTF30B5ACS1 | Singlezone Ducted, Centrally Ducted | 23000 | 18900 | 2.76 | 18600 | 2
LUXAIRE | LX SERIES | 214609069 | HRCU-A-CB | HH824E2S11 | CTF30B5ACS1 | Singlezone Ducted, Centrally Ducted | 23000 | 18900 | 2.76 | 18600 | 2
COLEMAN | LX SERIES | 214609097 | HRCU-A-CB | HH824E2S11 | CTF30B5ACS1 | Singlezone Ducted, Centrally Ducted | 23000 | 18900 | 2.76 | 18600 | 2
YORK | LX SERIES | 214609039 | HRCU-A-CB | HH824E2S11 | CTF30B5ACS1 | Singlezone Ducted, Centrally Ducted | 23000 | 18900 | 2.76 | 18600 | 2
JOHNSON CONTROLS | LX SERIES | 214397124 | HRCU-A-CB | HH824E2S11 | CTF30B5ACS1+JMET08BS2N1 | Singlezone Ducted, Centrally Ducted | 23000 | 18200 | 2.74 | 17900 | 2
CHAMPION HEATING AND COOLING | LX SERIES | 214397123 | HRCU-A-CB | HH824E2S11 | CTF30B5ACS1+JMET08BS2N1 | Singlezone Ducted, Centrally Ducted | 23000 | 18200 | 2.74 | 17900 | 2
FRASER-JOHNSTON | LX SERIES | 214397122 | HRCU-A-CB | HH824E2S11 | CTF30B5ACS1+JMET08BS2N1 | Singlezone Ducted, Centrally Ducted | 23000 | 18200 | 2.74 | 17900 | 2
LUXAIRE | LX SERIES | 214397121 | HRCU-A-CB | HH824E2S11 | CTF30B5ACS1+JMET08BS2N1 | Singlezone Ducted, Centrally Ducted | 23000 | 18200 | 2.74 | 17900 | 2
COLEMAN | LX SERIES | 214397120 | HRCU-A-CB | HH824E2S11 | CTF30B5ACS1+JMET08BS2N1 | Singlezone Ducted, Centrally Ducted | 23000 | 18200 | 2.74 | 17900 | 2
YORK | LX SERIES | 214396171 | HRCU-A-CB | HH824E2S11 | CTF30B5ACS1+JMET08BS2N1 | Singlezone Ducted, Centrally Ducted | 23000 | 18200 | 2.74 | 17900 | 2
JOHNSON CONTROLS | LX SERIES | 214396261 | HRCU-A-CB | HH824E2S11 | CTF30B5ACS1+JMVT12BC2N1 | Singlezone Ducted, Centrally Ducted | 23000 | 18600 | 2.84 | 18300 | 2
CHAMPION HEATING AND COOLING | LX SERIES | 214396260 | HRCU-A-CB | HH824E2S11 | CTF30B5ACS1+JMVT12BC2N1 | Singlezone Ducted, Centrally Ducted | 23000 | 18600 | 2.84 | 18300 | 2
FRASER-JOHNSTON | LX SERIES | 214396259 | HRCU-A-CB | HH824E2S11 | CTF30B5ACS1+JMVT12BC2N1 | Singlezone Ducted, Centrally Ducted | 23000 | 18600 | 2.84 | 18300 | 2
LUXAIRE | LX SERIES | 214396258 | HRCU-A-CB | HH824E2S11 | CTF30B5ACS1+JMVT12BC2N1 | Singlezone Ducted, Centrally Ducted | 23000 | 18600 | 2.84 | 18300 | 2
COLEMAN | LX SERIES | 214396257 | HRCU-A-CB | HH824E2S11 | CTF30B5ACS1+JMVT12BC2N1 | Singlezone Ducted, Centrally Ducted | 23000 | 18600 | 2.84 | 18300 | 2
YORK | LX SERIES | 214395970 | HRCU-A-CB | HH824E2S11 | CTF30B5ACS1+JMVT12BC2N1 | Singlezone Ducted, Centrally Ducted | 23000 | 18600 | 2.84 | 18300 | 2
JOHNSON CONTROLS | LX SERIES | 214609125 | HRCU-A-CB | HH824E2S11 | CTF30B5ACS1 | Singlezone Ducted, Centrally Ducted | 23000 | 18400 | 2.72 | 18100 | 2
CHAMPION HEATING AND COOLING | LX SERIES | 214609154 | HRCU-A-CB | HH824E2S11 | CTF30B5ACS1 | Singlezone Ducted, Centrally Ducted | 23000 | 18400 | 2.72 | 18100 | 2
FRASER-JOHNSTON | LX SERIES | 214609182 | HRCU-A-CB | HH824E2S11 | CTF30B5ACS1 | Singlezone Ducted, Centrally Ducted | 23000 | 18400 | 2.72 | 18100 | 2
LUXAIRE | LX SERIES | 214609211 | HRCU-A-CB | HH824E2S11 | CTF30B5ACS1 | Singlezone Ducted, Centrally Ducted | 23000 | 18400 | 2.72 | 18100 | 2
COLEMAN | LX SERIES | 214609068 | HRCU-A-CB | HH824E2S11 | CTF30B5ACS1 | Singlezone Ducted, Centrally Ducted | 23000 | 18400 | 2.72 | 18100 | 2
YORK | LX SERIES | 214609038 | HRCU-A-CB | HH824E2S11 | CTF30B5ACS1 | Singlezone Ducted, Centrally Ducted | 23000 | 18400 | 2.72 | 18100 | 2
JOHNSON CONTROLS | LX SERIES | 214397964 | HRCU-A-CB | HH824E2S11 | CTF30B5ACS1+JME08B2SN1 | Singlezone Ducted, Centrally Ducted | 23000 | 18400 | 2.79 | 18000 | 2
CHAMPION HEATING AND COOLING | LX SERIES | 214397963 | HRCU-A-CB | HH824E2S11 | CTF30B5ACS1+JME08B2SN1 | Singlezone Ducted, Centrally Ducted | 23000 | 18400 | 2.79 | 18000 | 2
FRASER-JOHNSTON | LX SERIES | 214397962 | HRCU-A-CB | HH824E2S11 | CTF30B5ACS1+JME08B2SN1 | Singlezone Ducted, Centrally Ducted | 23000 | 18400 | 2.79 | 18000 | 2
LUXAIRE | LX SERIES | 214397961 | HRCU-A-CB | HH824E2S11 | CTF30B5ACS1+JME08B2SN1 | Singlezone Ducted, Centrally Ducted | 23000 | 18400 | 2.79 | 18000 | 2
COLEMAN | LX SERIES | 214397960 | HRCU-A-CB | HH824E2S11 | CTF30B5ACS1+JME08B2SN1 | Singlezone Ducted, Centrally Ducted | 23000 | 18400 | 2.79 | 18000 | 2
YORK | LX SERIES | 214395771 | HRCU-A-CB | HH824E2S11 | CTF30B5ACS1+JME08B2SN1 | Singlezone Ducted, Centrally Ducted | 23000 | 18400 | 2.79 | 18000 | 2
JOHNSON CONTROLS | LX SERIES | 214397974 | HRCU-A-CB | HH824E2S11 | CTF30B5ACS1+JME12B2SN1 | Singlezone Ducted, Centrally Ducted | 23000 | 18700 | 2.85 | 18400 | 2
CHAMPION HEATING AND COOLING | LX SERIES | 214397973 | HRCU-A-CB | HH824E2S11 | CTF30B5ACS1+JME12B2SN1 | Singlezone Ducted, Centrally Ducted | 23000 | 18700 | 2.85 | 18400 | 2
FRASER-JOHNSTON | LX SERIES | 214397972 | HRCU-A-CB | HH824E2S11 | CTF30B5ACS1+JME12B2SN1 | Singlezone Ducted, Centrally Ducted | 23000 | 18700 | 2.85 | 18400 | 2
LUXAIRE | LX SERIES | 214397971 | HRCU-A-CB | HH824E2S11 | CTF30B5ACS1+JME12B2SN1 | Singlezone Ducted, Centrally Ducted | 23000 | 18700 | 2.85 | 18400 | 2
COLEMAN | LX SERIES | 214397970 | HRCU-A-CB | HH824E2S11 | CTF30B5ACS1+JME12B2SN1 | Singlezone Ducted, Centrally Ducted | 23000 | 18700 | 2.85 | 18400 | 2
YORK | LX SERIES | 214395773 | HRCU-A-CB | HH824E2S11 | CTF30B5ACS1+JME12B2SN1 | Singlezone Ducted, Centrally Ducted | 23000 | 18700 | 2.85 | 18400 | 2
CHAMPION HEATING AND COOLING | LX SERIES | 214650642 | HRCU-A-CB | HH824E2S11 | CTU30B5XCS1+TXV | Singlezone Ducted, Centrally Ducted | 23000 | 18900 | 2.76 | 18600 | 2
FRASER-JOHNSTON | LX SERIES | 214650638 | HRCU-A-CB | HH824E2S11 | CTU30B5XCS1+TXV | Singlezone Ducted, Centrally Ducted | 23000 | 18900 | 2.76 | 18600 | 2
JOHNSON CONTROLS | LX SERIES | 214650646 | HRCU-A-CB | HH824E2S11 | CTU30B5XCS1+TXV | Singlezone Ducted, Centrally Ducted | 23000 | 18900 | 2.76 | 18600 | 2
COLEMAN | LX SERIES | 214650630 | HRCU-A-CB | HH824E2S11 | CTU30B5XCS1+TXV | Singlezone Ducted, Centrally Ducted | 23000 | 18900 | 2.76 | 18600 | 2
LUXAIRE | LX SERIES | 214650634 | HRCU-A-CB | HH824E2S11 | CTU30B5XCS1+TXV | Singlezone Ducted, Centrally Ducted | 23000 | 18900 | 2.76 | 18600 | 2
YORK | LX SERIES | 214650265 | HRCU-A-CB | HH824E2S11 | CTU30B5XCS1+TXV | Singlezone Ducted, Centrally Ducted | 23000 | 18900 | 2.76 | 18600 | 2
JOHNSON CONTROLS | LX SERIES | 214779458 | HRCU-A-CB | HH836E2S11 | CTU36B5XDS1+JMET12BS2N1+TXV | Singlezone Ducted, Centrally Ducted | 31200 | 27400 | 2.5 | 25200 | 2
FRASER-JOHNSTON | LX SERIES | 214779456 | HRCU-A-CB | HH836E2S11 | CTU36B5XDS1+JMET12BS2N1+TXV | Singlezone Ducted, Centrally Ducted | 31200 | 27400 | 2.5 | 25200 | 2
LUXAIRE | LX SERIES | 214779455 | HRCU-A-CB | HH836E2S11 | CTU36B5XDS1+JMET12BS2N1+TXV | Singlezone Ducted, Centrally Ducted | 31200 | 27400 | 2.5 | 25200 | 2
CHAMPION HEATING AND COOLING | LX SERIES | 214779457 | HRCU-A-CB | HH836E2S11 | CTU36B5XDS1+JMET12BS2N1+TXV | Singlezone Ducted, Centrally Ducted | 31200 | 27400 | 2.5 | 25200 | 2
COLEMAN | LX SERIES | 214779454 | HRCU-A-CB | HH836E2S11 | CTU36B5XDS1+JMET12BS2N1+TXV | Singlezone Ducted, Centrally Ducted | 31200 | 27400 | 2.5 | 25200 | 2
YORK | LX SERIES | 214779453 | HRCU-A-CB | HH836E2S11 | CTU36B5XDS1+JMET12BS2N1+TXV | Singlezone Ducted, Centrally Ducted | 31200 | 27400 | 2.5 | 25200 | 2
LUXAIRE | LX SERIES | 214650090 | HRCU-A-CB | HH824E2S11 | CTU30B5XCS1+TXV | Singlezone Ducted, Centrally Ducted | 23000 | 18400 | 2.72 | 18100 | 2
JOHNSON CONTROLS | LX SERIES | 214650102 | HRCU-A-CB | HH824E2S11 | CTU30B5XCS1+TXV | Singlezone Ducted, Centrally Ducted | 23000 | 18400 | 2.72 | 18100 | 2
FRASER-JOHNSTON | LX SERIES | 214650094 | HRCU-A-CB | HH824E2S11 | CTU30B5XCS1+TXV | Singlezone Ducted, Centrally Ducted | 23000 | 18400 | 2.72 | 18100 | 2
CHAMPION HEATING AND COOLING | LX SERIES | 214650098 | HRCU-A-CB | HH824E2S11 | CTU30B5XCS1+TXV | Singlezone Ducted, Centrally Ducted | 23000 | 18400 | 2.72 | 18100 | 2
COLEMAN | LX SERIES | 214650086 | HRCU-A-CB | HH824E2S11 | CTU30B5XCS1+TXV | Singlezone Ducted, Centrally Ducted | 23000 | 18400 | 2.72 | 18100 | 2
YORK | LX SERIES | 214650149 | HRCU-A-CB | HH824E2S11 | CTU30B5XCS1+TXV | Singlezone Ducted, Centrally Ducted | 23000 | 18400 | 2.72 | 18100 | 2
COLEMAN | LX SERIES | 214609210 | HRCU-A-CB | HH824E2S11 | CTM30B5ACS1 | Singlezone Ducted, Centrally Ducted | 23000 | 18400 | 2.7 | 18100 | 2
LUXAIRE | LX SERIES | 214609181 | HRCU-A-CB | HH824E2S11 | CTM30B5ACS1 | Singlezone Ducted, Centrally Ducted | 23000 | 18400 | 2.7 | 18100 | 2
CHAMPION HEATING AND COOLING | LX SERIES | 214609124 | HRCU-A-CB | HH824E2S11 | CTM30B5ACS1 | Singlezone Ducted, Centrally Ducted | 23000 | 18400 | 2.7 | 18100 | 2
FRASER-JOHNSTON | LX SERIES | 214609153 | HRCU-A-CB | HH824E2S11 | CTM30B5ACS1 | Singlezone Ducted, Centrally Ducted | 23000 | 18400 | 2.7 | 18100 | 2
JOHNSON CONTROLS | LX SERIES | 214609096 | HRCU-A-CB | HH824E2S11 | CTM30B5ACS1 | Singlezone Ducted, Centrally Ducted | 23000 | 18400 | 2.7 | 18100 | 2
YORK | LX SERIES | 214609037 | HRCU-A-CB | HH824E2S11 | CTM30B5ACS1 | Singlezone Ducted, Centrally Ducted | 23000 | 18400 | 2.7 | 18100 | 2
CHAMPION HEATING AND COOLING | LX SERIES | 214609095 | HRCU-A-CB | HH824E2S11 | CTM30B5ACS1 | Singlezone Ducted, Centrally Ducted | 23000 | 18900 | 2.76 | 18600 | 2
JOHNSON CONTROLS | LX SERIES | 214609067 | HRCU-A-CB | HH824E2S11 | CTM30B5ACS1 | Singlezone Ducted, Centrally Ducted | 23000 | 18900 | 2.76 | 18600 | 2
LUXAIRE | LX SERIES | 214609152 | HRCU-A-CB | HH824E2S11 | CTM30B5ACS1 | Singlezone Ducted, Centrally Ducted | 23000 | 18900 | 2.76 | 18600 | 2
COLEMAN | LX SERIES | 214609180 | HRCU-A-CB | HH824E2S11 | CTM30B5ACS1 | Singlezone Ducted, Centrally Ducted | 23000 | 18900 | 2.76 | 18600 | 2
FRASER-JOHNSTON | LX SERIES | 214609123 | HRCU-A-CB | HH824E2S11 | CTM30B5ACS1 | Singlezone Ducted, Centrally Ducted | 23000 | 18900 | 2.76 | 18600 | 2
YORK | LX SERIES | 214609036 | HRCU-A-CB | HH824E2S11 | CTM30B5ACS1 | Singlezone Ducted, Centrally Ducted | 23000 | 18900 | 2.76 | 18600 | 2
ZERO | Z3SOV Series | 214723151 | HMSV-A-CB | Z3SOV-18HDM-US |  | Multizone Mix of Ducted and Non-Ducted | 19000 | 14600 | 2.5 | 14000 | 2.19
ZERO | Z3SOV Series | 214723149 | HMSR-A-CB-O | Z3SOV-18HDM-US |  | Multizone All Non-Ducted | 19000 | 14400 | 2.5 | 14000 | 2.19
SLIMAIR | SHC Series | 214728303 | HRCU-A-CB-O | SHC24VH2AG | SHLZ24VC2AG | Singlezone Non-Ducted, Wall Placement | 25000 | 21000 | 2.64 | 26000 | 1.95
SLIMAIR | SHC Series | 214728305 | HRCU-A-CB-O | SHC24VH2AG | SHS24VC2AG | Singlezone Non-Ducted, Floor Placement | 25000 | 19000 | 2.64 | 25000 | 2.1
SLIMAIR | SHC Series | 214728301 | HRCU-A-CB-O | SHC12VH2AG | SHLZ12VC2AG | Singlezone Non-Ducted, Ceiling Placement | 12000 | 9900 | 2.55 | 11500 | 1.9
PREMIUM LEVELLA | PIACWMZ series | 214717543 | HRCU-A-CB-O | PIACWMZ9082280B | PIACWMZ9082279A | Singlezone Non-Ducted, Ceiling Placement | 11000 | 8000 | 2.66 | 8500 | 2.37
ACIQ |  | 214602072 | HRCU-A-CB | ACIQ-12-EHPB | ACIQ-12-AHB | Singlezone Ducted, Centrally Ducted | 13000 | 12000 | 2.61 | 11000 | 2
BOSCH | Inverter Ducted Split Family (IDS) | 214771733 | HRCU-A-CB | BOVA-60RTB-M20S | BIVA-60RCB-M20X | Singlezone Ducted, Centrally Ducted | 55000 | 44000 | 2.5 | 38500 | 2
BOSCH | Inverter Ducted Split Family (IDS) | 214771732 | HRCU-A-CB | BOVA-60RTB-M20S | BIVA-48RCB-M20X | Singlezone Ducted, Centrally Ducted | 48000 | 40000 | 2.5 | 33600 | 2
BOSCH | Inverter Ducted Split Family (IDS) | 214771711 | HRCU-A-CB | BOVA-36RTB-M20S | BIVA-36RCB-M20X | Singlezone Ducted, Centrally Ducted | 34200 | 28000 | 2.5 | 24400 | 2
BOSCH | Inverter Ducted Split Family (IDS) | 214771710 | HRCU-A-CB | BOVA-36RTB-M20S | BIVA-24RCB-M20X | Singlezone Ducted, Centrally Ducted | 24000 | 22400 | 2.51 | 17400 | 2.01
GREE | Airy | 214802442 | HRCU-A-CB-O | GWH09AVDXE-D6DNA1A/O | GWH09AVDXE-D6DN***/I | Singlezone Non-Ducted, Wall Placement | 10600 | 6700 | 3.22 | 11500 | 2.11
LENNOX | ELITE EL22XPV SERIES | 214635107 | HRCU-A-CB | EL22XPV-024-230A** | CK40CT-30A-0*+TDR | Singlezone Ducted, Centrally Ducted | 23400 | 14200 | 2.51 | 16100 | 1.96
LENNOX | ELITE EL22XPV SERIES | 214635109 | HRCU-A-CB | EL22XPV-024-230A** | CK40CT-30A-0*+TDR | Singlezone Ducted, Centrally Ducted | 23400 | 14200 | 2.51 | 16100 | 1.96
LENNOX | ELITE EL22XPV SERIES | 214635111 | HRCU-A-CB | EL22XPV-024-230A** | CK40CT-30A-0*+TDR | Singlezone Ducted, Centrally Ducted | 23000 | 13900 | 2.51 | 15800 | 1.94
LENNOX | ELITE EL22XPV SERIES | 214635117 | HRCU-A-CB | EL22XPV-024-230A** | CK40CT-30A-0*+TDR | Singlezone Ducted, Centrally Ducted | 23000 | 13900 | 2.51 | 15800 | 1.94
LENNOX | ELITE EL22XPV SERIES | 214635119 | HRCU-A-CB | EL22XPV-024-230A** | CK40CT-30A-0*+TDR | Singlezone Ducted, Centrally Ducted | 23400 | 14200 | 2.52 | 16100 | 1.96
LENNOX | ELITE EL22XPV SERIES | 214635121 | HRCU-A-CB | EL22XPV-024-230A** | CK40CT-30A-0*+TDR | Singlezone Ducted, Centrally Ducted | 23000 | 13900 | 2.51 | 15800 | 1.94
LENNOX | ELITE EL22XPV SERIES | 214635123 | HRCU-A-CB | EL22XPV-024-230A** | CK40CT-30A-0*+TDR | Singlezone Ducted, Centrally Ducted | 23400 | 14200 | 2.52 | 16100 | 1.96
LENNOX | ELITE EL22XPV SERIES | 214635125 | HRCU-A-CB | EL22XPV-024-230A** | CK40CT-30A-0*+TDR | Singlezone Ducted, Centrally Ducted | 23200 | 14000 | 2.52 | 15900 | 1.94
LENNOX | ELITE EL22XPV SERIES | 214635127 | HRCU-A-CB | EL22XPV-024-230A** | CK40CT-30A-0*+TDR | Singlezone Ducted, Centrally Ducted | 23200 | 14000 | 2.52 | 15900 | 1.96
LENNOX | ELITE EL22XPV SERIES | 214635129 | HRCU-A-CB | EL22XPV-024-230A** | CK40CT-30A-0*+TDR | Singlezone Ducted, Centrally Ducted | 23200 | 14000 | 2.52 | 15900 | 1.94
LENNOX | ELITE EL22XPV SERIES | 214635131 | HRCU-A-CB | EL22XPV-024-230A** | CK40CT-30A-0*+TDR | Singlezone Ducted, Centrally Ducted | 23400 | 14200 | 2.52 | 16100 | 1.98
LENNOX | ELITE EL22XPV SERIES | 214635133 | HRCU-A-CB | EL22XPV-024-230A** | CK40CT-30A-0*+TDR | Singlezone Ducted, Centrally Ducted | 23600 | 14200 | 2.51 | 16100 | 1.96
AIREASE | 4SHP22LX SERIES | 214716364 | HRCU-A-CB | 4SHP22LX136P-**A | 7EC48BX-0*+TDR | Singlezone Ducted, Centrally Ducted | 33800 | 22600 | 2.5 | 18500 | 2.18
LENNOX | ELITE EL22XPV SERIES | 214635135 | HRCU-A-CB | EL22XPV-024-230A** | CK40CT-30A-0*+TDR | Singlezone Ducted, Centrally Ducted | 23600 | 14200 | 2.51 | 16100 | 1.96
AIREASE | 4SHP22LX SERIES | 214716365 | HRCU-A-CB | 4SHP22LX136P-**A | 7EC48BX-0*+TDR | Singlezone Ducted, Centrally Ducted | 33200 | 22000 | 2.52 | 18100 | 2.24
AIREASE | 4SHP22LX SERIES | 214716366 | HRCU-A-CB | 4SHP22LX136P-**A | 7EC48BX-0*+TDR | Singlezone Ducted, Centrally Ducted | 33200 | 22000 | 2.54 | 18000 | 2.24
AIREASE | 4SHP22LX SERIES | 214716371 | HRCU-A-CB | 4SHP22LX136P-**A | 7EC48BX-0*+TDR | Singlezone Ducted, Centrally Ducted | 33400 | 22200 | 2.52 | 18200 | 2.22
AIREASE | 4SHP22LX SERIES | 214716372 | HRCU-A-CB | 4SHP22LX136P-**A | 7EC48BX-0*+TDR | Singlezone Ducted, Centrally Ducted | 33600 | 22200 | 2.56 | 18200 | 2.24
AIREASE | 4SHP22LX SERIES | 214716379 | HRCU-A-CB | 4SHP22LX136P-**A | 7EC48BX-0*+TDR | Singlezone Ducted, Centrally Ducted | 33800 | 22600 | 2.52 | 18500 | 2.2
AIREASE | 4SHP22LX SERIES | 214716380 | HRCU-A-CB | 4SHP22LX136P-**A | 7EC48BX-0*+TDR | Singlezone Ducted, Centrally Ducted | 33800 | 22400 | 2.52 | 18400 | 2.22
AIREASE | 4SHP22LX SERIES | 214716381 | HRCU-A-CB | 4SHP22LX136P-**A | 7EC48BX-0*+TDR | Singlezone Ducted, Centrally Ducted | 33800 | 22400 | 2.54 | 18400 | 2.22
AIREASE | 4SHP22LX SERIES | 214716382 | HRCU-A-CB | 4SHP22LX136P-**A | 7EC48BX-0*+TDR | Singlezone Ducted, Centrally Ducted | 33800 | 22400 | 2.54 | 18400 | 2.22
LENNOX | ELITE EL22XPV SERIES | 214635155 | HRCU-A-CB | EL22XPV-024-230A** | CK40CT-30B-0*+TDR | Singlezone Ducted, Centrally Ducted | 23200 | 14000 | 2.52 | 15900 | 1.96
LENNOX | ELITE EL22XPV SERIES | 214635157 | HRCU-A-CB | EL22XPV-024-230A** | CK40CT-30B-0*+TDR | Singlezone Ducted, Centrally Ducted | 23200 | 14000 | 2.53 | 15900 | 1.96
LENNOX | ELITE EL22XPV SERIES | 214635158 | HRCU-A-CB | EL22XPV-024-230A** | CK40CT-30B-0*+TDR | Singlezone Ducted, Centrally Ducted | 23200 | 14100 | 2.54 | 16000 | 1.98
LENNOX | ELITE EL22XPV SERIES | 214635161 | HRCU-A-CB | EL22XPV-024-230A** | CK40CT-30B-0*+TDR | Singlezone Ducted, Centrally Ducted | 23200 | 14000 | 2.52 | 15900 | 1.96
AIREASE | 4SHP22LX SERIES | 214716268 | HRCU-A-CB | 4SHP22LX136P-**A | 7EH42CX-0*+TDR | Singlezone Ducted, Centrally Ducted | 33200 | 22000 | 2.52 | 17700 | 2.06
AIREASE | 4SHP22LX SERIES | 214716269 | HRCU-A-CB | 4SHP22LX136P-**A | 7EH42CX-0*+TDR | Singlezone Ducted, Centrally Ducted | 33800 | 22600 | 2.52 | 18200 | 2.04
AIREASE | 4SHP22LX SERIES | 214716277 | HRCU-A-CB | 4SHP22LX136P-**A | 7EH42CX-0*+TDR | Singlezone Ducted, Centrally Ducted | 33400 | 22200 | 2.52 | 17900 | 2.06
AIREASE | 4SHP22LX SERIES | 214716278 | HRCU-A-CB | 4SHP22LX136P-**A | 7EH42CX-0*+TDR | Singlezone Ducted, Centrally Ducted | 33400 | 22200 | 2.5 | 17900 | 2.04
AIREASE | 4SHP22LX SERIES | 214716280 | HRCU-A-CB | 4SHP22LX136P-**A | 7EH42CX-0*+TDR | Singlezone Ducted, Centrally Ducted | 33400 | 22400 | 2.5 | 18000 | 2.04
AIREASE | 4SHP22LX SERIES | 214716281 | HRCU-A-CB | 4SHP22LX136P-**A | 7EH42CX-0*+TDR | Singlezone Ducted, Centrally Ducted | 33400 | 22200 | 2.5 | 17900 | 2.04
LENNOX | ELITE EL22XPV SERIES | 214635173 | HRCU-A-CB | EL22XPV-024-230A** | CK40CT-30B-0*+TDR | Singlezone Ducted, Centrally Ducted | 23600 | 14200 | 2.51 | 16100 | 1.96
AIREASE | 4SHP22LX SERIES | 214716282 | HRCU-A-CB | 4SHP22LX136P-**A | 7EH42CX-0*+TDR | Singlezone Ducted, Centrally Ducted | 33600 | 22400 | 2.5 | 18100 | 2.04
AIREASE | 4SHP22LX SERIES | 214716284 | HRCU-A-CB | 4SHP22LX136P-**A | 7EH42CX-0*+TDR | Singlezone Ducted, Centrally Ducted | 33800 | 22600 | 2.52 | 18200 | 2.04
AIREASE | 4SHP22LX SERIES | 214716285 | HRCU-A-CB | 4SHP22LX136P-**A | 7EH42CX-0*+TDR | Singlezone Ducted, Centrally Ducted | 33600 | 22400 | 2.5 | 18100 | 2.04
AIREASE | 4SHP22LX SERIES | 214716286 | HRCU-A-CB | 4SHP22LX136P-**A | 7EH42CX-0*+TDR | Singlezone Ducted, Centrally Ducted | 33600 | 22400 | 2.52 | 18100 | 2.06
AIREASE | 4SHP22LX SERIES | 214716288 | HRCU-A-CB | 4SHP22LX136P-**A | 7EH42CX-0*+TDR | Singlezone Ducted, Centrally Ducted | 33600 | 22400 | 2.5 | 18100 | 2.04
AIREASE | 4SHP22LX SERIES | 214716289 | HRCU-A-CB | 4SHP22LX136P-**A | 7EH42CX-0*+TDR | Singlezone Ducted, Centrally Ducted | 33600 | 22400 | 2.5 | 18100 | 2.04
AIREASE | 4SHP22LX SERIES | 214716290 | HRCU-A-CB | 4SHP22LX136P-**A | 7EH42CX-0*+TDR | Singlezone Ducted, Centrally Ducted | 33800 | 22600 | 2.5 | 18200 | 2.04
LENNOX | ELITE EL22XPV SERIES | 214635187 | HRCU-A-CB | EL22XPV-024-230A** | CK40CT-30B-0*+TDR | Singlezone Ducted, Centrally Ducted | 23600 | 14200 | 2.51 | 16100 | 1.96
LENNOX | ELITE EL22XPV SERIES | 214635191 | HRCU-A-CB | EL22XPV-024-230A** | CK40CT-30B-0*+TDR | Singlezone Ducted, Centrally Ducted | 23400 | 14100 | 2.54 | 16000 | 1.98
LENNOX | ELITE EL22XPV SERIES | 214635193 | HRCU-A-CB | EL22XPV-024-230A** | CK40CT-30B-0*+TDR | Singlezone Ducted, Centrally Ducted | 23400 | 14100 | 2.54 | 16000 | 1.98
LENNOX | ELITE EL22XPV SERIES | 214635195 | HRCU-A-CB | EL22XPV-024-230A** | CK40CT-30B-0*+TDR | Singlezone Ducted, Centrally Ducted | 23400 | 14100 | 2.54 | 16000 | 1.98
LENNOX | ELITE EL22XPV SERIES | 214635197 | HRCU-A-CB | EL22XPV-024-230A** | CK40CT-30B-0*+TDR | Singlezone Ducted, Centrally Ducted | 23600 | 14200 | 2.51 | 16100 | 1.96
LENNOX | ELITE EL22XPV SERIES | 214635199 | HRCU-A-CB | EL22XPV-024-230A** | CK40CT-30B-0*+TDR | Singlezone Ducted, Centrally Ducted | 23600 | 14200 | 2.51 | 16200 | 1.96
LENNOX | ELITE EL22XPV SERIES | 214635203 | HRCU-A-CB | EL22XPV-024-230A** | CK40CT-30B-0*+TDR | Singlezone Ducted, Centrally Ducted | 23600 | 14200 | 2.51 | 16100 | 1.96
LENNOX | ELITE EL22XPV SERIES | 214635201 | HRCU-A-CB | EL22XPV-024-230A** | CK40CT-30B-0*+TDR | Singlezone Ducted, Centrally Ducted | 23600 | 14200 | 2.51 | 16100 | 1.96
LENNOX | ELITE EL22XPV SERIES | 214635011 | HRCU-A-CB | EL22XPV-024-230A** | CK40CT-24A-0*+TDR | Singlezone Ducted, Centrally Ducted | 23600 | 14700 | 2.52 | 15700 | 1.9
LENNOX | ELITE EL22XPV SERIES | 214635013 | HRCU-A-CB | EL22XPV-024-230A** | CK40CT-24A-0*+TDR | Singlezone Ducted, Centrally Ducted | 23600 | 14700 | 2.52 | 15700 | 1.9
LENNOX | ELITE EL22XPV SERIES | 214635015 | HRCU-A-CB | EL22XPV-024-230A** | CK40CT-24A-0*+TDR | Singlezone Ducted, Centrally Ducted | 23000 | 14300 | 2.52 | 15400 | 1.9
LENNOX | ELITE EL22XPV SERIES | 214635017 | HRCU-A-CB | EL22XPV-024-230A** | CK40CT-24A-0*+TDR | Singlezone Ducted, Centrally Ducted | 23600 | 14700 | 2.5 | 15800 | 1.92
LENNOX | ELITE EL22XPV SERIES | 214635019 | HRCU-A-CB | EL22XPV-024-230A** | CK40CT-24A-0*+TDR | Singlezone Ducted, Centrally Ducted | 23600 | 14700 | 2.5 | 15800 | 1.92
LENNOX | ELITE EL22XPV SERIES | 214635029 | HRCU-A-CB | EL22XPV-024-230A** | CK40CT-24A-0*+TDR | Singlezone Ducted, Centrally Ducted | 23200 | 14500 | 2.51 | 15500 | 1.9
LENNOX | ELITE EL22XPV SERIES | 214635031 | HRCU-A-CB | EL22XPV-024-230A** | CK40CT-24A-0*+TDR | Singlezone Ducted, Centrally Ducted | 23200 | 14400 | 2.53 | 15500 | 1.9
LENNOX | ELITE EL22XPV SERIES | 214635033 | HRCU-A-CB | EL22XPV-024-230A** | CK40CT-24A-0*+TDR | Singlezone Ducted, Centrally Ducted | 23200 | 14500 | 2.51 | 15500 | 1.9
LENNOX | ELITE EL22XPV SERIES | 214635035 | HRCU-A-CB | EL22XPV-024-230A** | CK40CT-24A-0*+TDR | Singlezone Ducted, Centrally Ducted | 23600 | 14700 | 2.53 | 15700 | 1.92
LENNOX | ELITE EL22XPV SERIES | 214635037 | HRCU-A-CB | EL22XPV-024-230A** | CK40CT-24A-0*+TDR | Singlezone Ducted, Centrally Ducted | 23600 | 14700 | 2.52 | 15700 | 1.9
LENNOX | ELITE EL22XPV SERIES | 214635039 | HRCU-A-CB | EL22XPV-024-230A** | CK40CT-24A-0*+TDR | Singlezone Ducted, Centrally Ducted | 23600 | 14700 | 2.52 | 15700 | 1.9
LENNOX | ELITE EL22XPV SERIES | 214635053 | HRCU-A-CB | EL22XPV-024-230A** | CK40CT-24B-0*+TDR | Singlezone Ducted, Centrally Ducted | 23600 | 14700 | 2.5 | 15800 | 1.92
LENNOX | ELITE EL22XPV SERIES | 214635059 | HRCU-A-CB | EL22XPV-024-230A** | CK40CT-24B-0*+TDR | Singlezone Ducted, Centrally Ducted | 23200 | 14500 | 2.54 | 15500 | 1.9
LENNOX | ELITE EL22XPV SERIES | 214635061 | HRCU-A-CB | EL22XPV-024-230A** | CK40CT-24B-0*+TDR | Singlezone Ducted, Centrally Ducted | 23200 | 14500 | 2.54 | 15500 | 1.9
LENNOX | ELITE EL22XPV SERIES | 214635063 | HRCU-A-CB | EL22XPV-024-230A** | CK40CT-24B-0*+TDR | Singlezone Ducted, Centrally Ducted | 23400 | 14500 | 2.51 | 15600 | 1.92
LENNOX | ELITE EL22XPV SERIES | 214635065 | HRCU-A-CB | EL22XPV-024-230A** | CK40CT-24B-0*+TDR | Singlezone Ducted, Centrally Ducted | 23200 | 14500 | 2.54 | 15500 | 1.9
LENNOX | ELITE EL22XPV SERIES | 214635077 | HRCU-A-CB | EL22XPV-024-230A** | CK40CT-24B-0*+TDR | Singlezone Ducted, Centrally Ducted | 23600 | 14700 | 2.52 | 15700 | 1.9
LENNOX | ELITE EL22XPV SERIES | 214635091 | HRCU-A-CB | EL22XPV-024-230A** | CK40CT-24B-0*+TDR | Singlezone Ducted, Centrally Ducted | 23600 | 14700 | 2.5 | 15800 | 1.92
LENNOX | ELITE EL22XPV SERIES | 214635095 | HRCU-A-CB | EL22XPV-024-230A** | CK40CT-24B-0*+TDR | Singlezone Ducted, Centrally Ducted | 23600 | 14600 | 2.55 | 15700 | 1.92
LENNOX | ELITE EL22XPV SERIES | 214635097 | HRCU-A-CB | EL22XPV-024-230A** | CK40CT-24B-0*+TDR | Singlezone Ducted, Centrally Ducted | 23600 | 14600 | 2.55 | 15700 | 1.92
LENNOX | ELITE EL22XPV SERIES | 214635099 | HRCU-A-CB | EL22XPV-024-230A** | CK40CT-24B-0*+TDR | Singlezone Ducted, Centrally Ducted | 23600 | 14600 | 2.55 | 15700 | 1.92
LENNOX | ELITE EL22XPV SERIES | 214635101 | HRCU-A-CB | EL22XPV-024-230A** | CK40CT-24B-0*+TDR | Singlezone Ducted, Centrally Ducted | 23600 | 14700 | 2.5 | 15800 | 1.92
LENNOX | ELITE EL22XPV SERIES | 214635103 | HRCU-A-CB | EL22XPV-024-230A** | CK40CT-24B-0*+TDR | Singlezone Ducted, Centrally Ducted | 23600 | 14700 | 2.5 | 15800 | 1.9
LENNOX | ELITE EL22XPV SERIES | 214635105 | HRCU-A-CB | EL22XPV-024-230A** | CK40CT-24B-0*+TDR | Singlezone Ducted, Centrally Ducted | 23600 | 14700 | 2.52 | 15800 | 1.92
LENNOX | EL22XPV SERIES | 214625983 | HRCU-A-CB | EL22XPV-036-230A** | CK40CT-48C-0*+TDR | Singlezone Ducted, Centrally Ducted | 33800 | 22400 | 2.54 | 18500 | 2.24
LENNOX | EL22XPV SERIES | 214625985 | HRCU-A-CB | EL22XPV-036-230A** | CK40CT-48C-0*+TDR | Singlezone Ducted, Centrally Ducted | 33800 | 22400 | 2.52 | 18600 | 2.24
LENNOX | EL22XPV SERIES | 214625986 | HRCU-A-CB | EL22XPV-036-230A** | CK40CT-48C-0*+TDR | Singlezone Ducted, Centrally Ducted | 33800 | 22400 | 2.52 | 18600 | 2.24
LENNOX | EL22XPV SERIES | 214625988 | HRCU-A-CB | EL22XPV-036-230A** | CK40CT-48C-0*+TDR | Singlezone Ducted, Centrally Ducted | 33600 | 22400 | 2.56 | 18500 | 2.26
AIREASE | 4SHP22LX SERIES | 214716498 | HRCU-A-CB | 4SHP22LX124P-**A | 7EC30AX-0*+TDR | Singlezone Ducted, Centrally Ducted | 23400 | 14200 | 2.51 | 16100 | 1.96
AIREASE | 4SHP22LX SERIES | 214716499 | HRCU-A-CB | 4SHP22LX124P-**A | 7EC30AX-0*+TDR | Singlezone Ducted, Centrally Ducted | 23400 | 14200 | 2.51 | 16100 | 1.96
AIREASE | 4SHP22LX SERIES | 214716500 | HRCU-A-CB | 4SHP22LX124P-**A | 7EC30AX-0*+TDR | Singlezone Ducted, Centrally Ducted | 23000 | 13900 | 2.51 | 15800 | 1.94
AIREASE | 4SHP22LX SERIES | 214716502 | HRCU-A-CB | 4SHP22LX124P-**A | 7EC30AX-0*+TDR | Singlezone Ducted, Centrally Ducted | 23400 | 14200 | 2.52 | 16100 | 1.96
AIREASE | 4SHP22LX SERIES | 214716503 | HRCU-A-CB | 4SHP22LX124P-**A | 7EC30AX-0*+TDR | Singlezone Ducted, Centrally Ducted | 23200 | 14000 | 2.52 | 15900 | 1.94
AIREASE | 4SHP22LX SERIES | 214716504 | HRCU-A-CB | 4SHP22LX124P-**A | 7EC30AX-0*+TDR | Singlezone Ducted, Centrally Ducted | 23400 | 14200 | 2.52 | 16100 | 1.98
AIREASE | 4SHP22LX SERIES | 214716505 | HRCU-A-CB | 4SHP22LX124P-**A | 7EC30AX-0*+TDR | Singlezone Ducted, Centrally Ducted | 23600 | 14200 | 2.51 | 16100 | 1.96
AIREASE | 4SHP22LX SERIES | 214716506 | HRCU-A-CB | 4SHP22LX124P-**A | 7EC30AX-0*+TDR | Singlezone Ducted, Centrally Ducted | 23600 | 14200 | 2.51 | 16100 | 1.96
AIREASE | 4SHP22LX SERIES | 214716510 | HRCU-A-CB | 4SHP22LX124P-**A | 7EC30BX-0*+TDR | Singlezone Ducted, Centrally Ducted | 23200 | 14000 | 2.52 | 15900 | 1.96
AIREASE | 4SHP22LX SERIES | 214716514 | HRCU-A-CB | 4SHP22LX124P-**A | 7EC30BX-0*+TDR | Singlezone Ducted, Centrally Ducted | 23600 | 14200 | 2.51 | 16100 | 1.96
AIREASE | 4SHP22LX SERIES | 214716519 | HRCU-A-CB | 4SHP22LX124P-**A | 7EC30BX-0*+TDR | Singlezone Ducted, Centrally Ducted | 23400 | 14100 | 2.54 | 16000 | 1.98
AIREASE | 4SHP22LX SERIES | 214716520 | HRCU-A-CB | 4SHP22LX124P-**A | 7EC30BX-0*+TDR | Singlezone Ducted, Centrally Ducted | 23400 | 14100 | 2.54 | 16000 | 1.98
AIREASE | 4SHP22LX SERIES | 214716521 | HRCU-A-CB | 4SHP22LX124P-**A | 7EC30BX-0*+TDR | Singlezone Ducted, Centrally Ducted | 23400 | 14100 | 2.54 | 16000 | 1.98
AIREASE | 4SHP22LX SERIES | 214716522 | HRCU-A-CB | 4SHP22LX124P-**A | 7EC30BX-0*+TDR | Singlezone Ducted, Centrally Ducted | 23600 | 14200 | 2.51 | 16100 | 1.96
AIREASE | 4SHP22LX SERIES | 214716523 | HRCU-A-CB | 4SHP22LX124P-**A | 7EC30BX-0*+TDR | Singlezone Ducted, Centrally Ducted | 23600 | 14200 | 2.51 | 16200 | 1.96
AIREASE | 4SHP22LX SERIES | 214716525 | HRCU-A-CB | 4SHP22LX124P-**A | 7EC30BX-0*+TDR | Singlezone Ducted, Centrally Ducted | 23600 | 14200 | 2.51 | 16100 | 1.96
AIREASE | 4SHP22LX SERIES | 214716524 | HRCU-A-CB | 4SHP22LX124P-**A | 7EC30BX-0*+TDR | Singlezone Ducted, Centrally Ducted | 23600 | 14200 | 2.51 | 16100 | 1.96
AIREASE | 4SHP22LX SERIES | 214716471 | HRCU-A-CB | 4SHP22LX124P-**A | 7EC24AX-0*+TDR | Singlezone Ducted, Centrally Ducted | 23600 | 14700 | 2.52 | 15700 | 1.9
AIREASE | 4SHP22LX SERIES | 214716472 | HRCU-A-CB | 4SHP22LX124P-**A | 7EC24AX-0*+TDR | Singlezone Ducted, Centrally Ducted | 23600 | 14700 | 2.52 | 15700 | 1.9
AIREASE | 4SHP22LX SERIES | 214716473 | HRCU-A-CB | 4SHP22LX124P-**A | 7EC24AX-0*+TDR | Singlezone Ducted, Centrally Ducted | 23000 | 14300 | 2.52 | 15400 | 1.9
AIREASE | 4SHP22LX SERIES | 214716474 | HRCU-A-CB | 4SHP22LX124P-**A | 7EC24AX-0*+TDR | Singlezone Ducted, Centrally Ducted | 23600 | 14700 | 2.5 | 15800 | 1.92
AIREASE | 4SHP22LX SERIES | 214716476 | HRCU-A-CB | 4SHP22LX124P-**A | 7EC24AX-0*+TDR | Singlezone Ducted, Centrally Ducted | 23200 | 14500 | 2.51 | 15500 | 1.9
AIREASE | 4SHP22LX SERIES | 214716477 | HRCU-A-CB | 4SHP22LX124P-**A | 7EC24AX-0*+TDR | Singlezone Ducted, Centrally Ducted | 23600 | 14700 | 2.53 | 15700 | 1.92
AIREASE | 4SHP22LX SERIES | 214716478 | HRCU-A-CB | 4SHP22LX124P-**A | 7EC24AX-0*+TDR | Singlezone Ducted, Centrally Ducted | 23600 | 14700 | 2.52 | 15700 | 1.9
AIREASE | 4SHP22LX SERIES | 214716479 | HRCU-A-CB | 4SHP22LX124P-**A | 7EC24AX-0*+TDR | Singlezone Ducted, Centrally Ducted | 23600 | 14700 | 2.52 | 15700 | 1.9
AIREASE | 4SHP22LX SERIES | 214716481 | HRCU-A-CB | 4SHP22LX124P-**A | 7EC24BX-0*+TDR | Singlezone Ducted, Centrally Ducted | 23600 | 14700 | 2.5 | 15800 | 1.92
AIREASE | 4SHP22LX SERIES | 214716483 | HRCU-A-CB | 4SHP22LX124P-**A | 7EC24BX-0*+TDR | Singlezone Ducted, Centrally Ducted | 23200 | 14500 | 2.54 | 15500 | 1.9
AIREASE | 4SHP22LX SERIES | 214716487 | HRCU-A-CB | 4SHP22LX124P-**A | 7EC24BX-0*+TDR | Singlezone Ducted, Centrally Ducted | 23600 | 14700 | 2.52 | 15700 | 1.9
AIREASE | 4SHP22LX SERIES | 214716492 | HRCU-A-CB | 4SHP22LX124P-**A | 7EC24BX-0*+TDR | Singlezone Ducted, Centrally Ducted | 23600 | 14600 | 2.55 | 15700 | 1.92
AIREASE | 4SHP22LX SERIES | 214716493 | HRCU-A-CB | 4SHP22LX124P-**A | 7EC24BX-0*+TDR | Singlezone Ducted, Centrally Ducted | 23600 | 14600 | 2.55 | 15700 | 1.92
AIREASE | 4SHP22LX SERIES | 214716494 | HRCU-A-CB | 4SHP22LX124P-**A | 7EC24BX-0*+TDR | Singlezone Ducted, Centrally Ducted | 23600 | 14600 | 2.55 | 15700 | 1.92
AIREASE | 4SHP22LX SERIES | 214716495 | HRCU-A-CB | 4SHP22LX124P-**A | 7EC24BX-0*+TDR | Singlezone Ducted, Centrally Ducted | 23600 | 14700 | 2.5 | 15800 | 1.92
AIREASE | 4SHP22LX SERIES | 214716496 | HRCU-A-CB | 4SHP22LX124P-**A | 7EC24BX-0*+TDR | Singlezone Ducted, Centrally Ducted | 23600 | 14700 | 2.5 | 15800 | 1.9
AIREASE | 4SHP22LX SERIES | 214716497 | HRCU-A-CB | 4SHP22LX124P-**A | 7EC24BX-0*+TDR | Singlezone Ducted, Centrally Ducted | 23600 | 14700 | 2.52 | 15800 | 1.92
AIREASE | 4SHP22LX SERIES | 214716409 | HRCU-A-CB | 4SHP22LX136P-**A | 7EC48CX-0*+TDR | Singlezone Ducted, Centrally Ducted | 33800 | 22400 | 2.54 | 18500 | 2.24
AIREASE | 4SHP22LX SERIES | 214716411 | HRCU-A-CB | 4SHP22LX136P-**A | 7EC48CX-0*+TDR | Singlezone Ducted, Centrally Ducted | 33800 | 22400 | 2.52 | 18600 | 2.24
AIREASE | 4SHP22LX SERIES | 214716412 | HRCU-A-CB | 4SHP22LX136P-**A | 7EC48CX-0*+TDR | Singlezone Ducted, Centrally Ducted | 33800 | 22400 | 2.52 | 18600 | 2.24
AIREASE | 4SHP22LX SERIES | 214716414 | HRCU-A-CB | 4SHP22LX136P-**A | 7EC48CX-0*+TDR | Singlezone Ducted, Centrally Ducted | 33600 | 22400 | 2.56 | 18500 | 2.26
ACD | UHD-38 | 211749865 | HRCU-A-CB-O | UHD09KCH38SB-O | UHD09KCH38SC-I | Singlezone Non-Ducted, Wall Placement | 9000 | 8000 | 2.89 | 13000 | 1.91
MDV | MSAB series | 207591137 | HRCU-A-CB-O | MOX430-18HFN1-MU0W | MSABE-18HRFN1-MW5W | Singlezone Non-Ducted, Wall Placement | 18000 | 14000 | 2.61 | 12600 | 2.35
ECO AC | E-series | 207825492 | HRCU-A-CB-O | EHH-O18BB | EHH-W18BB | Singlezone Non-Ducted, Wall Placement | 18000 | 14000 | 2.61 | 12600 | 2.35
KANIONCO | K series | 207699081 | HRCU-A-CB-O | KWSM-18IR410AHS23.5MV | KWSM-18IR410AHS23.5MV | Singlezone Non-Ducted, Wall Placement | 18000 | 14000 | 2.61 | 12600 | 2.35
DUCTLESSAIRE | DA series | 208136308 | HRCU-A-CB-O | DA1821-H2-O* | DA1821-H2-I* | Singlezone Non-Ducted, Wall Placement | 18000 | 14000 | 2.61 | 12600 | 2.35
PIONEER | YN series | 208101240 | HRCU-A-CB-O | YN018GMFI22RPE | WS018GMFI22HLE | Singlezone Non-Ducted, Wall Placement | 18000 | 14000 | 2.61 | 12600 | 2.35
LUXAIRE | LX SERIES | 214396370 | HRCU-A-CB | HH860E2S11 | CTF60D5CJS1 | Singlezone Ducted, Centrally Ducted | 55000 | 38000 | 2.62 | 39500 | 2
COLEMAN | LX SERIES | 214396369 | HRCU-A-CB | HH860E2S11 | CTF60D5CJS1 | Singlezone Ducted, Centrally Ducted | 55000 | 38000 | 2.62 | 39500 | 2
YORK | LX SERIES | 214395996 | HRCU-A-CB | HH860E2S11 | CTF60D5CJS1 | Singlezone Ducted, Centrally Ducted | 55000 | 38000 | 2.62 | 39500 | 2
JOHNSON CONTROLS | LX SERIES | 214396368 | HRCU-A-CB | HH860E2S11 | CTF60D5CJS1 | Singlezone Ducted, Centrally Ducted | 55000 | 38000 | 2.62 | 39500 | 2
CHAMPION HEATING AND COOLING | LX SERIES | 214396367 | HRCU-A-CB | HH860E2S11 | CTF60D5CJS1 | Singlezone Ducted, Centrally Ducted | 55000 | 38000 | 2.62 | 39500 | 2
FRASER-JOHNSTON | LX SERIES | 214396366 | HRCU-A-CB | HH860E2S11 | CTF60D5CJS1 | Singlezone Ducted, Centrally Ducted | 55000 | 38000 | 2.62 | 39500 | 2
LUXAIRE | LX SERIES | 214396365 | HRCU-A-CB | HH860E2S11 | CTF60D5CJS1 | Singlezone Ducted, Centrally Ducted | 55000 | 38000 | 2.62 | 39500 | 2
COLEMAN | LX SERIES | 214396364 | HRCU-A-CB | HH860E2S11 | CTF60D5CJS1 | Singlezone Ducted, Centrally Ducted | 55000 | 38000 | 2.62 | 39500 | 2
YORK | LX SERIES | 214395995 | HRCU-A-CB | HH860E2S11 | CTF60D5CJS1 | Singlezone Ducted, Centrally Ducted | 55000 | 38000 | 2.62 | 39500 | 2
JOHNSON CONTROLS | LX SERIES | 214396363 | HRCU-A-CB | HH860E2S11 | CTF60D5CJS1 | Singlezone Ducted, Centrally Ducted | 55000 | 38000 | 2.62 | 39500 | 2
CHAMPION HEATING AND COOLING | LX SERIES | 214396362 | HRCU-A-CB | HH860E2S11 | CTF60D5CJS1 | Singlezone Ducted, Centrally Ducted | 55000 | 38000 | 2.62 | 39500 | 2
FRASER-JOHNSTON | LX SERIES | 214396361 | HRCU-A-CB | HH860E2S11 | CTF60D5CJS1 | Singlezone Ducted, Centrally Ducted | 55000 | 38000 | 2.62 | 39500 | 2
LUXAIRE | LX SERIES | 214396360 | HRCU-A-CB | HH860E2S11 | CTF60D5CJS1 | Singlezone Ducted, Centrally Ducted | 55000 | 38000 | 2.62 | 39500 | 2
COLEMAN | LX SERIES | 214396359 | HRCU-A-CB | HH860E2S11 | CTF60D5CJS1 | Singlezone Ducted, Centrally Ducted | 55000 | 38000 | 2.62 | 39500 | 2
YORK | LX SERIES | 214395994 | HRCU-A-CB | HH860E2S11 | CTF60D5CJS1 | Singlezone Ducted, Centrally Ducted | 55000 | 38000 | 2.62 | 39500 | 2
JOHNSON CONTROLS | LX SERIES | 214396358 | HRCU-A-CB | HH860E2S11 | CTM60D5CJS1+JMC20D2SN1 | Singlezone Ducted, Centrally Ducted | 54000 | 37000 | 2.64 | 39000 | 2
CHAMPION HEATING AND COOLING | LX SERIES | 214396357 | HRCU-A-CB | HH860E2S11 | CTM60D5CJS1+JMC20D2SN1 | Singlezone Ducted, Centrally Ducted | 54000 | 37000 | 2.64 | 39000 | 2
FRASER-JOHNSTON | LX SERIES | 214396356 | HRCU-A-CB | HH860E2S11 | CTM60D5CJS1+JMC20D2SN1 | Singlezone Ducted, Centrally Ducted | 54000 | 37000 | 2.64 | 39000 | 2
LUXAIRE | LX SERIES | 214396355 | HRCU-A-CB | HH860E2S11 | CTM60D5CJS1+JMC20D2SN1 | Singlezone Ducted, Centrally Ducted | 54000 | 37000 | 2.64 | 39000 | 2
COLEMAN | LX SERIES | 214396354 | HRCU-A-CB | HH860E2S11 | CTM60D5CJS1+JMC20D2SN1 | Singlezone Ducted, Centrally Ducted | 54000 | 37000 | 2.64 | 39000 | 2
YORK | LX SERIES | 214395993 | HRCU-A-CB | HH860E2S11 | CTM60D5CJS1+JMC20D2SN1 | Singlezone Ducted, Centrally Ducted | 54000 | 37000 | 2.64 | 39000 | 2
LUXAIRE | LX SERIES | 214396350 | HRCU-A-CB | HH860E2S11 | JHC60D5CJ2SS1 | Singlezone Ducted, Centrally Ducted | 54000 | 37200 | 2.66 | 39000 | 2
JOHNSON CONTROLS | LX SERIES | 214396353 | HRCU-A-CB | HH860E2S11 | JHC60D5CJ2SS1 | Singlezone Ducted, Centrally Ducted | 54000 | 37200 | 2.66 | 39000 | 2
FRASER-JOHNSTON | LX SERIES | 214396351 | HRCU-A-CB | HH860E2S11 | JHC60D5CJ2SS1 | Singlezone Ducted, Centrally Ducted | 54000 | 37200 | 2.66 | 39000 | 2
COLEMAN | LX SERIES | 214396349 | HRCU-A-CB | HH860E2S11 | JHC60D5CJ2SS1 | Singlezone Ducted, Centrally Ducted | 54000 | 37200 | 2.66 | 39000 | 2
CHAMPION HEATING AND COOLING | LX SERIES | 214396352 | HRCU-A-CB | HH860E2S11 | JHC60D5CJ2SS1 | Singlezone Ducted, Centrally Ducted | 54000 | 37200 | 2.66 | 39000 | 2
YORK | LX SERIES | 214395992 | HRCU-A-CB | HH860E2S11 | JHC60D5CJ2SS1 | Singlezone Ducted, Centrally Ducted | 54000 | 37200 | 2.66 | 39000 | 2
LUXAIRE | LX SERIES | 214396348 | HRCU-A-CB | HH860E2S11 | CTM60C5CHS1 | Singlezone Ducted, Centrally Ducted | 53500 | 37000 | 2.54 | 38500 | 2
COLEMAN | LX SERIES | 214396347 | HRCU-A-CB | HH860E2S11 | CTM60C5CHS1 | Singlezone Ducted, Centrally Ducted | 53500 | 37000 | 2.54 | 38500 | 2
YORK | LX SERIES | 214395990 | HRCU-A-CB | HH860E2S11 | CTM60C5CHS1 | Singlezone Ducted, Centrally Ducted | 53500 | 37000 | 2.54 | 38500 | 2
JOHNSON CONTROLS | LX SERIES | 214396346 | HRCU-A-CB | HH860E2S11 | CTM60C5CHS1 | Singlezone Ducted, Centrally Ducted | 53500 | 37000 | 2.54 | 38500 | 2
CHAMPION HEATING AND COOLING | LX SERIES | 214396345 | HRCU-A-CB | HH860E2S11 | CTM60C5CHS1 | Singlezone Ducted, Centrally Ducted | 53500 | 37000 | 2.54 | 38500 | 2
FRASER-JOHNSTON | LX SERIES | 214396344 | HRCU-A-CB | HH860E2S11 | CTM60C5CHS1 | Singlezone Ducted, Centrally Ducted | 53500 | 37000 | 2.54 | 38500 | 2
LUXAIRE | LX SERIES | 214396343 | HRCU-A-CB | HH860E2S11 | CTM60C5CHS1 | Singlezone Ducted, Centrally Ducted | 53500 | 37000 | 2.54 | 38500 | 2
COLEMAN | LX SERIES | 214396342 | HRCU-A-CB | HH860E2S11 | CTM60C5CHS1 | Singlezone Ducted, Centrally Ducted | 53500 | 37000 | 2.54 | 38500 | 2
YORK | LX SERIES | 214395989 | HRCU-A-CB | HH860E2S11 | CTM60C5CHS1 | Singlezone Ducted, Centrally Ducted | 53500 | 37000 | 2.54 | 38500 | 2
JOHNSON CONTROLS | LX SERIES | 214396341 | HRCU-A-CB | HH860E2S11 | CTM60C5CHS1 | Singlezone Ducted, Centrally Ducted | 53500 | 37000 | 2.54 | 38500 | 2
CHAMPION HEATING AND COOLING | LX SERIES | 214396340 | HRCU-A-CB | HH860E2S11 | CTM60C5CHS1 | Singlezone Ducted, Centrally Ducted | 53500 | 37000 | 2.54 | 38500 | 2
FRASER-JOHNSTON | LX SERIES | 214396339 | HRCU-A-CB | HH860E2S11 | CTM60C5CHS1 | Singlezone Ducted, Centrally Ducted | 53500 | 37000 | 2.54 | 38500 | 2
LUXAIRE | LX SERIES | 214396338 | HRCU-A-CB | HH860E2S11 | CTM60C5CHS1 | Singlezone Ducted, Centrally Ducted | 53500 | 37000 | 2.54 | 38500 | 2
COLEMAN | LX SERIES | 214396337 | HRCU-A-CB | HH860E2S11 | CTM60C5CHS1 | Singlezone Ducted, Centrally Ducted | 53500 | 37000 | 2.54 | 38500 | 2
YORK | LX SERIES | 214395988 | HRCU-A-CB | HH860E2S11 | CTM60C5CHS1 | Singlezone Ducted, Centrally Ducted | 53500 | 37000 | 2.54 | 38500 | 2
JOHNSON CONTROLS | LX SERIES | 214396336 | HRCU-A-CB | HH860E2S11 | CTM60C5CHS1 | Singlezone Ducted, Centrally Ducted | 55000 | 38000 | 2.54 | 40000 | 2
CHAMPION HEATING AND COOLING | LX SERIES | 214396335 | HRCU-A-CB | HH860E2S11 | CTM60C5CHS1 | Singlezone Ducted, Centrally Ducted | 55000 | 38000 | 2.54 | 40000 | 2
FRASER-JOHNSTON | LX SERIES | 214396334 | HRCU-A-CB | HH860E2S11 | CTM60C5CHS1 | Singlezone Ducted, Centrally Ducted | 55000 | 38000 | 2.54 | 40000 | 2
LUXAIRE | LX SERIES | 214396333 | HRCU-A-CB | HH860E2S11 | CTM60C5CHS1 | Singlezone Ducted, Centrally Ducted | 55000 | 38000 | 2.54 | 40000 | 2
COLEMAN | LX SERIES | 214396332 | HRCU-A-CB | HH860E2S11 | CTM60C5CHS1 | Singlezone Ducted, Centrally Ducted | 55000 | 38000 | 2.54 | 40000 | 2
YORK | LX SERIES | 214395987 | HRCU-A-CB | HH860E2S11 | CTM60C5CHS1 | Singlezone Ducted, Centrally Ducted | 55000 | 38000 | 2.54 | 40000 | 2
JOHNSON CONTROLS | LX SERIES | 214396331 | HRCU-A-CB | HH860E2S11 | CTM60C5CHS1 | Singlezone Ducted, Centrally Ducted | 55000 | 38000 | 2.54 | 40000 | 2
CHAMPION HEATING AND COOLING | LX SERIES | 214396330 | HRCU-A-CB | HH860E2S11 | CTM60C5CHS1 | Singlezone Ducted, Centrally Ducted | 55000 | 38000 | 2.54 | 40000 | 2
FRASER-JOHNSTON | LX SERIES | 214396329 | HRCU-A-CB | HH860E2S11 | CTM60C5CHS1 | Singlezone Ducted, Centrally Ducted | 55000 | 38000 | 2.54 | 40000 | 2
LUXAIRE | LX SERIES | 214396328 | HRCU-A-CB | HH860E2S11 | CTM60C5CHS1 | Singlezone Ducted, Centrally Ducted | 55000 | 38000 | 2.54 | 40000 | 2
COLEMAN | LX SERIES | 214396327 | HRCU-A-CB | HH860E2S11 | CTM60C5CHS1 | Singlezone Ducted, Centrally Ducted | 55000 | 38000 | 2.54 | 40000 | 2
YORK | LX SERIES | 214395986 | HRCU-A-CB | HH860E2S11 | CTM60C5CHS1 | Singlezone Ducted, Centrally Ducted | 55000 | 38000 | 2.54 | 40000 | 2
JOHNSON CONTROLS | LX SERIES | 214398021 | HRCU-A-CB | HH860E2S11 | CTF60C5CHS1 | Singlezone Ducted, Centrally Ducted | 55000 | 38000 | 2.52 | 40000 | 2
CHAMPION HEATING AND COOLING | LX SERIES | 214398020 | HRCU-A-CB | HH860E2S11 | CTF60C5CHS1 | Singlezone Ducted, Centrally Ducted | 55000 | 38000 | 2.52 | 40000 | 2
FRASER-JOHNSTON | LX SERIES | 214398019 | HRCU-A-CB | HH860E2S11 | CTF60C5CHS1 | Singlezone Ducted, Centrally Ducted | 55000 | 38000 | 2.52 | 40000 | 2
LUXAIRE | LX SERIES | 214398018 | HRCU-A-CB | HH860E2S11 | CTF60C5CHS1 | Singlezone Ducted, Centrally Ducted | 55000 | 38000 | 2.52 | 40000 | 2
COLEMAN | LX SERIES | 214398017 | HRCU-A-CB | HH860E2S11 | CTF60C5CHS1 | Singlezone Ducted, Centrally Ducted | 55000 | 38000 | 2.52 | 40000 | 2
YORK | LX SERIES | 214395784 | HRCU-A-CB | HH860E2S11 | CTF60C5CHS1 | Singlezone Ducted, Centrally Ducted | 55000 | 38000 | 2.52 | 40000 | 2
JOHNSON CONTROLS | LX SERIES | 214398016 | HRCU-A-CB | HH860E2S11 | CTF60C5CHS1 | Singlezone Ducted, Centrally Ducted | 55000 | 38000 | 2.52 | 40000 | 2
CHAMPION HEATING AND COOLING | LX SERIES | 214398015 | HRCU-A-CB | HH860E2S11 | CTF60C5CHS1 | Singlezone Ducted, Centrally Ducted | 55000 | 38000 | 2.52 | 40000 | 2
FRASER-JOHNSTON | LX SERIES | 214398014 | HRCU-A-CB | HH860E2S11 | CTF60C5CHS1 | Singlezone Ducted, Centrally Ducted | 55000 | 38000 | 2.52 | 40000 | 2
LUXAIRE | LX SERIES | 214398013 | HRCU-A-CB | HH860E2S11 | CTF60C5CHS1 | Singlezone Ducted, Centrally Ducted | 55000 | 38000 | 2.52 | 40000 | 2
COLEMAN | LX SERIES | 214398012 | HRCU-A-CB | HH860E2S11 | CTF60C5CHS1 | Singlezone Ducted, Centrally Ducted | 55000 | 38000 | 2.52 | 40000 | 2
YORK | LX SERIES | 214395783 | HRCU-A-CB | HH860E2S11 | CTF60C5CHS1 | Singlezone Ducted, Centrally Ducted | 55000 | 38000 | 2.52 | 40000 | 2
LUXAIRE | LX SERIES | 214609049 | HRCU-A-CB | HH860E2S11 | CTM60C5CHS1 | Singlezone Ducted, Centrally Ducted | 54000 | 37200 | 2.54 | 39000 | 2
JOHNSON CONTROLS | LX SERIES | 214609135 | HRCU-A-CB | HH860E2S11 | CTM60C5CHS1 | Singlezone Ducted, Centrally Ducted | 54000 | 37200 | 2.54 | 39000 | 2
FRASER-JOHNSTON | LX SERIES | 214609192 | HRCU-A-CB | HH860E2S11 | CTM60C5CHS1 | Singlezone Ducted, Centrally Ducted | 54000 | 37200 | 2.54 | 39000 | 2
COLEMAN | LX SERIES | 214609077 | HRCU-A-CB | HH860E2S11 | CTM60C5CHS1 | Singlezone Ducted, Centrally Ducted | 54000 | 37200 | 2.54 | 39000 | 2
CHAMPION HEATING AND COOLING | LX SERIES | 214609163 | HRCU-A-CB | HH860E2S11 | CTM60C5CHS1 | Singlezone Ducted, Centrally Ducted | 54000 | 37200 | 2.54 | 39000 | 2
YORK | LX SERIES | 214609015 | HRCU-A-CB | HH860E2S11 | CTM60C5CHS1 | Singlezone Ducted, Centrally Ducted | 54000 | 37200 | 2.54 | 39000 | 2
JOHNSON CONTROLS | LX SERIES | 214397641 | HRCU-A-CB | HH860E2S11 | CTF60D5CJS1 | Singlezone Ducted, Centrally Ducted | 54000 | 37400 | 2.58 | 39000 | 2
CHAMPION HEATING AND COOLING | LX SERIES | 214397640 | HRCU-A-CB | HH860E2S11 | CTF60D5CJS1 | Singlezone Ducted, Centrally Ducted | 54000 | 37400 | 2.58 | 39000 | 2
FRASER-JOHNSTON | LX SERIES | 214397639 | HRCU-A-CB | HH860E2S11 | CTF60D5CJS1 | Singlezone Ducted, Centrally Ducted | 54000 | 37400 | 2.58 | 39000 | 2
LUXAIRE | LX SERIES | 214397638 | HRCU-A-CB | HH860E2S11 | CTF60D5CJS1 | Singlezone Ducted, Centrally Ducted | 54000 | 37400 | 2.58 | 39000 | 2
COLEMAN | LX SERIES | 214397637 | HRCU-A-CB | HH860E2S11 | CTF60D5CJS1 | Singlezone Ducted, Centrally Ducted | 54000 | 37400 | 2.58 | 39000 | 2
YORK | LX SERIES | 214395688 | HRCU-A-CB | HH860E2S11 | CTF60D5CJS1 | Singlezone Ducted, Centrally Ducted | 54000 | 37400 | 2.58 | 39000 | 2
JOHNSON CONTROLS | LX SERIES | 214421520 | HRCU-A-CB | HH860E2S11 | CTF60D5CJS1+JMVT20DC2N1 | Singlezone Ducted, Centrally Ducted | 54000 | 37000 | 2.66 | 39000 | 2
CHAMPION HEATING AND COOLING | LX SERIES | 214421519 | HRCU-A-CB | HH860E2S11 | CTF60D5CJS1+JMVT20DC2N1 | Singlezone Ducted, Centrally Ducted | 54000 | 37000 | 2.66 | 39000 | 2
FRASER-JOHNSTON | LX SERIES | 214421518 | HRCU-A-CB | HH860E2S11 | CTF60D5CJS1+JMVT20DC2N1 | Singlezone Ducted, Centrally Ducted | 54000 | 37000 | 2.66 | 39000 | 2
LUXAIRE | LX SERIES | 214421517 | HRCU-A-CB | HH860E2S11 | CTF60D5CJS1+JMVT20DC2N1 | Singlezone Ducted, Centrally Ducted | 54000 | 37000 | 2.66 | 39000 | 2
COLEMAN | LX SERIES | 214421516 | HRCU-A-CB | HH860E2S11 | CTF60D5CJS1+JMVT20DC2N1 | Singlezone Ducted, Centrally Ducted | 54000 | 37000 | 2.66 | 39000 | 2
YORK | LX SERIES | 214421497 | HRCU-A-CB | HH860E2S11 | CTF60D5CJS1+JMVT20DC2N1 | Singlezone Ducted, Centrally Ducted | 54000 | 37000 | 2.66 | 39000 | 2
JOHNSON CONTROLS | LX SERIES | 214594998 | HRCU-A-CB | HH860E2S11 | CTM60C5CHS1 | Singlezone Ducted, Centrally Ducted | 54000 | 37200 | 2.58 | 39000 | 2
CHAMPION HEATING AND COOLING | LX SERIES | 214594997 | HRCU-A-CB | HH860E2S11 | CTM60C5CHS1 | Singlezone Ducted, Centrally Ducted | 54000 | 37200 | 2.58 | 39000 | 2
FRASER-JOHNSTON | LX SERIES | 214594996 | HRCU-A-CB | HH860E2S11 | CTM60C5CHS1 | Singlezone Ducted, Centrally Ducted | 54000 | 37200 | 2.58 | 39000 | 2
LUXAIRE | LX SERIES | 214594995 | HRCU-A-CB | HH860E2S11 | CTM60C5CHS1 | Singlezone Ducted, Centrally Ducted | 54000 | 37200 | 2.58 | 39000 | 2
COLEMAN | LX SERIES | 214594994 | HRCU-A-CB | HH860E2S11 | CTM60C5CHS1 | Singlezone Ducted, Centrally Ducted | 54000 | 37200 | 2.58 | 39000 | 2
YORK | LX SERIES | 214396189 | HRCU-A-CB | HH860E2S11 | CTM60C5CHS1 | Singlezone Ducted, Centrally Ducted | 54000 | 37200 | 2.58 | 39000 | 2
JOHNSON CONTROLS | LX SERIES | 214397631 | HRCU-A-CB | HH860E2S11 | CTM60C5CHS1 | Singlezone Ducted, Centrally Ducted | 54000 | 37400 | 2.56 | 39000 | 2
CHAMPION HEATING AND COOLING | LX SERIES | 214397630 | HRCU-A-CB | HH860E2S11 | CTM60C5CHS1 | Singlezone Ducted, Centrally Ducted | 54000 | 37400 | 2.56 | 39000 | 2
FRASER-JOHNSTON | LX SERIES | 214397629 | HRCU-A-CB | HH860E2S11 | CTM60C5CHS1 | Singlezone Ducted, Centrally Ducted | 54000 | 37400 | 2.56 | 39000 | 2
LUXAIRE | LX SERIES | 214397628 | HRCU-A-CB | HH860E2S11 | CTM60C5CHS1 | Singlezone Ducted, Centrally Ducted | 54000 | 37400 | 2.56 | 39000 | 2
COLEMAN | LX SERIES | 214397627 | HRCU-A-CB | HH860E2S11 | CTM60C5CHS1 | Singlezone Ducted, Centrally Ducted | 54000 | 37400 | 2.56 | 39000 | 2
YORK | LX SERIES | 214395685 | HRCU-A-CB | HH860E2S11 | CTM60C5CHS1 | Singlezone Ducted, Centrally Ducted | 54000 | 37400 | 2.56 | 39000 | 2
JOHNSON CONTROLS | LX SERIES | 214397626 | HRCU-A-CB | HH860E2S11 | CTM60C5CHS1 | Singlezone Ducted, Centrally Ducted | 54000 | 37400 | 2.56 | 39000 | 2
CHAMPION HEATING AND COOLING | LX SERIES | 214397625 | HRCU-A-CB | HH860E2S11 | CTM60C5CHS1 | Singlezone Ducted, Centrally Ducted | 54000 | 37400 | 2.56 | 39000 | 2
FRASER-JOHNSTON | LX SERIES | 214397624 | HRCU-A-CB | HH860E2S11 | CTM60C5CHS1 | Singlezone Ducted, Centrally Ducted | 54000 | 37400 | 2.56 | 39000 | 2
LUXAIRE | LX SERIES | 214397623 | HRCU-A-CB | HH860E2S11 | CTM60C5CHS1 | Singlezone Ducted, Centrally Ducted | 54000 | 37400 | 2.56 | 39000 | 2
COLEMAN | LX SERIES | 214397622 | HRCU-A-CB | HH860E2S11 | CTM60C5CHS1 | Singlezone Ducted, Centrally Ducted | 54000 | 37400 | 2.56 | 39000 | 2
YORK | LX SERIES | 214395684 | HRCU-A-CB | HH860E2S11 | CTM60C5CHS1 | Singlezone Ducted, Centrally Ducted | 54000 | 37400 | 2.56 | 39000 | 2
JOHNSON CONTROLS | LX SERIES | 214397621 | HRCU-A-CB | HH860E2S11 | CTF60C5CHS1 | Singlezone Ducted, Centrally Ducted | 55000 | 38000 | 2.54 | 40000 | 2
CHAMPION HEATING AND COOLING | LX SERIES | 214397620 | HRCU-A-CB | HH860E2S11 | CTF60C5CHS1 | Singlezone Ducted, Centrally Ducted | 55000 | 38000 | 2.54 | 40000 | 2
FRASER-JOHNSTON | LX SERIES | 214397619 | HRCU-A-CB | HH860E2S11 | CTF60C5CHS1 | Singlezone Ducted, Centrally Ducted | 55000 | 38000 | 2.54 | 40000 | 2
LUXAIRE | LX SERIES | 214397618 | HRCU-A-CB | HH860E2S11 | CTF60C5CHS1 | Singlezone Ducted, Centrally Ducted | 55000 | 38000 | 2.54 | 40000 | 2
COLEMAN | LX SERIES | 214397617 | HRCU-A-CB | HH860E2S11 | CTF60C5CHS1 | Singlezone Ducted, Centrally Ducted | 55000 | 38000 | 2.54 | 40000 | 2
YORK | LX SERIES | 214395683 | HRCU-A-CB | HH860E2S11 | CTF60C5CHS1 | Singlezone Ducted, Centrally Ducted | 55000 | 38000 | 2.54 | 40000 | 2
JOHNSON CONTROLS | LX SERIES | 214397616 | HRCU-A-CB | HH860E2S11 | CTF60C5CHS1 | Singlezone Ducted, Centrally Ducted | 55000 | 38000 | 2.54 | 40000 | 2
CHAMPION HEATING AND COOLING | LX SERIES | 214397615 | HRCU-A-CB | HH860E2S11 | CTF60C5CHS1 | Singlezone Ducted, Centrally Ducted | 55000 | 38000 | 2.54 | 40000 | 2
FRASER-JOHNSTON | LX SERIES | 214397614 | HRCU-A-CB | HH860E2S11 | CTF60C5CHS1 | Singlezone Ducted, Centrally Ducted | 55000 | 38000 | 2.54 | 40000 | 2
LUXAIRE | LX SERIES | 214397613 | HRCU-A-CB | HH860E2S11 | CTF60C5CHS1 | Singlezone Ducted, Centrally Ducted | 55000 | 38000 | 2.54 | 40000 | 2
COLEMAN | LX SERIES | 214397612 | HRCU-A-CB | HH860E2S11 | CTF60C5CHS1 | Singlezone Ducted, Centrally Ducted | 55000 | 38000 | 2.54 | 40000 | 2
YORK | LX SERIES | 214395682 | HRCU-A-CB | HH860E2S11 | CTF60C5CHS1 | Singlezone Ducted, Centrally Ducted | 55000 | 38000 | 2.54 | 40000 | 2
JOHNSON CONTROLS | LX SERIES | 214651104 | HRCU-A-CB | HH860E2S11 | CTU60D5XHS1+TXV | Singlezone Ducted, Centrally Ducted | 55000 | 38000 | 2.56 | 40000 | 2
CHAMPION HEATING AND COOLING | LX SERIES | 214651100 | HRCU-A-CB | HH860E2S11 | CTU60D5XHS1+TXV | Singlezone Ducted, Centrally Ducted | 55000 | 38000 | 2.56 | 40000 | 2
FRASER-JOHNSTON | LX SERIES | 214651097 | HRCU-A-CB | HH860E2S11 | CTU60D5XHS1+TXV | Singlezone Ducted, Centrally Ducted | 55000 | 38000 | 2.56 | 40000 | 2
LUXAIRE | LX SERIES | 214651094 | HRCU-A-CB | HH860E2S11 | CTU60D5XHS1+TXV | Singlezone Ducted, Centrally Ducted | 55000 | 38000 | 2.56 | 40000 | 2
COLEMAN | LX SERIES | 214651091 | HRCU-A-CB | HH860E2S11 | CTU60D5XHS1+TXV | Singlezone Ducted, Centrally Ducted | 55000 | 38000 | 2.56 | 40000 | 2
YORK | LX SERIES | 214650389 | HRCU-A-CB | HH860E2S11 | CTU60D5XHS1+TXV | Singlezone Ducted, Centrally Ducted | 55000 | 38000 | 2.56 | 40000 | 2
JOHNSON CONTROLS | LX SERIES | 214396754 | HRCU-A-CB | HH860E2S11 | CTF60D5CHS1 | Singlezone Ducted, Centrally Ducted | 55000 | 38000 | 2.56 | 40000 | 2
CHAMPION HEATING AND COOLING | LX SERIES | 214396753 | HRCU-A-CB | HH860E2S11 | CTF60D5CHS1 | Singlezone Ducted, Centrally Ducted | 55000 | 38000 | 2.56 | 40000 | 2
JOHNSON CONTROLS | LX SERIES | 214651088 | HRCU-A-CB | HH860E2S11 | CTU60D5XHS1+TXV | Singlezone Ducted, Centrally Ducted | 55000 | 38000 | 2.56 | 40000 | 2
CHAMPION HEATING AND COOLING | LX SERIES | 214651085 | HRCU-A-CB | HH860E2S11 | CTU60D5XHS1+TXV | Singlezone Ducted, Centrally Ducted | 55000 | 38000 | 2.56 | 40000 | 2
FRASER-JOHNSTON | LX SERIES | 214651082 | HRCU-A-CB | HH860E2S11 | CTU60D5XHS1+TXV | Singlezone Ducted, Centrally Ducted | 55000 | 38000 | 2.56 | 40000 | 2
LUXAIRE | LX SERIES | 214651079 | HRCU-A-CB | HH860E2S11 | CTU60D5XHS1+TXV | Singlezone Ducted, Centrally Ducted | 55000 | 38000 | 2.56 | 40000 | 2
COLEMAN | LX SERIES | 214651075 | HRCU-A-CB | HH860E2S11 | CTU60D5XHS1+TXV | Singlezone Ducted, Centrally Ducted | 55000 | 38000 | 2.56 | 40000 | 2
YORK | LX SERIES | 214650385 | HRCU-A-CB | HH860E2S11 | CTU60D5XHS1+TXV | Singlezone Ducted, Centrally Ducted | 55000 | 38000 | 2.56 | 40000 | 2
JOHNSON CONTROLS | LX SERIES | 214397495 | HRCU-A-CB | HH860E2S11 | CTM60C5CGS1 | Singlezone Ducted, Centrally Ducted | 47000 | 35800 | 2.56 | 35000 | 2
CHAMPION HEATING AND COOLING | LX SERIES | 214397494 | HRCU-A-CB | HH860E2S11 | CTM60C5CGS1 | Singlezone Ducted, Centrally Ducted | 47000 | 35800 | 2.56 | 35000 | 2
FRASER-JOHNSTON | LX SERIES | 214397493 | HRCU-A-CB | HH860E2S11 | CTM60C5CGS1 | Singlezone Ducted, Centrally Ducted | 47000 | 35800 | 2.56 | 35000 | 2
LUXAIRE | LX SERIES | 214397492 | HRCU-A-CB | HH860E2S11 | CTM60C5CGS1 | Singlezone Ducted, Centrally Ducted | 47000 | 35800 | 2.56 | 35000 | 2
COLEMAN | LX SERIES | 214397491 | HRCU-A-CB | HH860E2S11 | CTM60C5CGS1 | Singlezone Ducted, Centrally Ducted | 47000 | 35800 | 2.56 | 35000 | 2
YORK | LX SERIES | 214395652 | HRCU-A-CB | HH860E2S11 | CTM60C5CGS1 | Singlezone Ducted, Centrally Ducted | 47000 | 35800 | 2.56 | 35000 | 2
PAYNE | 38MH-series | 208447849 | HRCU-A-CB-O | 38MHRCQ09AA3 | 40MHHAQ09XA3 | Singlezone Non-Ducted, Wall Placement | 10000 | 6000 | 2.51 | 7300 | 2.14
BRYANT | 38MH-series | 208447847 | HRCU-A-CB-O | 38MHRCQ09AA3 | 40MHHAQ09XA3 | Singlezone Non-Ducted, Wall Placement | 10000 | 6000 | 2.51 | 7300 | 2.14
CARRIER | 38MH-series | 208447845 | HRCU-A-CB-O | 38MHRCQ09AA3 | 40MHHAQ09XA3 | Singlezone Non-Ducted, Wall Placement | 10000 | 6000 | 2.51 | 7300 | 2.14
ARMSTRONG AIR | 4SHP22LX SERIES | 211528484 | HRCU-A-CB | 4SHP22LX136P-**A | EAC4X48B+TDR | Singlezone Ducted, Centrally Ducted | 33800 | 22400 | 2.54 | 18400 | 2.22
ARMSTRONG AIR | 4SHP22LX SERIES | 211528483 | HRCU-A-CB | 4SHP22LX136P-**A | EAC4X48B+TDR | Singlezone Ducted, Centrally Ducted | 33800 | 22400 | 2.54 | 18400 | 2.22
ARMSTRONG AIR | 4SHP22LX SERIES | 211528482 | HRCU-A-CB | 4SHP22LX136P-**A | EAC4X48B+TDR | Singlezone Ducted, Centrally Ducted | 33800 | 22400 | 2.52 | 18400 | 2.22
ARMSTRONG AIR | 4SHP22LX SERIES | 211528481 | HRCU-A-CB | 4SHP22LX136P-**A | EAC4X48B+TDR | Singlezone Ducted, Centrally Ducted | 33800 | 22600 | 2.52 | 18500 | 2.2
ARMSTRONG AIR | 4SHP22LX SERIES | 211528474 | HRCU-A-CB | 4SHP22LX136P-**A | EAC4X48B+TDR | Singlezone Ducted, Centrally Ducted | 33600 | 22200 | 2.56 | 18200 | 2.24
ARMSTRONG AIR | 4SHP22LX SERIES | 211528473 | HRCU-A-CB | 4SHP22LX136P-**A | EAC4X48B+TDR | Singlezone Ducted, Centrally Ducted | 33400 | 22200 | 2.52 | 18200 | 2.22
ARMSTRONG AIR | 4SHP22LX SERIES | 211528469 | HRCU-A-CB | 4SHP22LX136P-**A | EAC4X48B+TDR | Singlezone Ducted, Centrally Ducted | 33600 | 22400 | 2.5 | 18400 | 2.2
ARMSTRONG AIR | 4SHP22LX SERIES | 211528468 | HRCU-A-CB | 4SHP22LX136P-**A | EAC4X48B+TDR | Singlezone Ducted, Centrally Ducted | 33200 | 22000 | 2.54 | 18000 | 2.24
ARMSTRONG AIR | 4SHP22LX SERIES | 211528467 | HRCU-A-CB | 4SHP22LX136P-**A | EAC4X48B+TDR | Singlezone Ducted, Centrally Ducted | 33200 | 22000 | 2.52 | 18100 | 2.24
ARMSTRONG AIR | 4SHP22LX SERIES | 211528466 | HRCU-A-CB | 4SHP22LX136P-**A | EAC4X48B+TDR | Singlezone Ducted, Centrally Ducted | 33800 | 22600 | 2.5 | 18500 | 2.18
ARMSTRONG AIR | 4SHP22LX SERIES | 211528401 | HRCU-A-CB | 4SHP22LX136P-**A | ED1P48B+TDR+TXV | Singlezone Ducted, Centrally Ducted | 33400 | 21400 | 2.5 | 17700 | 2.18
ARMSTRONG AIR | 4SHP22LX SERIES | 211528396 | HRCU-A-CB | 4SHP22LX136P-**A | ED1P30/36C+TDR+TXV | Singlezone Ducted, Centrally Ducted | 35800 | 23400 | 2.5 | 19000 | 2.18
ARMSTRONG AIR | 4SHP22LX SERIES | 211528395 | HRCU-A-CB | 4SHP22LX136P-**A | ED1P30/36C+TDR+TXV | Singlezone Ducted, Centrally Ducted | 35400 | 23000 | 2.54 | 18700 | 2.22
ARMSTRONG AIR | 4SHP22LX SERIES | 211528394 | HRCU-A-CB | 4SHP22LX136P-**A | ED1P30/36C+TDR+TXV | Singlezone Ducted, Centrally Ducted | 35000 | 22800 | 2.56 | 18500 | 2.24
ARMSTRONG AIR | 4SHP22LX SERIES | 211528393 | HRCU-A-CB | 4SHP22LX136P-**A | ED1P30/36C+TDR+TXV | Singlezone Ducted, Centrally Ducted | 35000 | 22800 | 2.54 | 18500 | 2.22
ARMSTRONG AIR | 4SHP22LX SERIES | 211528392 | HRCU-A-CB | 4SHP22LX136P-**A | ED1P30/36C+TDR+TXV | Singlezone Ducted, Centrally Ducted | 35000 | 22800 | 2.58 | 18400 | 2.24
ARMSTRONG AIR | 4SHP22LX SERIES | 211528391 | HRCU-A-CB | 4SHP22LX136P-**A | ED1P30/36C+TDR+TXV | Singlezone Ducted, Centrally Ducted | 35400 | 23000 | 2.54 | 18700 | 2.22
ARMSTRONG AIR | 4SHP22LX SERIES | 211528390 | HRCU-A-CB | 4SHP22LX136P-**A | ED1P30/36C+TDR+TXV | Singlezone Ducted, Centrally Ducted | 35000 | 22800 | 2.54 | 18500 | 2.22
ARMSTRONG AIR | 4SHP22LX SERIES | 211528389 | HRCU-A-CB | 4SHP22LX136P-**A | ED1P30/36B+TDR+TXV | Singlezone Ducted, Centrally Ducted | 35600 | 23200 | 2.5 | 18900 | 2.18
ARMSTRONG AIR | 4SHP22LX SERIES | 211528388 | HRCU-A-CB | 4SHP22LX136P-**A | ED1P30/36B+TDR+TXV | Singlezone Ducted, Centrally Ducted | 35600 | 23200 | 2.5 | 18900 | 2.18
ARMSTRONG AIR | 4SHP22LX SERIES | 211528387 | HRCU-A-CB | 4SHP22LX136P-**A | ED1P30/36B+TDR+TXV | Singlezone Ducted, Centrally Ducted | 35400 | 23200 | 2.52 | 18800 | 2.2
ARMSTRONG AIR | 4SHP22LX SERIES | 211528386 | HRCU-A-CB | 4SHP22LX136P-**A | ED1P30/36B+TDR+TXV | Singlezone Ducted, Centrally Ducted | 34800 | 22800 | 2.52 | 18400 | 2.2
ARMSTRONG AIR | 4SHP22LX SERIES | 211528385 | HRCU-A-CB | 4SHP22LX136P-**A | ED1P30/36B+TDR+TXV | Singlezone Ducted, Centrally Ducted | 35200 | 23000 | 2.52 | 18600 | 2.2
ARMSTRONG AIR | 4SHP22LX SERIES | 211528384 | HRCU-A-CB | 4SHP22LX136P-**A | ED1P30/36B+TDR+TXV | Singlezone Ducted, Centrally Ducted | 35200 | 23000 | 2.52 | 18600 | 2.2
ARMSTRONG AIR | 4SHP22LX SERIES | 211528383 | HRCU-A-CB | 4SHP22LX136P-**A | ED1P30/36B+TDR+TXV | Singlezone Ducted, Centrally Ducted | 35000 | 22800 | 2.58 | 18500 | 2.26
ARMSTRONG AIR | 4SHP22LX SERIES | 211528382 | HRCU-A-CB | 4SHP22LX136P-**A | ED1P30/36B+TDR+TXV | Singlezone Ducted, Centrally Ducted | 34800 | 22600 | 2.52 | 18400 | 2.22
ARMSTRONG AIR | 4SHP22LX SERIES | 211528380 | HRCU-A-CB | 4SHP22LX136P-**A | ED1P30/36B+TDR+TXV | Singlezone Ducted, Centrally Ducted | 35400 | 23000 | 2.5 | 18800 | 2.2
ARMSTRONG AIR | 4SHP22LX SERIES | 211528379 | HRCU-A-CB | 4SHP22LX136P-**A | ED1P30/36B+TDR+TXV | Singlezone Ducted, Centrally Ducted | 35800 | 23400 | 2.5 | 19000 | 2.16
ARMSTRONG AIR | 4SHP22LX SERIES | 211528378 | HRCU-A-CB | 4SHP22LX136P-**A | ED1P30/36A+TDR+TXV | Singlezone Ducted, Centrally Ducted | 35800 | 23400 | 2.5 | 19000 | 2.16
ARMSTRONG AIR | 4SHP22LX SERIES | 211528377 | HRCU-A-CB | 4SHP22LX136P-**A | ED1P30/36A+TDR+TXV | Singlezone Ducted, Centrally Ducted | 35000 | 22800 | 2.52 | 18500 | 2.2
AIREASE | 4SHP22LX SERIES | 211528760 | HRCU-A-CB | 4SHP22LX136P-**A | EAC4X48B+TDR | Singlezone Ducted, Centrally Ducted | 33800 | 22400 | 2.54 | 18400 | 2.22
AIREASE | 4SHP22LX SERIES | 211528759 | HRCU-A-CB | 4SHP22LX136P-**A | EAC4X48B+TDR | Singlezone Ducted, Centrally Ducted | 33800 | 22400 | 2.54 | 18400 | 2.22
AIREASE | 4SHP22LX SERIES | 211528758 | HRCU-A-CB | 4SHP22LX136P-**A | EAC4X48B+TDR | Singlezone Ducted, Centrally Ducted | 33800 | 22400 | 2.52 | 18400 | 2.22
AIREASE | 4SHP22LX SERIES | 211528757 | HRCU-A-CB | 4SHP22LX136P-**A | EAC4X48B+TDR | Singlezone Ducted, Centrally Ducted | 33800 | 22600 | 2.52 | 18500 | 2.2
AIREASE | 4SHP22LX SERIES | 211528750 | HRCU-A-CB | 4SHP22LX136P-**A | EAC4X48B+TDR | Singlezone Ducted, Centrally Ducted | 33600 | 22200 | 2.56 | 18200 | 2.24
AIREASE | 4SHP22LX SERIES | 211528749 | HRCU-A-CB | 4SHP22LX136P-**A | EAC4X48B+TDR | Singlezone Ducted, Centrally Ducted | 33400 | 22200 | 2.52 | 18200 | 2.22
AIREASE | 4SHP22LX SERIES | 211528745 | HRCU-A-CB | 4SHP22LX136P-**A | EAC4X48B+TDR | Singlezone Ducted, Centrally Ducted | 33600 | 22400 | 2.5 | 18400 | 2.2
AIREASE | 4SHP22LX SERIES | 211528744 | HRCU-A-CB | 4SHP22LX136P-**A | EAC4X48B+TDR | Singlezone Ducted, Centrally Ducted | 33200 | 22000 | 2.54 | 18000 | 2.24
AIREASE | 4SHP22LX SERIES | 211528743 | HRCU-A-CB | 4SHP22LX136P-**A | EAC4X48B+TDR | Singlezone Ducted, Centrally Ducted | 33200 | 22000 | 2.52 | 18100 | 2.24
AIREASE | 4SHP22LX SERIES | 211528742 | HRCU-A-CB | 4SHP22LX136P-**A | EAC4X48B+TDR | Singlezone Ducted, Centrally Ducted | 33800 | 22600 | 2.5 | 18500 | 2.18
ARMSTRONG AIR | 4SHP22LX SERIES | 211528296 | HRCU-A-CB | 4SHP22LX136P-**A | BCE7S42M*4X | Singlezone Ducted, Centrally Ducted | 35000 | 22800 | 2.64 | 18400 | 2.3
ARMSTRONG AIR | 4SHP22LX SERIES | 211528295 | HRCU-A-CB | 4SHP22LX136P-**A | BCE7E42M*4X | Singlezone Ducted, Centrally Ducted | 34400 | 22200 | 2.6 | 18000 | 2.3
ARMSTRONG AIR | 4SHP22LX SERIES | 211528294 | HRCU-A-CB | 4SHP22LX136P-**A | BCE7E36M*4X | Singlezone Ducted, Centrally Ducted | 33600 | 23000 | 2.6 | 18300 | 2.24
ARMSTRONG AIR | 4SHP22LX SERIES | 211528293 | HRCU-A-CB | 4SHP22LX136P-**A | BCE5V42M*4X | Singlezone Ducted, Centrally Ducted | 33600 | 22200 | 2.6 | 18000 | 2.24
ARMSTRONG AIR | 4SHP22LX SERIES | 211528292 | HRCU-A-CB | 4SHP22LX136P-**A | BCE5V36M*4X | Singlezone Ducted, Centrally Ducted | 33400 | 22200 | 2.58 | 18000 | 2.24
ARMSTRONG AIR | 4SHP22LX SERIES | 211528288 | HRCU-A-CB | 4SHP22LX136P-**A | EA(C;U)1P48B+TDR+TXV | Singlezone Ducted, Centrally Ducted | 33800 | 22400 | 2.54 | 18400 | 2.22
ARMSTRONG AIR | 4SHP22LX SERIES | 211528287 | HRCU-A-CB | 4SHP22LX136P-**A | EA(C;U)1P48B+TDR+TXV | Singlezone Ducted, Centrally Ducted | 33800 | 22400 | 2.54 | 18400 | 2.22
ARMSTRONG AIR | 4SHP22LX SERIES | 211528286 | HRCU-A-CB | 4SHP22LX136P-**A | EA(C;U)1P48B+TDR+TXV | Singlezone Ducted, Centrally Ducted | 33800 | 22400 | 2.52 | 18400 | 2.22
ARMSTRONG AIR | 4SHP22LX SERIES | 211528285 | HRCU-A-CB | 4SHP22LX136P-**A | EA(C;U)1P48B+TDR+TXV | Singlezone Ducted, Centrally Ducted | 33800 | 22600 | 2.52 | 18500 | 2.2
ARMSTRONG AIR | 4SHP22LX SERIES | 211528278 | HRCU-A-CB | 4SHP22LX136P-**A | EA(C;U)1P48B+TDR+TXV | Singlezone Ducted, Centrally Ducted | 33600 | 22200 | 2.56 | 18200 | 2.24
ARMSTRONG AIR | 4SHP22LX SERIES | 211528277 | HRCU-A-CB | 4SHP22LX136P-**A | EA(C;U)1P48B+TDR+TXV | Singlezone Ducted, Centrally Ducted | 33400 | 22200 | 2.52 | 18200 | 2.22
AIREASE | 4SHP22LX SERIES | 211528677 | HRCU-A-CB | 4SHP22LX136P-**A | ED1P48B+TDR+TXV | Singlezone Ducted, Centrally Ducted | 33400 | 21400 | 2.5 | 17700 | 2.18
ARMSTRONG AIR | 4SHP22LX SERIES | 211528273 | HRCU-A-CB | 4SHP22LX136P-**A | EA(C;U)1P48B+TDR+TXV | Singlezone Ducted, Centrally Ducted | 33600 | 22400 | 2.5 | 18400 | 2.2
ARMSTRONG AIR | 4SHP22LX SERIES | 211528272 | HRCU-A-CB | 4SHP22LX136P-**A | EA(C;U)1P48B+TDR+TXV | Singlezone Ducted, Centrally Ducted | 33200 | 22000 | 2.54 | 18000 | 2.24
ARMSTRONG AIR | 4SHP22LX SERIES | 211528271 | HRCU-A-CB | 4SHP22LX136P-**A | EA(C;U)1P48B+TDR+TXV | Singlezone Ducted, Centrally Ducted | 33200 | 22000 | 2.52 | 18100 | 2.24
ARMSTRONG AIR | 4SHP22LX SERIES | 211528270 | HRCU-A-CB | 4SHP22LX136P-**A | EA(C;U)1P48B+TDR+TXV | Singlezone Ducted, Centrally Ducted | 33800 | 22600 | 2.5 | 18500 | 2.18
AIREASE | 4SHP22LX SERIES | 211528672 | HRCU-A-CB | 4SHP22LX136P-**A | ED1P30/36C+TDR+TXV | Singlezone Ducted, Centrally Ducted | 35800 | 23400 | 2.5 | 19000 | 2.18
AIREASE | 4SHP22LX SERIES | 211528671 | HRCU-A-CB | 4SHP22LX136P-**A | ED1P30/36C+TDR+TXV | Singlezone Ducted, Centrally Ducted | 35400 | 23000 | 2.54 | 18700 | 2.22
AIREASE | 4SHP22LX SERIES | 211528670 | HRCU-A-CB | 4SHP22LX136P-**A | ED1P30/36C+TDR+TXV | Singlezone Ducted, Centrally Ducted | 35000 | 22800 | 2.56 | 18500 | 2.24
AIREASE | 4SHP22LX SERIES | 211528669 | HRCU-A-CB | 4SHP22LX136P-**A | ED1P30/36C+TDR+TXV | Singlezone Ducted, Centrally Ducted | 35000 | 22800 | 2.54 | 18500 | 2.22
AIREASE | 4SHP22LX SERIES | 211528668 | HRCU-A-CB | 4SHP22LX136P-**A | ED1P30/36C+TDR+TXV | Singlezone Ducted, Centrally Ducted | 35000 | 22800 | 2.58 | 18400 | 2.24
AIREASE | 4SHP22LX SERIES | 211528667 | HRCU-A-CB | 4SHP22LX136P-**A | ED1P30/36C+TDR+TXV | Singlezone Ducted, Centrally Ducted | 35400 | 23000 | 2.54 | 18700 | 2.22
AIREASE | 4SHP22LX SERIES | 211528666 | HRCU-A-CB | 4SHP22LX136P-**A | ED1P30/36C+TDR+TXV | Singlezone Ducted, Centrally Ducted | 35000 | 22800 | 2.54 | 18500 | 2.22
AIREASE | 4SHP22LX SERIES | 211528665 | HRCU-A-CB | 4SHP22LX136P-**A | ED1P30/36B+TDR+TXV | Singlezone Ducted, Centrally Ducted | 35600 | 23200 | 2.5 | 18900 | 2.18
AIREASE | 4SHP22LX SERIES | 211528664 | HRCU-A-CB | 4SHP22LX136P-**A | ED1P30/36B+TDR+TXV | Singlezone Ducted, Centrally Ducted | 35600 | 23200 | 2.5 | 18900 | 2.18
AIREASE | 4SHP22LX SERIES | 211528663 | HRCU-A-CB | 4SHP22LX136P-**A | ED1P30/36B+TDR+TXV | Singlezone Ducted, Centrally Ducted | 35400 | 23200 | 2.52 | 18800 | 2.2
AIREASE | 4SHP22LX SERIES | 211528662 | HRCU-A-CB | 4SHP22LX136P-**A | ED1P30/36B+TDR+TXV | Singlezone Ducted, Centrally Ducted | 34800 | 22800 | 2.52 | 18400 | 2.2
AIREASE | 4SHP22LX SERIES | 211528661 | HRCU-A-CB | 4SHP22LX136P-**A | ED1P30/36B+TDR+TXV | Singlezone Ducted, Centrally Ducted | 35200 | 23000 | 2.52 | 18600 | 2.2
AIREASE | 4SHP22LX SERIES | 211528660 | HRCU-A-CB | 4SHP22LX136P-**A | ED1P30/36B+TDR+TXV | Singlezone Ducted, Centrally Ducted | 35200 | 23000 | 2.52 | 18600 | 2.2
AIREASE | 4SHP22LX SERIES | 211528659 | HRCU-A-CB | 4SHP22LX136P-**A | ED1P30/36B+TDR+TXV | Singlezone Ducted, Centrally Ducted | 35000 | 22800 | 2.58 | 18500 | 2.26
AIREASE | 4SHP22LX SERIES | 211528658 | HRCU-A-CB | 4SHP22LX136P-**A | ED1P30/36B+TDR+TXV | Singlezone Ducted, Centrally Ducted | 34800 | 22600 | 2.52 | 18400 | 2.22
AIREASE | 4SHP22LX SERIES | 211528656 | HRCU-A-CB | 4SHP22LX136P-**A | ED1P30/36B+TDR+TXV | Singlezone Ducted, Centrally Ducted | 35400 | 23000 | 2.5 | 18800 | 2.2
AIREASE | 4SHP22LX SERIES | 211528655 | HRCU-A-CB | 4SHP22LX136P-**A | ED1P30/36B+TDR+TXV | Singlezone Ducted, Centrally Ducted | 35800 | 23400 | 2.5 | 19000 | 2.16
AIREASE | 4SHP22LX SERIES | 211528654 | HRCU-A-CB | 4SHP22LX136P-**A | ED1P30/36A+TDR+TXV | Singlezone Ducted, Centrally Ducted | 35800 | 23400 | 2.5 | 19000 | 2.16
AIREASE | 4SHP22LX SERIES | 211528653 | HRCU-A-CB | 4SHP22LX136P-**A | ED1P30/36A+TDR+TXV | Singlezone Ducted, Centrally Ducted | 35000 | 22800 | 2.52 | 18500 | 2.2
AIREASE | 4SHP22LX SERIES | 211528572 | HRCU-A-CB | 4SHP22LX136P-**A | BCE7S42M*4X | Singlezone Ducted, Centrally Ducted | 35000 | 22800 | 2.64 | 18400 | 2.3
AIREASE | 4SHP22LX SERIES | 211528571 | HRCU-A-CB | 4SHP22LX136P-**A | BCE7E42M*4X | Singlezone Ducted, Centrally Ducted | 34400 | 22200 | 2.6 | 18000 | 2.3
AIREASE | 4SHP22LX SERIES | 211528570 | HRCU-A-CB | 4SHP22LX136P-**A | BCE7E36M*4X | Singlezone Ducted, Centrally Ducted | 33600 | 23000 | 2.6 | 18300 | 2.24
AIREASE | 4SHP22LX SERIES | 211528569 | HRCU-A-CB | 4SHP22LX136P-**A | BCE5V42M*4X | Singlezone Ducted, Centrally Ducted | 33600 | 22200 | 2.6 | 18000 | 2.24
AIREASE | 4SHP22LX SERIES | 211528568 | HRCU-A-CB | 4SHP22LX136P-**A | BCE5V36M*4X | Singlezone Ducted, Centrally Ducted | 33400 | 22200 | 2.58 | 18000 | 2.24
AIREASE | 4SHP22LX SERIES | 211528564 | HRCU-A-CB | 4SHP22LX136P-**A | EA(C;U)1P48B+TDR+TXV | Singlezone Ducted, Centrally Ducted | 33800 | 22400 | 2.54 | 18400 | 2.22
AIREASE | 4SHP22LX SERIES | 211528563 | HRCU-A-CB | 4SHP22LX136P-**A | EA(C;U)1P48B+TDR+TXV | Singlezone Ducted, Centrally Ducted | 33800 | 22400 | 2.54 | 18400 | 2.22
AIREASE | 4SHP22LX SERIES | 211528562 | HRCU-A-CB | 4SHP22LX136P-**A | EA(C;U)1P48B+TDR+TXV | Singlezone Ducted, Centrally Ducted | 33800 | 22400 | 2.52 | 18400 | 2.22
AIREASE | 4SHP22LX SERIES | 211528561 | HRCU-A-CB | 4SHP22LX136P-**A | EA(C;U)1P48B+TDR+TXV | Singlezone Ducted, Centrally Ducted | 33800 | 22600 | 2.52 | 18500 | 2.2
AIREASE | 4SHP22LX SERIES | 211528554 | HRCU-A-CB | 4SHP22LX136P-**A | EA(C;U)1P48B+TDR+TXV | Singlezone Ducted, Centrally Ducted | 33600 | 22200 | 2.56 | 18200 | 2.24
AIREASE | 4SHP22LX SERIES | 211528553 | HRCU-A-CB | 4SHP22LX136P-**A | EA(C;U)1P48B+TDR+TXV | Singlezone Ducted, Centrally Ducted | 33400 | 22200 | 2.52 | 18200 | 2.22
AIREASE | 4SHP22LX SERIES | 211528549 | HRCU-A-CB | 4SHP22LX136P-**A | EA(C;U)1P48B+TDR+TXV | Singlezone Ducted, Centrally Ducted | 33600 | 22400 | 2.5 | 18400 | 2.2
AIREASE | 4SHP22LX SERIES | 211528548 | HRCU-A-CB | 4SHP22LX136P-**A | EA(C;U)1P48B+TDR+TXV | Singlezone Ducted, Centrally Ducted | 33200 | 22000 | 2.54 | 18000 | 2.24
AIREASE | 4SHP22LX SERIES | 211528547 | HRCU-A-CB | 4SHP22LX136P-**A | EA(C;U)1P48B+TDR+TXV | Singlezone Ducted, Centrally Ducted | 33200 | 22000 | 2.52 | 18100 | 2.24
AIREASE | 4SHP22LX SERIES | 211528546 | HRCU-A-CB | 4SHP22LX136P-**A | EA(C;U)1P48B+TDR+TXV | Singlezone Ducted, Centrally Ducted | 33800 | 22600 | 2.5 | 18500 | 2.18
LENNOX | ELITE EL22XPV SERIES | 211694832 | HRCU-A-CB | EL22XPV-024-230A** | CX35-24B+TDR | Singlezone Ducted, Centrally Ducted | 23600 | 14700 | 2.52 | 15700 | 1.9
LENNOX | ELITE EL22XPV SERIES | 211694826 | HRCU-A-CB | EL22XPV-024-230A** | CX35-24B+TDR | Singlezone Ducted, Centrally Ducted | 23200 | 14500 | 2.54 | 15500 | 1.9
LENNOX | ELITE EL22XPV SERIES | 211694825 | HRCU-A-CB | EL22XPV-024-230A** | CX35-24B+TDR | Singlezone Ducted, Centrally Ducted | 23400 | 14500 | 2.51 | 15600 | 1.92
LENNOX | ELITE EL22XPV SERIES | 211694824 | HRCU-A-CB | EL22XPV-024-230A** | CX35-24B+TDR | Singlezone Ducted, Centrally Ducted | 23200 | 14500 | 2.54 | 15500 | 1.9
LENNOX | ELITE EL22XPV SERIES | 211694823 | HRCU-A-CB | EL22XPV-024-230A** | CX35-24B+TDR | Singlezone Ducted, Centrally Ducted | 23200 | 14500 | 2.54 | 15500 | 1.9
LENNOX | ELITE EL22XPV SERIES | 211694822 | HRCU-A-CB | EL22XPV-024-230A** | CX35-24B+TDR | Singlezone Ducted, Centrally Ducted | 23600 | 14700 | 2.52 | 15800 | 1.92
LENNOX | ELITE EL22XPV SERIES | 211694816 | HRCU-A-CB | EL22XPV-024-230A** | CX35-24B+TDR | Singlezone Ducted, Centrally Ducted | 23600 | 14700 | 2.5 | 15800 | 1.92
LENNOX | ELITE EL22XPV SERIES | 211694809 | HRCU-A-CB | EL22XPV-024-230A** | CX35-24A+TDR | Singlezone Ducted, Centrally Ducted | 23600 | 14700 | 2.52 | 15700 | 1.9
LENNOX | ELITE EL22XPV SERIES | 211694808 | HRCU-A-CB | EL22XPV-024-230A** | CX35-24A+TDR | Singlezone Ducted, Centrally Ducted | 23600 | 14700 | 2.52 | 15700 | 1.9
LENNOX | ELITE EL22XPV SERIES | 211694807 | HRCU-A-CB | EL22XPV-024-230A** | CX35-24A+TDR | Singlezone Ducted, Centrally Ducted | 23600 | 14700 | 2.53 | 15700 | 1.92
LENNOX | ELITE EL22XPV SERIES | 211694806 | HRCU-A-CB | EL22XPV-024-230A** | CX35-24A+TDR | Singlezone Ducted, Centrally Ducted | 23200 | 14500 | 2.51 | 15500 | 1.9
LENNOX | ELITE EL22XPV SERIES | 211694805 | HRCU-A-CB | EL22XPV-024-230A** | CX35-24A+TDR | Singlezone Ducted, Centrally Ducted | 23200 | 14400 | 2.53 | 15500 | 1.9
LENNOX | ELITE EL22XPV SERIES | 211694804 | HRCU-A-CB | EL22XPV-024-230A** | CX35-24A+TDR | Singlezone Ducted, Centrally Ducted | 23200 | 14500 | 2.51 | 15500 | 1.9
LENNOX | ELITE EL22XPV SERIES | 211694799 | HRCU-A-CB | EL22XPV-024-230A** | CX35-24A+TDR | Singlezone Ducted, Centrally Ducted | 23600 | 14700 | 2.5 | 15800 | 1.92
LENNOX | ELITE EL22XPV SERIES | 211694798 | HRCU-A-CB | EL22XPV-024-230A** | CX35-24A+TDR | Singlezone Ducted, Centrally Ducted | 23600 | 14700 | 2.5 | 15800 | 1.92
LENNOX | ELITE EL22XPV SERIES | 211694797 | HRCU-A-CB | EL22XPV-024-230A** | CX35-24A+TDR | Singlezone Ducted, Centrally Ducted | 23000 | 14300 | 2.52 | 15400 | 1.9
LENNOX | ELITE EL22XPV SERIES | 211694796 | HRCU-A-CB | EL22XPV-024-230A** | CX35-24A+TDR | Singlezone Ducted, Centrally Ducted | 23600 | 14700 | 2.52 | 15700 | 1.9
LENNOX | ELITE EL22XPV SERIES | 211694795 | HRCU-A-CB | EL22XPV-024-230A** | CX35-24A+TDR | Singlezone Ducted, Centrally Ducted | 23600 | 14700 | 2.52 | 15700 | 1.9
LENNOX | ELITE EL22XPV SERIES | 211694794 | HRCU-A-CB | EL22XPV-024-230A** | CR33-24B+TDR+TXV | Singlezone Ducted, Centrally Ducted | 23200 | 15000 | 2.7 | 15100 | 2.06
LENNOX | ELITE EL22XPV SERIES | 211694793 | HRCU-A-CB | EL22XPV-024-230A** | CR33-24B+TDR+TXV | Singlezone Ducted, Centrally Ducted | 23400 | 15100 | 2.67 | 15200 | 2.04
LENNOX | ELITE EL22XPV SERIES | 211694792 | HRCU-A-CB | EL22XPV-024-230A** | CR33-24B+TDR+TXV | Singlezone Ducted, Centrally Ducted | 23200 | 15000 | 2.66 | 15100 | 2.02
LENNOX | ELITE EL22XPV SERIES | 211694791 | HRCU-A-CB | EL22XPV-024-230A** | CR33-24B+TDR+TXV | Singlezone Ducted, Centrally Ducted | 23200 | 15000 | 2.68 | 15100 | 2.04
LENNOX | ELITE EL22XPV SERIES | 211694790 | HRCU-A-CB | EL22XPV-024-230A** | CR33-24B+TDR+TXV | Singlezone Ducted, Centrally Ducted | 23200 | 15000 | 2.71 | 15000 | 2.04
LENNOX | ELITE EL22XPV SERIES | 211694789 | HRCU-A-CB | EL22XPV-024-230A** | CR33-24B+TDR+TXV | Singlezone Ducted, Centrally Ducted | 23200 | 14900 | 2.71 | 15000 | 2.06
LENNOX | ELITE EL22XPV SERIES | 211694788 | HRCU-A-CB | EL22XPV-024-230A** | CR33-24B+TDR+TXV | Singlezone Ducted, Centrally Ducted | 23200 | 14900 | 2.71 | 15000 | 2.06
LENNOX | ELITE EL22XPV SERIES | 211694787 | HRCU-A-CB | EL22XPV-024-230A** | CR33-24B+TDR+TXV | Singlezone Ducted, Centrally Ducted | 23400 | 15100 | 2.71 | 15100 | 2.04
LENNOX | ELITE EL22XPV SERIES | 211694786 | HRCU-A-CB | EL22XPV-024-230A** | CR33-24B+TDR+TXV | Singlezone Ducted, Centrally Ducted | 23200 | 15000 | 2.7 | 15000 | 2.04
LENNOX | ELITE EL22XPV SERIES | 211694785 | HRCU-A-CB | EL22XPV-024-230A** | CR33-24B+TDR+TXV | Singlezone Ducted, Centrally Ducted | 23400 | 15200 | 2.62 | 15300 | 2.02
LENNOX | ELITE EL22XPV SERIES | 211694784 | HRCU-A-CB | EL22XPV-024-230A** | CR33-24B+TDR+TXV | Singlezone Ducted, Centrally Ducted | 23200 | 14900 | 2.66 | 15000 | 2.02
LENNOX | ELITE EL22XPV SERIES | 211694783 | HRCU-A-CB | EL22XPV-024-230A** | CR33-24B+TDR+TXV | Singlezone Ducted, Centrally Ducted | 23200 | 15000 | 2.76 | 15000 | 2.06
LENNOX | ELITE EL22XPV SERIES | 211694782 | HRCU-A-CB | EL22XPV-024-230A** | CR33-24B+TDR+TXV | Singlezone Ducted, Centrally Ducted | 23200 | 14900 | 2.68 | 15000 | 2.04
LENNOX | ELITE EL22XPV SERIES | 211694781 | HRCU-A-CB | EL22XPV-024-230A** | CR33-24B+TDR+TXV | Singlezone Ducted, Centrally Ducted | 23200 | 15000 | 2.7 | 15100 | 2.06
LENNOX | ELITE EL22XPV SERIES | 211694780 | HRCU-A-CB | EL22XPV-024-230A** | CR33-24A+TDR+TXV | Singlezone Ducted, Centrally Ducted | 23200 | 15000 | 2.76 | 15000 | 2.08
LENNOX | ELITE EL22XPV SERIES | 211694779 | HRCU-A-CB | EL22XPV-024-230A** | CR33-24A+TDR+TXV | Singlezone Ducted, Centrally Ducted | 23000 | 14900 | 2.75 | 14900 | 2.06
LENNOX | ELITE EL22XPV SERIES | 211694778 | HRCU-A-CB | EL22XPV-024-230A** | CR33-24A+TDR+TXV | Singlezone Ducted, Centrally Ducted | 23000 | 14900 | 2.71 | 14900 | 2.04
LENNOX | ELITE EL22XPV SERIES | 211694777 | HRCU-A-CB | EL22XPV-024-230A** | CR33-24A+TDR+TXV | Singlezone Ducted, Centrally Ducted | 23200 | 15000 | 2.71 | 15000 | 2.06
LENNOX | ELITE EL22XPV SERIES | 211694776 | HRCU-A-CB | EL22XPV-024-230A** | CBA38MV-018/024-230*+TDR | Singlezone Ducted, Centrally Ducted | 23000 | 14400 | 2.56 | 15400 | 2.08
LENNOX | ELITE EL22XPV SERIES | 211694775 | HRCU-A-CB | EL22XPV-024-230A** | CBA27UHE-030-230*+TDR | Singlezone Ducted, Centrally Ducted | 22400 | 14300 | 2.85 | 16100 | 2.34
LENNOX | ELITE EL22XPV SERIES | 211694774 | HRCU-A-CB | EL22XPV-024-230A** | CBA27UHE-024-230*+TDR | Singlezone Ducted, Centrally Ducted | 23200 | 14500 | 2.56 | 15500 | 2.08
LENNOX | ELITE EL22XPV SERIES | 211694773 | HRCU-A-CB | EL22XPV-024-230A** | CBA27UHE-018-230*+TDR | Singlezone Ducted, Centrally Ducted | 22600 | 14100 | 2.54 | 15100 | 2.06
LENNOX | ELITE EL22XPV SERIES | 211694772 | HRCU-A-CB | EL22XPV-024-230A** | CBA25UHV-030-230-** | Singlezone Ducted, Centrally Ducted | 22400 | 14500 | 2.67 | 14900 | 2.12
LENNOX | ELITE EL22XPV SERIES | 211694771 | HRCU-A-CB | EL22XPV-024-230A** | CBA25UHV-024-230-** | Singlezone Ducted, Centrally Ducted | 22200 | 14900 | 2.68 | 15400 | 2.12
LENNOX | ELITE EL22XPV SERIES | 211694770 | HRCU-A-CB | EL22XPV-024-230A** | CBA25UH-030-230-** | Singlezone Ducted, Centrally Ducted | 22800 | 14900 | 2.6 | 15200 | 2.08
LENNOX | ELITE EL22XPV SERIES | 211694769 | HRCU-A-CB | EL22XPV-024-230A** | CBA25UH-024-230-** | Singlezone Ducted, Centrally Ducted | 23400 | 14700 | 2.5 | 15300 | 2.06
LENNOX | ELITE EL22XPV SERIES | 211694768 | HRCU-A-CB | EL22XPV-024-230A** | C35-30B+TDR+TXV | Singlezone Ducted, Centrally Ducted | 23600 | 14200 | 2.51 | 16100 | 1.96
LENNOX | ELITE EL22XPV SERIES | 211694767 | HRCU-A-CB | EL22XPV-024-230A** | C35-30B+TDR+TXV | Singlezone Ducted, Centrally Ducted | 23600 | 14200 | 2.51 | 16100 | 1.96
LENNOX | ELITE EL22XPV SERIES | 211694766 | HRCU-A-CB | EL22XPV-024-230A** | C35-30B+TDR+TXV | Singlezone Ducted, Centrally Ducted | 23600 | 14200 | 2.51 | 16200 | 1.96
LENNOX | ELITE EL22XPV SERIES | 211694765 | HRCU-A-CB | EL22XPV-024-230A** | C35-30B+TDR+TXV | Singlezone Ducted, Centrally Ducted | 23600 | 14200 | 2.51 | 16100 | 1.96
LENNOX | ELITE EL22XPV SERIES | 211694764 | HRCU-A-CB | EL22XPV-024-230A** | C35-30B+TDR+TXV | Singlezone Ducted, Centrally Ducted | 23400 | 14100 | 2.54 | 16000 | 1.98
LENNOX | ELITE EL22XPV SERIES | 211694763 | HRCU-A-CB | EL22XPV-024-230A** | C35-30B+TDR+TXV | Singlezone Ducted, Centrally Ducted | 23400 | 14100 | 2.54 | 16000 | 1.98
LENNOX | ELITE EL22XPV SERIES | 211694762 | HRCU-A-CB | EL22XPV-024-230A** | C35-30B+TDR+TXV | Singlezone Ducted, Centrally Ducted | 23400 | 14100 | 2.54 | 16000 | 1.98
LENNOX | ELITE EL22XPV SERIES | 211694760 | HRCU-A-CB | EL22XPV-024-230A** | C35-30B+TDR+TXV | Singlezone Ducted, Centrally Ducted | 23600 | 14200 | 2.51 | 16100 | 1.96
LENNOX | ELITE EL22XPV SERIES | 211694753 | HRCU-A-CB | EL22XPV-024-230A** | C35-30B+TDR+TXV | Singlezone Ducted, Centrally Ducted | 23600 | 14200 | 2.51 | 16100 | 1.96
LENNOX | ELITE EL22XPV SERIES | 211694747 | HRCU-A-CB | EL22XPV-024-230A** | C35-30B+TDR+TXV | Singlezone Ducted, Centrally Ducted | 23200 | 14000 | 2.52 | 15900 | 1.96
LENNOX | ELITE EL22XPV SERIES | 211694746 | HRCU-A-CB | EL22XPV-024-230A** | C35-30B+TDR+TXV | Singlezone Ducted, Centrally Ducted | 23200 | 14100 | 2.54 | 16000 | 1.98
LENNOX | ELITE EL22XPV SERIES | 211694745 | HRCU-A-CB | EL22XPV-024-230A** | C35-30B+TDR+TXV | Singlezone Ducted, Centrally Ducted | 23200 | 14000 | 2.53 | 15900 | 1.96
LENNOX | ELITE EL22XPV SERIES | 211694744 | HRCU-A-CB | EL22XPV-024-230A** | C35-30B+TDR+TXV | Singlezone Ducted, Centrally Ducted | 23200 | 14000 | 2.52 | 15900 | 1.96
LENNOX | ELITE EL22XPV SERIES | 211694743 | HRCU-A-CB | EL22XPV-024-230A** | C35-30B+TDR+TXV | Singlezone Ducted, Centrally Ducted | 23600 | 14200 | 2.51 | 16100 | 1.96
LENNOX | ELITE EL22XPV SERIES | 211694730 | HRCU-A-CB | EL22XPV-024-230A** | C35-30A+TDR+TXV | Singlezone Ducted, Centrally Ducted | 23600 | 14200 | 2.51 | 16100 | 1.96
LENNOX | ELITE EL22XPV SERIES | 211694729 | HRCU-A-CB | EL22XPV-024-230A** | C35-30A+TDR+TXV | Singlezone Ducted, Centrally Ducted | 23600 | 14200 | 2.51 | 16100 | 1.96
LENNOX | ELITE EL22XPV SERIES | 211694728 | HRCU-A-CB | EL22XPV-024-230A** | C35-30A+TDR+TXV | Singlezone Ducted, Centrally Ducted | 23400 | 14200 | 2.52 | 16100 | 1.98
LENNOX | ELITE EL22XPV SERIES | 211694727 | HRCU-A-CB | EL22XPV-024-230A** | C35-30A+TDR+TXV | Singlezone Ducted, Centrally Ducted | 23200 | 14000 | 2.52 | 15900 | 1.94
LENNOX | ELITE EL22XPV SERIES | 211694726 | HRCU-A-CB | EL22XPV-024-230A** | C35-30A+TDR+TXV | Singlezone Ducted, Centrally Ducted | 23200 | 14000 | 2.52 | 15900 | 1.96
LENNOX | ELITE EL22XPV SERIES | 211694725 | HRCU-A-CB | EL22XPV-024-230A** | C35-30A+TDR+TXV | Singlezone Ducted, Centrally Ducted | 23200 | 14000 | 2.52 | 15900 | 1.94
LENNOX | ELITE EL22XPV SERIES | 211694724 | HRCU-A-CB | EL22XPV-024-230A** | C35-30A+TDR+TXV | Singlezone Ducted, Centrally Ducted | 23400 | 14200 | 2.52 | 16100 | 1.96
LENNOX | ELITE EL22XPV SERIES | 211694723 | HRCU-A-CB | EL22XPV-024-230A** | C35-30A+TDR+TXV | Singlezone Ducted, Centrally Ducted | 23000 | 13900 | 2.51 | 15800 | 1.94
LENNOX | ELITE EL22XPV SERIES | 211694722 | HRCU-A-CB | EL22XPV-024-230A** | C35-30A+TDR+TXV | Singlezone Ducted, Centrally Ducted | 23400 | 14200 | 2.52 | 16100 | 1.96
LENNOX | ELITE EL22XPV SERIES | 211694721 | HRCU-A-CB | EL22XPV-024-230A** | C35-30A+TDR+TXV | Singlezone Ducted, Centrally Ducted | 23000 | 13900 | 2.51 | 15800 | 1.94
LENNOX | ELITE EL22XPV SERIES | 211694718 | HRCU-A-CB | EL22XPV-024-230A** | C35-30A+TDR+TXV | Singlezone Ducted, Centrally Ducted | 23000 | 13900 | 2.51 | 15800 | 1.94
LENNOX | ELITE EL22XPV SERIES | 211694717 | HRCU-A-CB | EL22XPV-024-230A** | C35-30A+TDR+TXV | Singlezone Ducted, Centrally Ducted | 23400 | 14200 | 2.51 | 16100 | 1.96
LENNOX | ELITE EL22XPV SERIES | 211694716 | HRCU-A-CB | EL22XPV-024-230A** | C35-30A+TDR+TXV | Singlezone Ducted, Centrally Ducted | 23400 | 14200 | 2.51 | 16100 | 1.96
LENNOX | ELITE EL22XPV SERIES | 211694715 | HRCU-A-CB | EL22XPV-024-230A** | C35-24B+TDR+TXV | Singlezone Ducted, Centrally Ducted | 23600 | 14700 | 2.52 | 15800 | 1.92
LENNOX | ELITE EL22XPV SERIES | 211694714 | HRCU-A-CB | EL22XPV-024-230A** | C35-24B+TDR+TXV | Singlezone Ducted, Centrally Ducted | 23600 | 14700 | 2.5 | 15800 | 1.9
LENNOX | ELITE EL22XPV SERIES | 211694713 | HRCU-A-CB | EL22XPV-024-230A** | C35-24B+TDR+TXV | Singlezone Ducted, Centrally Ducted | 23600 | 14700 | 2.5 | 15800 | 1.92
LENNOX | ELITE EL22XPV SERIES | 211694712 | HRCU-A-CB | EL22XPV-024-230A** | C35-24B+TDR+TXV | Singlezone Ducted, Centrally Ducted | 23600 | 14600 | 2.55 | 15700 | 1.92
LENNOX | ELITE EL22XPV SERIES | 211694711 | HRCU-A-CB | EL22XPV-024-230A** | C35-24B+TDR+TXV | Singlezone Ducted, Centrally Ducted | 23600 | 14600 | 2.55 | 15700 | 1.92
LENNOX | ELITE EL22XPV SERIES | 211694710 | HRCU-A-CB | EL22XPV-024-230A** | C35-24B+TDR+TXV | Singlezone Ducted, Centrally Ducted | 23600 | 14600 | 2.55 | 15700 | 1.92
LENNOX | ELITE EL22XPV SERIES | 211694708 | HRCU-A-CB | EL22XPV-024-230A** | C35-24B+TDR+TXV | Singlezone Ducted, Centrally Ducted | 23600 | 14700 | 2.5 | 15800 | 1.92
LENNOX | ELITE EL22XPV SERIES | 211694701 | HRCU-A-CB | EL22XPV-024-230A** | C35-24B+TDR+TXV | Singlezone Ducted, Centrally Ducted | 23600 | 14700 | 2.52 | 15700 | 1.9
LENNOX | ELITE EL22XPV SERIES | 211694695 | HRCU-A-CB | EL22XPV-024-230A** | C35-24B+TDR+TXV | Singlezone Ducted, Centrally Ducted | 23200 | 14500 | 2.54 | 15500 | 1.9
LENNOX | ELITE EL22XPV SERIES | 211694694 | HRCU-A-CB | EL22XPV-024-230A** | C35-24B+TDR+TXV | Singlezone Ducted, Centrally Ducted | 23400 | 14500 | 2.51 | 15600 | 1.92
LENNOX | ELITE EL22XPV SERIES | 211694693 | HRCU-A-CB | EL22XPV-024-230A** | C35-24B+TDR+TXV | Singlezone Ducted, Centrally Ducted | 23200 | 14500 | 2.54 | 15500 | 1.9
LENNOX | ELITE EL22XPV SERIES | 211694692 | HRCU-A-CB | EL22XPV-024-230A** | C35-24B+TDR+TXV | Singlezone Ducted, Centrally Ducted | 23200 | 14500 | 2.54 | 15500 | 1.9
LENNOX | ELITE EL22XPV SERIES | 211694691 | HRCU-A-CB | EL22XPV-024-230A** | C35-24B+TDR+TXV | Singlezone Ducted, Centrally Ducted | 23600 | 14700 | 2.52 | 15800 | 1.92
LENNOX | ELITE EL22XPV SERIES | 211694685 | HRCU-A-CB | EL22XPV-024-230A** | C35-24B+TDR+TXV | Singlezone Ducted, Centrally Ducted | 23600 | 14700 | 2.5 | 15800 | 1.92
LENNOX | ELITE EL22XPV SERIES | 211694678 | HRCU-A-CB | EL22XPV-024-230A** | C35-24A+TDR+TXV | Singlezone Ducted, Centrally Ducted | 23600 | 14700 | 2.52 | 15700 | 1.9
LENNOX | ELITE EL22XPV SERIES | 211694677 | HRCU-A-CB | EL22XPV-024-230A** | C35-24A+TDR+TXV | Singlezone Ducted, Centrally Ducted | 23600 | 14700 | 2.52 | 15700 | 1.9
LENNOX | ELITE EL22XPV SERIES | 211694676 | HRCU-A-CB | EL22XPV-024-230A** | C35-24A+TDR+TXV | Singlezone Ducted, Centrally Ducted | 23600 | 14700 | 2.53 | 15700 | 1.92
ARMSTRONG AIR | 4SHP22LX SERIES | 211709363 | HRCU-A-CB | 4SHP22LX124P-**A | EA(C;U)1P24A+TDR+TXV | Singlezone Ducted, Centrally Ducted | 23600 | 14700 | 2.5 | 15800 | 1.92
LENNOX | ELITE EL22XPV SERIES | 211694675 | HRCU-A-CB | EL22XPV-024-230A** | C35-24A+TDR+TXV | Singlezone Ducted, Centrally Ducted | 23200 | 14500 | 2.51 | 15500 | 1.9
ARMSTRONG AIR | 4SHP22LX SERIES | 211709362 | HRCU-A-CB | 4SHP22LX124P-**A | EA(C;U)1P24A+TDR+TXV | Singlezone Ducted, Centrally Ducted | 23000 | 14300 | 2.52 | 15400 | 1.9
LENNOX | ELITE EL22XPV SERIES | 211694674 | HRCU-A-CB | EL22XPV-024-230A** | C35-24A+TDR+TXV | Singlezone Ducted, Centrally Ducted | 23200 | 14400 | 2.53 | 15500 | 1.9
ARMSTRONG AIR | 4SHP22LX SERIES | 211709361 | HRCU-A-CB | 4SHP22LX124P-**A | EA(C;U)1P24A+TDR+TXV | Singlezone Ducted, Centrally Ducted | 23600 | 14700 | 2.52 | 15700 | 1.9
ARMSTRONG AIR | 4SHP22LX SERIES | 211709360 | HRCU-A-CB | 4SHP22LX124P-**A | EA(C;U)1P24A+TDR+TXV | Singlezone Ducted, Centrally Ducted | 23600 | 14700 | 2.52 | 15700 | 1.9
LENNOX | ELITE EL22XPV SERIES | 211694673 | HRCU-A-CB | EL22XPV-024-230A** | C35-24A+TDR+TXV | Singlezone Ducted, Centrally Ducted | 23200 | 14500 | 2.51 | 15500 | 1.9
LENNOX | ELITE EL22XPV SERIES | 211694668 | HRCU-A-CB | EL22XPV-024-230A** | C35-24A+TDR+TXV | Singlezone Ducted, Centrally Ducted | 23600 | 14700 | 2.5 | 15800 | 1.92
LENNOX | ELITE EL22XPV SERIES | 211694667 | HRCU-A-CB | EL22XPV-024-230A** | C35-24A+TDR+TXV | Singlezone Ducted, Centrally Ducted | 23600 | 14700 | 2.5 | 15800 | 1.92
LENNOX | ELITE EL22XPV SERIES | 211694666 | HRCU-A-CB | EL22XPV-024-230A** | C35-24A+TDR+TXV | Singlezone Ducted, Centrally Ducted | 23000 | 14300 | 2.52 | 15400 | 1.9
LENNOX | ELITE EL22XPV SERIES | 211694665 | HRCU-A-CB | EL22XPV-024-230A** | C35-24A+TDR+TXV | Singlezone Ducted, Centrally Ducted | 23600 | 14700 | 2.52 | 15700 | 1.9
LENNOX | ELITE EL22XPV SERIES | 211694664 | HRCU-A-CB | EL22XPV-024-230A** | C35-24A+TDR+TXV | Singlezone Ducted, Centrally Ducted | 23600 | 14700 | 2.52 | 15700 | 1.9
LENNOX | ELITE EL22XPV SERIES | 211694663 | HRCU-A-CB | EL22XPV-024-230A** | CBA38MV-030-230*+TDR | Singlezone Ducted, Centrally Ducted | 22400 | 14300 | 2.83 | 16100 | 2.32
GE | NS22H SERIES | 211708941 | HRCU-A-CB | NS22H36MA4-**A | NCUC48BT4+TDR | Singlezone Ducted, Centrally Ducted | 33600 | 22200 | 2.56 | 18200 | 2.24
GE | NS22H SERIES | 211708939 | HRCU-A-CB | NS22H36MA4-**A | NCUC48BT4+TDR | Singlezone Ducted, Centrally Ducted | 33600 | 22200 | 2.56 | 18200 | 2.24
GE | NS22H SERIES | 211708938 | HRCU-A-CB | NS22H36MA4-**A | NCUC48BT4+TDR | Singlezone Ducted, Centrally Ducted | 33400 | 22200 | 2.52 | 18200 | 2.22
GE | NS22H SERIES | 211708937 | HRCU-A-CB | NS22H36MA4-**A | NCUC48BT4+TDR | Singlezone Ducted, Centrally Ducted | 33400 | 22200 | 2.52 | 18200 | 2.22
GE | NS22H SERIES | 211708936 | HRCU-A-CB | NS22H36MA4-**A | NCUC48BT4+TDR | Singlezone Ducted, Centrally Ducted | 33200 | 22000 | 2.54 | 18000 | 2.24
GE | NS22H SERIES | 211708935 | HRCU-A-CB | NS22H36MA4-**A | NCUC48BT4+TDR | Singlezone Ducted, Centrally Ducted | 33200 | 22000 | 2.52 | 18100 | 2.24
GE | NS22H SERIES | 211708934 | HRCU-A-CB | NS22H36MA4-**A | NCUC48BT4+TDR | Singlezone Ducted, Centrally Ducted | 33600 | 22400 | 2.5 | 18400 | 2.2
GE | NS22H SERIES | 211708932 | HRCU-A-CB | NS22H36MA4-**A | NCUC48BT4+TDR | Singlezone Ducted, Centrally Ducted | 33800 | 22600 | 2.5 | 18500 | 2.18
GE | NS22H SERIES | 211708859 | HRCU-A-CB | NS22H36MA4-**A | NAM42V1TA4 | Singlezone Ducted, Centrally Ducted | 33600 | 22200 | 2.6 | 18000 | 2.24
GE | NS22H SERIES | 211708858 | HRCU-A-CB | NS22H36MA4-**A | NAM36V1TA4 | Singlezone Ducted, Centrally Ducted | 33400 | 22200 | 2.58 | 18000 | 2.24
GE | NS22H SERIES | 211708855 | HRCU-A-CB | NS22H36MA4-**A | NCUU48BP4+TDR+TXV | Singlezone Ducted, Centrally Ducted | 33600 | 22200 | 2.56 | 18200 | 2.24
GE | NS22H SERIES | 211708854 | HRCU-A-CB | NS22H36MA4-**A | NCUU48BP4+TDR+TXV | Singlezone Ducted, Centrally Ducted | 33600 | 22200 | 2.56 | 18200 | 2.24
GE | NS22H SERIES | 211708853 | HRCU-A-CB | NS22H36MA4-**A | NCUU48BP4+TDR+TXV | Singlezone Ducted, Centrally Ducted | 33400 | 22200 | 2.52 | 18200 | 2.22
GE | NS22H SERIES | 211708852 | HRCU-A-CB | NS22H36MA4-**A | NCUU48BP4+TDR+TXV | Singlezone Ducted, Centrally Ducted | 33400 | 22200 | 2.52 | 18200 | 2.22
GE | NS22H SERIES | 211708851 | HRCU-A-CB | NS22H36MA4-**A | NCUU48BP4+TDR+TXV | Singlezone Ducted, Centrally Ducted | 33200 | 22000 | 2.54 | 18000 | 2.24
GE | NS22H SERIES | 211708850 | HRCU-A-CB | NS22H36MA4-**A | NCUU48BP4+TDR+TXV | Singlezone Ducted, Centrally Ducted | 33200 | 22000 | 2.52 | 18100 | 2.24
GE | NS22H SERIES | 211708849 | HRCU-A-CB | NS22H36MA4-**A | NCUU48BP4+TDR+TXV | Singlezone Ducted, Centrally Ducted | 33600 | 22400 | 2.5 | 18400 | 2.2
GE | NS22H SERIES | 211708846 | HRCU-A-CB | NS22H36MA4-**A | NCUU48BP4+TDR+TXV | Singlezone Ducted, Centrally Ducted | 33800 | 22600 | 2.5 | 18500 | 2.18
ARMSTRONG AIR | 4SHP22LX Series | 211708571 | HRCU-A-CB | 4SHP22LX136P-**A | BCE5E42M | Singlezone Ducted, Centrally Ducted | 33000 | 22000 | 2.56 | 18000 | 2.2
ARMSTRONG AIR | 4SHP22LX Series | 211708570 | HRCU-A-CB | 4SHP22LX136P-**A | BCE5E36M | Singlezone Ducted, Centrally Ducted | 32800 | 21800 | 2.5 | 17700 | 2.18
AIREASE | 4SHP22LX Series | 211708569 | HRCU-A-CB | 4SHP22LX136P-**A | BCE5E42M | Singlezone Ducted, Centrally Ducted | 33000 | 22000 | 2.56 | 18000 | 2.2
AIREASE | 4SHP22LX Series | 211708568 | HRCU-A-CB | 4SHP22LX136P-**A | BCE5E36M | Singlezone Ducted, Centrally Ducted | 32800 | 21800 | 2.5 | 17700 | 2.18
ARMSTRONG AIR | 4SHP22LX Series | 211708567 | HRCU-A-CB | 4SHP22LX136P-**A | BCE7S36M*4X | Singlezone Ducted, Centrally Ducted | 33400 | 22800 | 2.6 | 18300 | 2.28
AIREASE | 4SHP22LX Series | 211708566 | HRCU-A-CB | 4SHP22LX136P-**A | BCE7S36M*4X | Singlezone Ducted, Centrally Ducted | 33400 | 22800 | 2.6 | 18300 | 2.28
LENNOX | ELITE EL22XPV SERIES | 211694899 | HRCU-A-CB | EL22XPV-024-230A** | CX35-30A+TDR | Singlezone Ducted, Centrally Ducted | 23600 | 14200 | 2.51 | 16100 | 1.96
LENNOX | ELITE EL22XPV SERIES | 211694898 | HRCU-A-CB | EL22XPV-024-230A** | CX35-30A+TDR | Singlezone Ducted, Centrally Ducted | 23600 | 14200 | 2.51 | 16100 | 1.96
AIREASE | 4SHP22LX SERIES | 211709612 | HRCU-A-CB | 4SHP22LX124P-**A | EAC4X24B+TDR | Singlezone Ducted, Centrally Ducted | 23200 | 14500 | 2.54 | 15500 | 1.9
LENNOX | ELITE EL22XPV SERIES | 211694897 | HRCU-A-CB | EL22XPV-024-230A** | CX35-30A+TDR | Singlezone Ducted, Centrally Ducted | 23400 | 14200 | 2.52 | 16100 | 1.98
AIREASE | 4SHP22LX SERIES | 211709611 | HRCU-A-CB | 4SHP22LX124P-**A | EAC4X24B+TDR | Singlezone Ducted, Centrally Ducted | 23600 | 14700 | 2.52 | 15800 | 1.92
LENNOX | ELITE EL22XPV SERIES | 211694896 | HRCU-A-CB | EL22XPV-024-230A** | CX35-30A+TDR | Singlezone Ducted, Centrally Ducted | 23200 | 14000 | 2.52 | 15900 | 1.94
LENNOX | ELITE EL22XPV SERIES | 211694895 | HRCU-A-CB | EL22XPV-024-230A** | CX35-30A+TDR | Singlezone Ducted, Centrally Ducted | 23200 | 14000 | 2.52 | 15900 | 1.96
LENNOX | ELITE EL22XPV SERIES | 211694894 | HRCU-A-CB | EL22XPV-024-230A** | CX35-30A+TDR | Singlezone Ducted, Centrally Ducted | 23200 | 14000 | 2.52 | 15900 | 1.94
AIREASE | 4SHP22LX SERIES | 211709606 | HRCU-A-CB | 4SHP22LX124P-**A | EAC4X24B+TDR | Singlezone Ducted, Centrally Ducted | 23600 | 14700 | 2.5 | 15800 | 1.92
LENNOX | ELITE EL22XPV SERIES | 211694893 | HRCU-A-CB | EL22XPV-024-230A** | CX35-30A+TDR | Singlezone Ducted, Centrally Ducted | 23400 | 14200 | 2.52 | 16100 | 1.96
LENNOX | ELITE EL22XPV SERIES | 211694892 | HRCU-A-CB | EL22XPV-024-230A** | CX35-30A+TDR | Singlezone Ducted, Centrally Ducted | 23000 | 13900 | 2.51 | 15800 | 1.94
AIREASE | 4SHP22LX SERIES | 211709604 | HRCU-A-CB | 4SHP22LX124P-**A | EAC4X24A+TDR | Singlezone Ducted, Centrally Ducted | 23600 | 14700 | 2.52 | 15700 | 1.9
LENNOX | ELITE EL22XPV SERIES | 211694891 | HRCU-A-CB | EL22XPV-024-230A** | CX35-30A+TDR | Singlezone Ducted, Centrally Ducted | 23400 | 14200 | 2.52 | 16100 | 1.96
AIREASE | 4SHP22LX SERIES | 211709603 | HRCU-A-CB | 4SHP22LX124P-**A | EAC4X24A+TDR | Singlezone Ducted, Centrally Ducted | 23600 | 14700 | 2.52 | 15700 | 1.9
LENNOX | ELITE EL22XPV SERIES | 211694890 | HRCU-A-CB | EL22XPV-024-230A** | CX35-30A+TDR | Singlezone Ducted, Centrally Ducted | 23000 | 13900 | 2.51 | 15800 | 1.94
AIREASE | 4SHP22LX SERIES | 211709602 | HRCU-A-CB | 4SHP22LX124P-**A | EAC4X24A+TDR | Singlezone Ducted, Centrally Ducted | 23600 | 14700 | 2.53 | 15700 | 1.92
AIREASE | 4SHP22LX SERIES | 211709601 | HRCU-A-CB | 4SHP22LX124P-**A | EAC4X24A+TDR | Singlezone Ducted, Centrally Ducted | 23200 | 14500 | 2.51 | 15500 | 1.9
AIREASE | 4SHP22LX SERIES | 211709599 | HRCU-A-CB | 4SHP22LX124P-**A | EAC4X24A+TDR | Singlezone Ducted, Centrally Ducted | 23600 | 14700 | 2.5 | 15800 | 1.92
LENNOX | ELITE EL22XPV SERIES | 211694887 | HRCU-A-CB | EL22XPV-024-230A** | CX35-30A+TDR | Singlezone Ducted, Centrally Ducted | 23000 | 13900 | 2.51 | 15800 | 1.94
AIREASE | 4SHP22LX SERIES | 211709598 | HRCU-A-CB | 4SHP22LX124P-**A | EAC4X24A+TDR | Singlezone Ducted, Centrally Ducted | 23000 | 14300 | 2.52 | 15400 | 1.9
LENNOX | ELITE EL22XPV SERIES | 211694886 | HRCU-A-CB | EL22XPV-024-230A** | CX35-30A+TDR | Singlezone Ducted, Centrally Ducted | 23400 | 14200 | 2.51 | 16100 | 1.96
AIREASE | 4SHP22LX SERIES | 211709597 | HRCU-A-CB | 4SHP22LX124P-**A | EAC4X24A+TDR | Singlezone Ducted, Centrally Ducted | 23600 | 14700 | 2.52 | 15700 | 1.9
AIREASE | 4SHP22LX SERIES | 211709596 | HRCU-A-CB | 4SHP22LX124P-**A | EAC4X24A+TDR | Singlezone Ducted, Centrally Ducted | 23600 | 14700 | 2.52 | 15700 | 1.9
LENNOX | ELITE EL22XPV SERIES | 211694885 | HRCU-A-CB | EL22XPV-024-230A** | CX35-30A+TDR | Singlezone Ducted, Centrally Ducted | 23400 | 14200 | 2.51 | 16100 | 1.96
AIREASE | 4SHP22LX SERIES | 211709595 | HRCU-A-CB | 4SHP22LX124P-**A | ED1P24B+TDR+TXV | Singlezone Ducted, Centrally Ducted | 23200 | 15000 | 2.7 | 15100 | 2.06
LENNOX | ELITE EL22XPV SERIES | 211694884 | HRCU-A-CB | EL22XPV-024-230A** | CX35-30B+TDR | Singlezone Ducted, Centrally Ducted | 23600 | 14200 | 2.51 | 16100 | 1.96
AIREASE | 4SHP22LX SERIES | 211709594 | HRCU-A-CB | 4SHP22LX124P-**A | ED1P24B+TDR+TXV | Singlezone Ducted, Centrally Ducted | 23400 | 15100 | 2.67 | 15200 | 2.04
LENNOX | ELITE EL22XPV SERIES | 211694883 | HRCU-A-CB | EL22XPV-024-230A** | CX35-30B+TDR | Singlezone Ducted, Centrally Ducted | 23600 | 14200 | 2.51 | 16100 | 1.96
AIREASE | 4SHP22LX SERIES | 211709593 | HRCU-A-CB | 4SHP22LX124P-**A | ED1P24B+TDR+TXV | Singlezone Ducted, Centrally Ducted | 23200 | 15000 | 2.68 | 15100 | 2.04
LENNOX | ELITE EL22XPV SERIES | 211694882 | HRCU-A-CB | EL22XPV-024-230A** | CX35-30B+TDR | Singlezone Ducted, Centrally Ducted | 23600 | 14200 | 2.51 | 16200 | 1.96
AIREASE | 4SHP22LX SERIES | 211709592 | HRCU-A-CB | 4SHP22LX124P-**A | ED1P24B+TDR+TXV | Singlezone Ducted, Centrally Ducted | 23200 | 15000 | 2.71 | 15000 | 2.04
LENNOX | ELITE EL22XPV SERIES | 211694881 | HRCU-A-CB | EL22XPV-024-230A** | CX35-30B+TDR | Singlezone Ducted, Centrally Ducted | 23600 | 14200 | 2.51 | 16100 | 1.96
AIREASE | 4SHP22LX SERIES | 211709591 | HRCU-A-CB | 4SHP22LX124P-**A | ED1P24B+TDR+TXV | Singlezone Ducted, Centrally Ducted | 23200 | 14900 | 2.71 | 15000 | 2.06
AIREASE | 4SHP22LX SERIES | 211709590 | HRCU-A-CB | 4SHP22LX124P-**A | ED1P24B+TDR+TXV | Singlezone Ducted, Centrally Ducted | 23200 | 14900 | 2.71 | 15000 | 2.06
LENNOX | ELITE EL22XPV SERIES | 211694880 | HRCU-A-CB | EL22XPV-024-230A** | CX35-30B+TDR | Singlezone Ducted, Centrally Ducted | 23400 | 14100 | 2.54 | 16000 | 1.98
AIREASE | 4SHP22LX SERIES | 211709589 | HRCU-A-CB | 4SHP22LX124P-**A | ED1P24B+TDR+TXV | Singlezone Ducted, Centrally Ducted | 23400 | 15100 | 2.71 | 15100 | 2.04
LENNOX | ELITE EL22XPV SERIES | 211694879 | HRCU-A-CB | EL22XPV-024-230A** | CX35-30B+TDR | Singlezone Ducted, Centrally Ducted | 23400 | 14100 | 2.54 | 16000 | 1.98
AIREASE | 4SHP22LX SERIES | 211709588 | HRCU-A-CB | 4SHP22LX124P-**A | ED1P24B+TDR+TXV | Singlezone Ducted, Centrally Ducted | 23200 | 15000 | 2.7 | 15000 | 2.04
LENNOX | ELITE EL22XPV SERIES | 211694878 | HRCU-A-CB | EL22XPV-024-230A** | CX35-30B+TDR | Singlezone Ducted, Centrally Ducted | 23400 | 14100 | 2.54 | 16000 | 1.98
AIREASE | 4SHP22LX SERIES | 211709587 | HRCU-A-CB | 4SHP22LX124P-**A | ED1P24B+TDR+TXV | Singlezone Ducted, Centrally Ducted | 23400 | 15200 | 2.62 | 15300 | 2.02
AIREASE | 4SHP22LX SERIES | 211709586 | HRCU-A-CB | 4SHP22LX124P-**A | ED1P24B+TDR+TXV | Singlezone Ducted, Centrally Ducted | 23200 | 14900 | 2.66 | 15000 | 2.02
AIREASE | 4SHP22LX SERIES | 211709585 | HRCU-A-CB | 4SHP22LX124P-**A | ED1P24B+TDR+TXV | Singlezone Ducted, Centrally Ducted | 23200 | 15000 | 2.76 | 15000 | 2.06
LENNOX | ELITE EL22XPV SERIES | 211694876 | HRCU-A-CB | EL22XPV-024-230A** | CX35-30B+TDR | Singlezone Ducted, Centrally Ducted | 23600 | 14200 | 2.51 | 16100 | 1.96
AIREASE | 4SHP22LX SERIES | 211709584 | HRCU-A-CB | 4SHP22LX124P-**A | ED1P24B+TDR+TXV | Singlezone Ducted, Centrally Ducted | 23200 | 14900 | 2.68 | 15000 | 2.04
AIREASE | 4SHP22LX SERIES | 211709583 | HRCU-A-CB | 4SHP22LX124P-**A | ED1P24A+TDR+TXV | Singlezone Ducted, Centrally Ducted | 23200 | 15000 | 2.76 | 15000 | 2.08
AIREASE | 4SHP22LX SERIES | 211709582 | HRCU-A-CB | 4SHP22LX124P-**A | ED1P24A+TDR+TXV | Singlezone Ducted, Centrally Ducted | 23000 | 14900 | 2.75 | 14900 | 2.06
AIREASE | 4SHP22LX SERIES | 211709581 | HRCU-A-CB | 4SHP22LX124P-**A | ED1P24A+TDR+TXV | Singlezone Ducted, Centrally Ducted | 23000 | 14900 | 2.71 | 14900 | 2.04
AIREASE | 4SHP22LX SERIES | 211709580 | HRCU-A-CB | 4SHP22LX124P-**A | BCE7S24M*4X | Singlezone Ducted, Centrally Ducted | 23000 | 14400 | 2.56 | 15400 | 2.08
AIREASE | 4SHP22LX SERIES | 211709579 | HRCU-A-CB | 4SHP22LX124P-**A | BCE7E30M*4X | Singlezone Ducted, Centrally Ducted | 22400 | 14300 | 2.85 | 16100 | 2.34
AIREASE | 4SHP22LX SERIES | 211709578 | HRCU-A-CB | 4SHP22LX124P-**A | BCE7E24M*4X | Singlezone Ducted, Centrally Ducted | 23200 | 14500 | 2.56 | 15500 | 2.08
AIREASE | 4SHP22LX SERIES | 211709577 | HRCU-A-CB | 4SHP22LX124P-**A | BCE7E18M*4X | Singlezone Ducted, Centrally Ducted | 22600 | 14100 | 2.54 | 15100 | 2.06
AIREASE | 4SHP22LX SERIES | 211709576 | HRCU-A-CB | 4SHP22LX124P-**A | BCE5V30M*4X | Singlezone Ducted, Centrally Ducted | 22400 | 14500 | 2.67 | 14900 | 2.12
AIREASE | 4SHP22LX SERIES | 211709575 | HRCU-A-CB | 4SHP22LX124P-**A | BCE5V24M*4X | Singlezone Ducted, Centrally Ducted | 22200 | 14900 | 2.68 | 15400 | 2.12
LENNOX | ELITE EL22XPV SERIES | 211694869 | HRCU-A-CB | EL22XPV-024-230A** | CX35-30B+TDR | Singlezone Ducted, Centrally Ducted | 23600 | 14200 | 2.51 | 16100 | 1.96
AIREASE | 4SHP22LX SERIES | 211709574 | HRCU-A-CB | 4SHP22LX124P-**A | BCE5C30M*4X | Singlezone Ducted, Centrally Ducted | 22800 | 14900 | 2.6 | 15200 | 2.08
AIREASE | 4SHP22LX SERIES | 211709573 | HRCU-A-CB | 4SHP22LX124P-**A | BCE5C24M*4X | Singlezone Ducted, Centrally Ducted | 23400 | 14700 | 2.5 | 15300 | 2.06
AIREASE | 4SHP22LX SERIES | 211709572 | HRCU-A-CB | 4SHP22LX124P-**A | EA(C;U)1P30B+TDR+TXV | Singlezone Ducted, Centrally Ducted | 23600 | 14200 | 2.51 | 16100 | 1.96
AIREASE | 4SHP22LX SERIES | 211709571 | HRCU-A-CB | 4SHP22LX124P-**A | EA(C;U)1P30B+TDR+TXV | Singlezone Ducted, Centrally Ducted | 23600 | 14200 | 2.51 | 16100 | 1.96
AIREASE | 4SHP22LX SERIES | 211709570 | HRCU-A-CB | 4SHP22LX124P-**A | EA(C;U)1P30B+TDR+TXV | Singlezone Ducted, Centrally Ducted | 23600 | 14200 | 2.51 | 16200 | 1.96
AIREASE | 4SHP22LX SERIES | 211709569 | HRCU-A-CB | 4SHP22LX124P-**A | EA(C;U)1P30B+TDR+TXV | Singlezone Ducted, Centrally Ducted | 23600 | 14200 | 2.51 | 16100 | 1.96
AIREASE | 4SHP22LX SERIES | 211709568 | HRCU-A-CB | 4SHP22LX124P-**A | EA(C;U)1P30B+TDR+TXV | Singlezone Ducted, Centrally Ducted | 23400 | 14100 | 2.54 | 16000 | 1.98
AIREASE | 4SHP22LX SERIES | 211709567 | HRCU-A-CB | 4SHP22LX124P-**A | EA(C;U)1P30B+TDR+TXV | Singlezone Ducted, Centrally Ducted | 23400 | 14100 | 2.54 | 16000 | 1.98
LENNOX | ELITE EL22XPV SERIES | 211694863 | HRCU-A-CB | EL22XPV-024-230A** | CX35-30B+TDR | Singlezone Ducted, Centrally Ducted | 23200 | 14000 | 2.52 | 15900 | 1.96
AIREASE | 4SHP22LX SERIES | 211709566 | HRCU-A-CB | 4SHP22LX124P-**A | EA(C;U)1P30B+TDR+TXV | Singlezone Ducted, Centrally Ducted | 23400 | 14100 | 2.54 | 16000 | 1.98
LENNOX | ELITE EL22XPV SERIES | 211694862 | HRCU-A-CB | EL22XPV-024-230A** | CX35-30B+TDR | Singlezone Ducted, Centrally Ducted | 23200 | 14100 | 2.54 | 16000 | 1.98
LENNOX | ELITE EL22XPV SERIES | 211694861 | HRCU-A-CB | EL22XPV-024-230A** | CX35-30B+TDR | Singlezone Ducted, Centrally Ducted | 23200 | 14000 | 2.53 | 15900 | 1.96
LENNOX | ELITE EL22XPV SERIES | 211694860 | HRCU-A-CB | EL22XPV-024-230A** | CX35-30B+TDR | Singlezone Ducted, Centrally Ducted | 23200 | 14000 | 2.52 | 15900 | 1.96
AIREASE | 4SHP22LX SERIES | 211709561 | HRCU-A-CB | 4SHP22LX124P-**A | EA(C;U)1P30B+TDR+TXV | Singlezone Ducted, Centrally Ducted | 23600 | 14200 | 2.51 | 16100 | 1.96
LENNOX | ELITE EL22XPV SERIES | 211694859 | HRCU-A-CB | EL22XPV-024-230A** | CX35-30B+TDR | Singlezone Ducted, Centrally Ducted | 23600 | 14200 | 2.51 | 16100 | 1.96
AIREASE | 4SHP22LX SERIES | 211709557 | HRCU-A-CB | 4SHP22LX124P-**A | EA(C;U)1P30B+TDR+TXV | Singlezone Ducted, Centrally Ducted | 23200 | 14000 | 2.52 | 15900 | 1.96
AIREASE | 4SHP22LX SERIES | 211709556 | HRCU-A-CB | 4SHP22LX124P-**A | EA(C;U)1P30B+TDR+TXV | Singlezone Ducted, Centrally Ducted | 23600 | 14200 | 2.51 | 16100 | 1.96
AIREASE | 4SHP22LX SERIES | 211709549 | HRCU-A-CB | 4SHP22LX124P-**A | EA(C;U)1P30A+TDR+TXV | Singlezone Ducted, Centrally Ducted | 23600 | 14200 | 2.51 | 16100 | 1.96
AIREASE | 4SHP22LX SERIES | 211709548 | HRCU-A-CB | 4SHP22LX124P-**A | EA(C;U)1P30A+TDR+TXV | Singlezone Ducted, Centrally Ducted | 23600 | 14200 | 2.51 | 16100 | 1.96
AIREASE | 4SHP22LX SERIES | 211709547 | HRCU-A-CB | 4SHP22LX124P-**A | EA(C;U)1P30A+TDR+TXV | Singlezone Ducted, Centrally Ducted | 23400 | 14200 | 2.52 | 16100 | 1.98
AIREASE | 4SHP22LX SERIES | 211709546 | HRCU-A-CB | 4SHP22LX124P-**A | EA(C;U)1P30A+TDR+TXV | Singlezone Ducted, Centrally Ducted | 23200 | 14000 | 2.52 | 15900 | 1.94
AIREASE | 4SHP22LX SERIES | 211709545 | HRCU-A-CB | 4SHP22LX124P-**A | EA(C;U)1P30A+TDR+TXV | Singlezone Ducted, Centrally Ducted | 23400 | 14200 | 2.52 | 16100 | 1.96
LENNOX | ELITE EL22XPV SERIES | 211694846 | HRCU-A-CB | EL22XPV-024-230A** | CX35-24B+TDR | Singlezone Ducted, Centrally Ducted | 23600 | 14700 | 2.52 | 15800 | 1.92
AIREASE | 4SHP22LX SERIES | 211709543 | HRCU-A-CB | 4SHP22LX124P-**A | EA(C;U)1P30A+TDR+TXV | Singlezone Ducted, Centrally Ducted | 23000 | 13900 | 2.51 | 15800 | 1.94
LENNOX | ELITE EL22XPV SERIES | 211694845 | HRCU-A-CB | EL22XPV-024-230A** | CX35-24B+TDR | Singlezone Ducted, Centrally Ducted | 23600 | 14700 | 2.5 | 15800 | 1.9
AIREASE | 4SHP22LX SERIES | 211709542 | HRCU-A-CB | 4SHP22LX124P-**A | EA(C;U)1P30A+TDR+TXV | Singlezone Ducted, Centrally Ducted | 23400 | 14200 | 2.51 | 16100 | 1.96
LENNOX | ELITE EL22XPV SERIES | 211694844 | HRCU-A-CB | EL22XPV-024-230A** | CX35-24B+TDR | Singlezone Ducted, Centrally Ducted | 23600 | 14700 | 2.5 | 15800 | 1.92
AIREASE | 4SHP22LX SERIES | 211709541 | HRCU-A-CB | 4SHP22LX124P-**A | EA(C;U)1P30A+TDR+TXV | Singlezone Ducted, Centrally Ducted | 23400 | 14200 | 2.51 | 16100 | 1.96
LENNOX | ELITE EL22XPV SERIES | 211694843 | HRCU-A-CB | EL22XPV-024-230A** | CX35-24B+TDR | Singlezone Ducted, Centrally Ducted | 23600 | 14600 | 2.55 | 15700 | 1.92
AIREASE | 4SHP22LX SERIES | 211709540 | HRCU-A-CB | 4SHP22LX124P-**A | EA(C;U)1P24B+TDR+TXV | Singlezone Ducted, Centrally Ducted | 23600 | 14700 | 2.52 | 15800 | 1.92
AIREASE | 4SHP22LX SERIES | 211709539 | HRCU-A-CB | 4SHP22LX124P-**A | EA(C;U)1P24B+TDR+TXV | Singlezone Ducted, Centrally Ducted | 23600 | 14700 | 2.5 | 15800 | 1.9
LENNOX | ELITE EL22XPV SERIES | 211694842 | HRCU-A-CB | EL22XPV-024-230A** | CX35-24B+TDR | Singlezone Ducted, Centrally Ducted | 23600 | 14600 | 2.55 | 15700 | 1.92
AIREASE | 4SHP22LX SERIES | 211709538 | HRCU-A-CB | 4SHP22LX124P-**A | EA(C;U)1P24B+TDR+TXV | Singlezone Ducted, Centrally Ducted | 23600 | 14700 | 2.5 | 15800 | 1.92
LENNOX | ELITE EL22XPV SERIES | 211694841 | HRCU-A-CB | EL22XPV-024-230A** | CX35-24B+TDR | Singlezone Ducted, Centrally Ducted | 23600 | 14600 | 2.55 | 15700 | 1.92
AIREASE | 4SHP22LX SERIES | 211709537 | HRCU-A-CB | 4SHP22LX124P-**A | EA(C;U)1P24B+TDR+TXV | Singlezone Ducted, Centrally Ducted | 23600 | 14600 | 2.55 | 15700 | 1.92
AIREASE | 4SHP22LX SERIES | 211709536 | HRCU-A-CB | 4SHP22LX124P-**A | EA(C;U)1P24B+TDR+TXV | Singlezone Ducted, Centrally Ducted | 23600 | 14600 | 2.55 | 15700 | 1.92
AIREASE | 4SHP22LX SERIES | 211709535 | HRCU-A-CB | 4SHP22LX124P-**A | EA(C;U)1P24B+TDR+TXV | Singlezone Ducted, Centrally Ducted | 23600 | 14600 | 2.55 | 15700 | 1.92
LENNOX | ELITE EL22XPV SERIES | 211694839 | HRCU-A-CB | EL22XPV-024-230A** | CX35-24B+TDR | Singlezone Ducted, Centrally Ducted | 23600 | 14700 | 2.5 | 15800 | 1.92
AIREASE | 4SHP22LX SERIES | 211709530 | HRCU-A-CB | 4SHP22LX124P-**A | EA(C;U)1P24B+TDR+TXV | Singlezone Ducted, Centrally Ducted | 23600 | 14700 | 2.52 | 15700 | 1.9
AIREASE | 4SHP22LX SERIES | 211709526 | HRCU-A-CB | 4SHP22LX124P-**A | EA(C;U)1P24B+TDR+TXV | Singlezone Ducted, Centrally Ducted | 23200 | 14500 | 2.54 | 15500 | 1.9
AIREASE | 4SHP22LX SERIES | 211709525 | HRCU-A-CB | 4SHP22LX124P-**A | EA(C;U)1P24B+TDR+TXV | Singlezone Ducted, Centrally Ducted | 23600 | 14700 | 2.52 | 15800 | 1.92
AIREASE | 4SHP22LX SERIES | 211709520 | HRCU-A-CB | 4SHP22LX124P-**A | EA(C;U)1P24B+TDR+TXV | Singlezone Ducted, Centrally Ducted | 23600 | 14700 | 2.5 | 15800 | 1.92
AIREASE | 4SHP22LX SERIES | 211709518 | HRCU-A-CB | 4SHP22LX124P-**A | EA(C;U)1P24A+TDR+TXV | Singlezone Ducted, Centrally Ducted | 23600 | 14700 | 2.52 | 15700 | 1.9
AIREASE | 4SHP22LX SERIES | 211709517 | HRCU-A-CB | 4SHP22LX124P-**A | EA(C;U)1P24A+TDR+TXV | Singlezone Ducted, Centrally Ducted | 23600 | 14700 | 2.52 | 15700 | 1.9
AIREASE | 4SHP22LX SERIES | 211709516 | HRCU-A-CB | 4SHP22LX124P-**A | EA(C;U)1P24A+TDR+TXV | Singlezone Ducted, Centrally Ducted | 23600 | 14700 | 2.53 | 15700 | 1.92
AIREASE | 4SHP22LX SERIES | 211709515 | HRCU-A-CB | 4SHP22LX124P-**A | EA(C;U)1P24A+TDR+TXV | Singlezone Ducted, Centrally Ducted | 23200 | 14500 | 2.51 | 15500 | 1.9
AIREASE | 4SHP22LX SERIES | 211709513 | HRCU-A-CB | 4SHP22LX124P-**A | EA(C;U)1P24A+TDR+TXV | Singlezone Ducted, Centrally Ducted | 23600 | 14700 | 2.5 | 15800 | 1.92
AIREASE | 4SHP22LX SERIES | 211709512 | HRCU-A-CB | 4SHP22LX124P-**A | EA(C;U)1P24A+TDR+TXV | Singlezone Ducted, Centrally Ducted | 23000 | 14300 | 2.52 | 15400 | 1.9
AIREASE | 4SHP22LX SERIES | 211709511 | HRCU-A-CB | 4SHP22LX124P-**A | EA(C;U)1P24A+TDR+TXV | Singlezone Ducted, Centrally Ducted | 23600 | 14700 | 2.52 | 15700 | 1.9
AIREASE | 4SHP22LX SERIES | 211709510 | HRCU-A-CB | 4SHP22LX124P-**A | EA(C;U)1P24A+TDR+TXV | Singlezone Ducted, Centrally Ducted | 23600 | 14700 | 2.52 | 15700 | 1.9
ARMSTRONG AIR | 4SHP22LX SERIES | 211709508 | HRCU-A-CB | 4SHP22LX124P-**A | EAC4X30A+TDR | Singlezone Ducted, Centrally Ducted | 23600 | 14200 | 2.51 | 16100 | 1.96
ARMSTRONG AIR | 4SHP22LX SERIES | 211709507 | HRCU-A-CB | 4SHP22LX124P-**A | EAC4X30A+TDR | Singlezone Ducted, Centrally Ducted | 23600 | 14200 | 2.51 | 16100 | 1.96
ARMSTRONG AIR | 4SHP22LX SERIES | 211709506 | HRCU-A-CB | 4SHP22LX124P-**A | EAC4X30A+TDR | Singlezone Ducted, Centrally Ducted | 23400 | 14200 | 2.52 | 16100 | 1.98
ARMSTRONG AIR | 4SHP22LX SERIES | 211709505 | HRCU-A-CB | 4SHP22LX124P-**A | EAC4X30A+TDR | Singlezone Ducted, Centrally Ducted | 23200 | 14000 | 2.52 | 15900 | 1.94
ARMSTRONG AIR | 4SHP22LX SERIES | 211709504 | HRCU-A-CB | 4SHP22LX124P-**A | EAC4X30A+TDR | Singlezone Ducted, Centrally Ducted | 23400 | 14200 | 2.52 | 16100 | 1.96
ARMSTRONG AIR | 4SHP22LX SERIES | 211709502 | HRCU-A-CB | 4SHP22LX124P-**A | EAC4X30A+TDR | Singlezone Ducted, Centrally Ducted | 23000 | 13900 | 2.51 | 15800 | 1.94
ARMSTRONG AIR | 4SHP22LX SERIES | 211709501 | HRCU-A-CB | 4SHP22LX124P-**A | EAC4X30A+TDR | Singlezone Ducted, Centrally Ducted | 23400 | 14200 | 2.51 | 16100 | 1.96
ARMSTRONG AIR | 4SHP22LX SERIES | 211709500 | HRCU-A-CB | 4SHP22LX124P-**A | EAC4X30A+TDR | Singlezone Ducted, Centrally Ducted | 23400 | 14200 | 2.51 | 16100 | 1.96
ARMSTRONG AIR | 4SHP22LX SERIES | 211709499 | HRCU-A-CB | 4SHP22LX124P-**A | EAC4X30B+TDR | Singlezone Ducted, Centrally Ducted | 23600 | 14200 | 2.51 | 16100 | 1.96
ARMSTRONG AIR | 4SHP22LX SERIES | 211709498 | HRCU-A-CB | 4SHP22LX124P-**A | EAC4X30B+TDR | Singlezone Ducted, Centrally Ducted | 23600 | 14200 | 2.51 | 16100 | 1.96
ARMSTRONG AIR | 4SHP22LX SERIES | 211709497 | HRCU-A-CB | 4SHP22LX124P-**A | EAC4X30B+TDR | Singlezone Ducted, Centrally Ducted | 23600 | 14200 | 2.51 | 16200 | 1.96
ARMSTRONG AIR | 4SHP22LX SERIES | 211709496 | HRCU-A-CB | 4SHP22LX124P-**A | EAC4X30B+TDR | Singlezone Ducted, Centrally Ducted | 23600 | 14200 | 2.51 | 16100 | 1.96
ARMSTRONG AIR | 4SHP22LX SERIES | 211709495 | HRCU-A-CB | 4SHP22LX124P-**A | EAC4X30B+TDR | Singlezone Ducted, Centrally Ducted | 23400 | 14100 | 2.54 | 16000 | 1.98
ARMSTRONG AIR | 4SHP22LX SERIES | 211709494 | HRCU-A-CB | 4SHP22LX124P-**A | EAC4X30B+TDR | Singlezone Ducted, Centrally Ducted | 23400 | 14100 | 2.54 | 16000 | 1.98
ARMSTRONG AIR | 4SHP22LX SERIES | 211709493 | HRCU-A-CB | 4SHP22LX124P-**A | EAC4X30B+TDR | Singlezone Ducted, Centrally Ducted | 23400 | 14100 | 2.54 | 16000 | 1.98
ARMSTRONG AIR | 4SHP22LX SERIES | 211709488 | HRCU-A-CB | 4SHP22LX124P-**A | EAC4X30B+TDR | Singlezone Ducted, Centrally Ducted | 23600 | 14200 | 2.51 | 16100 | 1.96
ARMSTRONG AIR | 4SHP22LX SERIES | 211709484 | HRCU-A-CB | 4SHP22LX124P-**A | EAC4X30B+TDR | Singlezone Ducted, Centrally Ducted | 23200 | 14000 | 2.52 | 15900 | 1.96
ARMSTRONG AIR | 4SHP22LX SERIES | 211709483 | HRCU-A-CB | 4SHP22LX124P-**A | EAC4X30B+TDR | Singlezone Ducted, Centrally Ducted | 23600 | 14200 | 2.51 | 16100 | 1.96
ARMSTRONG AIR | 4SHP22LX SERIES | 211709476 | HRCU-A-CB | 4SHP22LX124P-**A | EAC4X24B+TDR | Singlezone Ducted, Centrally Ducted | 23600 | 14700 | 2.52 | 15800 | 1.92
ARMSTRONG AIR | 4SHP22LX SERIES | 211709475 | HRCU-A-CB | 4SHP22LX124P-**A | EAC4X24B+TDR | Singlezone Ducted, Centrally Ducted | 23600 | 14700 | 2.5 | 15800 | 1.9
ARMSTRONG AIR | 4SHP22LX SERIES | 211709474 | HRCU-A-CB | 4SHP22LX124P-**A | EAC4X24B+TDR | Singlezone Ducted, Centrally Ducted | 23600 | 14700 | 2.5 | 15800 | 1.92
ARMSTRONG AIR | 4SHP22LX SERIES | 211709473 | HRCU-A-CB | 4SHP22LX124P-**A | EAC4X24B+TDR | Singlezone Ducted, Centrally Ducted | 23600 | 14600 | 2.55 | 15700 | 1.92
ARMSTRONG AIR | 4SHP22LX SERIES | 211709472 | HRCU-A-CB | 4SHP22LX124P-**A | EAC4X24B+TDR | Singlezone Ducted, Centrally Ducted | 23600 | 14600 | 2.55 | 15700 | 1.92
ARMSTRONG AIR | 4SHP22LX SERIES | 211709471 | HRCU-A-CB | 4SHP22LX124P-**A | EAC4X24B+TDR | Singlezone Ducted, Centrally Ducted | 23600 | 14600 | 2.55 | 15700 | 1.92
ARMSTRONG AIR | 4SHP22LX SERIES | 211709466 | HRCU-A-CB | 4SHP22LX124P-**A | EAC4X24B+TDR | Singlezone Ducted, Centrally Ducted | 23600 | 14700 | 2.52 | 15700 | 1.9
ARMSTRONG AIR | 4SHP22LX SERIES | 211709462 | HRCU-A-CB | 4SHP22LX124P-**A | EAC4X24B+TDR | Singlezone Ducted, Centrally Ducted | 23200 | 14500 | 2.54 | 15500 | 1.9
ARMSTRONG AIR | 4SHP22LX SERIES | 211709461 | HRCU-A-CB | 4SHP22LX124P-**A | EAC4X24B+TDR | Singlezone Ducted, Centrally Ducted | 23600 | 14700 | 2.52 | 15800 | 1.92
ARMSTRONG AIR | 4SHP22LX SERIES | 211709456 | HRCU-A-CB | 4SHP22LX124P-**A | EAC4X24B+TDR | Singlezone Ducted, Centrally Ducted | 23600 | 14700 | 2.5 | 15800 | 1.92
ARMSTRONG AIR | 4SHP22LX SERIES | 211709454 | HRCU-A-CB | 4SHP22LX124P-**A | EAC4X24A+TDR | Singlezone Ducted, Centrally Ducted | 23600 | 14700 | 2.52 | 15700 | 1.9
ARMSTRONG AIR | 4SHP22LX SERIES | 211709453 | HRCU-A-CB | 4SHP22LX124P-**A | EAC4X24A+TDR | Singlezone Ducted, Centrally Ducted | 23600 | 14700 | 2.52 | 15700 | 1.9
ARMSTRONG AIR | 4SHP22LX SERIES | 211709452 | HRCU-A-CB | 4SHP22LX124P-**A | EAC4X24A+TDR | Singlezone Ducted, Centrally Ducted | 23600 | 14700 | 2.53 | 15700 | 1.92
ARMSTRONG AIR | 4SHP22LX SERIES | 211709451 | HRCU-A-CB | 4SHP22LX124P-**A | EAC4X24A+TDR | Singlezone Ducted, Centrally Ducted | 23200 | 14500 | 2.51 | 15500 | 1.9
ARMSTRONG AIR | 4SHP22LX SERIES | 211709449 | HRCU-A-CB | 4SHP22LX124P-**A | EAC4X24A+TDR | Singlezone Ducted, Centrally Ducted | 23600 | 14700 | 2.5 | 15800 | 1.92
ARMSTRONG AIR | 4SHP22LX SERIES | 211709448 | HRCU-A-CB | 4SHP22LX124P-**A | EAC4X24A+TDR | Singlezone Ducted, Centrally Ducted | 23000 | 14300 | 2.52 | 15400 | 1.9
ARMSTRONG AIR | 4SHP22LX SERIES | 211709447 | HRCU-A-CB | 4SHP22LX124P-**A | EAC4X24A+TDR | Singlezone Ducted, Centrally Ducted | 23600 | 14700 | 2.52 | 15700 | 1.9
ARMSTRONG AIR | 4SHP22LX SERIES | 211709446 | HRCU-A-CB | 4SHP22LX124P-**A | EAC4X24A+TDR | Singlezone Ducted, Centrally Ducted | 23600 | 14700 | 2.52 | 15700 | 1.9
ARMSTRONG AIR | 4SHP22LX SERIES | 211709445 | HRCU-A-CB | 4SHP22LX124P-**A | ED1P24B+TDR+TXV | Singlezone Ducted, Centrally Ducted | 23200 | 15000 | 2.7 | 15100 | 2.06
ARMSTRONG AIR | 4SHP22LX SERIES | 211709444 | HRCU-A-CB | 4SHP22LX124P-**A | ED1P24B+TDR+TXV | Singlezone Ducted, Centrally Ducted | 23400 | 15100 | 2.67 | 15200 | 2.04
ARMSTRONG AIR | 4SHP22LX SERIES | 211709443 | HRCU-A-CB | 4SHP22LX124P-**A | ED1P24B+TDR+TXV | Singlezone Ducted, Centrally Ducted | 23200 | 15000 | 2.68 | 15100 | 2.04
ARMSTRONG AIR | 4SHP22LX SERIES | 211709442 | HRCU-A-CB | 4SHP22LX124P-**A | ED1P24B+TDR+TXV | Singlezone Ducted, Centrally Ducted | 23200 | 15000 | 2.71 | 15000 | 2.04
ARMSTRONG AIR | 4SHP22LX SERIES | 211709441 | HRCU-A-CB | 4SHP22LX124P-**A | ED1P24B+TDR+TXV | Singlezone Ducted, Centrally Ducted | 23200 | 14900 | 2.71 | 15000 | 2.06
ARMSTRONG AIR | 4SHP22LX SERIES | 211709440 | HRCU-A-CB | 4SHP22LX124P-**A | ED1P24B+TDR+TXV | Singlezone Ducted, Centrally Ducted | 23200 | 14900 | 2.71 | 15000 | 2.06
ARMSTRONG AIR | 4SHP22LX SERIES | 211709439 | HRCU-A-CB | 4SHP22LX124P-**A | ED1P24B+TDR+TXV | Singlezone Ducted, Centrally Ducted | 23400 | 15100 | 2.71 | 15100 | 2.04
ARMSTRONG AIR | 4SHP22LX SERIES | 211709438 | HRCU-A-CB | 4SHP22LX124P-**A | ED1P24B+TDR+TXV | Singlezone Ducted, Centrally Ducted | 23200 | 15000 | 2.7 | 15000 | 2.04
ARMSTRONG AIR | 4SHP22LX SERIES | 211709437 | HRCU-A-CB | 4SHP22LX124P-**A | ED1P24B+TDR+TXV | Singlezone Ducted, Centrally Ducted | 23400 | 15200 | 2.62 | 15300 | 2.02
ARMSTRONG AIR | 4SHP22LX SERIES | 211709436 | HRCU-A-CB | 4SHP22LX124P-**A | ED1P24B+TDR+TXV | Singlezone Ducted, Centrally Ducted | 23200 | 14900 | 2.66 | 15000 | 2.02
ARMSTRONG AIR | 4SHP22LX SERIES | 211709435 | HRCU-A-CB | 4SHP22LX124P-**A | ED1P24B+TDR+TXV | Singlezone Ducted, Centrally Ducted | 23200 | 15000 | 2.76 | 15000 | 2.06
ARMSTRONG AIR | 4SHP22LX SERIES | 211709434 | HRCU-A-CB | 4SHP22LX124P-**A | ED1P24B+TDR+TXV | Singlezone Ducted, Centrally Ducted | 23200 | 14900 | 2.68 | 15000 | 2.04
ARMSTRONG AIR | 4SHP22LX SERIES | 211709433 | HRCU-A-CB | 4SHP22LX124P-**A | ED1P24A+TDR+TXV | Singlezone Ducted, Centrally Ducted | 23200 | 15000 | 2.76 | 15000 | 2.08
ARMSTRONG AIR | 4SHP22LX SERIES | 211709432 | HRCU-A-CB | 4SHP22LX124P-**A | ED1P24A+TDR+TXV | Singlezone Ducted, Centrally Ducted | 23000 | 14900 | 2.75 | 14900 | 2.06
ARMSTRONG AIR | 4SHP22LX SERIES | 211709431 | HRCU-A-CB | 4SHP22LX124P-**A | ED1P24A+TDR+TXV | Singlezone Ducted, Centrally Ducted | 23000 | 14900 | 2.71 | 14900 | 2.04
ARMSTRONG AIR | 4SHP22LX SERIES | 211709430 | HRCU-A-CB | 4SHP22LX124P-**A | BCE7S24M*4X | Singlezone Ducted, Centrally Ducted | 23000 | 14400 | 2.56 | 15400 | 2.08
ARMSTRONG AIR | 4SHP22LX SERIES | 211709429 | HRCU-A-CB | 4SHP22LX124P-**A | BCE7E30M*4X | Singlezone Ducted, Centrally Ducted | 22400 | 14300 | 2.85 | 16100 | 2.34
ARMSTRONG AIR | 4SHP22LX SERIES | 211709428 | HRCU-A-CB | 4SHP22LX124P-**A | BCE7E24M*4X | Singlezone Ducted, Centrally Ducted | 23200 | 14500 | 2.56 | 15500 | 2.08
ARMSTRONG AIR | 4SHP22LX SERIES | 211709427 | HRCU-A-CB | 4SHP22LX124P-**A | BCE7E18M*4X | Singlezone Ducted, Centrally Ducted | 22600 | 14100 | 2.54 | 15100 | 2.06
ARMSTRONG AIR | 4SHP22LX SERIES | 211709426 | HRCU-A-CB | 4SHP22LX124P-**A | BCE5V30M*4X | Singlezone Ducted, Centrally Ducted | 22400 | 14500 | 2.67 | 14900 | 2.12
ARMSTRONG AIR | 4SHP22LX SERIES | 211709425 | HRCU-A-CB | 4SHP22LX124P-**A | BCE5V24M*4X | Singlezone Ducted, Centrally Ducted | 22200 | 14900 | 2.68 | 15400 | 2.12
ARMSTRONG AIR | 4SHP22LX SERIES | 211709424 | HRCU-A-CB | 4SHP22LX124P-**A | BCE5C30M*4X | Singlezone Ducted, Centrally Ducted | 22800 | 14900 | 2.6 | 15200 | 2.08
ARMSTRONG AIR | 4SHP22LX SERIES | 211709423 | HRCU-A-CB | 4SHP22LX124P-**A | BCE5C24M*4X | Singlezone Ducted, Centrally Ducted | 23400 | 14700 | 2.5 | 15300 | 2.06
ARMSTRONG AIR | 4SHP22LX SERIES | 211709422 | HRCU-A-CB | 4SHP22LX124P-**A | EA(C;U)1P30B+TDR+TXV | Singlezone Ducted, Centrally Ducted | 23600 | 14200 | 2.51 | 16100 | 1.96
ARMSTRONG AIR | 4SHP22LX SERIES | 211709421 | HRCU-A-CB | 4SHP22LX124P-**A | EA(C;U)1P30B+TDR+TXV | Singlezone Ducted, Centrally Ducted | 23600 | 14200 | 2.51 | 16100 | 1.96
ARMSTRONG AIR | 4SHP22LX SERIES | 211709420 | HRCU-A-CB | 4SHP22LX124P-**A | EA(C;U)1P30B+TDR+TXV | Singlezone Ducted, Centrally Ducted | 23600 | 14200 | 2.51 | 16200 | 1.96
ARMSTRONG AIR | 4SHP22LX SERIES | 211709419 | HRCU-A-CB | 4SHP22LX124P-**A | EA(C;U)1P30B+TDR+TXV | Singlezone Ducted, Centrally Ducted | 23600 | 14200 | 2.51 | 16100 | 1.96
ARMSTRONG AIR | 4SHP22LX SERIES | 211709418 | HRCU-A-CB | 4SHP22LX124P-**A | EA(C;U)1P30B+TDR+TXV | Singlezone Ducted, Centrally Ducted | 23400 | 14100 | 2.54 | 16000 | 1.98
ARMSTRONG AIR | 4SHP22LX SERIES | 211709417 | HRCU-A-CB | 4SHP22LX124P-**A | EA(C;U)1P30B+TDR+TXV | Singlezone Ducted, Centrally Ducted | 23400 | 14100 | 2.54 | 16000 | 1.98
ARMSTRONG AIR | 4SHP22LX SERIES | 211709416 | HRCU-A-CB | 4SHP22LX124P-**A | EA(C;U)1P30B+TDR+TXV | Singlezone Ducted, Centrally Ducted | 23400 | 14100 | 2.54 | 16000 | 1.98
ARMSTRONG AIR | 4SHP22LX SERIES | 211709411 | HRCU-A-CB | 4SHP22LX124P-**A | EA(C;U)1P30B+TDR+TXV | Singlezone Ducted, Centrally Ducted | 23600 | 14200 | 2.51 | 16100 | 1.96
ARMSTRONG AIR | 4SHP22LX SERIES | 211709407 | HRCU-A-CB | 4SHP22LX124P-**A | EA(C;U)1P30B+TDR+TXV | Singlezone Ducted, Centrally Ducted | 23200 | 14000 | 2.52 | 15900 | 1.96
ARMSTRONG AIR | 4SHP22LX SERIES | 211709406 | HRCU-A-CB | 4SHP22LX124P-**A | EA(C;U)1P30B+TDR+TXV | Singlezone Ducted, Centrally Ducted | 23600 | 14200 | 2.51 | 16100 | 1.96
ARMSTRONG AIR | 4SHP22LX SERIES | 211709399 | HRCU-A-CB | 4SHP22LX124P-**A | EA(C;U)1P30A+TDR+TXV | Singlezone Ducted, Centrally Ducted | 23600 | 14200 | 2.51 | 16100 | 1.96
ARMSTRONG AIR | 4SHP22LX SERIES | 211709398 | HRCU-A-CB | 4SHP22LX124P-**A | EA(C;U)1P30A+TDR+TXV | Singlezone Ducted, Centrally Ducted | 23600 | 14200 | 2.51 | 16100 | 1.96
ARMSTRONG AIR | 4SHP22LX SERIES | 211709397 | HRCU-A-CB | 4SHP22LX124P-**A | EA(C;U)1P30A+TDR+TXV | Singlezone Ducted, Centrally Ducted | 23400 | 14200 | 2.52 | 16100 | 1.98
ARMSTRONG AIR | 4SHP22LX SERIES | 211709396 | HRCU-A-CB | 4SHP22LX124P-**A | EA(C;U)1P30A+TDR+TXV | Singlezone Ducted, Centrally Ducted | 23200 | 14000 | 2.52 | 15900 | 1.94
ARMSTRONG AIR | 4SHP22LX SERIES | 211709395 | HRCU-A-CB | 4SHP22LX124P-**A | EA(C;U)1P30A+TDR+TXV | Singlezone Ducted, Centrally Ducted | 23400 | 14200 | 2.52 | 16100 | 1.96
ARMSTRONG AIR | 4SHP22LX SERIES | 211709393 | HRCU-A-CB | 4SHP22LX124P-**A | EA(C;U)1P30A+TDR+TXV | Singlezone Ducted, Centrally Ducted | 23000 | 13900 | 2.51 | 15800 | 1.94
ARMSTRONG AIR | 4SHP22LX SERIES | 211709392 | HRCU-A-CB | 4SHP22LX124P-**A | EA(C;U)1P30A+TDR+TXV | Singlezone Ducted, Centrally Ducted | 23400 | 14200 | 2.51 | 16100 | 1.96
ARMSTRONG AIR | 4SHP22LX SERIES | 211709391 | HRCU-A-CB | 4SHP22LX124P-**A | EA(C;U)1P30A+TDR+TXV | Singlezone Ducted, Centrally Ducted | 23400 | 14200 | 2.51 | 16100 | 1.96
ARMSTRONG AIR | 4SHP22LX SERIES | 211709390 | HRCU-A-CB | 4SHP22LX124P-**A | EA(C;U)1P24B+TDR+TXV | Singlezone Ducted, Centrally Ducted | 23600 | 14700 | 2.52 | 15800 | 1.92
AIREASE | 4SHP22LX SERIES | 211804162 | HRCU-A-CB | 4SHP22LX136P-**A | EAC4X48C+TDR | Singlezone Ducted, Centrally Ducted | 33600 | 22400 | 2.56 | 18500 | 2.26
ARMSTRONG AIR | 4SHP22LX SERIES | 211709389 | HRCU-A-CB | 4SHP22LX124P-**A | EA(C;U)1P24B+TDR+TXV | Singlezone Ducted, Centrally Ducted | 23600 | 14700 | 2.5 | 15800 | 1.9
AIREASE | 4SHP22LX SERIES | 211804160 | HRCU-A-CB | 4SHP22LX136P-**A | EAC4X48C+TDR | Singlezone Ducted, Centrally Ducted | 33800 | 22400 | 2.52 | 18600 | 2.24
ARMSTRONG AIR | 4SHP22LX SERIES | 211709388 | HRCU-A-CB | 4SHP22LX124P-**A | EA(C;U)1P24B+TDR+TXV | Singlezone Ducted, Centrally Ducted | 23600 | 14700 | 2.5 | 15800 | 1.92
AIREASE | 4SHP22LX SERIES | 211804159 | HRCU-A-CB | 4SHP22LX136P-**A | EAC4X48C+TDR | Singlezone Ducted, Centrally Ducted | 33800 | 22400 | 2.52 | 18600 | 2.24
ARMSTRONG AIR | 4SHP22LX SERIES | 211709387 | HRCU-A-CB | 4SHP22LX124P-**A | EA(C;U)1P24B+TDR+TXV | Singlezone Ducted, Centrally Ducted | 23600 | 14600 | 2.55 | 15700 | 1.92
AIREASE | 4SHP22LX SERIES | 211804157 | HRCU-A-CB | 4SHP22LX136P-**A | EAC4X48C+TDR | Singlezone Ducted, Centrally Ducted | 33800 | 22400 | 2.54 | 18500 | 2.24
ARMSTRONG AIR | 4SHP22LX SERIES | 211709386 | HRCU-A-CB | 4SHP22LX124P-**A | EA(C;U)1P24B+TDR+TXV | Singlezone Ducted, Centrally Ducted | 23600 | 14600 | 2.55 | 15700 | 1.92
AIREASE | 4SHP22LX SERIES | 211804153 | HRCU-A-CB | 4SHP22LX136P-**A | EAC4X48C+TDR | Singlezone Ducted, Centrally Ducted | 33800 | 22400 | 2.52 | 18600 | 2.24
ARMSTRONG AIR | 4SHP22LX SERIES | 211709385 | HRCU-A-CB | 4SHP22LX124P-**A | EA(C;U)1P24B+TDR+TXV | Singlezone Ducted, Centrally Ducted | 23600 | 14600 | 2.55 | 15700 | 1.92
AIREASE | 4SHP22LX SERIES | 211804150 | HRCU-A-CB | 4SHP22LX136P-**A | EAC4X48C+TDR | Singlezone Ducted, Centrally Ducted | 33800 | 22400 | 2.52 | 18600 | 2.24
AIREASE | 4SHP22LX SERIES | 211804149 | HRCU-A-CB | 4SHP22LX136P-**A | EAC4X48C+TDR | Singlezone Ducted, Centrally Ducted | 33800 | 22400 | 2.54 | 18500 | 2.24
AIREASE | 4SHP22LX SERIES | 211804147 | HRCU-A-CB | 4SHP22LX136P-**A | EA(C;U)1P48C+TDR+TXV | Singlezone Ducted, Centrally Ducted | 33600 | 22400 | 2.56 | 18500 | 2.26
AIREASE | 4SHP22LX SERIES | 211804145 | HRCU-A-CB | 4SHP22LX136P-**A | EA(C;U)1P48C+TDR+TXV | Singlezone Ducted, Centrally Ducted | 33800 | 22400 | 2.52 | 18600 | 2.24
ARMSTRONG AIR | 4SHP22LX SERIES | 211709380 | HRCU-A-CB | 4SHP22LX124P-**A | EA(C;U)1P24B+TDR+TXV | Singlezone Ducted, Centrally Ducted | 23600 | 14700 | 2.52 | 15700 | 1.9
AIREASE | 4SHP22LX SERIES | 211804144 | HRCU-A-CB | 4SHP22LX136P-**A | EA(C;U)1P48C+TDR+TXV | Singlezone Ducted, Centrally Ducted | 33800 | 22400 | 2.52 | 18600 | 2.24
AIREASE | 4SHP22LX SERIES | 211804142 | HRCU-A-CB | 4SHP22LX136P-**A | EA(C;U)1P48C+TDR+TXV | Singlezone Ducted, Centrally Ducted | 33800 | 22400 | 2.54 | 18500 | 2.24
AIREASE | 4SHP22LX SERIES | 211804138 | HRCU-A-CB | 4SHP22LX136P-**A | EA(C;U)1P48C+TDR+TXV | Singlezone Ducted, Centrally Ducted | 33800 | 22400 | 2.52 | 18600 | 2.24
AIREASE | 4SHP22LX SERIES | 211804135 | HRCU-A-CB | 4SHP22LX136P-**A | EA(C;U)1P48C+TDR+TXV | Singlezone Ducted, Centrally Ducted | 33800 | 22400 | 2.52 | 18600 | 2.24
ARMSTRONG AIR | 4SHP22LX SERIES | 211709376 | HRCU-A-CB | 4SHP22LX124P-**A | EA(C;U)1P24B+TDR+TXV | Singlezone Ducted, Centrally Ducted | 23200 | 14500 | 2.54 | 15500 | 1.9
AIREASE | 4SHP22LX SERIES | 211804134 | HRCU-A-CB | 4SHP22LX136P-**A | EA(C;U)1P48C+TDR+TXV | Singlezone Ducted, Centrally Ducted | 33800 | 22400 | 2.54 | 18500 | 2.24
ARMSTRONG AIR | 4SHP22LX SERIES | 211709375 | HRCU-A-CB | 4SHP22LX124P-**A | EA(C;U)1P24B+TDR+TXV | Singlezone Ducted, Centrally Ducted | 23600 | 14700 | 2.52 | 15800 | 1.92
ARMSTRONG AIR | 4SHP22LX SERIES | 211709370 | HRCU-A-CB | 4SHP22LX124P-**A | EA(C;U)1P24B+TDR+TXV | Singlezone Ducted, Centrally Ducted | 23600 | 14700 | 2.5 | 15800 | 1.92
ARMSTRONG AIR | 4SHP22LX SERIES | 211709368 | HRCU-A-CB | 4SHP22LX124P-**A | EA(C;U)1P24A+TDR+TXV | Singlezone Ducted, Centrally Ducted | 23600 | 14700 | 2.52 | 15700 | 1.9
ARMSTRONG AIR | 4SHP22LX SERIES | 211709367 | HRCU-A-CB | 4SHP22LX124P-**A | EA(C;U)1P24A+TDR+TXV | Singlezone Ducted, Centrally Ducted | 23600 | 14700 | 2.52 | 15700 | 1.9
ARMSTRONG AIR | 4SHP22LX SERIES | 211709366 | HRCU-A-CB | 4SHP22LX124P-**A | EA(C;U)1P24A+TDR+TXV | Singlezone Ducted, Centrally Ducted | 23600 | 14700 | 2.53 | 15700 | 1.92
ARMSTRONG AIR | 4SHP22LX SERIES | 211709365 | HRCU-A-CB | 4SHP22LX124P-**A | EA(C;U)1P24A+TDR+TXV | Singlezone Ducted, Centrally Ducted | 23200 | 14500 | 2.51 | 15500 | 1.9
ARMSTRONG AIR | 4SHP22LX SERIES | 211804088 | HRCU-A-CB | 4SHP22LX136P-**A | EAC4X48C+TDR | Singlezone Ducted, Centrally Ducted | 33600 | 22400 | 2.56 | 18500 | 2.26
ARMSTRONG AIR | 4SHP22LX SERIES | 211804086 | HRCU-A-CB | 4SHP22LX136P-**A | EAC4X48C+TDR | Singlezone Ducted, Centrally Ducted | 33800 | 22400 | 2.52 | 18600 | 2.24
ARMSTRONG AIR | 4SHP22LX SERIES | 211804085 | HRCU-A-CB | 4SHP22LX136P-**A | EAC4X48C+TDR | Singlezone Ducted, Centrally Ducted | 33800 | 22400 | 2.52 | 18600 | 2.24
ARMSTRONG AIR | 4SHP22LX SERIES | 211804083 | HRCU-A-CB | 4SHP22LX136P-**A | EAC4X48C+TDR | Singlezone Ducted, Centrally Ducted | 33800 | 22400 | 2.54 | 18500 | 2.24
ARMSTRONG AIR | 4SHP22LX SERIES | 211804079 | HRCU-A-CB | 4SHP22LX136P-**A | EAC4X48C+TDR | Singlezone Ducted, Centrally Ducted | 33800 | 22400 | 2.52 | 18600 | 2.24
ARMSTRONG AIR | 4SHP22LX SERIES | 211804076 | HRCU-A-CB | 4SHP22LX136P-**A | EAC4X48C+TDR | Singlezone Ducted, Centrally Ducted | 33800 | 22400 | 2.52 | 18600 | 2.24
ARMSTRONG AIR | 4SHP22LX SERIES | 211804075 | HRCU-A-CB | 4SHP22LX136P-**A | EAC4X48C+TDR | Singlezone Ducted, Centrally Ducted | 33800 | 22400 | 2.54 | 18500 | 2.24
ARMSTRONG AIR | 4SHP22LX SERIES | 211804073 | HRCU-A-CB | 4SHP22LX136P-**A | EA(C;U)1P48C+TDR+TXV | Singlezone Ducted, Centrally Ducted | 33600 | 22400 | 2.56 | 18500 | 2.26
ARMSTRONG AIR | 4SHP22LX SERIES | 211804071 | HRCU-A-CB | 4SHP22LX136P-**A | EA(C;U)1P48C+TDR+TXV | Singlezone Ducted, Centrally Ducted | 33800 | 22400 | 2.52 | 18600 | 2.24
ARMSTRONG AIR | 4SHP22LX SERIES | 211804070 | HRCU-A-CB | 4SHP22LX136P-**A | EA(C;U)1P48C+TDR+TXV | Singlezone Ducted, Centrally Ducted | 33800 | 22400 | 2.52 | 18600 | 2.24
ARMSTRONG AIR | 4SHP22LX SERIES | 211804068 | HRCU-A-CB | 4SHP22LX136P-**A | EA(C;U)1P48C+TDR+TXV | Singlezone Ducted, Centrally Ducted | 33800 | 22400 | 2.54 | 18500 | 2.24
ARMSTRONG AIR | 4SHP22LX SERIES | 211804064 | HRCU-A-CB | 4SHP22LX136P-**A | EA(C;U)1P48C+TDR+TXV | Singlezone Ducted, Centrally Ducted | 33800 | 22400 | 2.52 | 18600 | 2.24
ARMSTRONG AIR | 4SHP22LX SERIES | 211804061 | HRCU-A-CB | 4SHP22LX136P-**A | EA(C;U)1P48C+TDR+TXV | Singlezone Ducted, Centrally Ducted | 33800 | 22400 | 2.52 | 18600 | 2.24
ARMSTRONG AIR | 4SHP22LX SERIES | 211804060 | HRCU-A-CB | 4SHP22LX136P-**A | EA(C;U)1P48C+TDR+TXV | Singlezone Ducted, Centrally Ducted | 33800 | 22400 | 2.54 | 18500 | 2.24
LENNOX | EL22XPV SERIES | 211799261 | HRCU-A-CB | EL22XPV-036-230A** | CX35-48C+TDR | Singlezone Ducted, Centrally Ducted | 33600 | 22400 | 2.56 | 18500 | 2.26
LENNOX | EL22XPV SERIES | 211799259 | HRCU-A-CB | EL22XPV-036-230A** | CX35-48C+TDR | Singlezone Ducted, Centrally Ducted | 33800 | 22400 | 2.52 | 18600 | 2.24
LENNOX | EL22XPV SERIES | 211799258 | HRCU-A-CB | EL22XPV-036-230A** | CX35-48C+TDR | Singlezone Ducted, Centrally Ducted | 33800 | 22400 | 2.52 | 18600 | 2.24
LENNOX | EL22XPV SERIES | 211799256 | HRCU-A-CB | EL22XPV-036-230A** | CX35-48C+TDR | Singlezone Ducted, Centrally Ducted | 33800 | 22400 | 2.54 | 18500 | 2.24
LENNOX | EL22XPV SERIES | 211799248 | HRCU-A-CB | EL22XPV-036-230A** | CX35-48C+TDR | Singlezone Ducted, Centrally Ducted | 33800 | 22400 | 2.52 | 18600 | 2.24
LENNOX | EL22XPV SERIES | 211799245 | HRCU-A-CB | EL22XPV-036-230A** | CX35-48C+TDR | Singlezone Ducted, Centrally Ducted | 33800 | 22400 | 2.52 | 18600 | 2.24
LENNOX | EL22XPV SERIES | 211799244 | HRCU-A-CB | EL22XPV-036-230A** | CX35-48C+TDR | Singlezone Ducted, Centrally Ducted | 33800 | 22400 | 2.54 | 18500 | 2.24
LENNOX | EL22XPV SERIES | 211799238 | HRCU-A-CB | EL22XPV-036-230A** | C35-48C+TDR+TXV | Singlezone Ducted, Centrally Ducted | 33600 | 22400 | 2.56 | 18500 | 2.26
LENNOX | EL22XPV SERIES | 211799236 | HRCU-A-CB | EL22XPV-036-230A** | C35-48C+TDR+TXV | Singlezone Ducted, Centrally Ducted | 33800 | 22400 | 2.52 | 18600 | 2.24
LENNOX | EL22XPV SERIES | 211799235 | HRCU-A-CB | EL22XPV-036-230A** | C35-48C+TDR+TXV | Singlezone Ducted, Centrally Ducted | 33800 | 22400 | 2.52 | 18600 | 2.24
LENNOX | EL22XPV SERIES | 211799233 | HRCU-A-CB | EL22XPV-036-230A** | C35-48C+TDR+TXV | Singlezone Ducted, Centrally Ducted | 33800 | 22400 | 2.54 | 18500 | 2.24
LENNOX | EL22XPV SERIES | 211799225 | HRCU-A-CB | EL22XPV-036-230A** | C35-48C+TDR+TXV | Singlezone Ducted, Centrally Ducted | 33800 | 22400 | 2.52 | 18600 | 2.24
LENNOX | EL22XPV SERIES | 211799222 | HRCU-A-CB | EL22XPV-036-230A** | C35-48C+TDR+TXV | Singlezone Ducted, Centrally Ducted | 33800 | 22400 | 2.52 | 18600 | 2.24
LENNOX | EL22XPV SERIES | 211799221 | HRCU-A-CB | EL22XPV-036-230A** | C35-48C+TDR+TXV | Singlezone Ducted, Centrally Ducted | 33800 | 22400 | 2.54 | 18500 | 2.24
GE | NS22H SERIES | 212403840 | HRCU-A-CB | NS22H36MA4-**A | NAM42E1AT | Singlezone Ducted, Centrally Ducted | 33400 | 22200 | 2.56 | 18100 | 2.22
GE | NS22H SERIES | 212403838 | HRCU-A-CB | NS22H36MA4-**A | NAM36V2TA4 | Singlezone Ducted, Centrally Ducted | 33400 | 22800 | 2.6 | 18200 | 2.26
AIREASE | 4SHP22LX SERIES | 211709658 | HRCU-A-CB | 4SHP22LX124P-**A | EAC4X30A+TDR | Singlezone Ducted, Centrally Ducted | 23600 | 14200 | 2.51 | 16100 | 1.96
AIREASE | 4SHP22LX SERIES | 211709657 | HRCU-A-CB | 4SHP22LX124P-**A | EAC4X30A+TDR | Singlezone Ducted, Centrally Ducted | 23600 | 14200 | 2.51 | 16100 | 1.96
AIREASE | 4SHP22LX SERIES | 211709656 | HRCU-A-CB | 4SHP22LX124P-**A | EAC4X30A+TDR | Singlezone Ducted, Centrally Ducted | 23400 | 14200 | 2.52 | 16100 | 1.98
AIREASE | 4SHP22LX SERIES | 211709655 | HRCU-A-CB | 4SHP22LX124P-**A | EAC4X30A+TDR | Singlezone Ducted, Centrally Ducted | 23200 | 14000 | 2.52 | 15900 | 1.94
AIREASE | 4SHP22LX SERIES | 211709654 | HRCU-A-CB | 4SHP22LX124P-**A | EAC4X30A+TDR | Singlezone Ducted, Centrally Ducted | 23400 | 14200 | 2.52 | 16100 | 1.96
AIREASE | 4SHP22LX SERIES | 211709652 | HRCU-A-CB | 4SHP22LX124P-**A | EAC4X30A+TDR | Singlezone Ducted, Centrally Ducted | 23000 | 13900 | 2.51 | 15800 | 1.94
AIREASE | 4SHP22LX SERIES | 211709651 | HRCU-A-CB | 4SHP22LX124P-**A | EAC4X30A+TDR | Singlezone Ducted, Centrally Ducted | 23400 | 14200 | 2.51 | 16100 | 1.96
AIREASE | 4SHP22LX SERIES | 211709650 | HRCU-A-CB | 4SHP22LX124P-**A | EAC4X30A+TDR | Singlezone Ducted, Centrally Ducted | 23400 | 14200 | 2.51 | 16100 | 1.96
AIREASE | 4SHP22LX SERIES | 211709649 | HRCU-A-CB | 4SHP22LX124P-**A | EAC4X30B+TDR | Singlezone Ducted, Centrally Ducted | 23600 | 14200 | 2.51 | 16100 | 1.96
AIREASE | 4SHP22LX SERIES | 211709648 | HRCU-A-CB | 4SHP22LX124P-**A | EAC4X30B+TDR | Singlezone Ducted, Centrally Ducted | 23600 | 14200 | 2.51 | 16100 | 1.96
AIREASE | 4SHP22LX SERIES | 211709647 | HRCU-A-CB | 4SHP22LX124P-**A | EAC4X30B+TDR | Singlezone Ducted, Centrally Ducted | 23600 | 14200 | 2.51 | 16200 | 1.96
AIREASE | 4SHP22LX SERIES | 211709646 | HRCU-A-CB | 4SHP22LX124P-**A | EAC4X30B+TDR | Singlezone Ducted, Centrally Ducted | 23600 | 14200 | 2.51 | 16100 | 1.96
AIREASE | 4SHP22LX SERIES | 211709645 | HRCU-A-CB | 4SHP22LX124P-**A | EAC4X30B+TDR | Singlezone Ducted, Centrally Ducted | 23400 | 14100 | 2.54 | 16000 | 1.98
AIREASE | 4SHP22LX SERIES | 211709644 | HRCU-A-CB | 4SHP22LX124P-**A | EAC4X30B+TDR | Singlezone Ducted, Centrally Ducted | 23400 | 14100 | 2.54 | 16000 | 1.98
AIREASE | 4SHP22LX SERIES | 211709643 | HRCU-A-CB | 4SHP22LX124P-**A | EAC4X30B+TDR | Singlezone Ducted, Centrally Ducted | 23400 | 14100 | 2.54 | 16000 | 1.98
AIREASE | 4SHP22LX SERIES | 211709638 | HRCU-A-CB | 4SHP22LX124P-**A | EAC4X30B+TDR | Singlezone Ducted, Centrally Ducted | 23600 | 14200 | 2.51 | 16100 | 1.96
AIREASE | 4SHP22LX SERIES | 211709634 | HRCU-A-CB | 4SHP22LX124P-**A | EAC4X30B+TDR | Singlezone Ducted, Centrally Ducted | 23200 | 14000 | 2.52 | 15900 | 1.96
AIREASE | 4SHP22LX SERIES | 211709633 | HRCU-A-CB | 4SHP22LX124P-**A | EAC4X30B+TDR | Singlezone Ducted, Centrally Ducted | 23600 | 14200 | 2.51 | 16100 | 1.96
AIREASE | 4SHP22LX SERIES | 211709626 | HRCU-A-CB | 4SHP22LX124P-**A | EAC4X24B+TDR | Singlezone Ducted, Centrally Ducted | 23600 | 14700 | 2.52 | 15800 | 1.92
AIREASE | 4SHP22LX SERIES | 211709625 | HRCU-A-CB | 4SHP22LX124P-**A | EAC4X24B+TDR | Singlezone Ducted, Centrally Ducted | 23600 | 14700 | 2.5 | 15800 | 1.9
AIREASE | 4SHP22LX SERIES | 211709624 | HRCU-A-CB | 4SHP22LX124P-**A | EAC4X24B+TDR | Singlezone Ducted, Centrally Ducted | 23600 | 14700 | 2.5 | 15800 | 1.92
AIREASE | 4SHP22LX SERIES | 211709623 | HRCU-A-CB | 4SHP22LX124P-**A | EAC4X24B+TDR | Singlezone Ducted, Centrally Ducted | 23600 | 14600 | 2.55 | 15700 | 1.92
AIREASE | 4SHP22LX SERIES | 211709622 | HRCU-A-CB | 4SHP22LX124P-**A | EAC4X24B+TDR | Singlezone Ducted, Centrally Ducted | 23600 | 14600 | 2.55 | 15700 | 1.92
AIREASE | 4SHP22LX SERIES | 211709621 | HRCU-A-CB | 4SHP22LX124P-**A | EAC4X24B+TDR | Singlezone Ducted, Centrally Ducted | 23600 | 14600 | 2.55 | 15700 | 1.92
AIREASE | 4SHP22LX SERIES | 211709616 | HRCU-A-CB | 4SHP22LX124P-**A | EAC4X24B+TDR | Singlezone Ducted, Centrally Ducted | 23600 | 14700 | 2.52 | 15700 | 1.9
GE | NS22H SERIES | 212396451 | HRCU-A-CB | NS22H24MA4-**A | NAM30E1AT | Singlezone Ducted, Centrally Ducted | 22400 | 14500 | 2.71 | 14900 | 2.14
GE | NS22H SERIES | 212396450 | HRCU-A-CB | NS22H24MA4-**A | NAM24E1AT | Singlezone Ducted, Centrally Ducted | 22400 | 15000 | 2.75 | 15500 | 2.16
GE | NS22H SERIES | 212396449 | HRCU-A-CB | NS22H24MA4-**A | NAM24V2AT | Singlezone Ducted, Centrally Ducted | 22800 | 14300 | 2.56 | 15300 | 2.06
GE | NS22H SERIES | 212396448 | HRCU-A-CB | NS22H24MA4-**A | NCUC30AT4+TDR | Singlezone Ducted, Centrally Ducted | 23200 | 14100 | 2.52 | 16000 | 1.96
GE | NS22H SERIES | 212396447 | HRCU-A-CB | NS22H24MA4-**A | NCUU30BP4+TDR+TXV | Singlezone Ducted, Centrally Ducted | 23200 | 14100 | 2.5 | 16000 | 1.94
GE | NS22H SERIES | 212396446 | HRCU-A-CB | NS22H24MA4-**A | NCUU30BP4+TDR+TXV | Singlezone Ducted, Centrally Ducted | 23200 | 14100 | 2.52 | 16000 | 1.96
GE | NS22H SERIES | 212396445 | HRCU-A-CB | NS22H24MA4-**A | NCUU30BP4+TDR+TXV | Singlezone Ducted, Centrally Ducted | 23200 | 14000 | 2.52 | 15900 | 1.96
GE | NS22H SERIES | 212396444 | HRCU-A-CB | NS22H24MA4-**A | NCUU30BP4+TDR+TXV | Singlezone Ducted, Centrally Ducted | 23200 | 14000 | 2.52 | 15900 | 1.96
GE | NS22H SERIES | 212396443 | HRCU-A-CB | NS22H24MA4-**A | NCUU30BP4+TDR+TXV | Singlezone Ducted, Centrally Ducted | 23200 | 14100 | 2.5 | 16000 | 1.94
GE | NS22H SERIES | 212396441 | HRCU-A-CB | NS22H24MA4-**A | NCUU30BP4+TDR+TXV | Singlezone Ducted, Centrally Ducted | 23200 | 14000 | 2.52 | 15900 | 1.96
GE | NS22H SERIES | 212396440 | HRCU-A-CB | NS22H24MA4-**A | NCUU30AP4+TDR+TXV | Singlezone Ducted, Centrally Ducted | 23200 | 14000 | 2.5 | 15900 | 1.94
GE | NS22H SERIES | 212396439 | HRCU-A-CB | NS22H24MA4-**A | NCUU30AP4+TDR+TXV | Singlezone Ducted, Centrally Ducted | 23200 | 14100 | 2.52 | 16000 | 1.96
GE | NS22H SERIES | 212396438 | HRCU-A-CB | NS22H24MA4-**A | NCUU24BP4+TDR+TXV | Singlezone Ducted, Centrally Ducted | 23200 | 14500 | 2.5 | 15600 | 1.9
GE | NS22H SERIES | 212396437 | HRCU-A-CB | NS22H24MA4-**A | NCUU24BP4+TDR+TXV | Singlezone Ducted, Centrally Ducted | 23400 | 14500 | 2.5 | 15600 | 1.9
GE | NS22H SERIES | 212396436 | HRCU-A-CB | NS22H24MA4-**A | NCUU24BP4+TDR+TXV | Singlezone Ducted, Centrally Ducted | 23200 | 14500 | 2.51 | 15500 | 1.9
GE | NS22H SERIES | 212396435 | HRCU-A-CB | NS22H24MA4-**A | NCUU24BP4+TDR+TXV | Singlezone Ducted, Centrally Ducted | 23200 | 14500 | 2.51 | 15500 | 1.9
GE | NS22H SERIES | 212396432 | HRCU-A-CB | NS22H24MA4-**A | NCUU24BP4+TDR+TXV | Singlezone Ducted, Centrally Ducted | 23200 | 14400 | 2.53 | 15500 | 1.9
GE | NS22H SERIES | 212396431 | HRCU-A-CB | NS22H24MA4-**A | NCUU24AP4+TDR+TXV | Singlezone Ducted, Centrally Ducted | 23400 | 14500 | 2.51 | 15600 | 1.9
GE | NS22H SERIES | 212396430 | HRCU-A-CB | NS22H24MA4-**A | NCUU24AP4+TDR+TXV | Singlezone Ducted, Centrally Ducted | 23400 | 14600 | 2.52 | 15600 | 1.9
GE | NS22H SERIES | 212396429 | HRCU-A-CB | NS22H24MA4-**A | NCUC30BT4+TDR | Singlezone Ducted, Centrally Ducted | 23200 | 14100 | 2.5 | 16000 | 1.94
GE | NS22H SERIES | 212396428 | HRCU-A-CB | NS22H24MA4-**A | NCUC30BT4+TDR | Singlezone Ducted, Centrally Ducted | 23200 | 14100 | 2.52 | 16000 | 1.96
GE | NS22H SERIES | 212396427 | HRCU-A-CB | NS22H24MA4-**A | NCUC30BT4+TDR | Singlezone Ducted, Centrally Ducted | 23200 | 14000 | 2.52 | 15900 | 1.96
GE | NS22H SERIES | 212396426 | HRCU-A-CB | NS22H24MA4-**A | NCUC30BT4+TDR | Singlezone Ducted, Centrally Ducted | 23200 | 14000 | 2.52 | 15900 | 1.96
GE | NS22H SERIES | 212396425 | HRCU-A-CB | NS22H24MA4-**A | NCUC30BT4+TDR | Singlezone Ducted, Centrally Ducted | 23200 | 14100 | 2.5 | 16000 | 1.94
GE | NS22H SERIES | 212396423 | HRCU-A-CB | NS22H24MA4-**A | NCUC30BT4+TDR | Singlezone Ducted, Centrally Ducted | 23200 | 14000 | 2.52 | 15900 | 1.96
GE | NS22H SERIES | 212396422 | HRCU-A-CB | NS22H24MA4-**A | NCUC30AT4+TDR | Singlezone Ducted, Centrally Ducted | 23200 | 14000 | 2.5 | 15900 | 1.94
GE | NS22H SERIES | 212396421 | HRCU-A-CB | NS22H24MA4-**A | NCUC24BT4+TDR | Singlezone Ducted, Centrally Ducted | 23200 | 14500 | 2.5 | 15600 | 1.9
GE | NS22H SERIES | 212396420 | HRCU-A-CB | NS22H24MA4-**A | NCUC24BT4+TDR | Singlezone Ducted, Centrally Ducted | 23400 | 14500 | 2.5 | 15600 | 1.9
GE | NS22H SERIES | 212396419 | HRCU-A-CB | NS22H24MA4-**A | NCUC24BT4+TDR | Singlezone Ducted, Centrally Ducted | 23200 | 14500 | 2.51 | 15500 | 1.9
GE | NS22H SERIES | 212396418 | HRCU-A-CB | NS22H24MA4-**A | NCUC24BT4+TDR | Singlezone Ducted, Centrally Ducted | 23200 | 14500 | 2.51 | 15500 | 1.9
GE | NS22H SERIES | 212396415 | HRCU-A-CB | NS22H24MA4-**A | NCUC24BT4+TDR | Singlezone Ducted, Centrally Ducted | 23200 | 14400 | 2.53 | 15500 | 1.9
GE | NS22H SERIES | 212396414 | HRCU-A-CB | NS22H24MA4-**A | NCUC24AT4+TDR | Singlezone Ducted, Centrally Ducted | 23400 | 14500 | 2.51 | 15600 | 1.9
GE | NS22H SERIES | 212396413 | HRCU-A-CB | NS22H24MA4-**A | NCUC24AT4+TDR | Singlezone Ducted, Centrally Ducted | 23400 | 14600 | 2.52 | 15600 | 1.9
GE | NS22H SERIES | 212396412 | HRCU-A-CB | NS22H24MA4-**A | NAM30V2TA4 | Singlezone Ducted, Centrally Ducted | 23000 | 14900 | 2.84 | 16100 | 2.32
GE | NS22H SERIES | 212349581 | HRCU-A-CB | NS22H24MA4-**A | NCUC30AT4+TDR | Singlezone Ducted, Centrally Ducted | 23200 | 14000 | 2.52 | 15900 | 1.94
GE | NS22H SERIES | 212349580 | HRCU-A-CB | NS22H24MA4-**A | NCUC30AT4+TDR | Singlezone Ducted, Centrally Ducted | 23400 | 14200 | 2.52 | 16100 | 1.96
GE | NS22H SERIES | 212349578 | HRCU-A-CB | NS22H24MA4-**A | NCUC30AT4+TDR | Singlezone Ducted, Centrally Ducted | 23000 | 13900 | 2.51 | 15800 | 1.94
GE | NS22H SERIES | 212349577 | HRCU-A-CB | NS22H24MA4-**A | NCUC30AT4+TDR | Singlezone Ducted, Centrally Ducted | 23400 | 14200 | 2.51 | 16100 | 1.96
GE | NS22H SERIES | 212349576 | HRCU-A-CB | NS22H24MA4-**A | NCUC30AT4+TDR | Singlezone Ducted, Centrally Ducted | 23400 | 14200 | 2.51 | 16100 | 1.96
GE | NS22H SERIES | 212349572 | HRCU-A-CB | NS22H24MA4-**A | NCUC30BT4+TDR | Singlezone Ducted, Centrally Ducted | 23200 | 14000 | 2.52 | 15900 | 1.96
GE | NS22H SERIES | 212349566 | HRCU-A-CB | NS22H24MA4-**A | NCUC24BT4+TDR | Singlezone Ducted, Centrally Ducted | 23200 | 14500 | 2.54 | 15500 | 1.9
GE | NS22H SERIES | 212349563 | HRCU-A-CB | NS22H24MA4-**A | NCUC24AT4+TDR | Singlezone Ducted, Centrally Ducted | 23200 | 14500 | 2.51 | 15500 | 1.9
GE | NS22H SERIES | 212349561 | HRCU-A-CB | NS22H24MA4-**A | NCUC24AT4+TDR | Singlezone Ducted, Centrally Ducted | 23600 | 14700 | 2.5 | 15800 | 1.92
GE | NS22H SERIES | 212349560 | HRCU-A-CB | NS22H24MA4-**A | NCUC24AT4+TDR | Singlezone Ducted, Centrally Ducted | 23000 | 14300 | 2.52 | 15400 | 1.9
GE | NS22H SERIES | 212349559 | HRCU-A-CB | NS22H24MA4-**A | NCUC24AT4+TDR | Singlezone Ducted, Centrally Ducted | 23600 | 14700 | 2.52 | 15700 | 1.9
GE | NS22H SERIES | 212349558 | HRCU-A-CB | NS22H24MA4-**A | NCUC24AT4+TDR | Singlezone Ducted, Centrally Ducted | 23600 | 14700 | 2.52 | 15700 | 1.9
GE | NS22H SERIES | 212349557 | HRCU-A-CB | NS22H24MA4-**A | NAM30V1TA4 | Singlezone Ducted, Centrally Ducted | 22400 | 14500 | 2.67 | 14900 | 2.12
GE | NS22H SERIES | 212349556 | HRCU-A-CB | NS22H24MA4-**A | NAM24V1TA4 | Singlezone Ducted, Centrally Ducted | 22200 | 14900 | 2.68 | 15400 | 2.12
GE | NS22H SERIES | 212349555 | HRCU-A-CB | NS22H24MA4-**A | NAM30P1TA4 | Singlezone Ducted, Centrally Ducted | 22800 | 14900 | 2.6 | 15200 | 2.08
GE | NS22H SERIES | 212349554 | HRCU-A-CB | NS22H24MA4-**A | NAM24P1TA4 | Singlezone Ducted, Centrally Ducted | 23400 | 14700 | 2.5 | 15300 | 2.06
GE | NS22H SERIES | 212349550 | HRCU-A-CB | NS22H24MA4-**A | NCUU30BP4+TDR+TXV | Singlezone Ducted, Centrally Ducted | 23200 | 14000 | 2.52 | 15900 | 1.96
GE | NS22H SERIES | 212349547 | HRCU-A-CB | NS22H24MA4-**A | NCUU30AP4+TDR+TXV | Singlezone Ducted, Centrally Ducted | 23200 | 14000 | 2.52 | 15900 | 1.94
GE | NS22H SERIES | 212349546 | HRCU-A-CB | NS22H24MA4-**A | NCUU30AP4+TDR+TXV | Singlezone Ducted, Centrally Ducted | 23400 | 14200 | 2.52 | 16100 | 1.96
GE | NS22H SERIES | 212349544 | HRCU-A-CB | NS22H24MA4-**A | NCUU30AP4+TDR+TXV | Singlezone Ducted, Centrally Ducted | 23000 | 13900 | 2.51 | 15800 | 1.94
GE | NS22H SERIES | 212349543 | HRCU-A-CB | NS22H24MA4-**A | NCUU30AP4+TDR+TXV | Singlezone Ducted, Centrally Ducted | 23400 | 14200 | 2.51 | 16100 | 1.96
GE | NS22H SERIES | 212349542 | HRCU-A-CB | NS22H24MA4-**A | NCUU30AP4+TDR+TXV | Singlezone Ducted, Centrally Ducted | 23400 | 14200 | 2.51 | 16100 | 1.96
GE | NS22H SERIES | 212349538 | HRCU-A-CB | NS22H24MA4-**A | NCUU24BP4+TDR+TXV | Singlezone Ducted, Centrally Ducted | 23200 | 14500 | 2.54 | 15500 | 1.9
GE | NS22H SERIES | 212349535 | HRCU-A-CB | NS22H24MA4-**A | NCUU24AP4+TDR+TXV | Singlezone Ducted, Centrally Ducted | 23200 | 14500 | 2.51 | 15500 | 1.9
GE | NS22H SERIES | 212349533 | HRCU-A-CB | NS22H24MA4-**A | NCUU24AP4+TDR+TXV | Singlezone Ducted, Centrally Ducted | 23600 | 14700 | 2.5 | 15800 | 1.92
GE | NS22H SERIES | 212349532 | HRCU-A-CB | NS22H24MA4-**A | NCUU24AP4+TDR+TXV | Singlezone Ducted, Centrally Ducted | 23000 | 14300 | 2.52 | 15400 | 1.9
GE | NS22H SERIES | 212349531 | HRCU-A-CB | NS22H24MA4-**A | NCUU24AP4+TDR+TXV | Singlezone Ducted, Centrally Ducted | 23600 | 14700 | 2.52 | 15700 | 1.9
GE | NS22H SERIES | 212349530 | HRCU-A-CB | NS22H24MA4-**A | NCUU24AP4+TDR+TXV | Singlezone Ducted, Centrally Ducted | 23600 | 14700 | 2.52 | 15700 | 1.9
GE | NS22H SERIES | 212403937 | HRCU-A-CB | NS22H36MA4-**A | NCUU48CP4+TDR+TXV | Singlezone Ducted, Centrally Ducted | 33400 | 22000 | 2.54 | 18100 | 2.24
GE | NS22H SERIES | 212403935 | HRCU-A-CB | NS22H36MA4-**A | NCUU48CP4+TDR+TXV | Singlezone Ducted, Centrally Ducted | 33600 | 22400 | 2.52 | 18400 | 2.22
GE | NS22H SERIES | 212403934 | HRCU-A-CB | NS22H36MA4-**A | NCUU48CP4+TDR+TXV | Singlezone Ducted, Centrally Ducted | 33600 | 22400 | 2.52 | 18300 | 2.22
GE | NS22H SERIES | 212403933 | HRCU-A-CB | NS22H36MA4-**A | NCUU48CP4+TDR+TXV | Singlezone Ducted, Centrally Ducted | 33400 | 22200 | 2.56 | 18200 | 2.24
GE | NS22H SERIES | 212403931 | HRCU-A-CB | NS22H36MA4-**A | NCUU48CP4+TDR+TXV | Singlezone Ducted, Centrally Ducted | 33600 | 22400 | 2.52 | 18300 | 2.22
GE | NS22H SERIES | 212403903 | HRCU-A-CB | NS22H36MA4-**A | NCUC48CT4+TDR | Singlezone Ducted, Centrally Ducted | 33400 | 22000 | 2.54 | 18100 | 2.24
GE | NS22H SERIES | 212403901 | HRCU-A-CB | NS22H36MA4-**A | NCUC48CT4+TDR | Singlezone Ducted, Centrally Ducted | 33600 | 22400 | 2.52 | 18400 | 2.22
GE | NS22H SERIES | 212403900 | HRCU-A-CB | NS22H36MA4-**A | NCUC48CT4+TDR | Singlezone Ducted, Centrally Ducted | 33600 | 22400 | 2.52 | 18300 | 2.22
GE | NS22H SERIES | 212403899 | HRCU-A-CB | NS22H36MA4-**A | NCUC48CT4+TDR | Singlezone Ducted, Centrally Ducted | 33400 | 22200 | 2.56 | 18200 | 2.24
GE | NS22H SERIES | 212403897 | HRCU-A-CB | NS22H36MA4-**A | NCUC48CT4+TDR | Singlezone Ducted, Centrally Ducted | 33600 | 22400 | 2.52 | 18300 | 2.22
LENNOX | ELITE EL22XPV SERIES | 211468007 | HRCU-A-CB | EL22XPV-036-230A** | CX35-48B+TDR | Singlezone Ducted, Centrally Ducted | 33800 | 22400 | 2.54 | 18400 | 2.22
LENNOX | ELITE EL22XPV SERIES | 211468006 | HRCU-A-CB | EL22XPV-036-230A** | CX35-48B+TDR | Singlezone Ducted, Centrally Ducted | 33800 | 22400 | 2.54 | 18400 | 2.22
LENNOX | ELITE EL22XPV SERIES | 211468005 | HRCU-A-CB | EL22XPV-036-230A** | CX35-48B+TDR | Singlezone Ducted, Centrally Ducted | 33800 | 22400 | 2.52 | 18400 | 2.22
LENNOX | ELITE EL22XPV SERIES | 211468004 | HRCU-A-CB | EL22XPV-036-230A** | CX35-48B+TDR | Singlezone Ducted, Centrally Ducted | 33800 | 22600 | 2.52 | 18500 | 2.2
LENNOX | ELITE EL22XPV SERIES | 211467994 | HRCU-A-CB | EL22XPV-036-230A** | CX35-48B+TDR | Singlezone Ducted, Centrally Ducted | 33600 | 22200 | 2.56 | 18200 | 2.24
LENNOX | ELITE EL22XPV SERIES | 211467993 | HRCU-A-CB | EL22XPV-036-230A** | CX35-48B+TDR | Singlezone Ducted, Centrally Ducted | 33600 | 22200 | 2.52 | 18300 | 2.22
LENNOX | ELITE EL22XPV SERIES | 211467992 | HRCU-A-CB | EL22XPV-036-230A** | CX35-48B+TDR | Singlezone Ducted, Centrally Ducted | 33600 | 22200 | 2.56 | 18200 | 2.24
LENNOX | ELITE EL22XPV SERIES | 211467991 | HRCU-A-CB | EL22XPV-036-230A** | CX35-48B+TDR | Singlezone Ducted, Centrally Ducted | 33400 | 22200 | 2.52 | 18200 | 2.22
LENNOX | ELITE EL22XPV SERIES | 211467990 | HRCU-A-CB | EL22XPV-036-230A** | CX35-48B+TDR | Singlezone Ducted, Centrally Ducted | 33600 | 22200 | 2.54 | 18200 | 2.22
LENNOX | ELITE EL22XPV SERIES | 211467989 | HRCU-A-CB | EL22XPV-036-230A** | CX35-48B+TDR | Singlezone Ducted, Centrally Ducted | 33400 | 22200 | 2.52 | 18200 | 2.22
LENNOX | ELITE EL22XPV SERIES | 211467988 | HRCU-A-CB | EL22XPV-036-230A** | CX35-48B+TDR | Singlezone Ducted, Centrally Ducted | 33400 | 22200 | 2.52 | 18200 | 2.22
LENNOX | ELITE EL22XPV SERIES | 211467984 | HRCU-A-CB | EL22XPV-036-230A** | CX35-48B+TDR | Singlezone Ducted, Centrally Ducted | 33600 | 22400 | 2.5 | 18400 | 2.2
LENNOX | ELITE EL22XPV SERIES | 211467983 | HRCU-A-CB | EL22XPV-036-230A** | CX35-48B+TDR | Singlezone Ducted, Centrally Ducted | 33200 | 22000 | 2.54 | 18000 | 2.24
LENNOX | ELITE EL22XPV SERIES | 211467982 | HRCU-A-CB | EL22XPV-036-230A** | CX35-48B+TDR | Singlezone Ducted, Centrally Ducted | 33200 | 22000 | 2.54 | 18000 | 2.24
LENNOX | ELITE EL22XPV SERIES | 211467981 | HRCU-A-CB | EL22XPV-036-230A** | CX35-48B+TDR | Singlezone Ducted, Centrally Ducted | 33200 | 22000 | 2.52 | 18100 | 2.24
LENNOX | ELITE EL22XPV SERIES | 211467977 | HRCU-A-CB | EL22XPV-036-230A** | CX35-48B+TDR | Singlezone Ducted, Centrally Ducted | 33600 | 22400 | 2.5 | 18400 | 2.2
LENNOX | ELITE EL22XPV SERIES | 211467975 | HRCU-A-CB | EL22XPV-036-230A** | CX35-48B+TDR | Singlezone Ducted, Centrally Ducted | 33800 | 22600 | 2.5 | 18500 | 2.18
LENNOX | ELITE EL22XPV SERIES | 211467871 | HRCU-A-CB | EL22XPV-036-230A** | CR33-48B*+TDR+TXV | Singlezone Ducted, Centrally Ducted | 33400 | 21400 | 2.5 | 17700 | 2.18
LENNOX | ELITE EL22XPV SERIES | 211467865 | HRCU-A-CB | EL22XPV-036-230A** | CR33-30/36C+TDR+TXV | Singlezone Ducted, Centrally Ducted | 35800 | 23400 | 2.5 | 19000 | 2.18
LENNOX | ELITE EL22XPV SERIES | 211467864 | HRCU-A-CB | EL22XPV-036-230A** | CR33-30/36C+TDR+TXV | Singlezone Ducted, Centrally Ducted | 35600 | 23200 | 2.5 | 18900 | 2.2
LENNOX | ELITE EL22XPV SERIES | 211467863 | HRCU-A-CB | EL22XPV-036-230A** | CR33-30/36C+TDR+TXV | Singlezone Ducted, Centrally Ducted | 34800 | 22800 | 2.54 | 18400 | 2.22
LENNOX | ELITE EL22XPV SERIES | 211467862 | HRCU-A-CB | EL22XPV-036-230A** | CR33-30/36C+TDR+TXV | Singlezone Ducted, Centrally Ducted | 35400 | 23000 | 2.54 | 18700 | 2.22
LENNOX | ELITE EL22XPV SERIES | 211467861 | HRCU-A-CB | EL22XPV-036-230A** | CR33-30/36C+TDR+TXV | Singlezone Ducted, Centrally Ducted | 35000 | 22800 | 2.56 | 18500 | 2.24
LENNOX | ELITE EL22XPV SERIES | 211467860 | HRCU-A-CB | EL22XPV-036-230A** | CR33-30/36C+TDR+TXV | Singlezone Ducted, Centrally Ducted | 35000 | 22800 | 2.54 | 18500 | 2.22
LENNOX | ELITE EL22XPV SERIES | 211467859 | HRCU-A-CB | EL22XPV-036-230A** | CR33-30/36C+TDR+TXV | Singlezone Ducted, Centrally Ducted | 35000 | 22800 | 2.58 | 18400 | 2.24
LENNOX | ELITE EL22XPV SERIES | 211467858 | HRCU-A-CB | EL22XPV-036-230A** | CR33-30/36C+TDR+TXV | Singlezone Ducted, Centrally Ducted | 35400 | 23000 | 2.54 | 18700 | 2.22
LENNOX | ELITE EL22XPV SERIES | 211467857 | HRCU-A-CB | EL22XPV-036-230A** | CR33-30/36C+TDR+TXV | Singlezone Ducted, Centrally Ducted | 35000 | 22800 | 2.54 | 18500 | 2.22
LENNOX | ELITE EL22XPV SERIES | 211467856 | HRCU-A-CB | EL22XPV-036-230A** | CR33-30/36B+TDR+TXV | Singlezone Ducted, Centrally Ducted | 35600 | 23200 | 2.5 | 18900 | 2.18
LENNOX | ELITE EL22XPV SERIES | 211467855 | HRCU-A-CB | EL22XPV-036-230A** | CR33-30/36B+TDR+TXV | Singlezone Ducted, Centrally Ducted | 35600 | 23200 | 2.5 | 18900 | 2.18
LENNOX | ELITE EL22XPV SERIES | 211467722 | HRCU-A-CB | EL22XPV-036-230A** | CBA38MV-042-230*+TDR | Singlezone Ducted, Centrally Ducted | 35000 | 22800 | 2.64 | 18400 | 2.3
LENNOX | ELITE EL22XPV SERIES | 211467854 | HRCU-A-CB | EL22XPV-036-230A** | CR33-30/36B+TDR+TXV | Singlezone Ducted, Centrally Ducted | 35000 | 22800 | 2.52 | 18500 | 2.2
LENNOX | ELITE EL22XPV SERIES | 211467721 | HRCU-A-CB | EL22XPV-036-230A** | CBA27UHE-042-230*+TDR | Singlezone Ducted, Centrally Ducted | 34400 | 22200 | 2.6 | 18000 | 2.3
LENNOX | ELITE EL22XPV SERIES | 211467853 | HRCU-A-CB | EL22XPV-036-230A** | CR33-30/36B+TDR+TXV | Singlezone Ducted, Centrally Ducted | 35400 | 23200 | 2.52 | 18800 | 2.2
LENNOX | ELITE EL22XPV SERIES | 211467720 | HRCU-A-CB | EL22XPV-036-230A** | CBA27UHE-036-230*+TDR | Singlezone Ducted, Centrally Ducted | 33600 | 23000 | 2.6 | 18300 | 2.24
LENNOX | ELITE EL22XPV SERIES | 211467852 | HRCU-A-CB | EL22XPV-036-230A** | CR33-30/36B+TDR+TXV | Singlezone Ducted, Centrally Ducted | 34800 | 22800 | 2.52 | 18400 | 2.2
LENNOX | ELITE EL22XPV SERIES | 211467719 | HRCU-A-CB | EL22XPV-036-230A** | CBA25UHV-042-230-** | Singlezone Ducted, Centrally Ducted | 33600 | 22200 | 2.6 | 18000 | 2.24
LENNOX | ELITE EL22XPV SERIES | 211467718 | HRCU-A-CB | EL22XPV-036-230A** | CBA25UHV-036-230-** | Singlezone Ducted, Centrally Ducted | 33400 | 22200 | 2.58 | 18000 | 2.24
LENNOX | ELITE EL22XPV SERIES | 211467851 | HRCU-A-CB | EL22XPV-036-230A** | CR33-30/36B+TDR+TXV | Singlezone Ducted, Centrally Ducted | 35200 | 23000 | 2.52 | 18600 | 2.2
LENNOX | ELITE EL22XPV SERIES | 211467850 | HRCU-A-CB | EL22XPV-036-230A** | CR33-30/36B+TDR+TXV | Singlezone Ducted, Centrally Ducted | 35200 | 23000 | 2.52 | 18600 | 2.2
LENNOX | ELITE EL22XPV SERIES | 211467849 | HRCU-A-CB | EL22XPV-036-230A** | CR33-30/36B+TDR+TXV | Singlezone Ducted, Centrally Ducted | 35000 | 22800 | 2.58 | 18500 | 2.26
LENNOX | ELITE EL22XPV SERIES | 211467848 | HRCU-A-CB | EL22XPV-036-230A** | CR33-30/36B+TDR+TXV | Singlezone Ducted, Centrally Ducted | 34800 | 22600 | 2.52 | 18400 | 2.22
LENNOX | ELITE EL22XPV SERIES | 211467714 | HRCU-A-CB | EL22XPV-036-230A** | C35-48B+TDR+TXV | Singlezone Ducted, Centrally Ducted | 33800 | 22400 | 2.54 | 18400 | 2.22
LENNOX | ELITE EL22XPV SERIES | 211467713 | HRCU-A-CB | EL22XPV-036-230A** | C35-48B+TDR+TXV | Singlezone Ducted, Centrally Ducted | 33800 | 22400 | 2.54 | 18400 | 2.22
LENNOX | ELITE EL22XPV SERIES | 211467846 | HRCU-A-CB | EL22XPV-036-230A** | CR33-30/36B+TDR+TXV | Singlezone Ducted, Centrally Ducted | 35400 | 23000 | 2.5 | 18800 | 2.2
LENNOX | ELITE EL22XPV SERIES | 211467712 | HRCU-A-CB | EL22XPV-036-230A** | C35-48B+TDR+TXV | Singlezone Ducted, Centrally Ducted | 33800 | 22400 | 2.52 | 18400 | 2.22
LENNOX | ELITE EL22XPV SERIES | 211467845 | HRCU-A-CB | EL22XPV-036-230A** | CR33-30/36B+TDR+TXV | Singlezone Ducted, Centrally Ducted | 35800 | 23400 | 2.5 | 19000 | 2.16
LENNOX | ELITE EL22XPV SERIES | 211467711 | HRCU-A-CB | EL22XPV-036-230A** | C35-48B+TDR+TXV | Singlezone Ducted, Centrally Ducted | 33800 | 22600 | 2.52 | 18500 | 2.2
LENNOX | ELITE EL22XPV SERIES | 211467844 | HRCU-A-CB | EL22XPV-036-230A** | CR33-30/36B+TDR+TXV | Singlezone Ducted, Centrally Ducted | 35200 | 22800 | 2.54 | 18600 | 2.22
LENNOX | ELITE EL22XPV SERIES | 211467843 | HRCU-A-CB | EL22XPV-036-230A** | CR33-30/36A+TDR+TXV | Singlezone Ducted, Centrally Ducted | 35800 | 23400 | 2.5 | 19000 | 2.16
LENNOX | ELITE EL22XPV SERIES | 211467842 | HRCU-A-CB | EL22XPV-036-230A** | CR33-30/36A+TDR+TXV | Singlezone Ducted, Centrally Ducted | 35000 | 22800 | 2.52 | 18500 | 2.2
LENNOX | ELITE EL22XPV SERIES | 211467841 | HRCU-A-CB | EL22XPV-036-230A** | CR33-30/36A+TDR+TXV | Singlezone Ducted, Centrally Ducted | 34800 | 22800 | 2.52 | 18400 | 2.2
LENNOX | ELITE EL22XPV SERIES | 211467701 | HRCU-A-CB | EL22XPV-036-230A** | C35-48B+TDR+TXV | Singlezone Ducted, Centrally Ducted | 33600 | 22200 | 2.56 | 18200 | 2.24
LENNOX | ELITE EL22XPV SERIES | 211467700 | HRCU-A-CB | EL22XPV-036-230A** | C35-48B+TDR+TXV | Singlezone Ducted, Centrally Ducted | 33600 | 22200 | 2.52 | 18300 | 2.22
LENNOX | ELITE EL22XPV SERIES | 211467699 | HRCU-A-CB | EL22XPV-036-230A** | C35-48B+TDR+TXV | Singlezone Ducted, Centrally Ducted | 33600 | 22200 | 2.56 | 18200 | 2.24
LENNOX | ELITE EL22XPV SERIES | 211467698 | HRCU-A-CB | EL22XPV-036-230A** | C35-48B+TDR+TXV | Singlezone Ducted, Centrally Ducted | 33400 | 22200 | 2.52 | 18200 | 2.22
LENNOX | ELITE EL22XPV SERIES | 211467697 | HRCU-A-CB | EL22XPV-036-230A** | C35-48B+TDR+TXV | Singlezone Ducted, Centrally Ducted | 33600 | 22200 | 2.54 | 18200 | 2.22
LENNOX | ELITE EL22XPV SERIES | 211467696 | HRCU-A-CB | EL22XPV-036-230A** | C35-48B+TDR+TXV | Singlezone Ducted, Centrally Ducted | 33400 | 22200 | 2.52 | 18200 | 2.22
LENNOX | ELITE EL22XPV SERIES | 211467695 | HRCU-A-CB | EL22XPV-036-230A** | C35-48B+TDR+TXV | Singlezone Ducted, Centrally Ducted | 33400 | 22200 | 2.52 | 18200 | 2.22
LENNOX | ELITE EL22XPV SERIES | 211467691 | HRCU-A-CB | EL22XPV-036-230A** | C35-48B+TDR+TXV | Singlezone Ducted, Centrally Ducted | 33600 | 22400 | 2.5 | 18400 | 2.2
LENNOX | ELITE EL22XPV SERIES | 211467690 | HRCU-A-CB | EL22XPV-036-230A** | C35-48B+TDR+TXV | Singlezone Ducted, Centrally Ducted | 33200 | 22000 | 2.54 | 18000 | 2.24
LENNOX | ELITE EL22XPV SERIES | 211467689 | HRCU-A-CB | EL22XPV-036-230A** | C35-48B+TDR+TXV | Singlezone Ducted, Centrally Ducted | 33200 | 22000 | 2.54 | 18000 | 2.24
LENNOX | ELITE EL22XPV SERIES | 211467688 | HRCU-A-CB | EL22XPV-036-230A** | C35-48B+TDR+TXV | Singlezone Ducted, Centrally Ducted | 33200 | 22000 | 2.52 | 18100 | 2.24
LENNOX | ELITE EL22XPV SERIES | 211467684 | HRCU-A-CB | EL22XPV-036-230A** | C35-48B+TDR+TXV | Singlezone Ducted, Centrally Ducted | 33600 | 22400 | 2.5 | 18400 | 2.2
LENNOX | ELITE EL22XPV SERIES | 211467682 | HRCU-A-CB | EL22XPV-036-230A** | C35-48B+TDR+TXV | Singlezone Ducted, Centrally Ducted | 33800 | 22600 | 2.5 | 18500 | 2.18
LENNOX | ELITE EL22XPV SERIES | 211467586 | HRCU-A-CB | EL22XPV-036-230A** | CBA38MV-036-230*+TDR | Singlezone Ducted, Centrally Ducted | 33400 | 22800 | 2.6 | 18200 | 2.26
LENNOX | Elite EL18XPV Series | 206840767 | HRCU-A-CB | EL18XPV-024-230A** | CBA38MV-030-230*+TDR | Singlezone Ducted, Centrally Ducted | 23400 | 15100 | 2.67 | 11700 | 2.29
LENNOX | ELITE EL18XPV SERIES | 206840766 | HRCU-A-CB | EL18XPV-024-230A** | CBA27UHE-024-230*+TDR | Singlezone Ducted, Centrally Ducted | 24000 | 14800 | 2.6 | 11100 | 2.21
LENNOX | ELITE EL18XPV SERIES | 206840655 | HRCU-A-CB | EL18XPV-024-230A** | CR33-24A+TDR+TXV | Singlezone Ducted, Centrally Ducted | 23600 | 15300 | 2.51 | 11900 | 2.22
LENNOX | ELITE EL18XPV SERIES | 206840628 | HRCU-A-CB | EL18XPV-024-230A** | CHX35-30A-**-*+TDR | Singlezone Ducted, Centrally Ducted | 23600 | 14400 | 2.56 | 10700 | 2.16
LENNOX | ELITE EL18XPV SERIES | 206840627 | HRCU-A-CB | EL18XPV-024-230A** | CHX35-30A-**-*+TDR | Singlezone Ducted, Centrally Ducted | 23600 | 14400 | 2.56 | 10700 | 2.16
LENNOX | ELITE EL18XPV SERIES | 206840625 | HRCU-A-CB | EL18XPV-024-230A** | CHX35-30A-**-*+TDR | Singlezone Ducted, Centrally Ducted | 23200 | 14200 | 2.55 | 10600 | 2.2
LENNOX | ELITE EL18XPV SERIES | 206840624 | HRCU-A-CB | EL18XPV-024-230A** | CHX35-30A-**-*+TDR | Singlezone Ducted, Centrally Ducted | 23200 | 14200 | 2.55 | 10600 | 2.2
LENNOX | ELITE EL18XPV SERIES | 206840615 | HRCU-A-CB | EL18XPV-024-230A** | CHX35-24B-**-*+TDR | Singlezone Ducted, Centrally Ducted | 23600 | 14900 | 2.5 | 11400 | 2.14
LENNOX | ELITE EL18XPV SERIES | 206840610 | HRCU-A-CB | EL18XPV-024-230A** | CHX35-24B-**-*+TDR | Singlezone Ducted, Centrally Ducted | 23600 | 14900 | 2.5 | 11400 | 2.14
LENNOX | ELITE EL18XPV SERIES | 206840607 | HRCU-A-CB | EL18XPV-024-230A** | CHX35-24B-**-*+TDR | Singlezone Ducted, Centrally Ducted | 23800 | 14900 | 2.52 | 11300 | 2.14
LENNOX | ELITE EL18XPV SERIES | 206840566 | HRCU-A-CB | EL18XPV-024-230A** | CH35-30A+TDR+TXV | Singlezone Ducted, Centrally Ducted | 23600 | 14400 | 2.56 | 10700 | 2.16
LENNOX | ELITE EL18XPV SERIES | 206840565 | HRCU-A-CB | EL18XPV-024-230A** | CH35-30A+TDR+TXV | Singlezone Ducted, Centrally Ducted | 23600 | 14400 | 2.56 | 10700 | 2.16
LENNOX | ELITE EL18XPV SERIES | 206840563 | HRCU-A-CB | EL18XPV-024-230A** | CH35-30A+TDR+TXV | Singlezone Ducted, Centrally Ducted | 23200 | 14200 | 2.55 | 10600 | 2.2
LENNOX | ELITE EL18XPV SERIES | 206840562 | HRCU-A-CB | EL18XPV-024-230A** | CH35-30A+TDR+TXV | Singlezone Ducted, Centrally Ducted | 23200 | 14200 | 2.55 | 10600 | 2.2
LENNOX | ELITE EL18XPV SERIES | 206840553 | HRCU-A-CB | EL18XPV-024-230A** | CH35-24B+TDR+TXV | Singlezone Ducted, Centrally Ducted | 23600 | 14900 | 2.5 | 11400 | 2.14
LENNOX | ELITE EL18XPV SERIES | 206840548 | HRCU-A-CB | EL18XPV-024-230A** | CH35-24B+TDR+TXV | Singlezone Ducted, Centrally Ducted | 23600 | 14900 | 2.5 | 11400 | 2.14
LENNOX | ELITE EL18XPV SERIES | 206840545 | HRCU-A-CB | EL18XPV-024-230A** | CH35-24B+TDR+TXV | Singlezone Ducted, Centrally Ducted | 23800 | 14900 | 2.52 | 11300 | 2.14
LENNOX | ELITE EL18XPV SERIES | 206840476 | HRCU-A-CB | EL18XPV-024-230A** | CBA38MV-018/024-230*+TDR | Singlezone Ducted, Centrally Ducted | 24000 | 14800 | 2.58 | 11100 | 2.2
LENNOX | ELITE XP20 SERIES | 8550432 | HRCU-A-CB | XP20-024-230A** | CR33-48B*+TDR+TXV | Singlezone Ducted, Centrally Ducted | 22000 | 14700 | 2.52 | 11700 | 2.04
ACD | UHD-38 | 211749866 | HRCU-A-CB-O | UHD12KCH31S-O | UHD12KCH31SB-I | Singlezone Non-Ducted, Wall Placement | 12200 | 8100 | 2.86 | 12000 | 1.91
CONTINENTAL | CDHA series | 213386540 | HRCU-A-CB-O | CDHAS22-18-O | CDHAS22-18-I | Singlezone Non-Ducted, Wall Placement | 18000 | 14100 | 2.65 | 12829 | 2.35
CONTINENTAL | CDHA series | 213386538 | HRCU-A-CB-O | CDHAS22-12-O | CDHAS22-12-I | Singlezone Non-Ducted, Wall Placement | 12000 | 10000 | 2.69 | 8820 | 2.25
HISENSE | Hi ULTRA HD | 206903535 | HRCU-A-CB | AUWR-36U3SA2 | AUH-36UX3SDH2 | Singlezone Ducted, Centrally Ducted | 35000 | 24000 | 2.5 | 25200 | 2.1
MRCOOL | Universal Series Inverter Packaged Heat Pump | 214097894 | HSP-A | MDPH180244 |  | Multizone All Ducted | 24000 | 23400 | 3.63 | 24000 | 2.61
KEPLER |  | 214610366 | HRCU-A-CB | ODUMOX430-18HFN1-MU0W | IDUMTIU-18HWFN1-M | Singlezone Ducted, Compact Ducted | 20000 | 12600 | 2.66 | 13000 | 2.4
KEPLER |  | 214610370 | HRCU-A-CB-O | ODUMOX430-18HFN1-MU0W | IDUCCA3U-18HRFN1-M(C) | Singlezone Non-Ducted, Ceiling Placement | 19000 | 12000 | 2.51 | 12700 | 2.16
KEPLER |  | 214610371 | HRCU-A-CB-O | ODUMOD33-24HFN1-MT0W | IDUMCD1-24HRFN1-MT0W(GA) | Singlezone Non-Ducted, Wall Placement | 25000 | 19000 | 2.6 | 18900 | 1.96
KEPLER |  | 214610361 | HRCU-A-CB-O | ODUMOX230-12HFN1-MV5W | IDUMSEPB-12HRFN1-MW5W(GA) | Singlezone Non-Ducted, Wall Placement | 12000 | 9000 | 2.69 | 8981 | 2.19
KEPLER |  | 214610360 | HRCU-A-CB-O | ODUMOX230-09HFN1-MW5W | IDUMSEPB-09HRFN1-MY5W(GA) | Singlezone Non-Ducted, Wall Placement | 10000 | 8500 | 2.8 | 8581 | 2.19
KEPLER |  | 214610352 | HRCU-A-CB-O | ODUMOX230-09HFN1-MT0W | IDUMSAG11A-09HRFN1-MT0W | Singlezone Non-Ducted, Wall Placement | 10000 | 6000 | 2.51 | 7300 | 2.14
KEPLER |  | 214610367 | HRCU-A-CB | ODUMOD33-24HFN1-MT0W | IDUMTIU-24HWFN1-M | Singlezone Ducted, Compact Ducted | 25000 | 20000 | 2.61 | 20000 | 2.3
KEPLER |  | 214610365 | HRCU-A-CB | ODUMOX230-12HFN1-MV5W | IDUMTIU-12HWFN1-M | Singlezone Ducted, Compact Ducted | 12000 | 9300 | 2.78 | 8400 | 2.26
KEPLER |  | 214610364 | HRCU-A-CB | ODUMOX230-09HFN1-MW5W | IDUMTIU-09HWFN1-M | Singlezone Ducted, Compact Ducted | 10000 | 7700 | 2.59 | 8000 | 2.09
KEPLER |  | 214610369 | HRCU-A-CB-O | ODUMOX230-12HFN1-MV5W | IDUCCA3U-12HRFN1-M(C) | Singlezone Non-Ducted, Ceiling Placement | 12000 | 8900 | 2.75 | 8000 | 2.28
KEPLER |  | 214610359 | HRCU-A-CB-O | ODUMOX230-12HFN1-BW0W | IDUMSEPB-12HRFN1-BW0W | Singlezone Non-Ducted, Wall Placement | 12000 | 8400 | 2.8 | 7094 | 2.19
KEPLER |  | 214610376 | HRCU-A-C | AZPN/24WD | AZPN/B24WAC-UC | Singlezone Ducted, Centrally Ducted | 25000 | 21000 | 2.58 | 20000 | 1.95
KEPLER |  | 214610373 | HRCU-A-C | AZPN/18WD | AZPN/B24WAC-UC | Singlezone Ducted, Centrally Ducted | 19000 | 14700 | 2.6 | 15000 | 2.2
KEPLER |  | 214610389 | HRCU-A-C | AZPNS/24ROD | AZPN/B24WAC-UC | Singlezone Ducted, Centrally Ducted | 25600 | 22000 | 2.5 | 18500 | 2.2
WILLIS | Heatfinity | 214609738 | HRCU-A-CB-O | PUHW12KCH24S2-O | PUHW12KCH24S2-I | Singlezone Non-Ducted, Wall Placement | 12000 | 7000 | 2.81 | 9000 | 1.9
WILLIS | Heatfinity | 214609736 | HRCU-A-CB-O | PUHW18KCH23S2-O | PUHW18KCH23S2-I | Singlezone Non-Ducted, Wall Placement | 18000 | 10800 | 2.64 | 13500 | 1.9
DIYCOOL |  | 207825588 | HMSR-A-CB-O | ACIQ-18Z-HH-M2B |  | Multizone All Non-Ducted | 20000 | 15000 | 2.5 | 20000 | 1.93
AC PRO.COM |  | 207827135 | HMSR-A-CB-O | A3OJ-27HFN1-M |  | Multizone All Non-Ducted | 28000 | 21000 | 2.5 | 20000 | 2.11
ACIQ |  | 207825576 | HMSR-A-CB-O | ACIQ-18Z-HH-M2B |  | Multizone All Non-Ducted | 20000 | 15000 | 2.5 | 20000 | 1.93
DIRECT AIR |  | 207743785 | HMSR-A-CB-O | DIRM-18HXPRO28-2Z |  | Multizone All Non-Ducted | 20000 | 15000 | 2.5 | 20000 | 1.93
Durastar | DRA2 | 207787171 | HMSR-A-CB-O | DRA2U18M1B |  | Multizone All Non-Ducted | 19000 | 14400 | 2.5 | 14000 | 2.22
KANIONCO |  | 207805781 | HMSR-A-CB-O | KWSMO-18R410AIHMV |  | Multizone All Non-Ducted | 19000 | 14400 | 2.5 | 14000 | 2.22
ECO AC |  | 207825498 | HMSR-A-CB-O | EMH-2O18BB |  | Multizone All Non-Ducted | 19000 | 14400 | 2.5 | 14000 | 2.22
1HVAC |  | 207825564 | HMSR-A-CB-O | ACIQ-18Z-HH-M2B |  | Multizone All Non-Ducted | 20000 | 15000 | 2.5 | 20000 | 1.93
MOOVAIR |  | 207742541 | HMSR-A-CB-O | DMA18HOM25230X3 |  | Multizone All Non-Ducted | 20000 | 15000 | 2.5 | 20000 | 1.93
DIRECT AIR |  | 207743776 | HMSR-A-CB-O | DIRM-27DA25-3Z |  | Multizone All Non-Ducted | 28000 | 21000 | 2.5 | 20000 | 2.11
ELIOS |  | 207742460 | HMSR-A-CB-O | DEA18HOM25230X3 |  | Multizone All Non-Ducted | 20000 | 15000 | 2.5 | 20000 | 1.93
MOOVAIR |  | 207742532 | HMSR-A-CB-O | DMA27HOM23230X2 |  | Multizone All Non-Ducted | 28000 | 21000 | 2.5 | 20000 | 2.11
ELIOS |  | 207742475 | HMSR-A-CB-O | DEA27HOM23230X2 |  | Multizone All Non-Ducted | 28000 | 21000 | 2.5 | 20000 | 2.11
C&H |  | 207742364 | HMSR-A-CB-O | CH-28MES-230VO |  | Multizone All Non-Ducted | 28000 | 21000 | 2.5 | 20000 | 2.11
C&H |  | 207742373 | HMSR-A-CB-O | CH-HPR19M-230VO |  | Multizone All Non-Ducted | 20000 | 15000 | 2.5 | 20000 | 1.93
CUSTOM COMFORT |  | 212365442 | HMSR-A-CB-O | CCOXHAMZ555HP |  | Multizone All Non-Ducted | 55000 | 34400 | 2.5 | 47000 | 1.94
CUSTOM COMFORT |  | 212365433 | HMSR-A-CB-O | CCOXHAMZ218HP |  | Multizone All Non-Ducted | 20000 | 15000 | 2.5 | 20000 | 1.93
CANAIR |  | 207683265 | HMSR-A-CB-O | C28MC324H21 |  | Multizone All Non-Ducted | 25000 | 20400 | 2.5 | 20000 | 2.06
COMFORTSTAR |  | 207658967 | HMSR-A-CB-O | CMZ-27-3Z |  | Multizone All Non-Ducted | 28000 | 21000 | 2.5 | 20000 | 2.11
COMFORTSTAR |  | 207658976 | HMSR-A-CB-O | CVH-18-2SH |  | Multizone All Non-Ducted | 20000 | 15000 | 2.5 | 20000 | 1.93
KERR |  | 207657599 | HMSR-A-CB-O | A-KMH18DV-1 |  | Multizone All Non-Ducted | 20000 | 15000 | 2.5 | 20000 | 1.93
COMFORT-AIRE |  | 207657610 | HMSR-A-CB-O | A-VMH18DV-1 |  | Multizone All Non-Ducted | 20000 | 15000 | 2.5 | 20000 | 1.93
LBG Products |  | 207641316 | HMSR-A-CB-O | LMUHB18DO |  | Multizone All Non-Ducted | 20000 | 13500 | 2.5 | 20000 | 2
SENVILLE |  | 207641332 | HMSR-A-CB-O | SENA/30HF/MOQ |  | Multizone All Non-Ducted | 28000 | 21000 | 2.5 | 20000 | 2.11
PERFECTAIRE |  | 207657335 | HMSR-A-CB-O | 3PAMS18-HH-MZO2 |  | Multizone All Non-Ducted | 20000 | 13500 | 2.5 | 20000 | 2
CENTURY | A-series | 212940821 | HMSR-A-CB-O | A-VMH18DV-1 |  | Multizone All Non-Ducted | 20000 | 15000 | 2.5 | 20000 | 1.93
WELLS |  | 213286775 | HMSR-A-CB-O | WMCA-18HFMO |  | Multizone All Non-Ducted | 20000 | 13500 | 2.5 | 20000 | 2
WELLS |  | 213286760 | HMSR-A-CB-O | WMMA-18HFMO |  | Multizone All Non-Ducted | 19000 | 14400 | 2.5 | 14000 | 2.22
LBG Products |  | 207641304 | HMSR-A-CB-O | LMHB18DO |  | Multizone All Non-Ducted | 19000 | 14400 | 2.5 | 14000 | 2.22
WELLS |  | 213307896 | HMSR-A-CB-O | WMCA-36HFMO |  | Multizone All Non-Ducted | 36000 | 27400 | 2.5 | 36000 | 1.95
MDV | MSAG series | 213301876 | HMSR-A-CB-O | M4OX630-36HFN1-M1X |  | Multizone All Non-Ducted | 36000 | 27400 | 2.5 | 36000 | 1.95
NG TRADE |  | 213307862 | HMSR-A-CB-O | MOBMH180C |  | Multizone All Non-Ducted | 19000 | 14400 | 2.5 | 14000 | 2.22
BLUERIDGE |  | 207641291 | HMSR-A-CB-O | BMM18HHC |  | Multizone All Non-Ducted | 20000 | 13500 | 2.5 | 20000 | 2
CANAIR | C28M series | 213479410 | HMSR-A-CB-O | C28MC218H22 |  | Multizone All Non-Ducted | 20000 | 15000 | 2.5 | 20000 | 1.93
BLUERIDGE | BMM series | 213363376 | HMSR-A-CB-O | BMM36HH2C |  | Multizone All Non-Ducted | 36000 | 27400 | 2.5 | 36000 | 1.95
MDV | MSAG series | 207641232 | HMSR-A-CB-O | M2OA-18HFN1-M* |  | Multizone All Non-Ducted | 19000 | 14400 | 2.5 | 14000 | 2.22
MDV | MSAG series | 207641236 | HMSR-A-CB-O | M2OI-18HFN1-M* |  | Multizone All Non-Ducted | 20000 | 13500 | 2.5 | 20000 | 2
BLUERIDGE |  | 207641279 | HMSR-A-CB-O | BMM18C |  | Multizone All Non-Ducted | 19000 | 14400 | 2.5 | 14000 | 2.22
MDV | MSAB series | 207339191 | HMSR-A-CB-O | M2OA-18HFN1-MQ1 |  | Multizone All Non-Ducted | 19000 | 13500 | 2.6 | 14000 | 2
MDV | MSAB series | 207339192 | HMSR-A-CB-O | M3OH-27HFN1-MQ1 |  | Multizone All Non-Ducted | 27000 | 20000 | 2.5 | 20000 | 2
MRCOOL |  | 207339195 | HMSR-A-CB-O | DIY-MULTI3-27HP230C |  | Multizone All Non-Ducted | 27000 | 20000 | 2.5 | 20000 | 2
MRCOOL |  | 207339196 | HMSR-A-CB-O | DIY-MULTI2-18HP230C |  | Multizone All Non-Ducted | 19000 | 13500 | 2.6 | 14000 | 2
MDV | MSEP seris | 207617649 | HMSR-A-CB-O | M3OJ-24HFN1-M |  | Multizone All Non-Ducted | 25000 | 20400 | 2.5 | 20000 | 2.06
MDV |  | 207617657 | HMSR-A-CB-O | M5OG-42HFN1-M-[X] | MSEPB-09HRFN1-MY5W(GA) | Multizone All Non-Ducted | 48000 | 30000 | 2.5 | 48000 | 2
MDV | MSEP seris | 206716986 | HMSR-A-CB-O | M2OI-18HFN1-M |  | Multizone All Non-Ducted | 20000 | 15000 | 2.5 | 20000 | 1.93
KANIONCO |  | 205645144 | HMSR-A-CB-O | KWSMO-18R410AIH |  | Multizone All Non-Ducted | 19000 | 12000 | 2.79 | 10205 | 1.97
KANIONCO |  | 205645145 | HMSR-A-CB-O | KWSMO-30R410AIH |  | Multizone All Non-Ducted | 28000 | 17200 | 2.8 | 17040 | 1.97
KARDA |  | 205724750 | HMSR-A-CB-O | 2KARDA27MZ3 |  | Multizone All Non-Ducted | 28000 | 17200 | 2.8 | 17040 | 1.97
MDV | MSEP seris | 206714975 | HMSR-A-CB-O | M3OJ-27HFN1-M |  | Multizone All Non-Ducted | 28000 | 21000 | 2.5 | 20000 | 2.11
C&H |  | 205047864 | HMSR-A-CB-O | CH-HYP36MSPH-230VO |  | Multizone All Non-Ducted | 36000 | 23200 | 2.78 | 36037 | 1.96
C&H |  | 205104722 | HMSR-A-CB-O | CH18MSPH230VO |  | Multizone All Non-Ducted | 19000 | 12000 | 2.79 | 10205 | 1.97
CANAIR |  | 205306868 | HMSR-A-CB-O | C23MC327H21 |  | Multizone All Non-Ducted | 24000 | 17200 | 2.8 | 17040 | 1.97
NAPOLEON |  | 203363530 | HMSR-A-CB-O | NMZO-27F-B |  | Multizone All Non-Ducted | 28000 | 17200 | 2.8 | 17040 | 1.97
EMI |  | 203514060 | HMSR-A-CB-O | DHMZ436DA |  | Multizone All Non-Ducted | 36000 | 23200 | 2.78 | 36037 | 1.96
MOOVAIR |  | 204005752 | HMSR-A-CB-O | DM36HOM25230X3 |  | Multizone All Non-Ducted | 36000 | 23200 | 2.78 | 36037 | 1.96
ELIOS |  | 204005786 | HMSR-A-CB-O | DE36HOM25230X3 |  | Multizone All Non-Ducted | 36000 | 23200 | 2.78 | 36037 | 1.96
EMI |  | 204853572 | HMSR-A-CB-O | MZ3H27DAA |  | Multizone All Non-Ducted | 28000 | 17200 | 2.8 | 17040 | 1.97
EMI |  | 204853571 | HMSR-A-CB-O | MZ2H18DAA |  | Multizone All Non-Ducted | 19000 | 12000 | 2.79 | 10205 | 1.97
MOOVAIR |  | 202635804 | HMSR-A-CB-O | DM27HOM23230X2 |  | Multizone All Non-Ducted | 28000 | 17200 | 2.8 | 17040 | 1.97
MOOVAIR |  | 202635803 | HMSR-A-CB-O | DM18HOM23230X2 |  | Multizone All Non-Ducted | 19000 | 12000 | 2.79 | 10205 | 1.97
C&H |  | 202832586 | HMSR-A-CB-O | CH28MSPH230VO |  | Multizone All Non-Ducted | 28000 | 17200 | 2.8 | 17040 | 1.97
ELIOS |  | 203238504 | HMSR-A-CB-O | DE18HOM23230X2 |  | Multizone All Non-Ducted | 19000 | 12000 | 2.79 | 10205 | 1.97
ELIOS |  | 203238506 | HMSR-A-CB-O | DE27HOM23230X2 |  | Multizone All Non-Ducted | 28000 | 17200 | 2.8 | 17040 | 1.97
MOOVAIR |  | 203238518 | HMSR-A-CB-O | DM27HOM23230X2 |  | Multizone All Non-Ducted | 28000 | 17200 | 2.8 | 17040 | 1.97
MOOVAIR |  | 203238516 | HMSR-A-CB-O | DM18HOM23230X2 |  | Multizone All Non-Ducted | 19000 | 12000 | 2.79 | 10205 | 1.97
DIRECT AIR |  | 203269784 | HMSR-A-CB-O | M4OH-36HFN1-M |  | Multizone All Non-Ducted | 36000 | 23200 | 2.78 | 36037 | 1.96
COMFORTSTAR |  | 202575873 | HMSR-A-CB-O | CM4-36-4ZX |  | Multizone All Non-Ducted | 36000 | 23200 | 2.78 | 36037 | 1.96
PERFECTAIRE |  | 202585746 | HMSR-A-CB-O | 2PAMSH27-MZO3 |  | Multizone All Non-Ducted | 28000 | 17200 | 2.82 | 16820 | 1.95
KARDA |  | 202608467 | HMSR-A-CB-O | 2PAMSH27-MZO3 |  | Multizone All Non-Ducted | 28000 | 17200 | 2.82 | 16820 | 1.95
COMFORTSTAR |  | 201763956 | HMSR-A-CB-O | CM2-18-2Z |  | Multizone All Non-Ducted | 19000 | 12000 | 2.79 | 10205 | 1.97
COMFORTSTAR |  | 201763958 | HMSR-A-CB-O | CM3-27-3Z |  | Multizone All Non-Ducted | 28000 | 17200 | 2.8 | 17040 | 1.97
COMFORT-AIRE |  | 201810036 | HMSR-A-CB-O | A-VMH36QU-1 |  | Multizone All Non-Ducted | 36000 | 23200 | 2.78 | 36000 | 1.96
CENTURY |  | 201862959 | HMSR-A-CB-O | A-VMH36QU-1 |  | Multizone All Non-Ducted | 36000 | 23200 | 2.78 | 36000 | 1.96
KERR |  | 201866481 | HMSR-A-CB-O | A-KMH36QU-1 |  | Multizone All Non-Ducted | 36000 | 23200 | 2.78 | 36037 | 1.96
DIRECT AIR |  | 8994012 | HMSR-A-CB-O | M3OF-27HFN1-M |  | Multizone All Non-Ducted | 28000 | 17200 | 2.82 | 16820 | 1.95
MDV |  | 8994415 | HMSR-A-CB-O | M4OH-36HFN1-M | CS11M-09HRFN1-MX0W(A) | Multizone All Non-Ducted | 36000 | 23200 | 2.78 | 36037 | 1.96
MDV |  | 8856675 | HMSR-A-CB-O | M2OF-18HFN1-M | CS11M-09HRFN1-MX0W(A) | Multizone All Non-Ducted | 19000 | 12000 | 2.79 | 10205 | 1.97
MDV |  | 8856676 | HMSR-A-CB-O | M3OF-27HFN1-M | CS11M-09HRFN1-MX0W(A) | Multizone All Non-Ducted | 28000 | 17200 | 2.8 | 17040 | 1.97
SENVILLE |  | 8858355 | HMSR-A-CB-O | SENA/30HF/MOZ |  | Multizone All Non-Ducted | 28000 | 17200 | 2.8 | 17040 | 1.97
SENVILLE |  | 8858354 | HMSR-A-CB-O | SENA/18HF/MOZ |  | Multizone All Non-Ducted | 19000 | 12000 | 2.79 | 10205 | 1.97
MRCOOL |  | 8977707 | HMSR-A-CB-O | MULTI2-18HP230V1 |  | Multizone All Non-Ducted | 19000 | 12000 | 2.79 | 10205 | 1.97
MRCOOL |  | 8977708 | HMSR-A-CB-O | MULTI3-27HP230V1 |  | Multizone All Non-Ducted | 28000 | 17200 | 2.8 | 17040 | 1.97
KINGHOME | 17 SEER DC inverter rooftop unit | 213685846 | HSP-A | KRH02TCU |  | Multizone All Ducted | 24000 | 23400 | 3.63 | 24000 | 2.61
TOSOT | 17 SEER DC inverter rooftop unit | 213386671 | HSP-A | TK-H02TCNAA-TU |  | Multizone All Ducted | 24000 | 23400 | 3.63 | 24000 | 2.61
MITSUBISHI ELECTRIC | M-Series | 209424920 | HMSR-A-CB-O | MXZ-2C20NA4*** |  | Multizone All Non-Ducted | 22000 | 13500 | 2.91 | 11100 | 2.03
MITSUBISHI ELECTRIC | M-Series | 211289244 | HRCU-A-CB-O | SUZ-KA09NA2 | SLZ-KF09NA* | Singlezone Non-Ducted, Ceiling Placement | 11000 | 6900 | 2.5 | 5600 | 3.04
TRANE / MITSUBISHI ELECTRIC | NV-Series | 211497097 | HRCU-A-CB-O | NTXSKS09A112AA | NTXCKS09A112** | Singlezone Non-Ducted, Ceiling Placement | 11000 | 6900 | 2.5 | 5600 | 3.04
TRANE / MITSUBISHI ELECTRIC | NV-Series | 207702765 | HRCU-A-CB | NTXSKS18A112** | PEAD-A18AA* | Singlezone Ducted, Compact Ducted | 21600 | 14000 | 2.85 | 12000 | 2.86
TRANE / MITSUBISHI ELECTRIC | NV-Series | 207702767 | HRCU-A-CB | NTXSKS18A112** | TPEADA0181AA*** | Singlezone Ducted, Compact Ducted | 21600 | 14000 | 2.85 | 12000 | 2.86
MITSUBISHI ELECTRIC | M-Series | 207702711 | HRCU-A-CB | SUZ-KA18NA2 | PEAD-A18AA* | Singlezone Ducted, Compact Ducted | 21600 | 14000 | 2.85 | 12000 | 2.86
TRANE / MITSUBISHI ELECTRIC | NV-Series | 211497070 | HRCU-A-CB | NTXSKS18A112AA | NAXAMT18A112** | Singlezone Ducted, Centrally Ducted | 21600 | 14000 | 2.81 | 12200 | 2.88
MITSUBISHI ELECTRIC | M-Series | 211289259 | HRCU-A-CB | SUZ-KA18NA2 | SVZ-KP18NA* | Singlezone Ducted, Centrally Ducted | 21600 | 14000 | 2.81 | 12200 | 2.88
TRANE / MITSUBISHI ELECTRIC | NV-Series | 202392239 | HRCU-A-CB | NTXSKS18A112AA | NTXAMT18A112AA | Singlezone Ducted, Centrally Ducted | 21600 | 14000 | 2.81 | 12200 | 2.88
MITSUBISHI ELECTRIC | M-Series | 211289257 | HRCU-A-CB | SUZ-KA12NA2 | SVZ-KP12NA* | Singlezone Ducted, Centrally Ducted | 15000 | 9900 | 2.59 | 7800 | 2.75
TRANE / MITSUBISHI ELECTRIC | M-Series | 202392223 | HRCU-A-CB | NTXSKS12A112AA | NTXAMT12A112AA | Singlezone Ducted, Centrally Ducted | 15000 | 9900 | 2.59 | 7800 | 2.75
TRANE / MITSUBISHI ELECTRIC | M-Series | 211497069 | HRCU-A-CB | NTXSKS12A112AA | NAXAMT12A112** | Singlezone Ducted, Centrally Ducted | 15000 | 9900 | 2.59 | 7800 | 2.75
MITSUBISHI ELECTRIC | M-Series | 211289254 | HRCU-A-CB-O | SUZ-KA18NA2 | SLZ-KF18NA* | Singlezone Non-Ducted, Ceiling Placement | 19700 | 12900 | 2.68 | 9800 | 2.37
MITSUBISHI ELECTRIC | M-Series | 207699125 | HRCU-A-CB-O | SUZ-KA18NA2 | MLZ-KP18NA* | Singlezone Non-Ducted, Ceiling Placement | 20000 | 13100 | 2.63 | 10700 | 2.55
TRANE / MITSUBISHI ELECTRIC | M-Series | 211497094 | HRCU-A-CB-O | NTXSKS18A112AA | NTXCKS18A112** | Singlezone Non-Ducted, Ceiling Placement | 19700 | 12900 | 2.68 | 9800 | 2.37
TRANE / MITSUBISHI ELECTRIC | M-Series | 207699143 | HRCU-A-CB-O | NTXSKS18A112** | NTXUKS18A112** | Singlezone Non-Ducted, Ceiling Placement | 20000 | 13100 | 2.63 | 10700 | 2.55
MITSUBISHI ELECTRIC | M-Series | 207699122 | HRCU-A-CB-O | SUZ-KA12NA2 | MLZ-KP12NA* | Singlezone Non-Ducted, Ceiling Placement | 15400 | 9900 | 2.84 | 7900 | 2.36
TRANE / MITSUBISHI ELECTRIC | M-Series | 207699141 | HRCU-A-CB-O | NTXSKS12A112** | NTXUKS12A112** | Singlezone Non-Ducted, Ceiling Placement | 15400 | 9900 | 2.84 | 7900 | 2.36
MITSUBISHI ELECTRIC | M-Series | 207702701 | HRCU-A-CB | SUZ-KA12NA2 | PEAD-A12AA* | Singlezone Ducted, Compact Ducted | 15000 | 9700 | 2.66 | 7900 | 2.86
TRANE / MITSUBISHI ELECTRIC | NV-Series | 207702759 | HRCU-A-CB | NTXSKS12A112** | PEAD-A12AA* | Singlezone Ducted, Compact Ducted | 15000 | 9700 | 2.66 | 7900 | 2.86
MITSUBISHI ELECTRIC | M-Series | 209836197 | HMSR-A-CB-O | MXZ-2C20NA3*** |  | Multizone All Non-Ducted | 22000 | 13500 | 3.04 | 11100 | 2.03
AMANA | ASZS6 | 213815741 | HRCU-A-CB | ASZS60481EA* | CAPEA6030*4A*+MBVK20DP1X00A* | Singlezone Ducted, Centrally Ducted | 44000 | 28000 | 2.67 | 31000 | 2.22
AMANA | ASZS6 | 213815740 | HRCU-A-CB | ASZS60421EA* | CAPEA6030*4A*+MBVK20DP1X00A* | Singlezone Ducted, Centrally Ducted | 40000 | 28000 | 2.67 | 30600 | 2.19
AMANA | ASZS6 | 213815739 | HRCU-A-CB | ASZS60361EA* | CAPEA4830*4A*+MBVK16CP1X00A* | Singlezone Ducted, Centrally Ducted | 34200 | 23000 | 2.59 | 29000 | 2
AMANA | ASZS6 | 213815738 | HRCU-A-CB | ASZS60361EA* | CAPEA6030*4A*+MBVK20DP1X00A* | Singlezone Ducted, Centrally Ducted | 34200 | 23000 | 2.59 | 30000 | 2.11
AMANA | ASZS6 | 213815737 | HRCU-A-CB | ASZS60241EA* | CAPEA3026*4A*+MBVK16CP1X00A* | Singlezone Ducted, Centrally Ducted | 23000 | 16000 | 2.65 | 16100 | 2
AMANA | ASZS6 | 213815736 | HRCU-A-CB | ASZS60241EA* | CAPEA3026*4A*+MBVK12BP1X00A* | Singlezone Ducted, Centrally Ducted | 23000 | 16000 | 2.65 | 16100 | 2
AMANA | ASZS6 | 213815735 | HRCU-A-CB | ASZS60241EA* | CAPEA2422*4A*+MBVK16CP1X00A* | Singlezone Ducted, Centrally Ducted | 23000 | 16000 | 2.65 | 16100 | 2
AMANA | ASZS6 | 213815734 | HRCU-A-CB | ASZS60241EA* | CAPEA2422*4A*+MBVK12BP1X00A* | Singlezone Ducted, Centrally Ducted | 23000 | 16000 | 2.65 | 16100 | 2
DAIKIN | Daikin Fit | 213815733 | HRCU-A-CB | DZ6VSA481EA* | CAPEA6030*4A*+MBVK20DP1X00A* | Singlezone Ducted, Centrally Ducted | 44000 | 28000 | 2.67 | 31000 | 2.22
DAIKIN | Daikin Fit | 213815732 | HRCU-A-CB | DZ6VSA421EA* | CAPEA6030*4A*+MBVK20DP1X00A* | Singlezone Ducted, Centrally Ducted | 40000 | 28000 | 2.67 | 30600 | 2.19
DAIKIN | Daikin Fit | 213815731 | HRCU-A-CB | DZ6VSA361EA* | CAPEA4830*4A*+MBVK16CP1X00A* | Singlezone Ducted, Centrally Ducted | 34200 | 23000 | 2.59 | 29000 | 2
DAIKIN | Daikin Fit | 213815730 | HRCU-A-CB | DZ6VSA361EA* | CAPEA6030*4A*+MBVK20DP1X00A* | Singlezone Ducted, Centrally Ducted | 34200 | 23000 | 2.59 | 30000 | 2.11
DAIKIN | Daikin Fit | 213815729 | HRCU-A-CB | DZ6VSA241EA* | CAPEA3026*4A*+MBVK16CP1X00A* | Singlezone Ducted, Centrally Ducted | 23000 | 16000 | 2.65 | 16100 | 2
DAIKIN | Daikin Fit | 213815728 | HRCU-A-CB | DZ6VSA241EA* | CAPEA3026*4A*+MBVK12BP1X00A* | Singlezone Ducted, Centrally Ducted | 23000 | 16000 | 2.65 | 16100 | 2
DAIKIN | Daikin Fit | 213815727 | HRCU-A-CB | DZ6VSA241EA* | CAPEA2422*4A*+MBVK16CP1X00A* | Singlezone Ducted, Centrally Ducted | 23000 | 16000 | 2.65 | 16100 | 2
DAIKIN | Daikin Fit | 213815726 | HRCU-A-CB | DZ6VSA241EA* | CAPEA2422*4A*+MBVK12BP1X00A* | Singlezone Ducted, Centrally Ducted | 23000 | 16000 | 2.65 | 16100 | 2
AMANA | ASZS6 | 213613306 | HRCU-A-CB | ASZS60361EA* | AHVE42CP1400B* | Singlezone Ducted, Centrally Ducted | 34200 | 23000 | 2.59 | 29000 | 2
DAIKIN | Daikin Fit | 213613334 | HRCU-A-CB | DZ6VSA361EA* | DFVE42CP1400B* | Singlezone Ducted, Centrally Ducted | 34200 | 23000 | 2.59 | 29000 | 2
AMANA | ASZS6 | 213613304 | HRCU-A-CB | ASZS60481EA* | AHVE60DP1400B* | Singlezone Ducted, Centrally Ducted | 44000 | 28000 | 2.67 | 31000 | 2.22
AMANA | ASZS6 | 213613303 | HRCU-A-CB | ASZS60421EA* | AHVE60DP1400B* | Singlezone Ducted, Centrally Ducted | 40000 | 28000 | 2.67 | 30600 | 2.19
AMANA | ASZS6 | 213613302 | HRCU-A-CB | ASZS60361EA* | AHVE48DP1400B* | Singlezone Ducted, Centrally Ducted | 34200 | 23000 | 2.59 | 30000 | 2.11
AMANA | ASZS6 | 213613305 | HRCU-A-CB | ASZS60361EA* | AHVE60DP1400B* | Singlezone Ducted, Centrally Ducted | 34200 | 23000 | 2.59 | 30000 | 2.11
AMANA | ASZS6 | 213613301 | HRCU-A-CB | ASZS60241EA* | AHVE36CP1400B* | Singlezone Ducted, Centrally Ducted | 23000 | 16000 | 2.65 | 16100 | 2
DAIKIN | Daikin Fit | 213613332 | HRCU-A-CB | DZ6VSA481EA* | DFVE60DP1400B* | Singlezone Ducted, Centrally Ducted | 44000 | 28000 | 2.67 | 31000 | 2.22
DAIKIN | Daikin Fit | 213613331 | HRCU-A-CB | DZ6VSA421EA* | DFVE60DP1400B* | Singlezone Ducted, Centrally Ducted | 40000 | 28000 | 2.67 | 30600 | 2.19
DAIKIN | Daikin Fit | 213613330 | HRCU-A-CB | DZ6VSA361EA* | DFVE48DP1400B* | Singlezone Ducted, Centrally Ducted | 34200 | 23000 | 2.59 | 30000 | 2.11
DAIKIN | Daikin Fit | 213613333 | HRCU-A-CB | DZ6VSA361EA* | DFVE60DP1400B* | Singlezone Ducted, Centrally Ducted | 34200 | 23000 | 2.59 | 30000 | 2.11
DAIKIN | Daikin Fit | 213613329 | HRCU-A-CB | DZ6VSA241EA* | DFVE36CP1400B* | Singlezone Ducted, Centrally Ducted | 23000 | 16000 | 2.65 | 16100 | 2
GE APPLIANCES |  | 206842132 | HRCU-A-CB-O | ASH109URDSE* | ASYW09URDWD* | Singlezone Non-Ducted, Wall Placement | 10000 | 6500 | 2.89 | 12000 | 2.11
GE APPLIANCES |  | 206842134 | HRCU-A-CB-O | ASH118URDSE* | ASYW18URDWD* | Singlezone Non-Ducted, Wall Placement | 20000 | 15300 | 2.7 | 20000 | 2.34
SAMSUNG | FJM Max Heat | 207349917 | HMSR-A-CB-O | AJ020BXS3CH |  | Multizone All Non-Ducted | 22000 | 13100 | 3.28 | 22000 | 1.95
SAMSUNG | DVM S Eco | 205230040 | HMSR-A-CB-O | AM053TXMDCH |  | Multizone All Non-Ducted | 61000 | 36400 | 2.67 | 43000 | 2.14
SAMSUNG | DVM S Eco | 205142810 | HMSR-A-CB-O | AM048TXMDCH |  | Multizone All Non-Ducted | 54000 | 31600 | 2.81 | 38000 | 2.06
SAMSUNG | DVM S Eco | 205142809 | HMSR-A-CB-O | AM036TXMDCH |  | Multizone All Non-Ducted | 42000 | 25000 | 2.93 | 31000 | 2.09
SAMSUNG | DVM S Eco | 202098116 | HMSR-A-CB-O | AM036NXMDCR |  | Multizone All Non-Ducted | 42000 | 25000 | 2.93 | 31000 | 2.09
SAMSUNG | DVM S Eco | 202083810 | HMSR-A-CB-O | AM053NXMDCR |  | Multizone All Non-Ducted | 61000 | 36400 | 2.67 | 43000 | 2.14
SAMSUNG | DVM S Eco | 202057118 | HMSR-A-CB-O | AM048NXMDCR |  | Multizone All Non-Ducted | 54000 | 31600 | 2.81 | 38000 | 2.06
BOSCH | Inverter Ducted Split Family (IDS) | 214053824 | HRCU-A-CB | BOVD-36HDN1-M20G | BVA-36WN1-M20 | Singlezone Ducted, Centrally Ducted | 34200 | 28000 | 2.5 | 24000 | 1.9
RUSSELL |  | 214066929 | HRCU-A-CB | RD17AZ36AJ3N | TCFZ3621MTANM | Singlezone Ducted, Centrally Ducted | 34200 | 23000 | 2.8 | 17800 | 2.3
RHEEM |  | 214066927 | HRCU-A-CB | RD17AZ36AJ3N | RCFZ3621MTANM | Singlezone Ducted, Centrally Ducted | 34200 | 23000 | 2.7 | 17900 | 2.3
BOSCH | Inverter Ducted Split Family (IDS) | 214053805 | HRCU-A-CB | BOVC-36HDN1-M20G | BVA-36WN1-M20 | Singlezone Ducted, Centrally Ducted | 34200 | 28000 | 2.5 | 24000 | 1.9
FRIEDRICH | Breeze | 214061914 | HRCU-A-C | WFPU18Z483C | DC61A44-245R | Singlezone Ducted, Centrally Ducted | 42000 | 31200 | 3.22 | 34600 | 2.08
FRIEDRICH | Breeze | 213795617 | HRCU-A-CB | WFPU18Z363C | WFH36Z193C | Singlezone Ducted, Centrally Ducted | 35000 | 24000 | 2.5 | 25200 | 2.1
RUUD |  | 214066919 | HRCU-A-CB | RD17AZ36AJ3N | RCFZ3621MTANM | Singlezone Ducted, Centrally Ducted | 34200 | 31400 | 3.65 | 29600 | 1.9
TEMPSTAR | DLC-series | 208447756 | HRCU-A-CB-O | DLCERBH09AAK | DLFEHBH09XAK | Singlezone Non-Ducted, Wall Placement | 10000 | 6000 | 2.51 | 6933 | 1.97
SMART COMFORT | DLC-series | 208447764 | HRCU-A-CB-O | DLCERBH09AAK | DLFEHBH09XAK | Singlezone Non-Ducted, Wall Placement | 10000 | 6000 | 2.51 | 6933 | 1.97
RHEEM |  | 214066911 | HRCU-A-CB | RD17AZ36AJ3N | RCFZ3621MTANM | Singlezone Ducted, Centrally Ducted | 34200 | 23000 | 2.7 | 17900 | 2.3
LPS Legacy | DLC-series | 211756601 | HRCU-A-CB-O | DLCERBH09AAK | DLFEHBH09XAK | Singlezone Non-Ducted, Wall Placement | 10000 | 6000 | 2.51 | 6933 | 1.97
KENMORE | DLC-series | 208447740 | HRCU-A-CB-O | DLCERBH09AAK | DLFEHBH09XAK | Singlezone Non-Ducted, Wall Placement | 10000 | 6000 | 2.51 | 6933 | 1.97
KEEPRITE | DLC-series | 208447732 | HRCU-A-CB-O | DLCERBH09AAK | DLFEHBH09XAK | Singlezone Non-Ducted, Wall Placement | 10000 | 6000 | 2.51 | 6933 | 1.97
HEIL | DLC-series | 208447724 | HRCU-A-CB-O | DLCERBH09AAK | DLFEHBH09XAK | Singlezone Non-Ducted, Wall Placement | 10000 | 6000 | 2.51 | 6933 | 1.97
DAY & NIGHT | DLC-series | 208447716 | HRCU-A-CB-O | DLCERBH09AAK | DLFEHBH09XAK | Singlezone Non-Ducted, Wall Placement | 10000 | 6000 | 2.51 | 6933 | 1.97
COMFORTMAKER | DLC-series | 208447708 | HRCU-A-CB-O | DLCERBH09AAK | DLFEHBH09XAK | Singlezone Non-Ducted, Wall Placement | 10000 | 6000 | 2.51 | 6933 | 1.97
ARCOAIRE | DLC-series | 208447700 | HRCU-A-CB-O | DLCERBH09AAK | DLFEHBH09XAK | Singlezone Non-Ducted, Wall Placement | 10000 | 6000 | 2.51 | 6933 | 1.97
RHEEM |  | 214066888 | HRCU-A-CB | RD17AZ36AJ3N | RCFZ3621MTANM | Singlezone Ducted, Centrally Ducted | 34200 | 23200 | 2.7 | 18000 | 2.3
AIRQUEST | DLC-series | 208447772 | HRCU-A-CB-O | DLCERBH09AAK | DLFEHBH09XAK | Singlezone Non-Ducted, Wall Placement | 10000 | 6000 | 2.51 | 6933 | 1.97
MIDEA | DLC-series | 208447748 | HRCU-A-CB-O | DLCERBH09AAK | DLFEHBH09XAK | Singlezone Non-Ducted, Wall Placement | 10000 | 6000 | 2.51 | 6933 | 1.97
AI AIR CONDITIONING |  | 213769927 | HRCU-A-CB | AUO18-60N1-M3H | AUH2-60N1-DM3E | Singlezone Ducted, Centrally Ducted | 59000 | 42000 | 2.6 | 54356 | 1.91
AI AIR CONDITIONING |  | 213769923 | HRCU-A-CB | AUO18-24N1-M3H | AUH2-24N1-BM3E | Singlezone Ducted, Centrally Ducted | 24000 | 19200 | 2.5 | 24071 | 1.91
AI AIR CONDITIONING |  | 213769922 | HRCU-A-CB | AUO18-18N1-M3H | AUH2-18N1-BM3E | Singlezone Ducted, Centrally Ducted | 19000 | 13500 | 2.6 | 18629 | 2.04
AC PRO.COM |  | 214010093 | HRCU-A-C | AOX430-24HFN1-MR0 | AAC-24HWDN1-MN0 | Singlezone Ducted, Centrally Ducted | 25600 | 22000 | 2.5 | 18500 | 2.2
AI AIR CONDITIONING |  | 213769958 | HMSR-A-CB-O | A4MO22-36N1-M1H |  | Multizone All Non-Ducted | 36000 | 27400 | 2.5 | 36000 | 1.95
AI AIR CONDITIONING |  | 213769965 | HMSV-A-CB | A5MO22-55N1-M1H |  | Multizone All Ducted | 55000 | 35200 | 2.5 | 47000 | 1.94
RUUD |  | 214066845 | HRCU-A-CB | RD17AZ36AJ3N | RCFZ3621MTANM | Singlezone Ducted, Centrally Ducted | 34200 | 23200 | 2.7 | 18000 | 2.3
RUUD |  | 214066843 | HRCU-A-CB | RD17AZ36AJ3N | RCFZ3621MTANM | Singlezone Ducted, Centrally Ducted | 34200 | 23000 | 2.7 | 17900 | 2.3
AI AIR CONDITIONING |  | 213769952 | HMSR-A-CB-O | A2MO22-18N1-M1H |  | Multizone All Non-Ducted | 20000 | 13500 | 2.5 | 20000 | 2
ZERO |  | 213917750 | HRCU-A-CB-O | ZMSB-18HV-USHH | ZMSB-18HV-USHH | Singlezone Non-Ducted, Wall Placement | 18000 | 14100 | 2.65 | 12829 | 2.35
BLUEFIN |  | 213769906 | HRCU-A-CB-O | BFMS18PL-01O | BFMS18PL-01I | Singlezone Non-Ducted, Wall Placement | 18000 | 14100 | 2.65 | 12829 | 2.35
AI AIR CONDITIONING |  | 213769940 | HRCU-A-CB-O | AO24-18N1-M1H | AW25-18N1-M1 | Singlezone Non-Ducted, Wall Placement | 18000 | 14100 | 2.65 | 12829 | 2.35
AI AIR CONDITIONING |  | 213769938 | HRCU-A-CB-O | AO24-09N1-M1H | AW25-09N1-M1 | Singlezone Non-Ducted, Wall Placement | 10000 | 8100 | 2.7 | 8564 | 2.22
BLUEFIN |  | 213769908 | HRCU-A-CB-O | BFMS09PL-01O | BFMS09PL-01I | Singlezone Non-Ducted, Wall Placement | 10000 | 8100 | 2.7 | 8564 | 2.22
ZERO |  | 213917748 | HRCU-A-CB-O | ZMSB-09HV-USHH | ZMSB-09HV-USHH | Singlezone Non-Ducted, Wall Placement | 10000 | 8100 | 2.7 | 8564 | 2.22
RUSSELL |  | 214066821 | HRCU-A-CB | RD17AZ36AJ3N | TCFZ3621MTANM | Singlezone Ducted, Centrally Ducted | 34200 | 23000 | 2.7 | 17900 | 2.3
SURE |  | 214066813 | HRCU-A-CB | RD17AZ36AJ3N | TCFZ3621MTANM | Singlezone Ducted, Centrally Ducted | 34200 | 23000 | 2.7 | 17900 | 2.3
BLUEFIN |  | 213769912 | HRCU-A-CB-O | BFMS09BA-01O | BFMS09BA-01I | Singlezone Non-Ducted, Wall Placement | 10000 | 6000 | 2.51 | 6933 | 1.97
AI AIR CONDITIONING |  | 213769930 | HRCU-A-CB-O | AO21-09N1-M1 | AW21-09N1-M1 | Singlezone Non-Ducted, Wall Placement | 10000 | 6000 | 2.51 | 6933 | 1.97
AI AIR CONDITIONING |  | 213769939 | HRCU-A-CB-O | AO24-12N1-M1H | AW25-12N1-M1 | Singlezone Non-Ducted, Wall Placement | 12000 | 10000 | 2.69 | 8820 | 2.25
BLUEFIN |  | 213769909 | HRCU-A-CB-O | BFMS12PL-01O | BFMS12PL-01I | Singlezone Non-Ducted, Wall Placement | 12000 | 10000 | 2.69 | 8820 | 2.25
ZERO |  | 213917749 | HRCU-A-CB-O | ZMSB-12HV-USHH | ZMSB-12HV-USHH | Singlezone Non-Ducted, Wall Placement | 12000 | 10000 | 2.69 | 8820 | 2.25
AI AIR CONDITIONING |  | 213927638 | HRCU-A-CB-O | AO25-12N1-B1H | AW25-12N1-B1 | Singlezone Non-Ducted, Wall Placement | 12000 | 8900 | 2.75 | 6858 | 2.07
AI AIR CONDITIONING |  | 213769937 | HRCU-A-CB-O | AO24-12N1-B1H | AW24-12N1-B1 | Singlezone Non-Ducted, Wall Placement | 12000 | 8900 | 2.75 | 6858 | 2.07
KERR | A-series | 213916259 | HRCU-A-CB-O | A-KMH12SV-1 | B-KMH12FV-1 | Singlezone Non-Ducted, Wall Placement | 12000 | 10200 | 2.72 | 12300 | 2.1
COMFORT-AIRE | A-series | 213916260 | HRCU-A-CB-O | A-VMH12SV-1 | B-VMH12FV-1 | Singlezone Non-Ducted, Wall Placement | 12000 | 10200 | 2.72 | 12300 | 2.1
LG | Multi F LGRED | 10445374 | HMSR-A-CB-O | LMU240HHV |  | Multizone All Non-Ducted | 26000 | 17400 | 2.8 | 26000 | 2.1
LG | Multi F Max LGRED | 10445376 | HMSR-A-CB-O | LMU300HHV |  | Multizone All Non-Ducted | 28600 | 18900 | 2.8 | 28600 | 2.16
SURE |  | 214066789 | HRCU-A-CB | RD17AZ36AJ3N | TCFZ3621MTANM | Singlezone Ducted, Centrally Ducted | 34200 | 23000 | 2.8 | 17800 | 2.3
LG | Multi F Max | 206716999 | HMSR-A-CB-O | LMU481HV |  | Multizone All Non-Ducted | 54000 | 33800 | 2.5 | 38120 | 2.13
LG | Multi F Max LGRED | 206717007 | HMSR-A-CB-O | LMU361HHV |  | Multizone All Non-Ducted | 45000 | 29600 | 2.8 | 45000 | 2.27
LG | Multi F Max LGRED | 206717001 | HMSR-A-CB-O | LMU421HHV |  | Multizone All Non-Ducted | 48000 | 31600 | 2.72 | 48000 | 2.29
LG | Multi F Max LGRED | 206717002 | HMSR-A-CB-O | LMU480HHV |  | Multizone All Non-Ducted | 52500 | 35000 | 2.63 | 52500 | 2.34
LG | Multi F | 208131886 | HMSR-A-CB-O | LMU243HV |  | Multizone All Non-Ducted | 24600 | 14900 | 2.93 | 18400 | 2.51
LG | Multi F | 208131884 | HMSR-A-CB-O | LMU183HV |  | Multizone All Non-Ducted | 22000 | 13800 | 2.7 | 17700 | 2.3
LG | Multi F | 208131888 | HMSR-A-CB-O | LMU303HV |  | Multizone All Non-Ducted | 32000 | 20000 | 2.73 | 24000 | 2.68
LG | Multi F | 208131890 | HMSR-A-CB-O | LMU363HV |  | Multizone All Non-Ducted | 36000 | 21000 | 2.7 | 25200 | 2.38
LG | Multi F Max | 210529233 | HMSR-A-CB-O | LMU483HV |  | Multizone All Non-Ducted | 54000 | 33800 | 2.5 | 38120 | 2.13
RUSSELL |  | 214066784 | HRCU-A-CB | RD17AZ36AJ3N | TCFZ3621MTANM | Singlezone Ducted, Centrally Ducted | 34200 | 23000 | 2.7 | 17900 | 2.3
SURE |  | 214066783 | HRCU-A-CB | RD17AZ36AJ3N | TCFZ3621MTANM | Singlezone Ducted, Centrally Ducted | 34200 | 23000 | 2.7 | 17900 | 2.3
SURE |  | 214066776 | HRCU-A-CB | RD17AZ36AJ3N | TCFZ3621MTANM | Singlezone Ducted, Centrally Ducted | 34200 | 23000 | 2.7 | 17900 | 2.3
RUSSELL |  | 214066775 | HRCU-A-CB | RD17AZ36AJ3N | TCFZ3621MTANM | Singlezone Ducted, Centrally Ducted | 34200 | 31200 | 3.63 | 29400 | 1.9
DAIKIN | Daikin Fit | 213872275 | HRCU-A-CB | DZ6VSA481EA* | CA*EA6030*4A* | Singlezone Ducted, Centrally Ducted | 44000 | 28000 | 2.67 | 31000 | 2.22
DAIKIN | Daikin Fit | 213872273 | HRCU-A-CB | DZ6VSA481EA* | CA*EA6030*4A* | Singlezone Ducted, Centrally Ducted | 44000 | 28000 | 2.67 | 31000 | 2.22
DAIKIN | Daikin Fit | 213872271 | HRCU-A-CB | DZ6VSA481EA* | CA*EA6030*4A* | Singlezone Ducted, Centrally Ducted | 44000 | 28000 | 2.67 | 31000 | 2.22
DAIKIN | Daikin Fit | 213872269 | HRCU-A-CB | DZ6VSA481EA* | CA*EA6030*4A* | Singlezone Ducted, Centrally Ducted | 44000 | 28000 | 2.67 | 31000 | 2.22
AMANA | ASZS6 | 213872274 | HRCU-A-CB | ASZS60481EA* | CA*EA6030*4A* | Singlezone Ducted, Centrally Ducted | 44000 | 28000 | 2.67 | 31000 | 2.22
AMANA | ASZS6 | 213872272 | HRCU-A-CB | ASZS60481EA* | CA*EA6030*4A* | Singlezone Ducted, Centrally Ducted | 44000 | 28000 | 2.67 | 31000 | 2.22
AMANA | ASZS6 | 213872270 | HRCU-A-CB | ASZS60481EA* | CA*EA6030*4A* | Singlezone Ducted, Centrally Ducted | 44000 | 28000 | 2.67 | 31000 | 2.22
AMANA | ASZS6 | 213872268 | HRCU-A-CB | ASZS60481EA* | CA*EA6030*4A* | Singlezone Ducted, Centrally Ducted | 44000 | 28000 | 2.67 | 31000 | 2.22
DAIKIN | Daikin Fit | 213872267 | HRCU-A-CB | DZ6VSA421EA* | CA*EA6030*4A* | Singlezone Ducted, Centrally Ducted | 40000 | 28000 | 2.67 | 30600 | 2.19
DAIKIN | Daikin Fit | 213872265 | HRCU-A-CB | DZ6VSA421EA* | CA*EA6030*4A* | Singlezone Ducted, Centrally Ducted | 40000 | 28000 | 2.67 | 30600 | 2.19
DAIKIN | Daikin Fit | 213872263 | HRCU-A-CB | DZ6VSA421EA* | CA*EA6030*4A* | Singlezone Ducted, Centrally Ducted | 40000 | 28000 | 2.67 | 30600 | 2.19
DAIKIN | Daikin Fit | 213872261 | HRCU-A-CB | DZ6VSA421EA* | CA*EA6030*4A* | Singlezone Ducted, Centrally Ducted | 40000 | 28000 | 2.67 | 30600 | 2.19
AMANA | ASZS6 | 213872266 | HRCU-A-CB | ASZS60421EA* | CA*EA6030*4A* | Singlezone Ducted, Centrally Ducted | 40000 | 28000 | 2.67 | 30600 | 2.19
AMANA | ASZS6 | 213872264 | HRCU-A-CB | ASZS60421EA* | CA*EA6030*4A* | Singlezone Ducted, Centrally Ducted | 40000 | 28000 | 2.67 | 30600 | 2.19
AMANA | ASZS6 | 213872262 | HRCU-A-CB | ASZS60421EA* | CA*EA6030*4A* | Singlezone Ducted, Centrally Ducted | 40000 | 28000 | 2.67 | 30600 | 2.19
AMANA | ASZS6 | 213872260 | HRCU-A-CB | ASZS60421EA* | CA*EA6030*4A* | Singlezone Ducted, Centrally Ducted | 40000 | 28000 | 2.67 | 30600 | 2.19
RHEEM |  | 214066758 | HRCU-A-CB | RD17AZ36AJ3N | RCFZ3621MTANM | Singlezone Ducted, Centrally Ducted | 34200 | 23000 | 2.7 | 17900 | 2.3
FRIEDRICH |  | 214066751 | HRCU-A-CB | RD17AZ36AJ3N | TCFZ3621MTANM | Singlezone Ducted, Centrally Ducted | 34200 | 23000 | 2.8 | 17800 | 2.3
SURE |  | 214066736 | HRCU-A-CB | RD17AZ36AJ3N | TCFZ3621MTANM | Singlezone Ducted, Centrally Ducted | 34200 | 23000 | 2.7 | 17900 | 2.3
FRIEDRICH |  | 214066735 | HRCU-A-CB | RD17AZ36AJ3N | TCFZ3621MTANM | Singlezone Ducted, Centrally Ducted | 34200 | 23200 | 2.7 | 18000 | 2.3
FRIEDRICH |  | 214066713 | HRCU-A-CB | RD17AZ36AJ3N | TCFZ3621MTANM | Singlezone Ducted, Centrally Ducted | 34200 | 23000 | 2.7 | 17900 | 2.3
RUSSELL |  | 214066711 | HRCU-A-CB | RD17AZ36AJ3N | TCFZ3621MTANM | Singlezone Ducted, Centrally Ducted | 34200 | 23000 | 2.7 | 17900 | 2.3
RUUD |  | 214066693 | HRCU-A-CB | RD17AZ36AJ3N | RCFZ3621MTANM | Singlezone Ducted, Centrally Ducted | 34200 | 23000 | 2.8 | 17800 | 2.3
RUUD |  | 214066691 | HRCU-A-CB | RD17AZ36AJ3N | RCFZ3621MTANM | Singlezone Ducted, Centrally Ducted | 34200 | 23000 | 2.7 | 17900 | 2.3
FRIEDRICH |  | 214066687 | HRCU-A-CB | RD17AZ36AJ3N | TCFZ3621MTANM | Singlezone Ducted, Centrally Ducted | 34200 | 23000 | 2.7 | 17900 | 2.3
RUSSELL |  | 214066686 | HRCU-A-CB | RD17AZ36AJ3N | TCFZ3621MTANM | Singlezone Ducted, Centrally Ducted | 34200 | 23000 | 2.8 | 17800 | 2.3
SURE |  | 214066685 | HRCU-A-CB | RD17AZ36AJ3N | TCFZ3621MTANM | Singlezone Ducted, Centrally Ducted | 34200 | 23000 | 2.8 | 17800 | 2.3
RUSSELL |  | 214066682 | HRCU-A-CB | RD17AZ36AJ3N | TCFZ3621MTANM | Singlezone Ducted, Centrally Ducted | 34200 | 23000 | 2.7 | 17900 | 2.3
FRIEDRICH |  | 214066634 | HRCU-A-CB | RD17AZ36AJ3N | TCFZ3621MTANM | Singlezone Ducted, Centrally Ducted | 34200 | 23000 | 2.8 | 17800 | 2.3
FRIEDRICH |  | 214066608 | HRCU-A-CB | RD17AZ36AJ3N | TCFZ3621MTANM | Singlezone Ducted, Centrally Ducted | 34200 | 23000 | 2.7 | 17900 | 2.3
RUSSELL |  | 214066586 | HRCU-A-CB | RD17AZ36AJ3N | TCFZ3621MTANM | Singlezone Ducted, Centrally Ducted | 34200 | 23200 | 2.7 | 18000 | 2.3
SURE |  | 214066581 | HRCU-A-CB | RD17AZ36AJ3N | TCFZ3621MTANM | Singlezone Ducted, Centrally Ducted | 34200 | 23200 | 2.7 | 18000 | 2.3
RUUD |  | 214066574 | HRCU-A-CB | RD17AZ36AJ3N | RCFZ3621MTANM | Singlezone Ducted, Centrally Ducted | 34200 | 23000 | 2.7 | 17900 | 2.3
RHEEM |  | 214066572 | HRCU-A-CB | RD17AZ36AJ3N | RCFZ3621MTANM | Singlezone Ducted, Centrally Ducted | 34200 | 23000 | 2.8 | 17800 | 2.3
RUUD |  | 214066559 | HRCU-A-CB | RD17AZ36AJ3N | RCFZ3621MTANM | Singlezone Ducted, Centrally Ducted | 34200 | 23000 | 2.8 | 17800 | 2.3
RHEEM |  | 214066555 | HRCU-A-CB | RD17AZ36AJ3N | RCFZ3621MTANM | Singlezone Ducted, Centrally Ducted | 34200 | 23000 | 2.7 | 17900 | 2.3
RHEEM |  | 214066552 | HRCU-A-CB | RD17AZ36AJ3N | RCFZ3621MTANM | Singlezone Ducted, Centrally Ducted | 34200 | 23000 | 2.8 | 17800 | 2.3
RUUD |  | 214066533 | HRCU-A-CB | RD17AZ36AJ3N | RCFZ3621MTANM | Singlezone Ducted, Centrally Ducted | 34200 | 23000 | 2.7 | 17900 | 2.3
FRIEDRICH |  | 214066517 | HRCU-A-CB | RD17AZ36AJ3N | TCFZ3621MTANM | Singlezone Ducted, Centrally Ducted | 34200 | 23000 | 2.7 | 17900 | 2.3
RUUD |  | 214066508 | HRCU-A-CB | RD17AZ36AJ3N | RCFZ3621MTAAM | Singlezone Ducted, Centrally Ducted | 34200 | 23600 | 2.7 | 18300 | 2.3
RUUD |  | 214066506 | HRCU-A-CB | RD17AZ36AJ3N | RCFZ3624MTANM | Singlezone Ducted, Centrally Ducted | 34200 | 23400 | 2.7 | 18200 | 2.3
FRIEDRICH |  | 214066505 | HRCU-A-CB | RD17AZ36AJ3N | TCFZ3624MTANM | Singlezone Ducted, Centrally Ducted | 34200 | 23400 | 2.7 | 18100 | 2.3
RHEEM |  | 214066503 | HRCU-A-CB | RD17AZ36AJ3N | RCFZ3621MTAAM | Singlezone Ducted, Centrally Ducted | 34200 | 23400 | 2.8 | 18100 | 2.3
RUUD |  | 214066502 | HRCU-A-CB | RD17AZ36AJ3N | RCFZ3624MTANM | Singlezone Ducted, Centrally Ducted | 34200 | 23400 | 2.7 | 18100 | 2.3
RHEEM |  | 214066500 | HRCU-A-CB | RD17AZ36AJ3N | RCFZ3621MTAAM | Singlezone Ducted, Centrally Ducted | 34200 | 23400 | 2.8 | 18100 | 2.3
RHEEM |  | 214066499 | HRCU-A-CB | RD17AZ36AJ3N | RCFZ3621MTAAM | Singlezone Ducted, Centrally Ducted | 34200 | 23600 | 2.7 | 18200 | 2.3
FRIEDRICH |  | 214066498 | HRCU-A-CB | RD17AZ36AJ3N | TCFZ3624MTANM | Singlezone Ducted, Centrally Ducted | 34200 | 23400 | 2.7 | 18100 | 2.3
SURE |  | 214066496 | HRCU-A-CB | RD17AZ36AJ3N | TCFZ3621MTAAM | Singlezone Ducted, Centrally Ducted | 34200 | 23800 | 2.7 | 18400 | 2.2
RUUD |  | 214066492 | HRCU-A-CB | RD17AZ36AJ3N | RCFZ3621MTAAM | Singlezone Ducted, Centrally Ducted | 34200 | 23600 | 2.7 | 18200 | 2.3
SURE |  | 214066490 | HRCU-A-CB | RD17AZ36AJ3N | TCFZ3621MTAAM | Singlezone Ducted, Centrally Ducted | 34200 | 23600 | 2.7 | 18300 | 2.3
RUUD |  | 214066489 | HRCU-A-CB | RD17AZ36AJ3N | RCFZ3621MTAAM | Singlezone Ducted, Centrally Ducted | 34200 | 23800 | 2.7 | 18300 | 2.2
RUUD |  | 214066487 | HRCU-A-CB | RD17AZ36AJ3N | RCFZ3624MTANM | Singlezone Ducted, Centrally Ducted | 34200 | 23400 | 2.7 | 18100 | 2.3
FRIEDRICH |  | 214066486 | HRCU-A-CB | RD17AZ36AJ3N | TCFZ3621MTAAM | Singlezone Ducted, Centrally Ducted | 34200 | 23800 | 2.7 | 18300 | 2.2
RUSSELL |  | 214066484 | HRCU-A-CB | RD17AZ36AJ3N | TCFZ3621MTAAM | Singlezone Ducted, Centrally Ducted | 34200 | 23600 | 2.8 | 18100 | 2.3
RUUD |  | 214066482 | HRCU-A-CB | RD17AZ36AJ3N | RCFZ3621MTAAM | Singlezone Ducted, Centrally Ducted | 34200 | 23600 | 2.8 | 18100 | 2.3
SURE |  | 214066480 | HRCU-A-CB | RD17AZ36AJ3N | TCFZ3621MTAAM | Singlezone Ducted, Centrally Ducted | 34200 | 23600 | 2.8 | 18100 | 2.3
SURE |  | 214066477 | HRCU-A-CB | RD17AZ36AJ3N | TCFZ3624MTANM | Singlezone Ducted, Centrally Ducted | 34200 | 23400 | 2.7 | 18100 | 2.3
RUUD |  | 214066476 | HRCU-A-CB | RD17AZ36AJ3N | RCFZ3621MTAAM | Singlezone Ducted, Centrally Ducted | 34200 | 23600 | 2.7 | 18300 | 2.3
RUSSELL |  | 214066475 | HRCU-A-CB | RD17AZ36AJ3N | TCFZ3621MTAAM | Singlezone Ducted, Centrally Ducted | 34200 | 23800 | 2.7 | 18400 | 2.2
SURE |  | 214066474 | HRCU-A-CB | RD17AZ36AJ3N | TCFZ3621MTAAM | Singlezone Ducted, Centrally Ducted | 34200 | 23600 | 2.7 | 18300 | 2.3
FRIEDRICH |  | 214066470 | HRCU-A-CB | RD17AZ36AJ3N | TCFZ3624MTANM | Singlezone Ducted, Centrally Ducted | 34200 | 23400 | 2.7 | 18100 | 2.3
RUSSELL |  | 214066469 | HRCU-A-CB | RD17AZ36AJ3N | TCFZ3621MTAAM | Singlezone Ducted, Centrally Ducted | 34200 | 23600 | 2.7 | 18300 | 2.3
FRIEDRICH |  | 214066452 | HRCU-A-CB | RD17AZ36AJ3N | FRH2TZ3621MTANA | Singlezone Ducted, Centrally Ducted | 34200 | 23200 | 2.7 | 18000 | 2.3
FRIEDRICH |  | 214066450 | HRCU-A-CB | RD17AZ36AJ3N | FRH2TZ3621MTANN | Singlezone Ducted, Centrally Ducted | 34200 | 22800 | 2.77 | 17800 | 2.3
RUSSELL |  | 214066449 | HRCU-A-CB | RD17AZ36AJ3N | SH2CZ3621MTANA | Singlezone Ducted, Centrally Ducted | 34200 | 23200 | 2.7 | 18000 | 2.3
SURE |  | 214066448 | HRCU-A-CB | RD17AZ36AJ3N | SH2CZ3621MTANA | Singlezone Ducted, Centrally Ducted | 34200 | 23200 | 2.7 | 18000 | 2.3
RUUD |  | 214066447 | HRCU-A-CB | RD17AZ36AJ3N | RH2TZ3621MTANN | Singlezone Ducted, Centrally Ducted | 34200 | 22800 | 2.77 | 17800 | 2.3
RHEEM |  | 214066445 | HRCU-A-CB | RD17AZ36AJ3N | RH2TZ3621MTANN | Singlezone Ducted, Centrally Ducted | 34200 | 22800 | 2.77 | 17800 | 2.3
RHEEM |  | 214066444 | HRCU-A-CB | RD17AZ36AJ3N | RH2TZ3621MTANA | Singlezone Ducted, Centrally Ducted | 34200 | 23200 | 2.7 | 18000 | 2.3
RUUD |  | 214066443 | HRCU-A-CB | RD17AZ36AJ3N | RH2TZ3621MTANA | Singlezone Ducted, Centrally Ducted | 34200 | 23200 | 2.7 | 18000 | 2.3
SURE |  | 214066441 | HRCU-A-CB | RD17AZ36AJ3N | SH2CZ3621MTANN | Singlezone Ducted, Centrally Ducted | 34200 | 22800 | 2.77 | 17800 | 2.3
RUSSELL |  | 214066440 | HRCU-A-CB | RD17AZ36AJ3N | SH2CZ3621MTANN | Singlezone Ducted, Centrally Ducted | 34200 | 22800 | 2.77 | 17800 | 2.3
FRIEDRICH |  | 214066439 | HRCU-A-CB | RD17AZ36AJ3N | RH2TZ3621MTANN | Singlezone Ducted, Centrally Ducted | 34200 | 22800 | 2.77 | 17800 | 2.3
FRIEDRICH |  | 214075928 | HRCU-A-CB | RD17AZ24AJ3N | FRH2TZ3617STANN | Singlezone Ducted, Centrally Ducted | 22800 | 15300 | 2.61 | 12200 | 2.19
RUUD |  | 214075924 | HRCU-A-CB | RD17AZ24AJ3N | RH2TZ3617STANN | Singlezone Ducted, Centrally Ducted | 22800 | 15300 | 2.61 | 12200 | 2.19
RHEEM |  | 214075921 | HRCU-A-CB | RD17AZ24AJ3N | RH2TZ3617STANN | Singlezone Ducted, Centrally Ducted | 22800 | 15300 | 2.61 | 12200 | 2.19
KARDA | 3KAR series | 213785827 | HRCU-A-CB-O | 3KARDA12SZO | 2KARDA12UVC | Singlezone Non-Ducted, Ceiling Placement | 12000 | 9900 | 2.55 | 11500 | 1.9
ZERO |  | 213867393 | HRCU-A-CB | ZSOV-24HDM-US | ZAV-24HDM-US | Singlezone Ducted, Centrally Ducted | 25000 | 17000 | 2.98 | 18000 | 1.9
FUJITSU | H-Series | 207615689 | HRCU-A-CB-O | AOUH12LMAS1 | ASUH12LMAS | Singlezone Non-Ducted, Wall Placement | 14500 | 8800 | 3.03 | 10700 | 2.45
FUJITSU | H-Series | 210191038 | HRCU-A-CB-O | AOUH12LMBS1 | ASUH12LMAS | Singlezone Non-Ducted, Wall Placement | 14000 | 8500 | 2.93 | 10700 | 2.45
LG | LUU480HV | 211234516 | HRCU-A-CB | LUU480HV | LVN480HV | Singlezone Ducted, Centrally Ducted | 50000 | 30800 | 2.69 | 39500 | 1.93
LG | LH188HHV1 | 212578842 | HRCU-A-CB | LUU180HHV | LHN188HV1 | Singlezone Ducted, Compact Ducted | 20000 | 11400 | 2.61 | 17000 | 1.9
LG | LH248HV1 | 212578843 | HRCU-A-CB | LUU240HV | LHN248HV1 | Singlezone Ducted, Compact Ducted | 27000 | 17500 | 2.64 | 24000 | 2.1
LG | LH188HV1 | 212578844 | HRCU-A-CB | LUU180HV | LHN188HV1 | Singlezone Ducted, Compact Ducted | 20000 | 12400 | 2.67 | 16000 | 1.9
LG | LH128HV1 | 212578845 | HRCU-A-CB | LUU120HV | LHN128HV1 | Singlezone Ducted, Compact Ducted | 15000 | 10400 | 2.8 | 11000 | 2.3
LG | LH090HV1 | 212578846 | HRCU-A-CB | LUU090HV | LHN098HV1 | Singlezone Ducted, Compact Ducted | 13500 | 9300 | 2.87 | 11000 | 2.3
MRCOOL |  | 208552834 | HMSR-A-CB-O | MULTI3-27HP230B |  | Multizone All Non-Ducted | 28000 | 21000 | 2.5 | 20000 | 2.11
MOOVAIR |  | 208136319 | HMSR-A-CB-O | DMA55HOM25230X3 |  | Multizone All Non-Ducted | 55000 | 34400 | 2.5 | 47000 | 1.94
Durastar | DRA2 | 210568211 | HMSR-A-CB-O | DRA2H18M1A |  | Multizone All Non-Ducted | 20000 | 13500 | 2.5 | 20000 | 2
ELIOS |  | 208136313 | HMSR-A-CB-O | DEA55HOM25230X3 |  | Multizone All Non-Ducted | 55000 | 34400 | 2.5 | 47000 | 1.94
ECO AC |  | 210586151 | HMSR-A-CB-O | EMH-2O18BBH |  | Multizone All Non-Ducted | 20000 | 13500 | 2.5 | 20000 | 2
COOPER&HUNTER |  | 210799628 | HMSR-A-CB-O | CH-HPR19M-230VO |  | Multizone All Non-Ducted | 20000 | 15000 | 2.5 | 20000 | 1.93
COOPER&HUNTER |  | 210799619 | HMSR-A-CB-O | CH-28MES-230VO |  | Multizone All Non-Ducted | 28000 | 21000 | 2.5 | 20000 | 2.11
MDV | MSEP seris | 208132541 | HMSR-A-CB-O | M5OA-55HFN1-M-[X] |  | Multizone All Non-Ducted | 55000 | 34400 | 2.5 | 47000 | 1.94
ACIQ |  | 210857380 | HMSR-A-CB-O | ACIQ-55Z-HH-M5B |  | Multizone All Non-Ducted | 55000 | 34400 | 2.5 | 47000 | 1.94
1HVAC |  | 210857368 | HMSR-A-CB-O | ES-27Z-M3B |  | Multizone All Non-Ducted | 28000 | 21000 | 2.5 | 20000 | 2.11
1HVAC |  | 210857362 | HMSR-A-CB-O | ACIQ-55Z-HH-M5B |  | Multizone All Non-Ducted | 55000 | 34400 | 2.5 | 47000 | 1.94
DIYCOOL |  | 210857404 | HMSR-A-CB-O | ES-27Z-M3B |  | Multizone All Non-Ducted | 28000 | 21000 | 2.5 | 20000 | 2.11
DIYCOOL |  | 210857398 | HMSR-A-CB-O | ACIQ-55Z-HH-M5B |  | Multizone All Non-Ducted | 55000 | 34400 | 2.5 | 47000 | 1.94
PIONEER |  | 208121961 | HMSR-A-CB-O | YN020GMFI22M2E |  | Multizone All Non-Ducted | 19000 | 14400 | 2.5 | 14000 | 2.22
ACIQ |  | 210857386 | HMSR-A-CB-O | ES-27Z-M3B |  | Multizone All Non-Ducted | 28000 | 21000 | 2.5 | 20000 | 2.11
BREEZE33 |  | 207862089 | HMSR-A-CB-O | BZ33-HP273Z2-G2-P |  | Multizone All Non-Ducted | 28000 | 21000 | 2.5 | 20000 | 2.11
BRYANT HEATING AND COOLING SYSTEMS | EVOLUTION Extreme 24 HP | 213361582 | HRCU-A-CB | 284ANV024*0**B* | FE4BNXB24L*+UI | Singlezone Ducted, Centrally Ducted | 26600 | 25000 | 2.54 | 19800 | 2.48
BRYANT HEATING AND COOLING SYSTEMS | EVOLUTION Extreme 24 HP | 213361580 | HRCU-A-CB | 284ANV024*0**B* | FE4BN(B,X)C36L*+UI | Singlezone Ducted, Centrally Ducted | 26400 | 24800 | 2.52 | 19700 | 2.46
CARRIER | INFINITY 24 HP with GREENSPEED INTELLIGENCE | 213361593 | HRCU-A-CB | 25VNA460A*031* | FE4BNBD60L*+UI | Singlezone Ducted, Centrally Ducted | 59500 | 49500 | 2.64 | 38000 | 2.22
BREEZE33 | BZ33 series | 214389568 | HRCU-A-CB | BZ33-INV24OUT2-J | BZ33-WMAHU24-J | Singlezone Ducted, Centrally Ducted | 26000 | 20000 | 2.7 | 24000 | 2
BREEZE33 | BZ33 series | 214389567 | HRCU-A-CB | BZ33-INV18OUT2-J | BZ33-WMAHU18-J | Singlezone Ducted, Centrally Ducted | 19000 | 15800 | 2.82 | 18800 | 2.3
KEPLER |  | 214377772 | HRCU-A-CB-O | ODUMOX330-12HFN1MW5W | IDUCCA3U-12HRFN1-M(C) | Singlezone Non-Ducted, Ceiling Placement | 12000 | 9900 | 2.55 | 11500 | 1.9
NG TRADE | OMEG series | 214377797 | HRCU-A-CB-O | OMEGA120E | IMEGA120E | Singlezone Non-Ducted, Wall Placement | 12000 | 8900 | 2.75 | 6858 | 2.07
WELLS |  | 214421462 | HRCU-A-CB-O | WSB-09HFMO | WSB-09HFMI | Singlezone Non-Ducted, Wall Placement | 10000 | 6000 | 2.51 | 6933 | 1.97
KEPLER |  | 214377776 | HMSR-A-CB-O | ODUM2OI-18HFN1-M |  | Multizone All Non-Ducted | 20000 | 15000 | 2.5 | 20000 | 1.93
KEPLER |  | 214377774 | HRCU-A-CB-O | ODUMOD30-24HFN1MU0W | IDUMCD1-24HRFN1-MT0W(GA) | Singlezone Non-Ducted, Wall Placement | 25000 | 21000 | 2.64 | 26000 | 1.95
KEPLER |  | 214377761 | HRCU-A-CB-O | ODUMOX230-09HFN1-MT0W | IDUMSABA-09HRFN1-MU5W | Singlezone Non-Ducted, Wall Placement | 10000 | 6900 | 2.53 | 6400 | 1.95
KEPLER |  | 214377791 | HMSR-A-CB-O | ODUM5OA-55HFN1-M-[X] |  | Multizone All Non-Ducted | 55000 | 34400 | 2.5 | 47000 | 1.94
KEPLER |  | 214377792 | HMSV-A-CB | ODUM5OA-55HFN1-M-[X] |  | Multizone All Ducted | 55000 | 35200 | 2.5 | 47000 | 1.94
KEPLER |  | 214377793 | HMSV-A-CB | ODUM5OA-55HFN1-M-[X] |  | Multizone Mix of Ducted and Non-Ducted | 55000 | 34800 | 2.5 | 47000 | 1.94
KEPLER |  | 214377775 | HRCU-A-CB-O | ODUMOX330-12HFN1MW5W | IDUMFA2U-12HRFN1-MW5W | Singlezone Non-Ducted, Wall Placement | 12000 | 10200 | 2.72 | 12300 | 2.1
RHEEM |  | 214075526 | HRCU-A-CB | RD17AZ24AJ3N | RCFZ2417MTANM | Singlezone Ducted, Centrally Ducted | 22600 | 19000 | 3.2 | 16900 | 2
RUSSELL |  | 214075518 | HRCU-A-CB | RD17AZ24AJ3N | TCFZ2417MTANM | Singlezone Ducted, Centrally Ducted | 22600 | 18800 | 3.22 | 16800 | 2.1
RHEEM |  | 214075502 | HRCU-A-CB | RD17AZ24AJ3N | RCFZ2417MTANM | Singlezone Ducted, Centrally Ducted | 22600 | 19000 | 3.2 | 16900 | 2
RUSSELL |  | 214075499 | HRCU-A-CB | RD17AZ24AJ3N | TCFZ2417MTANM | Singlezone Ducted, Centrally Ducted | 22600 | 18900 | 3.22 | 16800 | 2.1
RHEEM |  | 214075476 | HRCU-A-CB | RD17AZ24AJ3N | RCFZ2417MTANM | Singlezone Ducted, Centrally Ducted | 22600 | 19000 | 3.2 | 16900 | 2
RHEEM |  | 214075463 | HRCU-A-CB | RD17AZ24AJ3N | RCFZ2417MTANM | Singlezone Ducted, Centrally Ducted | 22400 | 19100 | 3.08 | 17000 | 2
RUSSELL |  | 214075446 | HRCU-A-CB | RD17AZ24AJ3N | TCFZ2417MTANM | Singlezone Ducted, Centrally Ducted | 22600 | 19000 | 3.2 | 16900 | 2
RHEEM |  | 214075426 | HRCU-A-CB | RD17AZ24AJ3N | RCFZ2417MTANM | Singlezone Ducted, Centrally Ducted | 22600 | 19000 | 3.2 | 16900 | 2
RUSSELL |  | 214075574 | HRCU-A-CB | RD17AZ24AJ3N | TCFZ2417MTANM | Singlezone Ducted, Centrally Ducted | 22600 | 19000 | 3.2 | 16900 | 2
FRIEDRICH |  | 214233329 | HRCU-A-CB | RD17AZ36AJ3N | FRH3VZ4821STACN | Singlezone Ducted, Centrally Ducted | 34200 | 31200 | 3.79 | 29400 | 2
RUSSELL |  | 214233328 | HRCU-A-CB | RD17AZ36AJ3N | SH3VZ4821STACN | Singlezone Ducted, Centrally Ducted | 34200 | 31200 | 3.79 | 29400 | 2
SURE |  | 214233327 | HRCU-A-CB | RD17AZ36AJ3N | SH3VZ4821STACN | Singlezone Ducted, Centrally Ducted | 34200 | 31200 | 3.79 | 29400 | 2
RUUD |  | 214233326 | HRCU-A-CB | RD17AZ36AJ3N | RH3VZ4821STACN | Singlezone Ducted, Centrally Ducted | 34200 | 31200 | 3.79 | 29400 | 2
RHEEM |  | 214233325 | HRCU-A-CB | RD17AZ36AJ3N | RH3VZ4821STACN | Singlezone Ducted, Centrally Ducted | 34200 | 31200 | 3.79 | 29400 | 2
RUUD |  | 214097946 | HRCU-A-CB | RD17AZ48AJ3N | RH3VZ6024STACN | Singlezone Ducted, Centrally Ducted | 45500 | 43000 | 3.76 | 40000 | 2.1
RHEEM |  | 214097945 | HRCU-A-CB | RD17AZ48AJ3N | RH3VZ6024STACN | Singlezone Ducted, Centrally Ducted | 45500 | 43000 | 3.76 | 40000 | 2.1
FRIEDRICH |  | 214097944 | HRCU-A-CB | RD17AZ48AJ3N | FRH3VZ6024STACN | Singlezone Ducted, Centrally Ducted | 45500 | 43000 | 3.76 | 40000 | 2.1
RHEEM |  | 214095455 | HRCU-A-CB | RD17AZ24AJ3N | RH3VZ3617STACN | Singlezone Ducted, Centrally Ducted | 22600 | 18700 | 3.22 | 16700 | 2.1
RUUD |  | 214095454 | HRCU-A-CB | RD17AZ24AJ3N | RH3VZ3617STACN | Singlezone Ducted, Centrally Ducted | 22600 | 18700 | 3.22 | 16700 | 2.1
FRIEDRICH |  | 214095453 | HRCU-A-CB | RD17AZ24AJ3N | FRH3VZ3617STACN | Singlezone Ducted, Centrally Ducted | 22600 | 18700 | 3.22 | 16700 | 2.1
RHEEM |  | 214075927 | HRCU-A-CB | RD17AZ24AJ3N | RH2VZ3617STANN | Singlezone Ducted, Centrally Ducted | 22800 | 15100 | 2.6 | 11900 | 2.19
FRIEDRICH |  | 214075926 | HRCU-A-CB | RD17AZ24AJ3N | FRH2VZ3617STANN | Singlezone Ducted, Centrally Ducted | 22800 | 15100 | 2.6 | 11900 | 2.19
RUUD |  | 214075925 | HRCU-A-CB | RD17AZ24AJ3N | RH2VZ3617STANN | Singlezone Ducted, Centrally Ducted | 22800 | 15100 | 2.6 | 11900 | 2.19
RUSSELL |  | 214075923 | HRCU-A-CB | RD17AZ24AJ3N | SH2VZ3617STANN | Singlezone Ducted, Centrally Ducted | 22800 | 15100 | 2.6 | 11900 | 2.19
SURE |  | 214075922 | HRCU-A-CB | RD17AZ24AJ3N | SH2VZ3617STANN | Singlezone Ducted, Centrally Ducted | 22800 | 15100 | 2.6 | 11900 | 2.19
RHEEM |  | 214066465 | HRCU-A-CB | RD17AZ36AJ3N | RH2VZ3621MTANN | Singlezone Ducted, Centrally Ducted | 34200 | 23200 | 2.82 | 17900 | 2.3
RUSSELL |  | 214066463 | HRCU-A-CB | RD17AZ36AJ3N | SH2VZ3621MTANA | Singlezone Ducted, Centrally Ducted | 34200 | 23400 | 2.8 | 18000 | 2.3
SURE |  | 214066462 | HRCU-A-CB | RD17AZ36AJ3N | SH2VZ3621MTANA | Singlezone Ducted, Centrally Ducted | 34200 | 23400 | 2.8 | 18000 | 2.3
RUUD |  | 214066461 | HRCU-A-CB | RD17AZ36AJ3N | RH2VZ3621MTANA | Singlezone Ducted, Centrally Ducted | 34200 | 23400 | 2.8 | 18000 | 2.3
FRIEDRICH |  | 214066459 | HRCU-A-CB | RD17AZ36AJ3N | FRH2VZ3621MTANA | Singlezone Ducted, Centrally Ducted | 34200 | 23400 | 2.8 | 18000 | 2.3
SURE |  | 214066458 | HRCU-A-CB | RD17AZ36AJ3N | SH2VZ3621MTANN | Singlezone Ducted, Centrally Ducted | 34200 | 23200 | 2.82 | 17900 | 2.3
RUUD |  | 214066457 | HRCU-A-CB | RD17AZ36AJ3N | RH2VZ3621MTANN | Singlezone Ducted, Centrally Ducted | 34200 | 23200 | 2.82 | 17900 | 2.3
RHEEM |  | 214066455 | HRCU-A-CB | RD17AZ36AJ3N | RH2VZ3621MTANA | Singlezone Ducted, Centrally Ducted | 34200 | 23400 | 2.8 | 18000 | 2.3
FRIEDRICH |  | 214066454 | HRCU-A-CB | RD17AZ36AJ3N | FRH2VZ3621MTANN | Singlezone Ducted, Centrally Ducted | 34200 | 23200 | 2.82 | 17900 | 2.3
RUSSELL |  | 214066453 | HRCU-A-CB | RD17AZ36AJ3N | SH2VZ3621MTANN | Singlezone Ducted, Centrally Ducted | 34200 | 23200 | 2.82 | 17900 | 2.3
LPS LEGACY | DLC series | 211756514 | HRCU-A-CB-O | DLCSRBH12AAJ | DLFSHCH12XAJ | Singlezone Non-Ducted, Wall Placement | 12000 | 8400 | 2.8 | 7094 | 2.19
ARCOAIRE | DLC-series | 208447620 | HRCU-A-CB-O | DLCSRBH12AAJ | DLFSHCH12XAJ | Singlezone Non-Ducted, Wall Placement | 12000 | 8400 | 2.8 | 7094 | 2.19
COMFORTMAKER | DLC-series | 208447628 | HRCU-A-CB-O | DLCSRBH12AAJ | DLFSHCH12XAJ | Singlezone Non-Ducted, Wall Placement | 12000 | 8400 | 2.8 | 7094 | 2.19
DAY & NIGHT | DLC-series | 208447636 | HRCU-A-CB-O | DLCSRBH12AAJ | DLFSHCH12XAJ | Singlezone Non-Ducted, Wall Placement | 12000 | 8400 | 2.8 | 7094 | 2.19
HEIL | DLC-series | 208447644 | HRCU-A-CB-O | DLCSRBH12AAJ | DLFSHCH12XAJ | Singlezone Non-Ducted, Wall Placement | 12000 | 8400 | 2.8 | 7094 | 2.19
KEEPRITE | DLC-series | 208447652 | HRCU-A-CB-O | DLCSRBH12AAJ | DLFSHCH12XAJ | Singlezone Non-Ducted, Wall Placement | 12000 | 8400 | 2.8 | 7094 | 2.19
KENMORE | DLC-series | 208447660 | HRCU-A-CB-O | DLCSRBH12AAJ | DLFSHCH12XAJ | Singlezone Non-Ducted, Wall Placement | 12000 | 8400 | 2.8 | 7094 | 2.19
MIDEA | DLC-series | 208447668 | HRCU-A-CB-O | DLCSRBH12AAJ | DLFSHCH12XAJ | Singlezone Non-Ducted, Wall Placement | 12000 | 8400 | 2.8 | 7094 | 2.19
TEMPSTAR | DLC-series | 208447676 | HRCU-A-CB-O | DLCSRBH12AAJ | DLFSHCH12XAJ | Singlezone Non-Ducted, Wall Placement | 12000 | 8400 | 2.8 | 7094 | 2.19
SMART COMFORT | DLC-series | 208447684 | HRCU-A-CB-O | DLCSRBH12AAJ | DLFSHCH12XAJ | Singlezone Non-Ducted, Wall Placement | 12000 | 8400 | 2.8 | 7094 | 2.19
AIRQUEST | DLC-series | 208447692 | HRCU-A-CB-O | DLCSRBH12AAJ | DLFSHCH12XAJ | Singlezone Non-Ducted, Wall Placement | 12000 | 8400 | 2.8 | 7094 | 2.19
ARCOAIRE | DLC-series | 208447621 | HRCU-A-CB-O | DLCSRBH06AAK | DLFSHCH06XAK | Singlezone Non-Ducted, Wall Placement | 7000 | 8500 | 2.9 | 8581 | 2.19
COMFORTMAKER | DLC-series | 208447629 | HRCU-A-CB-O | DLCSRBH06AAK | DLFSHCH06XAK | Singlezone Non-Ducted, Wall Placement | 7000 | 8500 | 2.9 | 8581 | 2.19
DAY & NIGHT | DLC-series | 208447637 | HRCU-A-CB-O | DLCSRBH06AAK | DLFSHCH06XAK | Singlezone Non-Ducted, Wall Placement | 7000 | 8500 | 2.9 | 8581 | 2.19
HEIL | DLC-series | 208447645 | HRCU-A-CB-O | DLCSRBH06AAK | DLFSHCH06XAK | Singlezone Non-Ducted, Wall Placement | 7000 | 8500 | 2.9 | 8581 | 2.19
AIRQUEST | DLC-series | 208447693 | HRCU-A-CB-O | DLCSRBH06AAK | DLFSHCH06XAK | Singlezone Non-Ducted, Wall Placement | 7000 | 8500 | 2.9 | 8581 | 2.19
SMART COMFORT | DLC-series | 208447685 | HRCU-A-CB-O | DLCSRBH06AAK | DLFSHCH06XAK | Singlezone Non-Ducted, Wall Placement | 7000 | 8500 | 2.9 | 8581 | 2.19
KEEPRITE | DLC-series | 208447653 | HRCU-A-CB-O | DLCSRBH06AAK | DLFSHCH06XAK | Singlezone Non-Ducted, Wall Placement | 7000 | 8500 | 2.9 | 8581 | 2.19
KENMORE | DLC-series | 208447661 | HRCU-A-CB-O | DLCSRBH06AAK | DLFSHCH06XAK | Singlezone Non-Ducted, Wall Placement | 7000 | 8500 | 2.9 | 8581 | 2.19
MIDEA | DLC-series | 208447669 | HRCU-A-CB-O | DLCSRBH06AAK | DLFSHCH06XAK | Singlezone Non-Ducted, Wall Placement | 7000 | 8500 | 2.9 | 8581 | 2.19
TEMPSTAR | DLC-series | 208447677 | HRCU-A-CB-O | DLCSRBH06AAK | DLFSHCH06XAK | Singlezone Non-Ducted, Wall Placement | 7000 | 8500 | 2.9 | 8581 | 2.19
AIRQUEST | DLC-series | 207683390 | HRCU-A-CB-O | DLCSRBH24AAK | DLFSCBH24XAK | Singlezone Non-Ducted, Wall Placement | 25000 | 21000 | 2.64 | 26000 | 1.95
MIDEA | DLC-series | 207683369 | HRCU-A-CB-O | DLCSRBH24AAK | DLFSCBH24XAK | Singlezone Non-Ducted, Wall Placement | 25000 | 21000 | 2.64 | 26000 | 1.95
SMART COMFORT | DLC-series | 207683383 | HRCU-A-CB-O | DLCSRBH24AAK | DLFSCBH24XAK | Singlezone Non-Ducted, Wall Placement | 25000 | 21000 | 2.64 | 26000 | 1.95
TEMPSTAR | DLC-series | 207683376 | HRCU-A-CB-O | DLCSRBH24AAK | DLFSCBH24XAK | Singlezone Non-Ducted, Wall Placement | 25000 | 21000 | 2.64 | 26000 | 1.95
ARCOAIRE | DLC-series | 207683327 | HRCU-A-CB-O | DLCSRBH24AAK | DLFSCBH24XAK | Singlezone Non-Ducted, Wall Placement | 25000 | 21000 | 2.64 | 26000 | 1.95
COMFORTMAKER | DLC-series | 207683334 | HRCU-A-CB-O | DLCSRBH24AAK | DLFSCBH24XAK | Singlezone Non-Ducted, Wall Placement | 25000 | 21000 | 2.64 | 26000 | 1.95
DAY & NIGHT | DLC-series | 207683341 | HRCU-A-CB-O | DLCSRBH24AAK | DLFSCBH24XAK | Singlezone Non-Ducted, Wall Placement | 25000 | 21000 | 2.64 | 26000 | 1.95
KEEPRITE | DLC-series | 207683355 | HRCU-A-CB-O | DLCSRBH24AAK | DLFSCBH24XAK | Singlezone Non-Ducted, Wall Placement | 25000 | 21000 | 2.64 | 26000 | 1.95
HEIL | DLC-series | 207683348 | HRCU-A-CB-O | DLCSRBH24AAK | DLFSCBH24XAK | Singlezone Non-Ducted, Wall Placement | 25000 | 21000 | 2.64 | 26000 | 1.95
KENMORE | DLC-series | 207683362 | HRCU-A-CB-O | DLCSRBH24AAK | DLFSCBH24XAK | Singlezone Non-Ducted, Wall Placement | 25000 | 21000 | 2.64 | 26000 | 1.95
ARCOAIRE | DLC-series | 209948191 | HRCU-A-CB-O | DLCSRBH12AAK | DLFSFBH12XAK | Singlezone Non-Ducted, Wall Placement | 12000 | 10200 | 2.72 | 12300 | 2.1
COMFORTMAKER | DLC-series | 209948192 | HRCU-A-CB-O | DLCSRBH12AAK | DLFSFBH12XAK | Singlezone Non-Ducted, Wall Placement | 12000 | 10200 | 2.72 | 12300 | 2.1
DAY & NIGHT | DLC-series | 209948193 | HRCU-A-CB-O | DLCSRBH12AAK | DLFSFBH12XAK | Singlezone Non-Ducted, Wall Placement | 12000 | 10200 | 2.72 | 12300 | 2.1
HEIL | DLC-series | 209948194 | HRCU-A-CB-O | DLCSRBH12AAK | DLFSFBH12XAK | Singlezone Non-Ducted, Wall Placement | 12000 | 10200 | 2.72 | 12300 | 2.1
KEEPRITE | DLC-series | 209948195 | HRCU-A-CB-O | DLCSRBH12AAK | DLFSFBH12XAK | Singlezone Non-Ducted, Wall Placement | 12000 | 10200 | 2.72 | 12300 | 2.1
KENMORE | DLC-series | 209948196 | HRCU-A-CB-O | DLCSRBH12AAK | DLFSFBH12XAK | Singlezone Non-Ducted, Wall Placement | 12000 | 10200 | 2.72 | 12300 | 2.1
MIDEA | DLC-series | 209948197 | HRCU-A-CB-O | DLCSRBH12AAK | DLFSFBH12XAK | Singlezone Non-Ducted, Wall Placement | 12000 | 10200 | 2.72 | 12300 | 2.1
TEMPSTAR | DLC-series | 209948198 | HRCU-A-CB-O | DLCSRBH12AAK | DLFSFBH12XAK | Singlezone Non-Ducted, Wall Placement | 12000 | 10200 | 2.72 | 12300 | 2.1
SMART COMFORT | DLC-series | 209948199 | HRCU-A-CB-O | DLCSRBH12AAK | DLFSFBH12XAK | Singlezone Non-Ducted, Wall Placement | 12000 | 10200 | 2.72 | 12300 | 2.1
AIRQUEST | DLC-series | 209948200 | HRCU-A-CB-O | DLCSRBH12AAK | DLFSFBH12XAK | Singlezone Non-Ducted, Wall Placement | 12000 | 10200 | 2.72 | 12300 | 2.1
AIRQUEST | DLC-series | 210857462 | HRCU-A-CB-O | DLCSRBH06AAK | DLFSOAH09XAK | Singlezone Non-Ducted, Ceiling Placement | 7100 | 5700 | 2.61 | 8500 | 2.03
KEEPRITE | DLC-series | 210857442 | HRCU-A-CB-O | DLCSRBH06AAK | DLFSOAH09XAK | Singlezone Non-Ducted, Ceiling Placement | 7100 | 5700 | 2.61 | 8500 | 2.03
KENMORE | DLC-series | 210857446 | HRCU-A-CB-O | DLCSRBH06AAK | DLFSOAH09XAK | Singlezone Non-Ducted, Ceiling Placement | 7100 | 5700 | 2.61 | 8500 | 2.03
SMART COMFORT | DLC-series | 210857458 | HRCU-A-CB-O | DLCSRBH06AAK | DLFSOAH09XAK | Singlezone Non-Ducted, Ceiling Placement | 7100 | 5700 | 2.61 | 8500 | 2.03
TEMPSTAR | DLC-series | 210857454 | HRCU-A-CB-O | DLCSRBH06AAK | DLFSOAH09XAK | Singlezone Non-Ducted, Ceiling Placement | 7100 | 5700 | 2.61 | 8500 | 2.03
MIDEA | DLC-series | 210857450 | HRCU-A-CB-O | DLCSRBH06AAK | DLFSOAH09XAK | Singlezone Non-Ducted, Ceiling Placement | 7100 | 5700 | 2.61 | 8500 | 2.03
COMFORTMAKER | DLC-series | 210857430 | HRCU-A-CB-O | DLCSRBH06AAK | DLFSOAH09XAK | Singlezone Non-Ducted, Ceiling Placement | 7100 | 5700 | 2.61 | 8500 | 2.03
HEIL | DLC-series | 210857438 | HRCU-A-CB-O | DLCSRBH06AAK | DLFSOAH09XAK | Singlezone Non-Ducted, Ceiling Placement | 7100 | 5700 | 2.61 | 8500 | 2.03
DAY & NIGHT | DLC-series | 210857434 | HRCU-A-CB-O | DLCSRBH06AAK | DLFSOAH09XAK | Singlezone Non-Ducted, Ceiling Placement | 7100 | 5700 | 2.61 | 8500 | 2.03
ARCOAIRE | DLC-series | 210857426 | HRCU-A-CB-O | DLCSRBH06AAK | DLFSOAH09XAK | Singlezone Non-Ducted, Ceiling Placement | 7100 | 5700 | 2.61 | 8500 | 2.03
LPS LEGACY | DLC-series | 211756600 | HRCU-A-CB-O | DLCSRBH06AAK | DLFSHCH06XAK | Singlezone Non-Ducted, Wall Placement | 7000 | 8500 | 2.9 | 8581 | 2.19
LPS LEGACY | DLC-series | 211756560 | HRCU-A-CB-O | DLCSRBH24AAK | DLFSCBH24XAK | Singlezone Non-Ducted, Wall Placement | 25000 | 21000 | 2.64 | 26000 | 1.95
LPS LEGACY | DLC-series | 211756591 | HRCU-A-CB-O | DLCSRBH12AAK | DLFSFBH12XAK | Singlezone Non-Ducted, Wall Placement | 12000 | 10200 | 2.72 | 12300 | 2.1
LPS LEGACY | DLC-series | 211756593 | HRCU-A-CB-O | DLCSRBH06AAK | DLFSOAH09XAK | Singlezone Non-Ducted, Ceiling Placement | 7100 | 5700 | 2.61 | 8500 | 2.03
LPS LEGACY | Dlseries | 211756651 | HRCU-A-CB | DLCURAH60ABK | DLFUAAH60XAK | Singlezone Ducted, Centrally Ducted | 59000 | 42000 | 2.6 | 54356 | 1.91
ARCOAIRE | Dlseries | 210025741 | HRCU-A-CB | DLCURAH60ABK | DLFUAAH60XAK | Singlezone Ducted, Centrally Ducted | 59000 | 42000 | 2.6 | 54356 | 1.91
COMFORTMAKER | Dlseries | 210025742 | HRCU-A-CB | DLCURAH60ABK | DLFUAAH60XAK | Singlezone Ducted, Centrally Ducted | 59000 | 42000 | 2.6 | 54356 | 1.91
DAY & NIGHT | Dlseries | 210025743 | HRCU-A-CB | DLCURAH60ABK | DLFUAAH60XAK | Singlezone Ducted, Centrally Ducted | 59000 | 42000 | 2.6 | 54356 | 1.91
HEIL | Dlseries | 210025744 | HRCU-A-CB | DLCURAH60ABK | DLFUAAH60XAK | Singlezone Ducted, Centrally Ducted | 59000 | 42000 | 2.6 | 54356 | 1.91
KEEPRITE | Dlseries | 210025745 | HRCU-A-CB | DLCURAH60ABK | DLFUAAH60XAK | Singlezone Ducted, Centrally Ducted | 59000 | 42000 | 2.6 | 54356 | 1.91
KENMORE | Dlseries | 210025746 | HRCU-A-CB | DLCURAH60ABK | DLFUAAH60XAK | Singlezone Ducted, Centrally Ducted | 59000 | 42000 | 2.6 | 54356 | 1.91
MIDEA | Dlseries | 210025747 | HRCU-A-CB | DLCURAH60ABK | DLFUAAH60XAK | Singlezone Ducted, Centrally Ducted | 59000 | 42000 | 2.6 | 54356 | 1.91
TEMPSTAR | Dlseries | 210025748 | HRCU-A-CB | DLCURAH60ABK | DLFUAAH60XAK | Singlezone Ducted, Centrally Ducted | 59000 | 42000 | 2.6 | 54356 | 1.91
SMART COMFORT | Dlseries | 210025749 | HRCU-A-CB | DLCURAH60ABK | DLFUAAH60XAK | Singlezone Ducted, Centrally Ducted | 59000 | 42000 | 2.6 | 54356 | 1.91
AIRQUEST | Dlseries | 210025750 | HRCU-A-CB | DLCURAH60ABK | DLFUAAH60XAK | Singlezone Ducted, Centrally Ducted | 59000 | 42000 | 2.6 | 54356 | 1.91
CHAMPION HEATING AND COOLING | LX SERIES | 214396394 | HRCU-A-CB | HH836E2S11 | CTF36B5CDS1+JMVT12BC2N1 | Singlezone Ducted, Centrally Ducted | 31000 | 27200 | 2.5 | 25000 | 2
FRASER-JOHNSTON | LX SERIES | 214396393 | HRCU-A-CB | HH836E2S11 | CTF36B5CDS1+JMVT12BC2N1 | Singlezone Ducted, Centrally Ducted | 31000 | 27200 | 2.5 | 25000 | 2
LUXAIRE | LX SERIES | 214396392 | HRCU-A-CB | HH836E2S11 | CTF36B5CDS1+JMVT12BC2N1 | Singlezone Ducted, Centrally Ducted | 31000 | 27200 | 2.5 | 25000 | 2
COLEMAN | LX SERIES | 214396391 | HRCU-A-CB | HH836E2S11 | CTF36B5CDS1+JMVT12BC2N1 | Singlezone Ducted, Centrally Ducted | 31000 | 27200 | 2.5 | 25000 | 2
YORK | LX SERIES | 214396001 | HRCU-A-CB | HH836E2S11 | CTF36B5CDS1+JMVT12BC2N1 | Singlezone Ducted, Centrally Ducted | 31000 | 27200 | 2.5 | 25000 | 2
JOHNSON CONTROLS | LX SERIES | 214396779 | HRCU-A-CB | HH860E2S11 | CTF60D5CJS1 | Singlezone Ducted, Centrally Ducted | 54000 | 37200 | 2.58 | 39000 | 2
CHAMPION HEATING AND COOLING | LX SERIES | 214396778 | HRCU-A-CB | HH860E2S11 | CTF60D5CJS1 | Singlezone Ducted, Centrally Ducted | 54000 | 37200 | 2.58 | 39000 | 2
FRASER-JOHNSTON | LX SERIES | 214396777 | HRCU-A-CB | HH860E2S11 | CTF60D5CJS1 | Singlezone Ducted, Centrally Ducted | 54000 | 37200 | 2.58 | 39000 | 2
LUXAIRE | LX SERIES | 214396776 | HRCU-A-CB | HH860E2S11 | CTF60D5CJS1 | Singlezone Ducted, Centrally Ducted | 54000 | 37200 | 2.58 | 39000 | 2
COLEMAN | LX SERIES | 214396775 | HRCU-A-CB | HH860E2S11 | CTF60D5CJS1 | Singlezone Ducted, Centrally Ducted | 54000 | 37200 | 2.58 | 39000 | 2
YORK | LX SERIES | 214396093 | HRCU-A-CB | HH860E2S11 | CTF60D5CJS1 | Singlezone Ducted, Centrally Ducted | 54000 | 37200 | 2.58 | 39000 | 2
JOHNSON CONTROLS | LX SERIES | 214396774 | HRCU-A-CB | HH860E2S11 | CTF60D5CJS1 | Singlezone Ducted, Centrally Ducted | 54000 | 37200 | 2.58 | 39000 | 2
CHAMPION HEATING AND COOLING | LX SERIES | 214396773 | HRCU-A-CB | HH860E2S11 | CTF60D5CJS1 | Singlezone Ducted, Centrally Ducted | 54000 | 37200 | 2.58 | 39000 | 2
FRASER-JOHNSTON | LX SERIES | 214396772 | HRCU-A-CB | HH860E2S11 | CTF60D5CJS1 | Singlezone Ducted, Centrally Ducted | 54000 | 37200 | 2.58 | 39000 | 2
LUXAIRE | LX SERIES | 214396771 | HRCU-A-CB | HH860E2S11 | CTF60D5CJS1 | Singlezone Ducted, Centrally Ducted | 54000 | 37200 | 2.58 | 39000 | 2
COLEMAN | LX SERIES | 214396770 | HRCU-A-CB | HH860E2S11 | CTF60D5CJS1 | Singlezone Ducted, Centrally Ducted | 54000 | 37200 | 2.58 | 39000 | 2
YORK | LX SERIES | 214396092 | HRCU-A-CB | HH860E2S11 | CTF60D5CJS1 | Singlezone Ducted, Centrally Ducted | 54000 | 37200 | 2.58 | 39000 | 2
JOHNSON CONTROLS | LX SERIES | 214396769 | HRCU-A-CB | HH860E2S11 | CTF60D5CJS1+JME18D2SN1 | Singlezone Ducted, Centrally Ducted | 54000 | 37200 | 2.66 | 39000 | 2
CHAMPION HEATING AND COOLING | LX SERIES | 214396768 | HRCU-A-CB | HH860E2S11 | CTF60D5CJS1+JME18D2SN1 | Singlezone Ducted, Centrally Ducted | 54000 | 37200 | 2.66 | 39000 | 2
FRASER-JOHNSTON | LX SERIES | 214396767 | HRCU-A-CB | HH860E2S11 | CTF60D5CJS1+JME18D2SN1 | Singlezone Ducted, Centrally Ducted | 54000 | 37200 | 2.66 | 39000 | 2
LUXAIRE | LX SERIES | 214396766 | HRCU-A-CB | HH860E2S11 | CTF60D5CJS1+JME18D2SN1 | Singlezone Ducted, Centrally Ducted | 54000 | 37200 | 2.66 | 39000 | 2
COLEMAN | LX SERIES | 214396765 | HRCU-A-CB | HH860E2S11 | CTF60D5CJS1+JME18D2SN1 | Singlezone Ducted, Centrally Ducted | 54000 | 37200 | 2.66 | 39000 | 2
YORK | LX SERIES | 214396091 | HRCU-A-CB | HH860E2S11 | CTF60D5CJS1+JME18D2SN1 | Singlezone Ducted, Centrally Ducted | 54000 | 37200 | 2.66 | 39000 | 2
JOHNSON CONTROLS | LX SERIES | 214421555 | HRCU-A-CB | HH860E2S11 | CTM60D5CJS1+JMET18DS2N1 | Singlezone Ducted, Centrally Ducted | 54000 | 37200 | 2.64 | 39000 | 2
CHAMPION HEATING AND COOLING | LX SERIES | 214421554 | HRCU-A-CB | HH860E2S11 | CTM60D5CJS1+JMET18DS2N1 | Singlezone Ducted, Centrally Ducted | 54000 | 37200 | 2.64 | 39000 | 2
FRASER-JOHNSTON | LX SERIES | 214421553 | HRCU-A-CB | HH860E2S11 | CTM60D5CJS1+JMET18DS2N1 | Singlezone Ducted, Centrally Ducted | 54000 | 37200 | 2.64 | 39000 | 2
LUXAIRE | LX SERIES | 214421552 | HRCU-A-CB | HH860E2S11 | CTM60D5CJS1+JMET18DS2N1 | Singlezone Ducted, Centrally Ducted | 54000 | 37200 | 2.64 | 39000 | 2
JOHNSON CONTROLS | LX SERIES | 214584585 | HRCU-A-CB | HH860E2S11 | CTF60D5CHS1 | Singlezone Ducted, Centrally Ducted | 53500 | 37000 | 2.6 | 39000 | 2
CHAMPION HEATING AND COOLING | LX SERIES | 214584584 | HRCU-A-CB | HH860E2S11 | CTF60D5CHS1 | Singlezone Ducted, Centrally Ducted | 53500 | 37000 | 2.6 | 39000 | 2
FRASER-JOHNSTON | LX SERIES | 214584583 | HRCU-A-CB | HH860E2S11 | CTF60D5CHS1 | Singlezone Ducted, Centrally Ducted | 53500 | 37000 | 2.6 | 39000 | 2
LUXAIRE | LX SERIES | 214584582 | HRCU-A-CB | HH860E2S11 | CTF60D5CHS1 | Singlezone Ducted, Centrally Ducted | 53500 | 37000 | 2.6 | 39000 | 2
COLEMAN | LX SERIES | 214584581 | HRCU-A-CB | HH860E2S11 | CTF60D5CHS1 | Singlezone Ducted, Centrally Ducted | 53500 | 37000 | 2.6 | 39000 | 2
YORK | LX SERIES | 214396090 | HRCU-A-CB | HH860E2S11 | CTF60D5CHS1 | Singlezone Ducted, Centrally Ducted | 53500 | 37000 | 2.6 | 39000 | 2
JOHNSON CONTROLS | LX SERIES | 214396764 | HRCU-A-CB | HH860E2S11 | JHC60D5CH2SS1 | Singlezone Ducted, Centrally Ducted | 53000 | 36200 | 2.6 | 38000 | 2
CHAMPION HEATING AND COOLING | LX SERIES | 214396763 | HRCU-A-CB | HH860E2S11 | JHC60D5CH2SS1 | Singlezone Ducted, Centrally Ducted | 53000 | 36200 | 2.6 | 38000 | 2
FRASER-JOHNSTON | LX SERIES | 214396762 | HRCU-A-CB | HH860E2S11 | JHC60D5CH2SS1 | Singlezone Ducted, Centrally Ducted | 53000 | 36200 | 2.6 | 38000 | 2
LUXAIRE | LX SERIES | 214396761 | HRCU-A-CB | HH860E2S11 | JHC60D5CH2SS1 | Singlezone Ducted, Centrally Ducted | 53000 | 36200 | 2.6 | 38000 | 2
COLEMAN | LX SERIES | 214396760 | HRCU-A-CB | HH860E2S11 | JHC60D5CH2SS1 | Singlezone Ducted, Centrally Ducted | 53000 | 36200 | 2.6 | 38000 | 2
YORK | LX SERIES | 214396089 | HRCU-A-CB | HH860E2S11 | JHC60D5CH2SS1 | Singlezone Ducted, Centrally Ducted | 53000 | 36200 | 2.6 | 38000 | 2
JOHNSON CONTROLS | LX SERIES | 214584635 | HRCU-A-CB | HH860E2S11 | CTF60C5CHS1 | Singlezone Ducted, Centrally Ducted | 53500 | 36600 | 2.56 | 38500 | 2
CHAMPION HEATING AND COOLING | LX SERIES | 214584634 | HRCU-A-CB | HH860E2S11 | CTF60C5CHS1 | Singlezone Ducted, Centrally Ducted | 53500 | 36600 | 2.56 | 38500 | 2
FRASER-JOHNSTON | LX SERIES | 214584633 | HRCU-A-CB | HH860E2S11 | CTF60C5CHS1 | Singlezone Ducted, Centrally Ducted | 53500 | 36600 | 2.56 | 38500 | 2
LUXAIRE | LX SERIES | 214584632 | HRCU-A-CB | HH860E2S11 | CTF60C5CHS1 | Singlezone Ducted, Centrally Ducted | 53500 | 36600 | 2.56 | 38500 | 2
COLEMAN | LX SERIES | 214584631 | HRCU-A-CB | HH860E2S11 | CTF60C5CHS1 | Singlezone Ducted, Centrally Ducted | 53500 | 36600 | 2.56 | 38500 | 2
YORK | LX SERIES | 214396087 | HRCU-A-CB | HH860E2S11 | CTF60C5CHS1 | Singlezone Ducted, Centrally Ducted | 53500 | 36600 | 2.56 | 38500 | 2
JOHNSON CONTROLS | LX SERIES | 214396739 | HRCU-A-CB | HH860E2S11 | CTF60D5CHS1+JMVT20DC2N1 | Singlezone Ducted, Centrally Ducted | 53000 | 36600 | 2.6 | 38000 | 2
CHAMPION HEATING AND COOLING | LX SERIES | 214396738 | HRCU-A-CB | HH860E2S11 | CTF60D5CHS1+JMVT20DC2N1 | Singlezone Ducted, Centrally Ducted | 53000 | 36600 | 2.6 | 38000 | 2
FRASER-JOHNSTON | LX SERIES | 214396737 | HRCU-A-CB | HH860E2S11 | CTF60D5CHS1+JMVT20DC2N1 | Singlezone Ducted, Centrally Ducted | 53000 | 36600 | 2.6 | 38000 | 2
LUXAIRE | LX SERIES | 214396736 | HRCU-A-CB | HH860E2S11 | CTF60D5CHS1+JMVT20DC2N1 | Singlezone Ducted, Centrally Ducted | 53000 | 36600 | 2.6 | 38000 | 2
COLEMAN | LX SERIES | 214396735 | HRCU-A-CB | HH860E2S11 | CTF60D5CHS1+JMVT20DC2N1 | Singlezone Ducted, Centrally Ducted | 53000 | 36600 | 2.6 | 38000 | 2
YORK | LX SERIES | 214396083 | HRCU-A-CB | HH860E2S11 | CTF60D5CHS1+JMVT20DC2N1 | Singlezone Ducted, Centrally Ducted | 53000 | 36600 | 2.6 | 38000 | 2
LUXAIRE | LX SERIES | 214397161 | HRCU-A-CB | HH824E2S11 | CTF30B5ACS1 | Singlezone Ducted, Centrally Ducted | 23000 | 18200 | 2.67 | 17700 | 2
COLEMAN | LX SERIES | 214397160 | HRCU-A-CB | HH824E2S11 | CTF30B5ACS1 | Singlezone Ducted, Centrally Ducted | 23000 | 18200 | 2.67 | 17700 | 2
YORK | LX SERIES | 214396179 | HRCU-A-CB | HH824E2S11 | CTF30B5ACS1 | Singlezone Ducted, Centrally Ducted | 23000 | 18200 | 2.67 | 17700 | 2
JOHNSON CONTROLS | LX SERIES | 214397159 | HRCU-A-CB | HH824E2S11 | CTF30B5ACS1 | Singlezone Ducted, Centrally Ducted | 23000 | 18200 | 2.67 | 17700 | 2
CHAMPION HEATING AND COOLING | LX SERIES | 214397158 | HRCU-A-CB | HH824E2S11 | CTF30B5ACS1 | Singlezone Ducted, Centrally Ducted | 23000 | 18200 | 2.67 | 17700 | 2
FRASER-JOHNSTON | LX SERIES | 214397157 | HRCU-A-CB | HH824E2S11 | CTF30B5ACS1 | Singlezone Ducted, Centrally Ducted | 23000 | 18200 | 2.67 | 17700 | 2
LUXAIRE | LX SERIES | 214397156 | HRCU-A-CB | HH824E2S11 | CTF30B5ACS1 | Singlezone Ducted, Centrally Ducted | 23000 | 18200 | 2.67 | 17700 | 2
COLEMAN | LX SERIES | 214397155 | HRCU-A-CB | HH824E2S11 | CTF30B5ACS1 | Singlezone Ducted, Centrally Ducted | 23000 | 18200 | 2.67 | 17700 | 2
YORK | LX SERIES | 214396178 | HRCU-A-CB | HH824E2S11 | CTF30B5ACS1 | Singlezone Ducted, Centrally Ducted | 23000 | 18200 | 2.67 | 17700 | 2
JOHNSON CONTROLS | LX SERIES | 214397154 | HRCU-A-CB | HH824E2S11 | CTF30B5ACS1 | Singlezone Ducted, Centrally Ducted | 23000 | 18200 | 2.67 | 17700 | 2
CHAMPION HEATING AND COOLING | LX SERIES | 214397153 | HRCU-A-CB | HH824E2S11 | CTF30B5ACS1 | Singlezone Ducted, Centrally Ducted | 23000 | 18200 | 2.67 | 17700 | 2
FRASER-JOHNSTON | LX SERIES | 214397152 | HRCU-A-CB | HH824E2S11 | CTF30B5ACS1 | Singlezone Ducted, Centrally Ducted | 23000 | 18200 | 2.67 | 17700 | 2
LUXAIRE | LX SERIES | 214397151 | HRCU-A-CB | HH824E2S11 | CTF30B5ACS1 | Singlezone Ducted, Centrally Ducted | 23000 | 18200 | 2.67 | 17700 | 2
COLEMAN | LX SERIES | 214397150 | HRCU-A-CB | HH824E2S11 | CTF30B5ACS1 | Singlezone Ducted, Centrally Ducted | 23000 | 18200 | 2.67 | 17700 | 2
YORK | LX SERIES | 214396177 | HRCU-A-CB | HH824E2S11 | CTF30B5ACS1 | Singlezone Ducted, Centrally Ducted | 23000 | 18200 | 2.67 | 17700 | 2
JOHNSON CONTROLS | LX SERIES | 214397149 | HRCU-A-CB | HH824E2S11 | CTF30B5ACS1 | Singlezone Ducted, Centrally Ducted | 23000 | 18400 | 2.72 | 18000 | 2
CHAMPION HEATING AND COOLING | LX SERIES | 214397148 | HRCU-A-CB | HH824E2S11 | CTF30B5ACS1 | Singlezone Ducted, Centrally Ducted | 23000 | 18400 | 2.72 | 18000 | 2
FRASER-JOHNSTON | LX SERIES | 214397147 | HRCU-A-CB | HH824E2S11 | CTF30B5ACS1 | Singlezone Ducted, Centrally Ducted | 23000 | 18400 | 2.72 | 18000 | 2
LUXAIRE | LX SERIES | 214397146 | HRCU-A-CB | HH824E2S11 | CTF30B5ACS1 | Singlezone Ducted, Centrally Ducted | 23000 | 18400 | 2.72 | 18000 | 2
COLEMAN | LX SERIES | 214397145 | HRCU-A-CB | HH824E2S11 | CTF30B5ACS1 | Singlezone Ducted, Centrally Ducted | 23000 | 18400 | 2.72 | 18000 | 2
YORK | LX SERIES | 214396176 | HRCU-A-CB | HH824E2S11 | CTF30B5ACS1 | Singlezone Ducted, Centrally Ducted | 23000 | 18400 | 2.72 | 18000 | 2
JOHNSON CONTROLS | LX SERIES | 214397144 | HRCU-A-CB | HH824E2S11 | CTF30B5ACS1 | Singlezone Ducted, Centrally Ducted | 23000 | 18400 | 2.72 | 18000 | 2
CHAMPION HEATING AND COOLING | LX SERIES | 214397143 | HRCU-A-CB | HH824E2S11 | CTF30B5ACS1 | Singlezone Ducted, Centrally Ducted | 23000 | 18400 | 2.72 | 18000 | 2
FRASER-JOHNSTON | LX SERIES | 214397142 | HRCU-A-CB | HH824E2S11 | CTF30B5ACS1 | Singlezone Ducted, Centrally Ducted | 23000 | 18400 | 2.72 | 18000 | 2
LUXAIRE | LX SERIES | 214397141 | HRCU-A-CB | HH824E2S11 | CTF30B5ACS1 | Singlezone Ducted, Centrally Ducted | 23000 | 18400 | 2.72 | 18000 | 2
COLEMAN | LX SERIES | 214397140 | HRCU-A-CB | HH824E2S11 | CTF30B5ACS1 | Singlezone Ducted, Centrally Ducted | 23000 | 18400 | 2.72 | 18000 | 2
YORK | LX SERIES | 214396175 | HRCU-A-CB | HH824E2S11 | CTF30B5ACS1 | Singlezone Ducted, Centrally Ducted | 23000 | 18400 | 2.72 | 18000 | 2
JOHNSON CONTROLS | LX SERIES | 214397139 | HRCU-A-CB | HH824E2S11 | CTM30B5ACS1 | Singlezone Ducted, Centrally Ducted | 23000 | 18700 | 2.7 | 18300 | 2
CHAMPION HEATING AND COOLING | LX SERIES | 214397138 | HRCU-A-CB | HH824E2S11 | CTM30B5ACS1 | Singlezone Ducted, Centrally Ducted | 23000 | 18700 | 2.7 | 18300 | 2
FRASER-JOHNSTON | LX SERIES | 214397137 | HRCU-A-CB | HH824E2S11 | CTM30B5ACS1 | Singlezone Ducted, Centrally Ducted | 23000 | 18700 | 2.7 | 18300 | 2
LUXAIRE | LX SERIES | 214397136 | HRCU-A-CB | HH824E2S11 | CTM30B5ACS1 | Singlezone Ducted, Centrally Ducted | 23000 | 18700 | 2.7 | 18300 | 2
COLEMAN | LX SERIES | 214397135 | HRCU-A-CB | HH824E2S11 | CTM30B5ACS1 | Singlezone Ducted, Centrally Ducted | 23000 | 18700 | 2.7 | 18300 | 2
YORK | LX SERIES | 214396174 | HRCU-A-CB | HH824E2S11 | CTM30B5ACS1 | Singlezone Ducted, Centrally Ducted | 23000 | 18700 | 2.7 | 18300 | 2
JOHNSON CONTROLS | LX SERIES | 214397134 | HRCU-A-CB | HH824E2S11 | CTF30B5ACS1 | Singlezone Ducted, Centrally Ducted | 23000 | 18800 | 2.71 | 18400 | 2
CHAMPION HEATING AND COOLING | LX SERIES | 214397133 | HRCU-A-CB | HH824E2S11 | CTF30B5ACS1 | Singlezone Ducted, Centrally Ducted | 23000 | 18800 | 2.71 | 18400 | 2
FRASER-JOHNSTON | LX SERIES | 214397132 | HRCU-A-CB | HH824E2S11 | CTF30B5ACS1 | Singlezone Ducted, Centrally Ducted | 23000 | 18800 | 2.71 | 18400 | 2
LUXAIRE | LX SERIES | 214397131 | HRCU-A-CB | HH824E2S11 | CTF30B5ACS1 | Singlezone Ducted, Centrally Ducted | 23000 | 18800 | 2.71 | 18400 | 2
COLEMAN | LX SERIES | 214397130 | HRCU-A-CB | HH824E2S11 | CTF30B5ACS1 | Singlezone Ducted, Centrally Ducted | 23000 | 18800 | 2.71 | 18400 | 2
YORK | LX SERIES | 214396173 | HRCU-A-CB | HH824E2S11 | CTF30B5ACS1 | Singlezone Ducted, Centrally Ducted | 23000 | 18800 | 2.71 | 18400 | 2
JOHNSON CONTROLS | LX SERIES | 214397129 | HRCU-A-CB | HH824E2S11 | CTF30B5ACS1 | Singlezone Ducted, Centrally Ducted | 23000 | 18700 | 2.74 | 18300 | 2
CHAMPION HEATING AND COOLING | LX SERIES | 214397128 | HRCU-A-CB | HH824E2S11 | CTF30B5ACS1 | Singlezone Ducted, Centrally Ducted | 23000 | 18700 | 2.74 | 18300 | 2
FRASER-JOHNSTON | LX SERIES | 214397127 | HRCU-A-CB | HH824E2S11 | CTF30B5ACS1 | Singlezone Ducted, Centrally Ducted | 23000 | 18700 | 2.74 | 18300 | 2
LUXAIRE | LX SERIES | 214397126 | HRCU-A-CB | HH824E2S11 | CTF30B5ACS1 | Singlezone Ducted, Centrally Ducted | 23000 | 18700 | 2.74 | 18300 | 2
COLEMAN | LX SERIES | 214397125 | HRCU-A-CB | HH824E2S11 | CTF30B5ACS1 | Singlezone Ducted, Centrally Ducted | 23000 | 18700 | 2.74 | 18300 | 2
YORK | LX SERIES | 214396172 | HRCU-A-CB | HH824E2S11 | CTF30B5ACS1 | Singlezone Ducted, Centrally Ducted | 23000 | 18700 | 2.74 | 18300 | 2
AUX | A-Series | 214291425 | HRCU-A-CB-O | ASPR30HPMULO | AFEB09HP230V1CHAFEB07HP220V1CHAFEB07HP220V1CHAFEB07HP220V1CH | Singlezone Non-Ducted, Wall Placement | 30000 | 27000 | 2.55 | 24600 | 1.98
SHARP |  | 213927543 | HMSV-A-CB | AE-X3M24BU | AY-XPC9/12/18BU | Multizone All Non-Ducted | 26000 | 25000 | 2.53 | 21200 | 2.34
MITSUBISHI ELECTRIC | M-Series | 212927578 | HMSR-A-CB-O | MXZ-2C20NA4-** |  | Multizone All Non-Ducted | 22000 | 13500 | 2.91 | 11100 | 2.03
SENVILLE |  | 213732650 | HMSR-A-CB-O | SENA-18HF-MOB |  | Multizone All Non-Ducted | 20000 | 15000 | 2.5 | 20000 | 1.93
KEPLER |  | 213608172 | HRCU-A-CB-O | ODUMOX230-09HFN1MW5W | IDUMSEPB-06HRFN1MY5W | Singlezone Non-Ducted, Wall Placement | 7000 | 8500 | 2.9 | 8581 | 2.19
ZERO |  | 213732663 | HMSV-A-CB | Z3SOV-27HDM-US |  | Multizone All Ducted | 28000 | 22000 | 2.6 | 20000 | 2.14
BREEZE33 |  | 213732638 | HRCU-A-C | BZ33-INV18OUT2-J | BZ33-MSC24B-J | Singlezone Ducted, Centrally Ducted | 19000 | 14700 | 2.6 | 15000 | 2.2
ACD | UHD-38 | 202132789 | HRCU-A-CB-O | UHD24KCH22S-O | UHD24KCH22S-I | Singlezone Non-Ducted, Wall Placement | 24000 | 15500 | 2.86 | 26443 | 2.15
ACD | OCD-23 | 201863350 | HRCU-A-CB-O | OCD09KCH23S-O | OCD09KCH23S-I | Singlezone Non-Ducted, Wall Placement | 11000 | 7300 | 2.85 | 12976 | 2.09
ACD | FLEXX | 207497901 | HRCU-A-CB | FXD-ACD36 | AH224 | Singlezone Ducted, Centrally Ducted | 24000 | 16000 | 2.65 | 24000 | 2.1
ACD |  | 201863351 | HRCU-A-CB-O | OCD12KCH22S-O | OCD12KCH22S-I | Singlezone Non-Ducted, Wall Placement | 13000 | 7700 | 2.59 | 9110 | 1.98
ACD | UHD-38 | 202409832 | HRCU-A-CB-O | UHD09KCH38SB-O | UHD09KCH38SB-I | Singlezone Non-Ducted, Wall Placement | 9000 | 8000 | 3.13 | 12976 | 2.09
SAMSUNG | DVM S Eco | 206918723 | HMSV-A-CB | AM036NXMDCR |  | Multizone Mix of Ducted and Non-Ducted | 42000 | 25000 | 2.53 | 31000 | 1.95
SAMSUNG | DVM S Eco | 206918724 | HMSR-A-CB | AM036TXMDCH |  | Multizone Mix of Ducted and Non-Ducted | 42000 | 25000 | 2.53 | 31000 | 1.95
LG | LUU240HV | 213307504 | HRCU-A-CB | LUU240HV | C74B(A,H)MX24C-B | Singlezone Ducted, Centrally Ducted | 26000 | 16500 | 2.52 | 21400 | 1.91
BOSCH | Inverter Ducted Split Family (IDS) | 202868495 | HRCU-A-CB | BOVA-60HDN1-M20G | BVA-48WN1-M20 | Singlezone Ducted, Centrally Ducted | 48000 | 40000 | 2.5 | 33600 | 2
BOSCH | Inverter Ducted Split Family (IDS) | 202868496 | HRCU-A-CB | BOVA-36HDN1-M20G | BVA-36WN1-M20 | Singlezone Ducted, Centrally Ducted | 34200 | 28000 | 2.5 | 21200 | 2.02
BOSCH | Inverter Ducted Split Family (IDS) | 207658523 | HRCU-A-CB | BOVB-60HDN1-M20G | BVA-48WN1-M20 | Singlezone Ducted, Centrally Ducted | 48000 | 40000 | 2.5 | 33600 | 2
BOSCH | Inverter Ducted Split Family (IDS) | 207658524 | HRCU-A-CB | BOVB-36HDN1-M20G | BVA-36WN1-M20 | Singlezone Ducted, Centrally Ducted | 34200 | 28000 | 2.5 | 21200 | 2.02
HISENSE | Hi ULTRA HD-Coil | 213411088 | HRCU-A-C | AUWR-48U3SP | DC61A44-245R | Singlezone Ducted, Centrally Ducted | 42000 | 31200 | 3.22 | 34600 | 2.08
HISENSE | Hi ULTRA HD-Coil | 213411087 | HRCU-A-C | AUWR-36U3SA | DC37A44-210L | Singlezone Ducted, Centrally Ducted | 30000 | 23000 | 2.89 | 24200 | 2.08
PANASONIC | CU series | 212396497 | HRCU-A-CB | CU-HE55YAHK6 | CS-HE60YAHK6 | Singlezone Ducted, Centrally Ducted | 59000 | 42000 | 2.6 | 54356 | 1.91
PANASONIC | CU series | 213160450 | HRCU-A-C | CU-HE18YAHK6 | CS-HE24YAC6* | Singlezone Ducted, Centrally Ducted | 19000 | 14700 | 2.6 | 15000 | 2.2
PANASONIC | CU series | 213082093 | HRCU-A-C | CU-HE18YAHK6 | CS-HE24YAC6 | Singlezone Ducted, Centrally Ducted | 19000 | 14700 | 2.6 | 15000 | 2.2
PANASONIC | CU series | 212396499 | HRCU-A-C | CU-E24YAHK6 | CS-HE24YAC6 | Singlezone Ducted, Centrally Ducted | 25600 | 22000 | 2.5 | 18500 | 2.2
PANASONIC | CU series | 212396493 | HRCU-A-CB | CU-HE24YAHK6 | CS-HE24YAHK6 | Singlezone Ducted, Centrally Ducted | 24000 | 19200 | 2.5 | 24071 | 1.91
PANASONIC | CU series | 212396492 | HRCU-A-CB | CU-HE18YAHK6 | CS-HE18YAHK6 | Singlezone Ducted, Centrally Ducted | 19000 | 13500 | 2.6 | 18629 | 2.04
LBG PRODUCTS | LCHB series | 212331389 | HRCU-A-C | LCUHB24DO | LCHB24DA | Singlezone Ducted, Centrally Ducted | 25000 | 21000 | 2.58 | 20000 | 1.95
DIRECT AIR | DIRM series | 212101621 | HRCU-A-C | DIRM-18MAGICPRO20-OU | DIRM-24MAGICPRO20-COIL | Singlezone Ducted, Centrally Ducted | 19000 | 14700 | 2.6 | 15000 | 2.2
LBG PRODUCTS | LCHB series | 212331388 | HRCU-A-C | LCUHB18DO | LCHB24DA | Singlezone Ducted, Centrally Ducted | 19000 | 14700 | 2.6 | 15000 | 2.2
CUSTOM COMFORT | CCOX series | 212365456 | HRCU-A-C | CCOXHA24V18HP | CCOACC1824B | Singlezone Ducted, Centrally Ducted | 19000 | 14700 | 2.6 | 15000 | 2.2
DIYCOOL | ACIQ series | 212394333 | HRCU-A-C | ACIQ-18-HPB | ACIQ-18-ACL | Singlezone Ducted, Centrally Ducted | 19000 | 14700 | 2.6 | 15000 | 2.2
POLARWAVE | ACIQ series | 212394344 | HRCU-A-C | ACIQ-18-HPB | ACIQ-18-ACL | Singlezone Ducted, Centrally Ducted | 19000 | 14700 | 2.6 | 15000 | 2.2
STEALTH | ACIQ series | 212394355 | HRCU-A-C | ACIQ-18-HPB | ACIQ-18-ACL | Singlezone Ducted, Centrally Ducted | 19000 | 14700 | 2.6 | 15000 | 2.2
KEPLER |  | 213062281 | HRCU-A-C | AZPN/18WD | AZPN/B24WAC | Singlezone Ducted, Centrally Ducted | 19000 | 14700 | 2.6 | 15000 | 2.2
INNOVAIR | SHV series | 213160472 | HRCU-A-C | SHV18H2R20 | MAC24H1718E | Singlezone Ducted, Centrally Ducted | 19000 | 14700 | 2.6 | 15000 | 2.2
DETTSON | EVD series | 213160479 | HRCU-A-C | EVD-18-O | MAC24H1718E | Singlezone Ducted, Centrally Ducted | 19000 | 14700 | 2.6 | 15000 | 2.2
ELIOS | DEA series | 213081448 | HRCU-A-C | DEA18HOS20230E7 | CUB24HAC20BWT7A | Singlezone Ducted, Centrally Ducted | 19000 | 14700 | 2.6 | 15000 | 2.2
CENTURY | A series | 212940799 | HRCU-A-C | A-VCD18SA-1 | MCD18/24B1A | Singlezone Ducted, Centrally Ducted | 19000 | 14700 | 2.6 | 15000 | 2.2
MOOVAIR | DM series | 212361758 | HRCU-A-C | DMA18HOS20230E7 | CUB24HAC20BWT7A | Singlezone Ducted, Centrally Ducted | 19000 | 14700 | 2.6 | 15000 | 2.2
CANAIR | CDH series | 211644141 | HRCU-A-C | CDH2018C21 | MAC-24HWDN1-MN0 | Singlezone Ducted, Centrally Ducted | 19000 | 14700 | 2.6 | 15000 | 2.2
1HVAC | ACIQ series | 212394311 | HRCU-A-C | ACIQ-18-HPB | ACIQ-18-ACL | Singlezone Ducted, Centrally Ducted | 19000 | 14700 | 2.6 | 15000 | 2.2
ACIQ | ACIQ series | 212394322 | HRCU-A-C | ACIQ-18-HPB | ACIQ-18-ACL | Singlezone Ducted, Centrally Ducted | 19000 | 14700 | 2.6 | 15000 | 2.2
COMFORT-AIRE | A series | 210568230 | HRCU-A-C | A-VCD18SA-1 | MCD18/24B1A | Singlezone Ducted, Centrally Ducted | 19000 | 14700 | 2.6 | 15000 | 2.2
ECO-AIR |  | 209270319 | HRCU-A-C | MOX430U-18HFN1-M | MAC-24HWDN1-MN0 | Singlezone Ducted, Centrally Ducted | 19000 | 14700 | 2.6 | 15000 | 2.2
CANAIR | MAC series | 209550333 | HRCU-A-C | MOX430U-18HFN1-M | MAC-24HWDN1-MN0 | Singlezone Ducted, Centrally Ducted | 19000 | 14700 | 2.6 | 15000 | 2.2
INNOVAIR | SEV series | 213160467 | HRCU-A-C | SEV24H2R19 | MAC24H1718E | Singlezone Ducted, Centrally Ducted | 25600 | 22000 | 2.5 | 18500 | 2.2
KEPLER |  | 213062294 | HRCU-A-C | AZPNS/24ROD | AZPN/B24WAC | Singlezone Ducted, Centrally Ducted | 25600 | 22000 | 2.5 | 18500 | 2.2
POLARWAVE | ACIQ series | 212394339 | HRCU-A-C | ACIQ-24-EHPB | ACIQ-24-ACL | Singlezone Ducted, Centrally Ducted | 25600 | 22000 | 2.5 | 18500 | 2.2
STEALTH | ACIQ series | 212394350 | HRCU-A-C | ACIQ-24-EHPB | ACIQ-24-ACL | Singlezone Ducted, Centrally Ducted | 25600 | 22000 | 2.5 | 18500 | 2.2
LBG PRODUCTS | LCHB series | 212331381 | HRCU-A-C | LCHB24DO | LCHB24DA | Singlezone Ducted, Centrally Ducted | 25600 | 22000 | 2.5 | 18500 | 2.2
CANAIR | MAC series | 209550328 | HRCU-A-C | MOX430-24HFN1-MR0 | MAC-24HWDN1-MN0 | Singlezone Ducted, Centrally Ducted | 25600 | 22000 | 2.5 | 18500 | 2.2
ECO-AIR |  | 209270314 | HRCU-A-C | MOX430U-24HFN1-MR0 | MAC-24HWDN1-MN0 | Singlezone Ducted, Centrally Ducted | 25600 | 22000 | 2.5 | 18500 | 2.2
DIYCOOL | ACIQ series | 212394328 | HRCU-A-C | ACIQ-24-EHPB | ACIQ-24-ACL | Singlezone Ducted, Centrally Ducted | 25600 | 22000 | 2.5 | 18500 | 2.2
ACIQ | ACIQ series | 212394317 | HRCU-A-C | ACIQ-24-EHPB | ACIQ-24-ACL | Singlezone Ducted, Centrally Ducted | 25600 | 22000 | 2.5 | 18500 | 2.2
1HVAC | ACIQ series | 212394306 | HRCU-A-C | ACIQ-24-EHPB | ACIQ-24-ACL | Singlezone Ducted, Centrally Ducted | 25600 | 22000 | 2.5 | 18500 | 2.2
MDV | MVBL series | 213352879 | HRCU-A-CB | MOD30-24HFN1-MW | MVBL-24HWFN1-MI3 | Singlezone Ducted, Centrally Ducted | 27400 | 19200 | 2.61 | 24000 | 1.91
MDV | MVBL series | 213352878 | HRCU-A-CB | MOX430U-18HFN1-M | MVBL-18HWFN1-MH3 | Singlezone Ducted, Centrally Ducted | 19000 | 13500 | 2.6 | 18000 | 2
INNOVAIR | SHV series | 213363369 | HRCU-A-CB | SHV24H2R20 | FEV24H2R19 | Singlezone Ducted, Centrally Ducted | 27400 | 19200 | 2.61 | 24000 | 1.91
INNOVAIR | SHV series | 213363368 | HRCU-A-CB | SHV18H2R20 | FEV18H2R19 | Singlezone Ducted, Centrally Ducted | 19000 | 13500 | 2.6 | 18000 | 2
COMFORT-AIRE | A-series | 213348297 | HRCU-A-CB | A-VCD60SA-1 | B-KCD60SA-1 | Singlezone Ducted, Centrally Ducted | 59000 | 42000 | 2.6 | 54356 | 1.91
LBG PRODUCTS | LCUH series | 213307923 | HRCU-A-CB | LCUHB60DO | LCHB60DHNI | Singlezone Ducted, Centrally Ducted | 59000 | 42000 | 2.6 | 54356 | 1.91
WELLS |  | 213307903 | HRCU-A-CB | WUCA-60HFMO | WUA-60HFMAH | Singlezone Ducted, Centrally Ducted | 59000 | 42000 | 2.6 | 54356 | 1.91
COMFORTSTAR | ACP series | 213386517 | HRCU-A-C | CPH18CD(O) | ACP-24B | Singlezone Ducted, Centrally Ducted | 19000 | 14700 | 2.6 | 15000 | 2.2
COMFORTSTAR | UACP series | 213386529 | HRCU-A-C | CPH18CD(O) | UACP-24B | Singlezone Ducted, Centrally Ducted | 19000 | 14700 | 2.6 | 15000 | 2.2
COMFORTSTAR | UACP series | 213386524 | HRCU-A-C | CPR24CD(O) | UACP-24B | Singlezone Ducted, Centrally Ducted | 25600 | 22000 | 2.5 | 18500 | 2.2
COMFORTSTAR | ACP series | 213386512 | HRCU-A-C | CPR24CD(O) | ACP-24B | Singlezone Ducted, Centrally Ducted | 25600 | 22000 | 2.5 | 18500 | 2.2
WELLS |  | 213307899 | HRCU-A-CB | WUCA-24HFMO | WUA-24HFMAH | Singlezone Ducted, Centrally Ducted | 24000 | 19200 | 2.5 | 24071 | 1.91
LBG PRODUCTS | LCUH series | 213307919 | HRCU-A-CB | LCUHB24DO | LCHB24DHNI | Singlezone Ducted, Centrally Ducted | 24000 | 19200 | 2.5 | 24071 | 1.91
COMFORT-AIRE | A-series | 213348293 | HRCU-A-CB | A-VCD24SA-1 | B-KCD24SA-1 | Singlezone Ducted, Centrally Ducted | 24000 | 19200 | 2.5 | 24071 | 1.91
COMFORT-AIRE | A-series | 213348292 | HRCU-A-CB | A-VCD18SA-1 | B-KCD18SA-1 | Singlezone Ducted, Centrally Ducted | 19000 | 13500 | 2.6 | 18629 | 2.04
LBG PRODUCTS | LCUH series | 213307918 | HRCU-A-CB | LCUHB18DO | LCHB18DHNI | Singlezone Ducted, Centrally Ducted | 19000 | 13500 | 2.6 | 18629 | 2.04
AC PRO.COM | AVBL series | 213386503 | HRCU-A-CB | AOD30-24HFN1-MW | AVBL-24HWFN1-MI3 | Singlezone Ducted, Centrally Ducted | 27400 | 19200 | 2.61 | 24000 | 1.91
AC PRO.COM | AVBL series | 213386502 | HRCU-A-CB | AOX430U-18HFN1-M | AVBL-18HWFN1-MH3 | Singlezone Ducted, Centrally Ducted | 19000 | 13500 | 2.6 | 18000 | 2
ECO-AIR |  | 213307908 | HRCU-A-CB | MOX430U-18HFN1-M | MVBE-18HWFN1-MM3E | Singlezone Ducted, Centrally Ducted | 19000 | 15800 | 2.82 | 18800 | 2.3
ALSETRIA |  | 213307910 | HRCU-A-CB | MOX430U-18HFN1-M | MVBE-18HWFN1-MM3E | Singlezone Ducted, Centrally Ducted | 19000 | 15800 | 2.82 | 18800 | 2.3
COOPER&HUNTER | CH series | 213265612 | HRCU-A-CB | CH-NHPR60LCU-230VO | CH-60AHU-W | Singlezone Ducted, Centrally Ducted | 60000 | 41000 | 2.56 | 57600 | 1.96
SENVILLE | SENDC | 213386474 | HRCU-A-CB | SENDC-60HF-OM | SENDC-60HF-IM | Singlezone Ducted, Centrally Ducted | 59000 | 42000 | 2.6 | 54356 | 1.91
KERR | A-series | 213348327 | HRCU-A-CB | A-KCD60SA-1 | B-VCD60SA-1 | Singlezone Ducted, Centrally Ducted | 59000 | 42000 | 2.6 | 54356 | 1.91
KERR | A-series | 213265615 | HRCU-A-C | A-KCD18SA-1 | MCD18/24B1A | Singlezone Ducted, Centrally Ducted | 19000 | 14700 | 2.6 | 15000 | 2.2
COOPER&HUNTER | CH series | 213265604 | HRCU-A-CB | CH-HPR18-230VO | CH-M18AHU-W | Singlezone Ducted, Centrally Ducted | 19000 | 15400 | 2.7 | 18295 | 2
COOPER&HUNTER | CH series | 213265605 | HRCU-A-CB | CH-ES24-230VO | CH-M24AHU-W | Singlezone Ducted, Centrally Ducted | 25000 | 17000 | 2.98 | 18000 | 1.9
COOPER&HUNTER | CH series | 213265603 | HRCU-A-CB | CH-ES18-230VO | CH-M18AHU-W | Singlezone Ducted, Centrally Ducted | 19000 | 13200 | 2.67 | 12800 | 2.32
SENVILLE | SENDC | 213386472 | HRCU-A-CB | SENDC-24HF-OM | SENDC-24HF-IM | Singlezone Ducted, Centrally Ducted | 24000 | 19200 | 2.5 | 24071 | 1.91
KERR | A series | 213349770 | HRCU-A-CB | A-KCD24SA-1 | B-KCD24SA-1 | Singlezone Ducted, Centrally Ducted | 24000 | 19200 | 2.5 | 24071 | 1.91
KERR | A-series | 213348323 | HRCU-A-CB | A-KCD24SA-1 | B-VCD24SA-1 | Singlezone Ducted, Centrally Ducted | 24000 | 19200 | 2.5 | 24071 | 1.91
KERR | A-series | 213348322 | HRCU-A-CB | A-KCD18SA-1 | B-VCD18SA-1 | Singlezone Ducted, Centrally Ducted | 19000 | 13500 | 2.6 | 18629 | 2.04
KERR | A-series | 213265614 | HRCU-A-CB | A-KCD18SA-1 | B-KCD18SA-1 | Singlezone Ducted, Centrally Ducted | 19000 | 13500 | 2.6 | 18629 | 2.04
STAR AIR KONTROL |  | 213279897 | HRCU-A-CB-O | SAK-09-OC/220V | SAK-09-OC/220V | Singlezone Non-Ducted, Ceiling Placement | 11000 | 8000 | 2.66 | 8500 | 2.37
STAR AIR KONTROL |  | 213279899 | HRCU-A-CB-O | SAK-18-OC/220V | SAK-18-OC/220V | Singlezone Non-Ducted, Ceiling Placement | 19000 | 12200 | 2.79 | 13100 | 2.3
WELLS |  | 213286785 | HMSV-A-CB | WMCA-55HFMO |  | Multizone All Ducted | 55000 | 35200 | 2.5 | 47000 | 1.94
NG TRADE |  | 213307866 | HMSV-A-CB | MOBMH270C |  | Multizone All Ducted | 28000 | 22000 | 2.6 | 20000 | 2.14
WELLS |  | 213286764 | HMSV-A-CB | WMMA-27HFMO |  | Multizone All Ducted | 28000 | 22000 | 2.6 | 20000 | 2.14
NG TRADE |  | 213307864 | HMSV-A-CB | MOBMH180C |  | Multizone Mix of Ducted and Non-Ducted | 19000 | 14600 | 2.5 | 14000 | 2.17
WELLS |  | 213286762 | HMSV-A-CB | WMMA-18HFMO |  | Multizone Mix of Ducted and Non-Ducted | 19000 | 14600 | 2.5 | 14000 | 2.17
STAR AIR KONTROL |  | 213279894 | HRCU-A-CB-O | SAK-24-CC/220V | SAK-24-CC/220V | Singlezone Non-Ducted, Wall Placement | 25000 | 19000 | 2.6 | 18900 | 1.96
STAR AIR KONTROL |  | 213279892 | HRCU-A-CB-O | SAK-12-CC/220V | SAK-12-CC/220V | Singlezone Non-Ducted, Ceiling Placement | 12000 | 8900 | 2.75 | 8000 | 2.28
COOPER&HUNTER | CH series | 213265596 | HRCU-A-CB-O | CH-HPR06F9-230VO | CH-06MCT1W-W | Singlezone Non-Ducted, Ceiling Placement | 7100 | 5700 | 2.61 | 8500 | 2.03
COOPER&HUNTER | CH series | 213265597 | HRCU-A-CB-O | CH-ES09-230VO | CH-09MCT1W-W | Singlezone Non-Ducted, Ceiling Placement | 11000 | 8000 | 2.66 | 8500 | 2.37
COOPER&HUNTER | CH series | 213265601 | HRCU-A-CB-O | CH-ES18-230VO | CH-18MCT1W-W | Singlezone Non-Ducted, Ceiling Placement | 19000 | 12200 | 2.79 | 13100 | 2.3
COOPER&HUNTER | CH series | 213265576 | HRCU-A-CB | CH-ES18-230VO | CH-18MDT-W | Singlezone Ducted, Compact Ducted | 20000 | 12600 | 2.66 | 13000 | 2.4
COOPER&HUNTER | CH series | 213265586 | HRCU-A-CB-O | CH-ES18-230VO | CH-18MFC-W | Singlezone Non-Ducted, Floor Placement | 20000 | 12800 | 2.52 | 13000 | 2.08
COOPER&HUNTER | CH series | 213265567 | HRCU-A-CB-O | CH-HPR24-230VO | CH-24MCT-W | Singlezone Non-Ducted, Wall Placement | 25000 | 21000 | 2.64 | 26000 | 1.95
COOPER&HUNTER | CH series | 213265566 | HRCU-A-CB-O | CH-ES24-230VO | CH-24MCT-W | Singlezone Non-Ducted, Wall Placement | 25000 | 19000 | 2.6 | 18900 | 1.96
COOPER&HUNTER | CH series | 213265563 | HRCU-A-CB-O | CH-HPR12-230VO | CH-12MCT-W | Singlezone Non-Ducted, Ceiling Placement | 12000 | 9900 | 2.55 | 11500 | 1.9
COOPER&HUNTER | CH series | 213265574 | HRCU-A-CB | CH-ES12-230VO | CH-12MDT-W | Singlezone Ducted, Compact Ducted | 12000 | 9300 | 2.78 | 8400 | 2.26
COOPER&HUNTER | CH series | 213265572 | HRCU-A-CB | CH-ES09-230VO | CH-09MDT-W | Singlezone Ducted, Compact Ducted | 10000 | 7700 | 2.59 | 8000 | 2.09
COOPER&HUNTER | CH series | 213265562 | HRCU-A-CB-O | CH-ES12-230VO | CH-12MCT-W | Singlezone Non-Ducted, Ceiling Placement | 12000 | 8900 | 2.75 | 8000 | 2.28
PIONEER | YN-series | 213349746 | HRCU-A-CB-O | YN009GMFI22RPE | CK009GMFILCFHD | Singlezone Non-Ducted, Ceiling Placement | 11000 | 8000 | 2.66 | 8500 | 2.37
PIONEER | YN-series | 213349744 | HRCU-A-CB-O | YN018GMFI22RPE | CK018GMFILCFHD | Singlezone Non-Ducted, Ceiling Placement | 19000 | 12200 | 2.79 | 13100 | 2.3
SAMSUNG | FJM Max Heat | 213353370 | HMSR-A-CB-O | AJ036CXS4CH |  | Multizone All Non-Ducted | 36600 | 23000 | 2.84 | 36600 | 2.04
SAMSUNG | FJM Max Heat | 213353367 | HMSR-A-CB-O | AJ020CXS3CH |  | Multizone All Non-Ducted | 22000 | 13400 | 2.95 | 22000 | 1.95
TOSOT | Pular | 213319288 | HRCU-A-CB-O | TW12HP2AIDO | TW12HP2AIDI | Singlezone Non-Ducted, Wall Placement | 13000 | 7700 | 2.59 | 9110 | 1.98
MIDEA | 38M series | 213372238 | HRCU-A-C | 38MURAQ24AB3 | 40MULAQ24XBX + CI | Singlezone Ducted, Centrally Ducted | 25000 | 21000 | 2.58 | 20000 | 1.95
MIDEA | 38M series | 213372236 | HRCU-A-C | 38MURAQ18AB3 | 40MULAQ24XBX + CI | Singlezone Ducted, Centrally Ducted | 19000 | 14700 | 2.6 | 15000 | 2.2
WEATHERMAKER | 38M series | 213372230 | HRCU-A-C | 38MURAQ24AB3 | 40MULAQ24XBX + CI | Singlezone Ducted, Centrally Ducted | 25000 | 21000 | 2.58 | 20000 | 1.95
WEATHERMAKER | 38M series | 213372228 | HRCU-A-C | 38MURAQ18AB3 | 40MULAQ24XBX + CI | Singlezone Ducted, Centrally Ducted | 19000 | 14700 | 2.6 | 15000 | 2.2
PAYNE | 38M series | 213372222 | HRCU-A-C | 38MURAQ24AB3 | 40MULAQ24XBX + CI | Singlezone Ducted, Centrally Ducted | 25000 | 21000 | 2.58 | 20000 | 1.95
PAYNE | 38M series | 213372220 | HRCU-A-C | 38MURAQ18AB3 | 40MULAQ24XBX + CI | Singlezone Ducted, Centrally Ducted | 19000 | 14700 | 2.6 | 15000 | 2.2
BRYANT | 38M series | 213372214 | HRCU-A-C | 38MURAQ24AB3 | 40MULAQ24XBX + CI | Singlezone Ducted, Centrally Ducted | 25000 | 21000 | 2.58 | 20000 | 1.95
BRYANT | 38M series | 213372212 | HRCU-A-C | 38MURAQ18AB3 | 40MULAQ24XBX + CI | Singlezone Ducted, Centrally Ducted | 19000 | 14700 | 2.6 | 15000 | 2.2
CARRIER | 38M series | 213372206 | HRCU-A-C | 38MURAQ24AB3 | 40MULAQ24XBX + CI | Singlezone Ducted, Centrally Ducted | 25000 | 21000 | 2.58 | 20000 | 1.95
CARRIER | 38M series | 213372204 | HRCU-A-C | 38MURAQ18AB3 | 40MULAQ24XBX + CI | Singlezone Ducted, Centrally Ducted | 19000 | 14700 | 2.6 | 15000 | 2.2
LPS LEGACY | DL series | 213372198 | HRCU-A-C | DLCURAH24ABK | DLFULAH24XBX + CI | Singlezone Ducted, Centrally Ducted | 25000 | 21000 | 2.58 | 20000 | 1.95
LPS LEGACY | DL series | 213372196 | HRCU-A-C | DLCURAH18ABK | DLFULAH24XBX + CI | Singlezone Ducted, Centrally Ducted | 19000 | 14700 | 2.6 | 15000 | 2.2
AIRQUEST | DL series | 213372190 | HRCU-A-C | DLCURAH24ABK | DLFULAH24XBX + CI | Singlezone Ducted, Centrally Ducted | 25000 | 21000 | 2.58 | 20000 | 1.95
AIRQUEST | DL series | 213372188 | HRCU-A-C | DLCURAH18ABK | DLFULAH24XBX + CI | Singlezone Ducted, Centrally Ducted | 19000 | 14700 | 2.6 | 15000 | 2.2
SMART COMFORT | DL series | 213372182 | HRCU-A-C | DLCURAH24ABK | DLFULAH24XBX + CI | Singlezone Ducted, Centrally Ducted | 25000 | 21000 | 2.58 | 20000 | 1.95
SMART COMFORT | DL series | 213372180 | HRCU-A-C | DLCURAH18ABK | DLFULAH24XBX + CI | Singlezone Ducted, Centrally Ducted | 19000 | 14700 | 2.6 | 15000 | 2.2
TEMPSTAR | DL series | 213372174 | HRCU-A-C | DLCURAH24ABK | DLFULAH24XBX + CI | Singlezone Ducted, Centrally Ducted | 25000 | 21000 | 2.58 | 20000 | 1.95
TEMPSTAR | DL series | 213372172 | HRCU-A-C | DLCURAH18ABK | DLFULAH24XBX + CI | Singlezone Ducted, Centrally Ducted | 19000 | 14700 | 2.6 | 15000 | 2.2
MIDEA | DL series | 213372166 | HRCU-A-C | DLCURAH24ABK | DLFULAH24XBX + CI | Singlezone Ducted, Centrally Ducted | 25000 | 21000 | 2.58 | 20000 | 1.95
MIDEA | DL series | 213372164 | HRCU-A-C | DLCURAH18ABK | DLFULAH24XBX + CI | Singlezone Ducted, Centrally Ducted | 19000 | 14700 | 2.6 | 15000 | 2.2
KENMORE | DL series | 213372158 | HRCU-A-C | DLCURAH24ABK | DLFULAH24XBX + CI | Singlezone Ducted, Centrally Ducted | 25000 | 21000 | 2.58 | 20000 | 1.95
KENMORE | DL series | 213372156 | HRCU-A-C | DLCURAH18ABK | DLFULAH24XBX + CI | Singlezone Ducted, Centrally Ducted | 19000 | 14700 | 2.6 | 15000 | 2.2
KEEPRITE | DL series | 213372150 | HRCU-A-C | DLCURAH24ABK | DLFULAH24XBX + CI | Singlezone Ducted, Centrally Ducted | 25000 | 21000 | 2.58 | 20000 | 1.95
KEEPRITE | DL series | 213372148 | HRCU-A-C | DLCURAH18ABK | DLFULAH24XBX + CI | Singlezone Ducted, Centrally Ducted | 19000 | 14700 | 2.6 | 15000 | 2.2
HEIL | DL series | 213372142 | HRCU-A-C | DLCURAH24ABK | DLFULAH24XBX + CI | Singlezone Ducted, Centrally Ducted | 25000 | 21000 | 2.58 | 20000 | 1.95
HEIL | DL series | 213372140 | HRCU-A-C | DLCURAH18ABK | DLFULAH24XBX + CI | Singlezone Ducted, Centrally Ducted | 19000 | 14700 | 2.6 | 15000 | 2.2
DAY & NIGHT | DL series | 213372134 | HRCU-A-C | DLCURAH24ABK | DLFULAH24XBX + CI | Singlezone Ducted, Centrally Ducted | 25000 | 21000 | 2.58 | 20000 | 1.95
DAY & NIGHT | DL series | 213372132 | HRCU-A-C | DLCURAH18ABK | DLFULAH24XBX + CI | Singlezone Ducted, Centrally Ducted | 19000 | 14700 | 2.6 | 15000 | 2.2
COMFORTMAKER | DL series | 213372126 | HRCU-A-C | DLCURAH24ABK | DLFULAH24XBX + CI | Singlezone Ducted, Centrally Ducted | 25000 | 21000 | 2.58 | 20000 | 1.95
COMFORTMAKER | DL series | 213372124 | HRCU-A-C | DLCURAH18ABK | DLFULAH24XBX + CI | Singlezone Ducted, Centrally Ducted | 19000 | 14700 | 2.6 | 15000 | 2.2
ARCOAIRE | DL series | 213372118 | HRCU-A-C | DLCURAH24ABK | DLFULAH24XBX + CI | Singlezone Ducted, Centrally Ducted | 25000 | 21000 | 2.58 | 20000 | 1.95
ARCOAIRE | DL series | 213372116 | HRCU-A-C | DLCURAH18ABK | DLFULAH24XBX + CI | Singlezone Ducted, Centrally Ducted | 19000 | 14700 | 2.6 | 15000 | 2.2
ACIQ | ACIQ series | 213433245 | HRCU-A-CB | ACIQ-24-EHPB | ACIQ-24W-WM | Singlezone Ducted, Centrally Ducted | 26000 | 19500 | 2.6 | 19400 | 2.33
DIYCOOL | ACIQ series | 213433264 | HRCU-A-CB | ACIQ-24-EHPB | ACIQ-24W-WM | Singlezone Ducted, Centrally Ducted | 26000 | 19500 | 2.6 | 19400 | 2.33
POLARWAVE | ACIQ series | 213433283 | HRCU-A-CB | ACIQ-24-EHPB | ACIQ-24W-WM | Singlezone Ducted, Centrally Ducted | 26000 | 19500 | 2.6 | 19400 | 2.33
STEALTH | ACIQ series | 213433302 | HRCU-A-CB | ACIQ-24-EHPB | ACIQ-24W-WM | Singlezone Ducted, Centrally Ducted | 26000 | 19500 | 2.6 | 19400 | 2.33
INNOVAIR | SH series | 213386881 | HRCU-A-CB | SEV24H2R19 | WEV24H2R19 | Singlezone Ducted, Centrally Ducted | 26000 | 19500 | 2.6 | 19400 | 2.33
POLARWAVE | ACIQ series | 213433291 | HRCU-A-CB | ACIQ-24-HPB | ACIQ-24W-P | Singlezone Ducted, Centrally Ducted | 27400 | 19200 | 2.61 | 24000 | 1.91
STEALTH | ACIQ series | 213433310 | HRCU-A-CB | ACIQ-24-HPB | ACIQ-24W-P | Singlezone Ducted, Centrally Ducted | 27400 | 19200 | 2.61 | 24000 | 1.91
DIYCOOL | ACIQ series | 213433272 | HRCU-A-CB | ACIQ-24-HPB | ACIQ-24W-P | Singlezone Ducted, Centrally Ducted | 27400 | 19200 | 2.61 | 24000 | 1.91
ACIQ | ACIQ series | 213433253 | HRCU-A-CB | ACIQ-24-HPB | ACIQ-24W-P | Singlezone Ducted, Centrally Ducted | 27400 | 19200 | 2.61 | 24000 | 1.91
ACIQ | ACIQ series | 213433252 | HRCU-A-CB | ACIQ-18-HPB | ACIQ-18W-P | Singlezone Ducted, Centrally Ducted | 19000 | 13500 | 2.6 | 18000 | 2
DIYCOOL | ACIQ series | 213433271 | HRCU-A-CB | ACIQ-18-HPB | ACIQ-18W-P | Singlezone Ducted, Centrally Ducted | 19000 | 13500 | 2.6 | 18000 | 2
STEALTH | ACIQ series | 213433309 | HRCU-A-CB | ACIQ-18-HPB | ACIQ-18W-P | Singlezone Ducted, Centrally Ducted | 19000 | 13500 | 2.6 | 18000 | 2
POLARWAVE | ACIQ series | 213433290 | HRCU-A-CB | ACIQ-18-HPB | ACIQ-18W-P | Singlezone Ducted, Centrally Ducted | 19000 | 13500 | 2.6 | 18000 | 2
STEALTH | ACIQ series | 213433305 | HRCU-A-CB | ACIQ-18-HPB | ACIQ-18W-WM | Singlezone Ducted, Centrally Ducted | 19000 | 15800 | 2.82 | 18800 | 2.3
POLARWAVE | ACIQ series | 213433286 | HRCU-A-CB | ACIQ-18-HPB | ACIQ-18W-WM | Singlezone Ducted, Centrally Ducted | 19000 | 15800 | 2.82 | 18800 | 2.3
DIYCOOL | ACIQ series | 213433267 | HRCU-A-CB | ACIQ-18-HPB | ACIQ-18W-WM | Singlezone Ducted, Centrally Ducted | 19000 | 15800 | 2.82 | 18800 | 2.3
ACIQ | ACIQ series | 213433248 | HRCU-A-CB | ACIQ-18-HPB | ACIQ-18W-WM | Singlezone Ducted, Centrally Ducted | 19000 | 15800 | 2.82 | 18800 | 2.3
ACIQ | ACIQ series | 213433249 | HRCU-A-CB | ACIQ-24-HPB | ACIQ-24W-WM | Singlezone Ducted, Centrally Ducted | 26000 | 20000 | 2.7 | 24000 | 2
DIYCOOL | ACIQ series | 213433268 | HRCU-A-CB | ACIQ-24-HPB | ACIQ-24W-WM | Singlezone Ducted, Centrally Ducted | 26000 | 20000 | 2.7 | 24000 | 2
STEALTH | ACIQ series | 213433306 | HRCU-A-CB | ACIQ-24-HPB | ACIQ-24W-WM | Singlezone Ducted, Centrally Ducted | 26000 | 20000 | 2.7 | 24000 | 2
POLARWAVE | ACIQ series | 213433287 | HRCU-A-CB | ACIQ-24-HPB | ACIQ-24W-WM | Singlezone Ducted, Centrally Ducted | 26000 | 20000 | 2.7 | 24000 | 2
STEALTH | ACIQ series | 213492167 | HRCU-A-C | ACIQ-18-HPB | ACIQ-24-ACL | Singlezone Ducted, Centrally Ducted | 19000 | 14700 | 2.6 | 15000 | 2.2
1HVAC | ACIQ series | 213492122 | HRCU-A-C | ACIQ-18-HPB | ACIQ-24-ACL | Singlezone Ducted, Centrally Ducted | 19000 | 14700 | 2.6 | 15000 | 2.2
ACIQ | ACIQ series | 213492134 | HRCU-A-C | ACIQ-18-HPB | ACIQ-24-ACL | Singlezone Ducted, Centrally Ducted | 19000 | 14700 | 2.6 | 15000 | 2.2
DIYCOOL | ACIQ series | 213492145 | HRCU-A-C | ACIQ-18-HPB | ACIQ-24-ACL | Singlezone Ducted, Centrally Ducted | 19000 | 14700 | 2.6 | 15000 | 2.2
POLARWAVE | ACIQ series | 213492156 | HRCU-A-C | ACIQ-18-HPB | ACIQ-24-ACL | Singlezone Ducted, Centrally Ducted | 19000 | 14700 | 2.6 | 15000 | 2.2
ACIQ | ACIQ series | 213433238 | HRCU-A-CB | ACIQ-24-EHPB | ACIQ-24-AHB | Singlezone Ducted, Centrally Ducted | 26000 | 21000 | 2.8 | 19400 | 2.1
DIYCOOL | ACIQ series | 213433257 | HRCU-A-CB | ACIQ-24-EHPB | ACIQ-24-AHB | Singlezone Ducted, Centrally Ducted | 26000 | 21000 | 2.8 | 19400 | 2.1
POLARWAVE | ACIQ series | 213433276 | HRCU-A-CB | ACIQ-24-EHPB | ACIQ-24-AHB | Singlezone Ducted, Centrally Ducted | 26000 | 21000 | 2.8 | 19400 | 2.1
STEALTH | ACIQ series | 213433295 | HRCU-A-CB | ACIQ-24-EHPB | ACIQ-24-AHB | Singlezone Ducted, Centrally Ducted | 26000 | 21000 | 2.8 | 19400 | 2.1
INNOVAIR | SH series | 213386877 | HRCU-A-CB | SHV18H2R20 | DEV18H2R19 | Singlezone Ducted, Centrally Ducted | 19000 | 13500 | 2.6 | 18629 | 2.04
1HVAC | ACIQ series | 213433226 | HRCU-A-CB | ACIQ-24-EHPB | ACIQ-24W-WM | Singlezone Ducted, Centrally Ducted | 26000 | 19500 | 2.6 | 19400 | 2.33
1HVAC | ACIQ series | 213433234 | HRCU-A-CB | ACIQ-24-HPB | ACIQ-24W-P | Singlezone Ducted, Centrally Ducted | 27400 | 19200 | 2.61 | 24000 | 1.91
1HVAC | ACIQ series | 213433233 | HRCU-A-CB | ACIQ-18-HPB | ACIQ-18W-P | Singlezone Ducted, Centrally Ducted | 19000 | 13500 | 2.6 | 18000 | 2
1HVAC | ACIQ series | 213433229 | HRCU-A-CB | ACIQ-18-HPB | ACIQ-18W-WM | Singlezone Ducted, Centrally Ducted | 19000 | 15800 | 2.82 | 18800 | 2.3
1HVAC | ACIQ series | 213433230 | HRCU-A-CB | ACIQ-24-HPB | ACIQ-24W-WM | Singlezone Ducted, Centrally Ducted | 26000 | 20000 | 2.7 | 24000 | 2
1HVAC | ACIQ series | 213433219 | HRCU-A-CB | ACIQ-24-EHPB | ACIQ-24-AHB | Singlezone Ducted, Centrally Ducted | 26000 | 21000 | 2.8 | 19400 | 2.1
KANIONco |  | 213298361 | HMSR-A-CB-O | KWSMO-27IR410AHSP |  | Multizone All Non-Ducted | 26000 | 18100 | 2.95 | 16250 | 2.27
GRIDLESS | Hi ULTRA Xtreme | 213265552 | HRCU-A-CB-O | O-AYD09SD-1 | I-AYD09W-1 | Singlezone Non-Ducted, Wall Placement | 10000 | 5500 | 2.93 | 8600 | 1.94
LG | LMU601HV | 206717003 | HMSV-A-CB | LMU601HV |  | Multizone All Ducted | 64000 | 42000 | 2.74 | 43496 | 2.46
SAMSUNG | FJM Max Heat | 207349920 | HMSR-A-CB-O | AJ036BXS4CH |  | Multizone All Non-Ducted | 36600 | 21600 | 2.89 | 36600 | 2.04
SAMSUNG | WindFree™ Max Heat® 3.0 | 210436265 | HRCU-A-CB-O | AR15CSDACWKX | AR15CSDABWKN | Singlezone Non-Ducted, Wall Placement | 15000 | 20400 | 4.98 | 18000 | 2.03
SAMSUNG | WindFree™ 3.0 (RAC) | 210445759 | HRCU-A-CB-O | AR12CSDABWKX | AR12CSDABWKN | Singlezone Non-Ducted, Wall Placement | 12000 | 11400 | 4.77 | 13800 | 2.11
SAMSUNG | WindFree™ 3.0 (RAC) | 210445757 | HRCU-A-CB-O | AR09CSDABWKX | AR09CSDABWKN | Singlezone Non-Ducted, Wall Placement | 11000 | 10000 | 4.88 | 12000 | 2.25
SAMSUNG | WindFree™ 3.0 (RAC) | 210445761 | HRCU-A-CB-O | AR15CSDABWKX | AR15CSDABWKN | Singlezone Non-Ducted, Wall Placement | 15000 | 20400 | 4.98 | 18000 | 2.03
KANIONco |  | 209248939 | HRCU-A-CB-O | KWSM-24IR410AHS20 | KWSM-24IR410AHS20 | Singlezone Non-Ducted, Wall Placement | 24000 | 13900 | 2.75 | 16720 | 1.96
KANIONco |  | 209248938 | HRCU-A-CB-O | KWSM-18IR410AHS21.5 | KWSM-18IR410AHS21.5 | Singlezone Non-Ducted, Wall Placement | 18000 | 10000 | 2.85 | 12600 | 2.21
MITSUBISHI ELECTRIC | M-Series | 211289251 | HRCU-A-CB-O | SUZ-KA15NA2 | SLZ-KF15NA | Singlezone Non-Ducted, Ceiling Placement | 18000 | 11900 | 2.7 | 8900 | 2.29
TRANE / MITSUBISHI ELECTRIC | M-Series | 211497095 | HRCU-A-CB-O | NTXSKS15A112AA | NTXCKS15A112** | Singlezone Non-Ducted, Ceiling Placement | 18000 | 11900 | 2.7 | 8900 | 2.29
MITSUBISHI ELECTRIC | M-Series | 207679245 | HRCU-A-CB-O | MUZ-GS18NA*** | MSZ-GS18NA*** | Singlezone Non-Ducted, Wall Placement | 21600 | 13300 | 2.67 | 14780 | 2.27
DAIKIN |  | 211635177 | HRCU-A-CB | RZQ24TBVJU* | FTQ24TAVJU*A* | Singlezone Ducted, Centrally Ducted | 27400 | 19400 | 2.55 | 20800 | 1.97
CHAMPION HEATING AND COOLING | HMH7 | 213298101 | HRCU-A-CB | HMH72B341 | XAFB36DXXN1+JMET12BS2N1+TXV | Singlezone Ducted, Centrally Ducted | 33800 | 25200 | 2.58 | 23800 | 2.12
JOHNSON CONTROLS | HMH7 | 213298102 | HRCU-A-CB | HMH72B341 | XAFB36DXXN1+JMET12BS2N1+TXV | Singlezone Ducted, Centrally Ducted | 33800 | 25200 | 2.58 | 23800 | 2.12
COLEMAN | HMH7 | 213298098 | HRCU-A-CB | HMH72B341 | XAFB36DXXN1+JMET12BS2N1+TXV | Singlezone Ducted, Centrally Ducted | 33800 | 25200 | 2.58 | 23800 | 2.12
FRASER-JOHNSTON | HMH7 | 213298100 | HRCU-A-CB | HMH72B341 | XAFB36DXXN1+JMET12BS2N1+TXV | Singlezone Ducted, Centrally Ducted | 33800 | 25200 | 2.58 | 23800 | 2.12
LUXAIRE | HMH7 | 213298099 | HRCU-A-CB | HMH72B341 | XAFB36DXXN1+JMET12BS2N1+TXV | Singlezone Ducted, Centrally Ducted | 33800 | 25200 | 2.58 | 23800 | 2.12
YORK | HMH7 | 213296780 | HRCU-A-CB | HMH72B341 | XAFB36DXXN1+JMET12BS2N1+TXV | Singlezone Ducted, Centrally Ducted | 33800 | 25200 | 2.58 | 23800 | 2.12
FRASER-JOHNSTON | HMH7 | 213297415 | HRCU-A-CB | HMH72B341 | XAFB36DXXN1+JMVT12BC2N1+TXV | Singlezone Ducted, Centrally Ducted | 33600 | 25000 | 2.56 | 23600 | 2.1
CHAMPION HEATING AND COOLING | HMH7 | 213297416 | HRCU-A-CB | HMH72B341 | XAFB36DXXN1+JMVT12BC2N1+TXV | Singlezone Ducted, Centrally Ducted | 33600 | 25000 | 2.56 | 23600 | 2.1
COLEMAN | HMH7 | 213297413 | HRCU-A-CB | HMH72B341 | XAFB36DXXN1+JMVT12BC2N1+TXV | Singlezone Ducted, Centrally Ducted | 33600 | 25000 | 2.56 | 23600 | 2.1
JOHNSON CONTROLS | HMH7 | 213297417 | HRCU-A-CB | HMH72B341 | XAFB36DXXN1+JMVT12BC2N1+TXV | Singlezone Ducted, Centrally Ducted | 33600 | 25000 | 2.56 | 23600 | 2.1
LUXAIRE | HMH7 | 213297414 | HRCU-A-CB | HMH72B341 | XAFB36DXXN1+JMVT12BC2N1+TXV | Singlezone Ducted, Centrally Ducted | 33600 | 25000 | 2.56 | 23600 | 2.1
YORK | HMH7 | 213296643 | HRCU-A-CB | HMH72B341 | XAFB36DXXN1+JMVT12BC2N1+TXV | Singlezone Ducted, Centrally Ducted | 33600 | 25000 | 2.56 | 23600 | 2.1
CARRIER | Performance Series | 207642879 | HMSV-A-CB | 38MGHBQ24CA3 |  | Multizone All Non-Ducted | 25000 | 20400 | 3.81 | 18500 | 1.9
LPS LEGACY | DLC-series | 211756564 | HRCU-A-CB-O | DLCSRBH12AAK | DLFSHBH12XAK | Singlezone Non-Ducted, Wall Placement | 12000 | 10300 | 2.56 | 12113 | 1.9
AIRQUEST | DLC-series | 206361915 | HRCU-A-CB-O | DLCSRBH12AAK | DLFSHBH12XAK | Singlezone Non-Ducted, Wall Placement | 12000 | 10300 | 2.56 | 12113 | 1.9
KENMORE | DLC-series | 206361895 | HRCU-A-CB-O | DLCSRBH12AAK | DLFSHBH12XAK | Singlezone Non-Ducted, Wall Placement | 12000 | 10300 | 2.56 | 12113 | 1.9
COMFORTMAKER | DLC-series | 206361875 | HRCU-A-CB-O | DLCSRBH12AAK | DLFSHBH12XAK | Singlezone Non-Ducted, Wall Placement | 12000 | 10300 | 2.56 | 12113 | 1.9
SMART COMFORT | DLC-series | 206361910 | HRCU-A-CB-O | DLCSRBH12AAK | DLFSHBH12XAK | Singlezone Non-Ducted, Wall Placement | 12000 | 10300 | 2.56 | 12113 | 1.9
MIDEA | DLC-series | 206361900 | HRCU-A-CB-O | DLCSRBH12AAK | DLFSHBH12XAK | Singlezone Non-Ducted, Wall Placement | 12000 | 10300 | 2.56 | 12113 | 1.9
ARCOAIRE | DLC-series | 206361870 | HRCU-A-CB-O | DLCSRBH12AAK | DLFSHBH12XAK | Singlezone Non-Ducted, Wall Placement | 12000 | 10300 | 2.56 | 12113 | 1.9
TEMPSTAR | DLC-series | 206361905 | HRCU-A-CB-O | DLCSRBH12AAK | DLFSHBH12XAK | Singlezone Non-Ducted, Wall Placement | 12000 | 10300 | 2.56 | 12113 | 1.9
KEEPRITE | DLC-series | 206361890 | HRCU-A-CB-O | DLCSRBH12AAK | DLFSHBH12XAK | Singlezone Non-Ducted, Wall Placement | 12000 | 10300 | 2.56 | 12113 | 1.9
HEIL | DLC-series | 206361885 | HRCU-A-CB-O | DLCSRBH12AAK | DLFSHBH12XAK | Singlezone Non-Ducted, Wall Placement | 12000 | 10300 | 2.56 | 12113 | 1.9
DAY & NIGHT | DLC-series | 206361880 | HRCU-A-CB-O | DLCSRBH12AAK | DLFSHBH12XAK | Singlezone Non-Ducted, Wall Placement | 12000 | 10300 | 2.56 | 12113 | 1.9
LPS LEGACY | DLC-series | 211756518 | HRCU-A-CB-O | DLCSRBH12AAJ | DLFSHBH12XAJ | Singlezone Non-Ducted, Wall Placement | 12000 | 8900 | 2.75 | 6858 | 2.07
AIRQUEST | DLC-series | 206361913 | HRCU-A-CB-O | DLCSRBH12AAJ | DLFSHBH12XAJ | Singlezone Non-Ducted, Wall Placement | 12000 | 8900 | 2.75 | 6858 | 2.07
KENMORE | DLC-series | 206361893 | HRCU-A-CB-O | DLCSRBH12AAJ | DLFSHBH12XAJ | Singlezone Non-Ducted, Wall Placement | 12000 | 8900 | 2.75 | 6858 | 2.07
COMFORTMAKER | DLC-series | 206361873 | HRCU-A-CB-O | DLCSRBH12AAJ | DLFSHBH12XAJ | Singlezone Non-Ducted, Wall Placement | 12000 | 8900 | 2.75 | 6858 | 2.07
SMART COMFORT | DLC-series | 206361908 | HRCU-A-CB-O | DLCSRBH12AAJ | DLFSHBH12XAJ | Singlezone Non-Ducted, Wall Placement | 12000 | 8900 | 2.75 | 6858 | 2.07
MIDEA | DLC-series | 206361898 | HRCU-A-CB-O | DLCSRBH12AAJ | DLFSHBH12XAJ | Singlezone Non-Ducted, Wall Placement | 12000 | 8900 | 2.75 | 6858 | 2.07
ARCOAIRE | DLC-series | 206361868 | HRCU-A-CB-O | DLCSRBH12AAJ | DLFSHBH12XAJ | Singlezone Non-Ducted, Wall Placement | 12000 | 8900 | 2.75 | 6858 | 2.07
TEMPSTAR | DLC-series | 206361903 | HRCU-A-CB-O | DLCSRBH12AAJ | DLFSHBH12XAJ | Singlezone Non-Ducted, Wall Placement | 12000 | 8900 | 2.75 | 6858 | 2.07
KEEPRITE | DLC-series | 206361888 | HRCU-A-CB-O | DLCSRBH12AAJ | DLFSHBH12XAJ | Singlezone Non-Ducted, Wall Placement | 12000 | 8900 | 2.75 | 6858 | 2.07
HEIL | DLC-series | 206361883 | HRCU-A-CB-O | DLCSRBH12AAJ | DLFSHBH12XAJ | Singlezone Non-Ducted, Wall Placement | 12000 | 8900 | 2.75 | 6858 | 2.07
DAY & NIGHT | DLC-series | 206361878 | HRCU-A-CB-O | DLCSRBH12AAJ | DLFSHBH12XAJ | Singlezone Non-Ducted, Wall Placement | 12000 | 8900 | 2.75 | 6858 | 2.07
LPS LEGACY | DLC-series | 211756558 | HRCU-A-CB-O | DLCSRBH06AAK | DLFSHBH06XAK | Singlezone Non-Ducted, Wall Placement | 7000 | 7500 | 2.5 | 7200 | 1.92
AIRQUEST | DLC-series | 207188932 | HRCU-A-CB-O | DLCSRBH06AAK | DLFSHBH06XAK | Singlezone Non-Ducted, Wall Placement | 7000 | 7500 | 2.5 | 7200 | 1.92
KENMORE | DLC-series | 207188920 | HRCU-A-CB-O | DLCSRBH06AAK | DLFSHBH06XAK | Singlezone Non-Ducted, Wall Placement | 7000 | 7500 | 2.5 | 7200 | 1.92
COMFORTMAKER | DLC-series | 207188908 | HRCU-A-CB-O | DLCSRBH06AAK | DLFSHBH06XAK | Singlezone Non-Ducted, Wall Placement | 7000 | 7500 | 2.5 | 7200 | 1.92
SMART COMFORT | DLC-series | 207188929 | HRCU-A-CB-O | DLCSRBH06AAK | DLFSHBH06XAK | Singlezone Non-Ducted, Wall Placement | 7000 | 7500 | 2.5 | 7200 | 1.92
MIDEA | DLC-series | 207188923 | HRCU-A-CB-O | DLCSRBH06AAK | DLFSHBH06XAK | Singlezone Non-Ducted, Wall Placement | 7000 | 7500 | 2.5 | 7200 | 1.92
ARCOAIRE | DLC-series | 207188905 | HRCU-A-CB-O | DLCSRBH06AAK | DLFSHBH06XAK | Singlezone Non-Ducted, Wall Placement | 7000 | 7500 | 2.5 | 7200 | 1.92
TEMPSTAR | DLC-series | 207188926 | HRCU-A-CB-O | DLCSRBH06AAK | DLFSHBH06XAK | Singlezone Non-Ducted, Wall Placement | 7000 | 7500 | 2.5 | 7200 | 1.92
KEEPRITE | DLC-series | 207188917 | HRCU-A-CB-O | DLCSRBH06AAK | DLFSHBH06XAK | Singlezone Non-Ducted, Wall Placement | 7000 | 7500 | 2.5 | 7200 | 1.92
HEIL | DLC-series | 207188914 | HRCU-A-CB-O | DLCSRBH06AAK | DLFSHBH06XAK | Singlezone Non-Ducted, Wall Placement | 7000 | 7500 | 2.5 | 7200 | 1.92
DAY & NIGHT | DLC-series | 207188911 | HRCU-A-CB-O | DLCSRBH06AAK | DLFSHBH06XAK | Singlezone Non-Ducted, Wall Placement | 7000 | 7500 | 2.5 | 7200 | 1.92
ARMSTRONG AIR | 4SHP18LX SERIES | 213270490 | HRCU-A-CB | 4SHP18LX136P | EAC4X30A+TDR | Singlezone Ducted, Centrally Ducted | 24000 | 15600 | 2.74 | 14800 | 1.96
ARMSTRONG AIR | 4SHP18LX SERIES | 213270488 | HRCU-A-CB | 4SHP18LX136P | EA(C;U)1P30A+TDR+TXV | Singlezone Ducted, Centrally Ducted | 24000 | 15600 | 2.74 | 14800 | 1.96
ARMSTRONG AIR | 4SHP18LX SERIES | 213270489 | HRCU-A-CB | 4SHP18LX136P | EAC4X24A+TDR | Singlezone Ducted, Centrally Ducted | 24000 | 16000 | 2.65 | 15300 | 1.94
ARMSTRONG AIR | 4SHP18LX SERIES | 213270487 | HRCU-A-CB | 4SHP18LX136P | EA(C;U)1P24A+TDR+TXV | Singlezone Ducted, Centrally Ducted | 24000 | 16000 | 2.65 | 15300 | 1.94
AIREASE | 4SHP18LX SERIES | 213270494 | HRCU-A-CB | 4SHP18LX136P | EAC4X30A+TDR | Singlezone Ducted, Centrally Ducted | 24000 | 15600 | 2.74 | 14800 | 1.96
AIREASE | 4SHP18LX SERIES | 213270492 | HRCU-A-CB | 4SHP18LX136P | EA(C;U)1P30A+TDR+TXV | Singlezone Ducted, Centrally Ducted | 24000 | 15600 | 2.74 | 14800 | 1.96
AIREASE | 4SHP18LX SERIES | 213270493 | HRCU-A-CB | 4SHP18LX136P | EAC4X24A+TDR | Singlezone Ducted, Centrally Ducted | 24000 | 16000 | 2.65 | 15300 | 1.94
AIREASE | 4SHP18LX SERIES | 213270491 | HRCU-A-CB | 4SHP18LX136P | EA(C;U)1P24A+TDR+TXV | Singlezone Ducted, Centrally Ducted | 24000 | 16000 | 2.65 | 15300 | 1.94
DAIKIN | Daikin Fit | 212614864 | HRCU-A-CB | DZ6VSA241EA* | DFVE36CP1400A* | Singlezone Ducted, Centrally Ducted | 23000 | 16000 | 2.65 | 16100 | 2
DAIKIN | Daikin Fit | 212614872 | HRCU-A-CB | DZ6VSA241EA* | DFVE36CP0400A* | Singlezone Ducted, Centrally Ducted | 23000 | 16000 | 2.65 | 16100 | 2
DAIKIN | Daikin Fit | 212614873 | HRCU-A-CB | DZ6VSA241EA* | CA*EA2422*4A*+MBVC1200**-1A* | Singlezone Ducted, Centrally Ducted | 23000 | 16000 | 2.65 | 16100 | 2
DAIKIN | Daikin Fit | 212614874 | HRCU-A-CB | DZ6VSA241EA* | CA*EA2422*4A*+MBVC1600**-1A* | Singlezone Ducted, Centrally Ducted | 23000 | 16000 | 2.65 | 16100 | 2
DAIKIN | Daikin Fit | 212614875 | HRCU-A-CB | DZ6VSA241EA* | CA*EA2422*4A* | Singlezone Ducted, Centrally Ducted | 23000 | 16000 | 2.65 | 16100 | 2
DAIKIN | Daikin Fit | 212614876 | HRCU-A-CB | DZ6VSA241EA* | CA*EA2422*4A* | Singlezone Ducted, Centrally Ducted | 23000 | 16000 | 2.65 | 16100 | 2
DAIKIN | Daikin Fit | 212614877 | HRCU-A-CB | DZ6VSA241EA* | CA*EA2422*4A* | Singlezone Ducted, Centrally Ducted | 23000 | 16000 | 2.65 | 16100 | 2
DAIKIN | Daikin Fit | 212614878 | HRCU-A-CB | DZ6VSA241EA* | CA*EA2422*4A* | Singlezone Ducted, Centrally Ducted | 23000 | 16000 | 2.65 | 16100 | 2
DAIKIN | Daikin Fit | 212614879 | HRCU-A-CB | DZ6VSA241EA* | CA*EA2422*4A* | Singlezone Ducted, Centrally Ducted | 23000 | 16000 | 2.65 | 16100 | 2
DAIKIN | Daikin Fit | 212614880 | HRCU-A-CB | DZ6VSA241EA* | CA*EA2422*4A* | Singlezone Ducted, Centrally Ducted | 23000 | 16000 | 2.65 | 16100 | 2
DAIKIN | Daikin Fit | 212614881 | HRCU-A-CB | DZ6VSA241EA* | CA*EA2422*4A* | Singlezone Ducted, Centrally Ducted | 23000 | 16000 | 2.65 | 16100 | 2
DAIKIN | Daikin Fit | 212614882 | HRCU-A-CB | DZ6VSA241EA* | CA*EA2422*4A* | Singlezone Ducted, Centrally Ducted | 23000 | 16000 | 2.65 | 16100 | 2
DAIKIN | Daikin Fit | 212614883 | HRCU-A-CB | DZ6VSA241EA* | CA*EA2422*4A* | Singlezone Ducted, Centrally Ducted | 23000 | 16000 | 2.65 | 16100 | 2
DAIKIN | Daikin Fit | 212614884 | HRCU-A-CB | DZ6VSA241EA* | CA*EA2422*4A* | Singlezone Ducted, Centrally Ducted | 23000 | 16000 | 2.65 | 16100 | 2
DAIKIN | Daikin Fit | 212614885 | HRCU-A-CB | DZ6VSA241EA* | CA*EA2422*4A* | Singlezone Ducted, Centrally Ducted | 23000 | 16000 | 2.65 | 16100 | 2
DAIKIN | Daikin Fit | 212614886 | HRCU-A-CB | DZ6VSA241EA* | CA*EA2422*4A* | Singlezone Ducted, Centrally Ducted | 23000 | 16000 | 2.65 | 16100 | 2
DAIKIN | Daikin Fit | 212614887 | HRCU-A-CB | DZ6VSA241EA* | CA*EA2422*4A* | Singlezone Ducted, Centrally Ducted | 23000 | 16000 | 2.65 | 16100 | 2
DAIKIN | Daikin Fit | 212614888 | HRCU-A-CB | DZ6VSA241EA* | CA*EA2422*4A* | Singlezone Ducted, Centrally Ducted | 23000 | 16000 | 2.65 | 16100 | 2
DAIKIN | Daikin Fit | 212614889 | HRCU-A-CB | DZ6VSA241EA* | CA*EA2422*4A* | Singlezone Ducted, Centrally Ducted | 23000 | 16000 | 2.65 | 16100 | 2
DAIKIN | Daikin Fit | 212614890 | HRCU-A-CB | DZ6VSA241EA* | CA*EA2422*4A* | Singlezone Ducted, Centrally Ducted | 23000 | 16000 | 2.65 | 16100 | 2
DAIKIN | Daikin Fit | 212614891 | HRCU-A-CB | DZ6VSA241EA* | CA*EA2422*4A* | Singlezone Ducted, Centrally Ducted | 23000 | 16000 | 2.65 | 16100 | 2
DAIKIN | Daikin Fit | 212614892 | HRCU-A-CB | DZ6VSA241EA* | CA*EA2422*4A* | Singlezone Ducted, Centrally Ducted | 23000 | 16000 | 2.65 | 16100 | 2
DAIKIN | Daikin Fit | 212614893 | HRCU-A-CB | DZ6VSA241EA* | CA*EA2422*4A* | Singlezone Ducted, Centrally Ducted | 23000 | 16000 | 2.65 | 16100 | 2
DAIKIN | Daikin Fit | 212614894 | HRCU-A-CB | DZ6VSA241EA* | CA*EA3026*4A*+MBVC1200**-1A* | Singlezone Ducted, Centrally Ducted | 23000 | 16000 | 2.65 | 16100 | 2
DAIKIN | Daikin Fit | 212614895 | HRCU-A-CB | DZ6VSA241EA* | CA*EA3026*4A*+MBVC1600**-1A* | Singlezone Ducted, Centrally Ducted | 23000 | 16000 | 2.65 | 16100 | 2
DAIKIN | Daikin Fit | 212614896 | HRCU-A-CB | DZ6VSA241EA* | CA*EA3026*4A* | Singlezone Ducted, Centrally Ducted | 23000 | 16000 | 2.65 | 16100 | 2
DAIKIN | Daikin Fit | 212614897 | HRCU-A-CB | DZ6VSA241EA* | CA*EA3026*4A* | Singlezone Ducted, Centrally Ducted | 23000 | 16000 | 2.65 | 16100 | 2
DAIKIN | Daikin Fit | 212614898 | HRCU-A-CB | DZ6VSA241EA* | CA*EA3026*4A* | Singlezone Ducted, Centrally Ducted | 23000 | 16000 | 2.65 | 16100 | 2
DAIKIN | Daikin Fit | 212614899 | HRCU-A-CB | DZ6VSA241EA* | CA*EA3026*4A* | Singlezone Ducted, Centrally Ducted | 23000 | 16000 | 2.65 | 16100 | 2
DAIKIN | Daikin Fit | 212614900 | HRCU-A-CB | DZ6VSA241EA* | CA*EA3026*4A* | Singlezone Ducted, Centrally Ducted | 23000 | 16000 | 2.65 | 16100 | 2
DAIKIN | Daikin Fit | 212614901 | HRCU-A-CB | DZ6VSA241EA* | CA*EA3026*4A* | Singlezone Ducted, Centrally Ducted | 23000 | 16000 | 2.65 | 16100 | 2
DAIKIN | Daikin Fit | 212614902 | HRCU-A-CB | DZ6VSA241EA* | CA*EA3026*4A* | Singlezone Ducted, Centrally Ducted | 23000 | 16000 | 2.65 | 16100 | 2
DAIKIN | Daikin Fit | 212614903 | HRCU-A-CB | DZ6VSA241EA* | CA*EA3026*4A* | Singlezone Ducted, Centrally Ducted | 23000 | 16000 | 2.65 | 16100 | 2
DAIKIN | Daikin Fit | 212614904 | HRCU-A-CB | DZ6VSA241EA* | CA*EA3026*4A* | Singlezone Ducted, Centrally Ducted | 23000 | 16000 | 2.65 | 16100 | 2
DAIKIN | Daikin Fit | 212614905 | HRCU-A-CB | DZ6VSA241EA* | CA*EA3026*4A* | Singlezone Ducted, Centrally Ducted | 23000 | 16000 | 2.65 | 16100 | 2
DAIKIN | Daikin Fit | 212614906 | HRCU-A-CB | DZ6VSA241EA* | CA*EA3026*4A* | Singlezone Ducted, Centrally Ducted | 23000 | 16000 | 2.65 | 16100 | 2
DAIKIN | Daikin Fit | 212614907 | HRCU-A-CB | DZ6VSA241EA* | CA*EA3026*4A* | Singlezone Ducted, Centrally Ducted | 23000 | 16000 | 2.65 | 16100 | 2
DAIKIN | Daikin Fit | 212614908 | HRCU-A-CB | DZ6VSA241EA* | CA*EA3026*4A* | Singlezone Ducted, Centrally Ducted | 23000 | 16000 | 2.65 | 16100 | 2
DAIKIN | Daikin Fit | 212614909 | HRCU-A-CB | DZ6VSA241EA* | CA*EA3026*4A* | Singlezone Ducted, Centrally Ducted | 23000 | 16000 | 2.65 | 16100 | 2
DAIKIN | Daikin Fit | 212614910 | HRCU-A-CB | DZ6VSA241EA* | CA*EA3026*4A* | Singlezone Ducted, Centrally Ducted | 23000 | 16000 | 2.65 | 16100 | 2
DAIKIN | Daikin Fit | 212614911 | HRCU-A-CB | DZ6VSA241EA* | CA*EA3026*4A* | Singlezone Ducted, Centrally Ducted | 23000 | 16000 | 2.65 | 16100 | 2
DAIKIN | Daikin Fit | 212614912 | HRCU-A-CB | DZ6VSA241EA* | CA*EA3026*4A* | Singlezone Ducted, Centrally Ducted | 23000 | 16000 | 2.65 | 16100 | 2
DAIKIN | Daikin Fit | 212614913 | HRCU-A-CB | DZ6VSA241EA* | CA*EA3026*4A* | Singlezone Ducted, Centrally Ducted | 23000 | 16000 | 2.65 | 16100 | 2
DAIKIN | Daikin Fit | 212614914 | HRCU-A-CB | DZ6VSA241EA* | CA*EA3026*4A* | Singlezone Ducted, Centrally Ducted | 23000 | 16000 | 2.65 | 16100 | 2
AMANA | ASZS6 | 212614868 | HRCU-A-CB | ASZS60241EA* | AHVE36CP1400A* | Singlezone Ducted, Centrally Ducted | 23000 | 16000 | 2.65 | 16100 | 2
AMANA | ASZS6 | 212614943 | HRCU-A-CB | ASZS60241EA* | AHVE36CP0400A* | Singlezone Ducted, Centrally Ducted | 23000 | 16000 | 2.65 | 16100 | 2
AMANA | ASZS6 | 212614944 | HRCU-A-CB | ASZS60241EA* | CA*EA2422*4A*+MBVC1200**-1A* | Singlezone Ducted, Centrally Ducted | 23000 | 16000 | 2.65 | 16100 | 2
AMANA | ASZS6 | 212614945 | HRCU-A-CB | ASZS60241EA* | CA*EA2422*4A*+MBVC1600**-1A* | Singlezone Ducted, Centrally Ducted | 23000 | 16000 | 2.65 | 16100 | 2
AMANA | ASZS6 | 212614946 | HRCU-A-CB | ASZS60241EA* | CA*EA2422*4A* | Singlezone Ducted, Centrally Ducted | 23000 | 16000 | 2.65 | 16100 | 2
AMANA | ASZS6 | 212614947 | HRCU-A-CB | ASZS60241EA* | CA*EA2422*4A* | Singlezone Ducted, Centrally Ducted | 23000 | 16000 | 2.65 | 16100 | 2
AMANA | ASZS6 | 212614948 | HRCU-A-CB | ASZS60241EA* | CA*EA2422*4A* | Singlezone Ducted, Centrally Ducted | 23000 | 16000 | 2.65 | 16100 | 2
AMANA | ASZS6 | 212614949 | HRCU-A-CB | ASZS60241EA* | CA*EA2422*4A* | Singlezone Ducted, Centrally Ducted | 23000 | 16000 | 2.65 | 16100 | 2
AMANA | ASZS6 | 212614950 | HRCU-A-CB | ASZS60241EA* | CA*EA2422*4A* | Singlezone Ducted, Centrally Ducted | 23000 | 16000 | 2.65 | 16100 | 2
AMANA | ASZS6 | 212614951 | HRCU-A-CB | ASZS60241EA* | CA*EA2422*4A* | Singlezone Ducted, Centrally Ducted | 23000 | 16000 | 2.65 | 16100 | 2
AMANA | ASZS6 | 212614952 | HRCU-A-CB | ASZS60241EA* | CA*EA2422*4A* | Singlezone Ducted, Centrally Ducted | 23000 | 16000 | 2.65 | 16100 | 2
AMANA | ASZS6 | 212614953 | HRCU-A-CB | ASZS60241EA* | CA*EA2422*4A* | Singlezone Ducted, Centrally Ducted | 23000 | 16000 | 2.65 | 16100 | 2
AMANA | ASZS6 | 212614954 | HRCU-A-CB | ASZS60241EA* | CA*EA2422*4A* | Singlezone Ducted, Centrally Ducted | 23000 | 16000 | 2.65 | 16100 | 2
AMANA | ASZS6 | 212614955 | HRCU-A-CB | ASZS60241EA* | CA*EA2422*4A* | Singlezone Ducted, Centrally Ducted | 23000 | 16000 | 2.65 | 16100 | 2
AMANA | ASZS6 | 212614956 | HRCU-A-CB | ASZS60241EA* | CA*EA2422*4A* | Singlezone Ducted, Centrally Ducted | 23000 | 16000 | 2.65 | 16100 | 2
AMANA | ASZS6 | 212614957 | HRCU-A-CB | ASZS60241EA* | CA*EA2422*4A* | Singlezone Ducted, Centrally Ducted | 23000 | 16000 | 2.65 | 16100 | 2
AMANA | ASZS6 | 212614958 | HRCU-A-CB | ASZS60241EA* | CA*EA2422*4A* | Singlezone Ducted, Centrally Ducted | 23000 | 16000 | 2.65 | 16100 | 2
AMANA | ASZS6 | 212614959 | HRCU-A-CB | ASZS60241EA* | CA*EA2422*4A* | Singlezone Ducted, Centrally Ducted | 23000 | 16000 | 2.65 | 16100 | 2
AMANA | ASZS6 | 212614960 | HRCU-A-CB | ASZS60241EA* | CA*EA2422*4A* | Singlezone Ducted, Centrally Ducted | 23000 | 16000 | 2.65 | 16100 | 2
AMANA | ASZS6 | 212614961 | HRCU-A-CB | ASZS60241EA* | CA*EA2422*4A* | Singlezone Ducted, Centrally Ducted | 23000 | 16000 | 2.65 | 16100 | 2
AMANA | ASZS6 | 212614962 | HRCU-A-CB | ASZS60241EA* | CA*EA2422*4A* | Singlezone Ducted, Centrally Ducted | 23000 | 16000 | 2.65 | 16100 | 2
AMANA | ASZS6 | 212614963 | HRCU-A-CB | ASZS60241EA* | CA*EA2422*4A* | Singlezone Ducted, Centrally Ducted | 23000 | 16000 | 2.65 | 16100 | 2
AMANA | ASZS6 | 212614964 | HRCU-A-CB | ASZS60241EA* | CA*EA2422*4A* | Singlezone Ducted, Centrally Ducted | 23000 | 16000 | 2.65 | 16100 | 2
AMANA | ASZS6 | 212614965 | HRCU-A-CB | ASZS60241EA* | CA*EA3026*4A*+MBVC1200**-1A* | Singlezone Ducted, Centrally Ducted | 23000 | 16000 | 2.65 | 16100 | 2
AMANA | ASZS6 | 212614966 | HRCU-A-CB | ASZS60241EA* | CA*EA3026*4A*+MBVC1600**-1A* | Singlezone Ducted, Centrally Ducted | 23000 | 16000 | 2.65 | 16100 | 2
AMANA | ASZS6 | 212614967 | HRCU-A-CB | ASZS60241EA* | CA*EA3026*4A* | Singlezone Ducted, Centrally Ducted | 23000 | 16000 | 2.65 | 16100 | 2
AMANA | ASZS6 | 212614968 | HRCU-A-CB | ASZS60241EA* | CA*EA3026*4A* | Singlezone Ducted, Centrally Ducted | 23000 | 16000 | 2.65 | 16100 | 2
AMANA | ASZS6 | 212614969 | HRCU-A-CB | ASZS60241EA* | CA*EA3026*4A* | Singlezone Ducted, Centrally Ducted | 23000 | 16000 | 2.65 | 16100 | 2
AMANA | ASZS6 | 212614970 | HRCU-A-CB | ASZS60241EA* | CA*EA3026*4A* | Singlezone Ducted, Centrally Ducted | 23000 | 16000 | 2.65 | 16100 | 2
AMANA | ASZS6 | 212614971 | HRCU-A-CB | ASZS60241EA* | CA*EA3026*4A* | Singlezone Ducted, Centrally Ducted | 23000 | 16000 | 2.65 | 16100 | 2
AMANA | ASZS6 | 212614972 | HRCU-A-CB | ASZS60241EA* | CA*EA3026*4A* | Singlezone Ducted, Centrally Ducted | 23000 | 16000 | 2.65 | 16100 | 2
AMANA | ASZS6 | 212614973 | HRCU-A-CB | ASZS60241EA* | CA*EA3026*4A* | Singlezone Ducted, Centrally Ducted | 23000 | 16000 | 2.65 | 16100 | 2
AMANA | ASZS6 | 212614974 | HRCU-A-CB | ASZS60241EA* | CA*EA3026*4A* | Singlezone Ducted, Centrally Ducted | 23000 | 16000 | 2.65 | 16100 | 2
AMANA | ASZS6 | 212614975 | HRCU-A-CB | ASZS60241EA* | CA*EA3026*4A* | Singlezone Ducted, Centrally Ducted | 23000 | 16000 | 2.65 | 16100 | 2
AMANA | ASZS6 | 212614976 | HRCU-A-CB | ASZS60241EA* | CA*EA3026*4A* | Singlezone Ducted, Centrally Ducted | 23000 | 16000 | 2.65 | 16100 | 2
AMANA | ASZS6 | 212614977 | HRCU-A-CB | ASZS60241EA* | CA*EA3026*4A* | Singlezone Ducted, Centrally Ducted | 23000 | 16000 | 2.65 | 16100 | 2
AMANA | ASZS6 | 212614978 | HRCU-A-CB | ASZS60241EA* | CA*EA3026*4A* | Singlezone Ducted, Centrally Ducted | 23000 | 16000 | 2.65 | 16100 | 2
AMANA | ASZS6 | 212614979 | HRCU-A-CB | ASZS60241EA* | CA*EA3026*4A* | Singlezone Ducted, Centrally Ducted | 23000 | 16000 | 2.65 | 16100 | 2
AMANA | ASZS6 | 212614980 | HRCU-A-CB | ASZS60241EA* | CA*EA3026*4A* | Singlezone Ducted, Centrally Ducted | 23000 | 16000 | 2.65 | 16100 | 2
AMANA | ASZS6 | 212614981 | HRCU-A-CB | ASZS60241EA* | CA*EA3026*4A* | Singlezone Ducted, Centrally Ducted | 23000 | 16000 | 2.65 | 16100 | 2
AMANA | ASZS6 | 212614982 | HRCU-A-CB | ASZS60241EA* | CA*EA3026*4A* | Singlezone Ducted, Centrally Ducted | 23000 | 16000 | 2.65 | 16100 | 2
AMANA | ASZS6 | 212614983 | HRCU-A-CB | ASZS60241EA* | CA*EA3026*4A* | Singlezone Ducted, Centrally Ducted | 23000 | 16000 | 2.65 | 16100 | 2
AMANA | ASZS6 | 212614984 | HRCU-A-CB | ASZS60241EA* | CA*EA3026*4A* | Singlezone Ducted, Centrally Ducted | 23000 | 16000 | 2.65 | 16100 | 2
AMANA | ASZS6 | 212614985 | HRCU-A-CB | ASZS60241EA* | CA*EA3026*4A* | Singlezone Ducted, Centrally Ducted | 23000 | 16000 | 2.65 | 16100 | 2
GE | NS18H SERIES | 213255777 | HRCU-A-CB | NS18H36MA4-** | NAM30V2TA4 | Singlezone Ducted, Centrally Ducted | 24000 | 16000 | 3.01 | 15300 | 2.14
GE | NS18H SERIES | 213255776 | HRCU-A-CB | NS18H36MA4-** | NAM24V2TA4 | Singlezone Ducted, Centrally Ducted | 24000 | 15200 | 2.67 | 14500 | 1.94
KENMORE | DELUXE 18 VS HP | 206998360 | HRCU-A-CB | (C,H,T)VH825GKA3* | EA*4X37L21A*+WALLCON | Singlezone Ducted, Centrally Ducted | 21000 | 20400 | 2.54 | 16500 | 2.04
KENMORE | DELUXE 18 VS HP | 210595718 | HRCU-A-CB | (C,H,T)VH825GKA2* | EN(A,D,W)4X48L21**+WALLCON | Singlezone Ducted, Centrally Ducted | 21200 | 20600 | 2.54 | 16500 | 2.02
KENMORE | DELUXE 18 VS HP | 210595612 | HRCU-A-CB | (C,H,T)VH825GKA2* | EA*4X43L21A*+WALLCON | Singlezone Ducted, Centrally Ducted | 21000 | 20400 | 2.54 | 16500 | 2.04
KENMORE | DELUXE 18 VS HP | 205750733 | HRCU-A-CB | (C,H,T)VH825GKA2* | EA*4X37L21A*+WALLCON | Singlezone Ducted, Centrally Ducted | 21000 | 20400 | 2.54 | 16500 | 2.04
BRYANT HEATING AND COOLING SYSTEMS | EVOLUTION V Heat Pump | 210470986 | HRCU-A-CB | 288BNV037*0**B* | CNPV*6024AL*+UI | Singlezone Ducted, Centrally Ducted | 32200 | 31200 | 2.52 | 24600 | 1.98
BRYANT HEATING AND COOLING SYSTEMS | EVOLUTION V Heat Pump | 210470964 | HRCU-A-CB | 288BNV037*0**B* | CNPV*6024AL*+UI | Singlezone Ducted, Centrally Ducted | 32200 | 31400 | 2.5 | 24800 | 1.96
BRYANT HEATING AND COOLING SYSTEMS | EVOLUTION V Heat Pump | 210470953 | HRCU-A-CB | 288BNV037*0**B* | CNPV*6024AL*+UI | Singlezone Ducted, Centrally Ducted | 32200 | 31200 | 2.52 | 24600 | 1.98
BRYANT HEATING AND COOLING SYSTEMS | EVOLUTION V Heat Pump | 210470931 | HRCU-A-CB | 288BNV037*0**B* | CNPV*6024AL*+UI | Singlezone Ducted, Centrally Ducted | 32200 | 31200 | 2.52 | 24600 | 1.98
BRYANT HEATING AND COOLING SYSTEMS | EVOLUTION V Heat Pump | 210470920 | HRCU-A-CB | 288BNV037*0**B* | CNPV*6024AL*+UI | Singlezone Ducted, Centrally Ducted | 32200 | 31200 | 2.52 | 24600 | 1.98
BRYANT HEATING AND COOLING SYSTEMS | EVOLUTION V Heat Pump | 210470909 | HRCU-A-CB | 288BNV037*0**B* | CNPV*6024AL*+UI | Singlezone Ducted, Centrally Ducted | 32200 | 31400 | 2.52 | 24800 | 1.98
BRYANT HEATING AND COOLING SYSTEMS | EVOLUTION V Heat Pump | 210470898 | HRCU-A-CB | 288BNV037*0**B* | CNPV*6024AL*+UI | Singlezone Ducted, Centrally Ducted | 32200 | 31400 | 2.5 | 24800 | 1.98
BRYANT HEATING AND COOLING SYSTEMS | EVOLUTION V Heat Pump | 210470887 | HRCU-A-CB | 288BNV037*0**B* | CNPV*6024AL*+UI | Singlezone Ducted, Centrally Ducted | 32200 | 31200 | 2.52 | 24600 | 1.98
BRYANT HEATING AND COOLING SYSTEMS | EVOLUTION V Heat Pump | 210470876 | HRCU-A-CB | 288BNV037*0**B* | CNPV*6024AL*+UI | Singlezone Ducted, Centrally Ducted | 32200 | 31200 | 2.52 | 24600 | 1.98
BRYANT HEATING AND COOLING SYSTEMS | EVOLUTION V Heat Pump | 210470844 | HRCU-A-CB | 288BNV037*0**B* | CNPV*4824AL*+UI | Singlezone Ducted, Centrally Ducted | 32800 | 31400 | 2.52 | 24600 | 1.98
BRYANT HEATING AND COOLING SYSTEMS | EVOLUTION V Heat Pump | 210470833 | HRCU-A-CB | 288BNV037*0**B* | CNPV*4824AL*+UI | Singlezone Ducted, Centrally Ducted | 32800 | 31400 | 2.52 | 24800 | 1.96
BRYANT HEATING AND COOLING SYSTEMS | EVOLUTION V Heat Pump | 210470810 | HRCU-A-CB | 288BNV037*0**B* | CNPV*4821AL*+UI | Singlezone Ducted, Centrally Ducted | 33000 | 31600 | 2.5 | 24800 | 1.96
BRYANT HEATING AND COOLING SYSTEMS | EVOLUTION V Heat Pump | 210470799 | HRCU-A-CB | 288BNV037*0**B* | CNPV*4821AL*+UI | Singlezone Ducted, Centrally Ducted | 33000 | 31600 | 2.5 | 24800 | 1.96
BRYANT HEATING AND COOLING SYSTEMS | EVOLUTION V Heat Pump | 210470628 | HRCU-A-CB | 288BNV037*0**B* | CAP**6124AL*+UI | Singlezone Ducted, Centrally Ducted | 32000 | 31200 | 2.54 | 24800 | 2
BRYANT HEATING AND COOLING SYSTEMS | EVOLUTION V Heat Pump | 210470606 | HRCU-A-CB | 288BNV037*0**B* | CAP**6124AL*+UI | Singlezone Ducted, Centrally Ducted | 32000 | 31200 | 2.52 | 25000 | 2
BRYANT HEATING AND COOLING SYSTEMS | EVOLUTION V Heat Pump | 210470595 | HRCU-A-CB | 288BNV037*0**B* | CAP**6124AL*+UI | Singlezone Ducted, Centrally Ducted | 32000 | 31200 | 2.54 | 24800 | 2
BRYANT HEATING AND COOLING SYSTEMS | EVOLUTION V Heat Pump | 210470573 | HRCU-A-CB | 288BNV037*0**B* | CAP**6124AL*+UI | Singlezone Ducted, Centrally Ducted | 32000 | 31200 | 2.54 | 24800 | 2
BRYANT HEATING AND COOLING SYSTEMS | EVOLUTION V Heat Pump | 210470562 | HRCU-A-CB | 288BNV037*0**B* | CAP**6124AL*+UI | Singlezone Ducted, Centrally Ducted | 32000 | 31200 | 2.54 | 24800 | 2.02
BRYANT HEATING AND COOLING SYSTEMS | EVOLUTION V Heat Pump | 210470551 | HRCU-A-CB | 288BNV037*0**B* | CAP**6124AL*+UI | Singlezone Ducted, Centrally Ducted | 32000 | 31200 | 2.52 | 24800 | 2
BRYANT HEATING AND COOLING SYSTEMS | EVOLUTION V Heat Pump | 210470496 | HRCU-A-CB | 288BNV037*0**B* | CAP**6121AL*+UI | Singlezone Ducted, Centrally Ducted | 32000 | 31200 | 2.54 | 24800 | 2
BRYANT HEATING AND COOLING SYSTEMS | EVOLUTION V Heat Pump | 210470485 | HRCU-A-CB | 288BNV037*0**B* | CAP**6121AL*+UI | Singlezone Ducted, Centrally Ducted | 32000 | 31200 | 2.52 | 24800 | 2
BRYANT HEATING AND COOLING SYSTEMS | EVOLUTION V Heat Pump | 210470463 | HRCU-A-CB | 288BNV037*0**B* | CAP**6121AL*+UI | Singlezone Ducted, Centrally Ducted | 32000 | 31200 | 2.52 | 24800 | 2
BRYANT HEATING AND COOLING SYSTEMS | EVOLUTION V Heat Pump | 210470441 | HRCU-A-CB | 288BNV037*0**B* | CAP**6121AL*+UI | Singlezone Ducted, Centrally Ducted | 32000 | 31200 | 2.52 | 25000 | 2
BRYANT HEATING AND COOLING SYSTEMS | EVOLUTION V Heat Pump | 210470430 | HRCU-A-CB | 288BNV037*0**B* | CAP**6121AL*+UI | Singlezone Ducted, Centrally Ducted | 32200 | 31400 | 2.5 | 25000 | 1.98
BRYANT HEATING AND COOLING SYSTEMS | EVOLUTION V Heat Pump | 210470342 | HRCU-A-CB | 288BNV037*0**B* | CAP**6024AL*+UI | Singlezone Ducted, Centrally Ducted | 31800 | 31000 | 2.52 | 24800 | 2
BRYANT HEATING AND COOLING SYSTEMS | EVOLUTION V Heat Pump | 210470320 | HRCU-A-CB | 288BNV037*0**B* | CAP**6024AL*+UI | Singlezone Ducted, Centrally Ducted | 32000 | 31200 | 2.5 | 24800 | 1.98
BRYANT HEATING AND COOLING SYSTEMS | EVOLUTION V Heat Pump | 210470309 | HRCU-A-CB | 288BNV037*0**B* | CAP**6024AL*+UI | Singlezone Ducted, Centrally Ducted | 31800 | 31000 | 2.52 | 24800 | 2
BRYANT HEATING AND COOLING SYSTEMS | EVOLUTION V Heat Pump | 210470287 | HRCU-A-CB | 288BNV037*0**B* | CAP**6024AL*+UI | Singlezone Ducted, Centrally Ducted | 31800 | 31000 | 2.52 | 24800 | 2
BRYANT HEATING AND COOLING SYSTEMS | EVOLUTION V Heat Pump | 210470276 | HRCU-A-CB | 288BNV037*0**B* | CAP**6024AL*+UI | Singlezone Ducted, Centrally Ducted | 31800 | 31000 | 2.52 | 24800 | 2
BRYANT HEATING AND COOLING SYSTEMS | EVOLUTION V Heat Pump | 210470265 | HRCU-A-CB | 288BNV037*0**B* | CAP**6024AL*+UI | Singlezone Ducted, Centrally Ducted | 31800 | 31000 | 2.5 | 24800 | 1.98
BRYANT HEATING AND COOLING SYSTEMS | EVOLUTION V Heat Pump | 206773608 | HRCU-A-CB | 288BNV037*0**B* | CNPV*4821AL*+UI | Singlezone Ducted, Centrally Ducted | 32800 | 31400 | 2.52 | 24600 | 1.98
BRYANT HEATING AND COOLING SYSTEMS | EVOLUTION V Heat Pump | 206773599 | HRCU-A-CB | 288BNV037*0**B* | CNPV*4821AL*+UI | Singlezone Ducted, Centrally Ducted | 32800 | 31400 | 2.52 | 24800 | 1.96
BRYANT HEATING AND COOLING SYSTEMS | EVOLUTION V Heat Pump | 206772423 | HRCU-A-CB | 288BNV037*0**B* | CNPV*4824AL*+UI | Singlezone Ducted, Centrally Ducted | 33000 | 31400 | 2.52 | 24800 | 1.96
BRYANT HEATING AND COOLING SYSTEMS | EVOLUTION V Heat Pump | 206772396 | HRCU-A-CB | 288BNV037*0**B* | CNPV*4824AL*+UI | Singlezone Ducted, Centrally Ducted | 33000 | 31400 | 2.52 | 24800 | 1.96
BRYANT HEATING AND COOLING SYSTEMS | EVOLUTION V Heat Pump | 206772378 | HRCU-A-CB | 288BNV037*0**B* | CNPV*4824AL*+UI | Singlezone Ducted, Centrally Ducted | 32800 | 31400 | 2.52 | 24800 | 1.96
BRYANT HEATING AND COOLING SYSTEMS | EVOLUTION V Heat Pump | 206772369 | HRCU-A-CB | 288BNV037*0**B* | CNPV*4824AL*+UI | Singlezone Ducted, Centrally Ducted | 32800 | 31400 | 2.52 | 24800 | 1.98
BRYANT HEATING AND COOLING SYSTEMS | EVOLUTION V Heat Pump | 206772360 | HRCU-A-CB | 288BNV037*0**B* | CNPV*4824AL*+UI | Singlezone Ducted, Centrally Ducted | 33000 | 31600 | 2.52 | 24800 | 1.96
BRYANT HEATING AND COOLING SYSTEMS | EVOLUTION V Heat Pump | 206772324 | HRCU-A-CB | 288BNV037*0**B* | CNPV*4821AL*+UI | Singlezone Ducted, Centrally Ducted | 32800 | 31400 | 2.52 | 24800 | 1.98
BRYANT HEATING AND COOLING SYSTEMS | EVOLUTION V Heat Pump | 206772315 | HRCU-A-CB | 288BNV037*0**B* | CNPV*4821AL*+UI | Singlezone Ducted, Centrally Ducted | 33000 | 31400 | 2.52 | 24800 | 1.96
BRYANT HEATING AND COOLING SYSTEMS | EVOLUTION V Heat Pump | 206772297 | HRCU-A-CB | 288BNV037*0**B* | CNPV*4821AL*+UI | Singlezone Ducted, Centrally Ducted | 33000 | 31400 | 2.52 | 24800 | 1.96
BRYANT HEATING AND COOLING SYSTEMS | EVOLUTION V Heat Pump | 206772243 | HRCU-A-CB | 288BNV037*0**B* | CNPV*4821AL*+UI | Singlezone Ducted, Centrally Ducted | 33000 | 31600 | 2.52 | 24800 | 1.96
BRYANT HEATING AND COOLING SYSTEMS | EVOLUTION V Heat Pump | 206771955 | HRCU-A-CB | 288BNV037*0**B* | CAP**4824AL*+UI | Singlezone Ducted, Centrally Ducted | 32600 | 31400 | 2.52 | 24800 | 2
BRYANT HEATING AND COOLING SYSTEMS | EVOLUTION V Heat Pump | 206771937 | HRCU-A-CB | 288BNV037*0**B* | CAP**4824AL*+UI | Singlezone Ducted, Centrally Ducted | 32600 | 31400 | 2.52 | 25000 | 1.98
BRYANT HEATING AND COOLING SYSTEMS | EVOLUTION V Heat Pump | 206771928 | HRCU-A-CB | 288BNV037*0**B* | CAP**4824AL*+UI | Singlezone Ducted, Centrally Ducted | 32600 | 31400 | 2.52 | 24800 | 2
BRYANT HEATING AND COOLING SYSTEMS | EVOLUTION V Heat Pump | 206771910 | HRCU-A-CB | 288BNV037*0**B* | CAP**4824AL*+UI | Singlezone Ducted, Centrally Ducted | 32400 | 31400 | 2.54 | 24800 | 2
BRYANT HEATING AND COOLING SYSTEMS | EVOLUTION V Heat Pump | 206771901 | HRCU-A-CB | 288BNV037*0**B* | CAP**4824AL*+UI | Singlezone Ducted, Centrally Ducted | 32400 | 31400 | 2.54 | 24800 | 2
BRYANT HEATING AND COOLING SYSTEMS | EVOLUTION V Heat Pump | 206771892 | HRCU-A-CB | 288BNV037*0**B* | CAP**4824AL*+UI | Singlezone Ducted, Centrally Ducted | 32600 | 31400 | 2.52 | 25000 | 1.98
BRYANT HEATING AND COOLING SYSTEMS | EVOLUTION V Heat Pump | 206771856 | HRCU-A-CB | 288BNV037*0**B* | CAP**4821AL*+UI | Singlezone Ducted, Centrally Ducted | 32600 | 31400 | 2.52 | 24800 | 2
BRYANT HEATING AND COOLING SYSTEMS | EVOLUTION V Heat Pump | 206771847 | HRCU-A-CB | 288BNV037*0**B* | CAP**4821AL*+UI | Singlezone Ducted, Centrally Ducted | 32600 | 31400 | 2.52 | 25000 | 1.98
BRYANT HEATING AND COOLING SYSTEMS | EVOLUTION V Heat Pump | 206771829 | HRCU-A-CB | 288BNV037*0**B* | CAP**4821AL*+UI | Singlezone Ducted, Centrally Ducted | 32600 | 31400 | 2.52 | 25000 | 1.98
BRYANT HEATING AND COOLING SYSTEMS | EVOLUTION V Heat Pump | 206771775 | HRCU-A-CB | 288BNV037*0**B* | CAP**4821AL*+UI | Singlezone Ducted, Centrally Ducted | 32600 | 31400 | 2.52 | 25000 | 1.98
BRYANT HEATING AND COOLING SYSTEMS | EVOLUTION V Heat Pump | 206771721 | HRCU-A-CB | 288BNV037*0**B* | CAP**4321AL*+UI | Singlezone Ducted, Centrally Ducted | 32800 | 31800 | 2.56 | 25000 | 2
BRYANT HEATING AND COOLING SYSTEMS | EVOLUTION V Heat Pump | 206771712 | HRCU-A-CB | 288BNV037*0**B* | CAP**4321AL*+UI | Singlezone Ducted, Centrally Ducted | 33000 | 31800 | 2.54 | 25200 | 2
BRYANT HEATING AND COOLING SYSTEMS | EVOLUTION V Heat Pump | 206771694 | HRCU-A-CB | 288BNV037*0**B* | CAP**4321AL*+UI | Singlezone Ducted, Centrally Ducted | 33000 | 31800 | 2.54 | 25200 | 2
BRYANT HEATING AND COOLING SYSTEMS | EVOLUTION V Heat Pump | 206771640 | HRCU-A-CB | 288BNV037*0**B* | CAP**4321AL*+UI | Singlezone Ducted, Centrally Ducted | 33000 | 31800 | 2.54 | 25200 | 2
BRYANT HEATING AND COOLING SYSTEMS | EVOLUTION V Heat Pump | 206771622 | HRCU-A-CB | 288BNV037*0**B* | CAP**4321AL*+UI | Singlezone Ducted, Centrally Ducted | 33000 | 32000 | 2.52 | 25200 | 1.98
BRYANT HEATING AND COOLING SYSTEMS | EVOLUTION V Heat Pump | 206771352 | HRCU-A-CB | 288BNV037*0**B* | CAP**3721AL*+UI | Singlezone Ducted, Centrally Ducted | 32800 | 31800 | 2.54 | 25000 | 2
BRYANT HEATING AND COOLING SYSTEMS | EVOLUTION V Heat Pump | 206771343 | HRCU-A-CB | 288BNV037*0**B* | CAP**3721AL*+UI | Singlezone Ducted, Centrally Ducted | 33000 | 31800 | 2.54 | 25200 | 2
BRYANT HEATING AND COOLING SYSTEMS | EVOLUTION V Heat Pump | 206771325 | HRCU-A-CB | 288BNV037*0**B* | CAP**3721AL*+UI | Singlezone Ducted, Centrally Ducted | 33000 | 31800 | 2.54 | 25200 | 2
BRYANT HEATING AND COOLING SYSTEMS | EVOLUTION V Heat Pump | 206771271 | HRCU-A-CB | 288BNV037*0**B* | CAP**3721AL*+UI | Singlezone Ducted, Centrally Ducted | 33000 | 31800 | 2.52 | 25200 | 1.98
BRYANT HEATING AND COOLING SYSTEMS | EVOLUTION V Heat Pump | 210596589 | HRCU-A-CB | 288BNV037*0**A* | CNPV*6024AL*+UI | Singlezone Ducted, Centrally Ducted | 32200 | 31400 | 2.5 | 24800 | 1.96
BRYANT HEATING AND COOLING SYSTEMS | EVOLUTION V Heat Pump | 210596588 | HRCU-A-CB | 288BNV037*0**A* | CNPV*6024AL*+UI | Singlezone Ducted, Centrally Ducted | 32200 | 31200 | 2.52 | 24600 | 1.98
BRYANT HEATING AND COOLING SYSTEMS | EVOLUTION V Heat Pump | 210596586 | HRCU-A-CB | 288BNV037*0**A* | CNPV*6024AL*+UI | Singlezone Ducted, Centrally Ducted | 32200 | 31200 | 2.52 | 24600 | 1.98
BRYANT HEATING AND COOLING SYSTEMS | EVOLUTION V Heat Pump | 210596585 | HRCU-A-CB | 288BNV037*0**A* | CNPV*6024AL*+UI | Singlezone Ducted, Centrally Ducted | 32200 | 31200 | 2.52 | 24600 | 1.98
BRYANT HEATING AND COOLING SYSTEMS | EVOLUTION V Heat Pump | 210596583 | HRCU-A-CB | 288BNV037*0**A* | CNPV*6024AL*+UI | Singlezone Ducted, Centrally Ducted | 32200 | 31200 | 2.52 | 24600 | 1.98
BRYANT HEATING AND COOLING SYSTEMS | EVOLUTION V Heat Pump | 210596582 | HRCU-A-CB | 288BNV037*0**A* | CNPV*6024AL*+UI | Singlezone Ducted, Centrally Ducted | 32200 | 31200 | 2.52 | 24600 | 1.98
BRYANT HEATING AND COOLING SYSTEMS | EVOLUTION V Heat Pump | 210596581 | HRCU-A-CB | 288BNV037*0**A* | CNPV*6024AL*+UI | Singlezone Ducted, Centrally Ducted | 32200 | 31200 | 2.52 | 24600 | 1.98
BRYANT HEATING AND COOLING SYSTEMS | EVOLUTION V Heat Pump | 210596579 | HRCU-A-CB | 288BNV037*0**A* | CNPV*6024AL*+UI | Singlezone Ducted, Centrally Ducted | 32200 | 31400 | 2.52 | 24800 | 1.98
BRYANT HEATING AND COOLING SYSTEMS | EVOLUTION V Heat Pump | 210596578 | HRCU-A-CB | 288BNV037*0**A* | CNPV*6024AL*+UI | Singlezone Ducted, Centrally Ducted | 32200 | 31400 | 2.5 | 24800 | 1.98
BRYANT HEATING AND COOLING SYSTEMS | EVOLUTION V Heat Pump | 210596577 | HRCU-A-CB | 288BNV037*0**A* | CNPV*4824AL*+UI | Singlezone Ducted, Centrally Ducted | 32800 | 31400 | 2.52 | 24600 | 1.98
BRYANT HEATING AND COOLING SYSTEMS | EVOLUTION V Heat Pump | 210596576 | HRCU-A-CB | 288BNV037*0**A* | CNPV*4824AL*+UI | Singlezone Ducted, Centrally Ducted | 32800 | 31400 | 2.52 | 24800 | 1.96
BRYANT HEATING AND COOLING SYSTEMS | EVOLUTION V Heat Pump | 210596574 | HRCU-A-CB | 288BNV037*0**A* | CNPV*4821AL*+UI | Singlezone Ducted, Centrally Ducted | 33000 | 31600 | 2.5 | 24800 | 1.96
BRYANT HEATING AND COOLING SYSTEMS | EVOLUTION V Heat Pump | 210596573 | HRCU-A-CB | 288BNV037*0**A* | CNPV*4821AL*+UI | Singlezone Ducted, Centrally Ducted | 33000 | 31600 | 2.5 | 24800 | 1.96
BRYANT HEATING AND COOLING SYSTEMS | EVOLUTION V Heat Pump | 210596562 | HRCU-A-CB | 288BNV037*0**A* | CAP**6124AL*+UI | Singlezone Ducted, Centrally Ducted | 32000 | 31200 | 2.52 | 25000 | 2
BRYANT HEATING AND COOLING SYSTEMS | EVOLUTION V Heat Pump | 210596561 | HRCU-A-CB | 288BNV037*0**A* | CAP**6124AL*+UI | Singlezone Ducted, Centrally Ducted | 32000 | 31200 | 2.54 | 24800 | 2
BRYANT HEATING AND COOLING SYSTEMS | EVOLUTION V Heat Pump | 210596558 | HRCU-A-CB | 288BNV037*0**A* | CAP**6124AL*+UI | Singlezone Ducted, Centrally Ducted | 32000 | 31200 | 2.54 | 24800 | 2
BRYANT HEATING AND COOLING SYSTEMS | EVOLUTION V Heat Pump | 210596557 | HRCU-A-CB | 288BNV037*0**A* | CAP**6124AL*+UI | Singlezone Ducted, Centrally Ducted | 32000 | 31200 | 2.54 | 24800 | 2
BRYANT HEATING AND COOLING SYSTEMS | EVOLUTION V Heat Pump | 210596553 | HRCU-A-CB | 288BNV037*0**A* | CAP**6124AL*+UI | Singlezone Ducted, Centrally Ducted | 32000 | 31200 | 2.54 | 24800 | 2.02
BRYANT HEATING AND COOLING SYSTEMS | EVOLUTION V Heat Pump | 210596551 | HRCU-A-CB | 288BNV037*0**A* | CAP**6124AL*+UI | Singlezone Ducted, Centrally Ducted | 32000 | 31200 | 2.52 | 24800 | 2
BRYANT HEATING AND COOLING SYSTEMS | EVOLUTION V Heat Pump | 210596549 | HRCU-A-CB | 288BNV037*0**A* | CAP**6121AL*+UI | Singlezone Ducted, Centrally Ducted | 32000 | 31200 | 2.52 | 24800 | 2
BRYANT HEATING AND COOLING SYSTEMS | EVOLUTION V Heat Pump | 210596547 | HRCU-A-CB | 288BNV037*0**A* | CAP**6121AL*+UI | Singlezone Ducted, Centrally Ducted | 32000 | 31200 | 2.52 | 24800 | 2
BRYANT HEATING AND COOLING SYSTEMS | EVOLUTION V Heat Pump | 210596542 | HRCU-A-CB | 288BNV037*0**A* | CAP**6121AL*+UI | Singlezone Ducted, Centrally Ducted | 32000 | 31200 | 2.52 | 25000 | 2
BRYANT HEATING AND COOLING SYSTEMS | EVOLUTION V Heat Pump | 210596541 | HRCU-A-CB | 288BNV037*0**A* | CAP**6121AL*+UI | Singlezone Ducted, Centrally Ducted | 32000 | 31200 | 2.54 | 24800 | 2
BRYANT HEATING AND COOLING SYSTEMS | EVOLUTION V Heat Pump | 210596540 | HRCU-A-CB | 288BNV037*0**A* | CAP**6121AL*+UI | Singlezone Ducted, Centrally Ducted | 32200 | 31400 | 2.5 | 25000 | 1.98
BRYANT HEATING AND COOLING SYSTEMS | EVOLUTION V Heat Pump | 210596536 | HRCU-A-CB | 288BNV037*0**A* | CAP**6024AL*+UI | Singlezone Ducted, Centrally Ducted | 32000 | 31200 | 2.5 | 24800 | 1.98
BRYANT HEATING AND COOLING SYSTEMS | EVOLUTION V Heat Pump | 210596535 | HRCU-A-CB | 288BNV037*0**A* | CAP**6024AL*+UI | Singlezone Ducted, Centrally Ducted | 31800 | 31000 | 2.52 | 24800 | 2
BRYANT HEATING AND COOLING SYSTEMS | EVOLUTION V Heat Pump | 210596532 | HRCU-A-CB | 288BNV037*0**A* | CAP**6024AL*+UI | Singlezone Ducted, Centrally Ducted | 31800 | 31000 | 2.52 | 24800 | 2
BRYANT HEATING AND COOLING SYSTEMS | EVOLUTION V Heat Pump | 210596531 | HRCU-A-CB | 288BNV037*0**A* | CAP**6024AL*+UI | Singlezone Ducted, Centrally Ducted | 31800 | 31000 | 2.52 | 24800 | 2
BRYANT HEATING AND COOLING SYSTEMS | EVOLUTION V Heat Pump | 210596527 | HRCU-A-CB | 288BNV037*0**A* | CAP**6024AL*+UI | Singlezone Ducted, Centrally Ducted | 31800 | 31000 | 2.52 | 24800 | 2
BRYANT HEATING AND COOLING SYSTEMS | EVOLUTION V Heat Pump | 210596525 | HRCU-A-CB | 288BNV037*0**A* | CAP**6024AL*+UI | Singlezone Ducted, Centrally Ducted | 31800 | 31000 | 2.5 | 24800 | 1.98
BRYANT HEATING AND COOLING SYSTEMS | EVOLUTION V Heat Pump | 206136285 | HRCU-A-CB | 288BNV037*0**A* | CNPV*4821AL*+UI | Singlezone Ducted, Centrally Ducted | 32800 | 31400 | 2.52 | 24600 | 1.98
BRYANT HEATING AND COOLING SYSTEMS | EVOLUTION V Heat Pump | 206136275 | HRCU-A-CB | 288BNV037*0**A* | CNPV*4821AL*+UI | Singlezone Ducted, Centrally Ducted | 32800 | 31400 | 2.52 | 24800 | 1.96
BRYANT HEATING AND COOLING SYSTEMS | EVOLUTION V Heat Pump | 204299946 | HRCU-A-CB | 288BNV037*0**A* | CNPV*4824AL*+UI | Singlezone Ducted, Centrally Ducted | 33000 | 31400 | 2.52 | 24800 | 1.96
BRYANT HEATING AND COOLING SYSTEMS | EVOLUTION V Heat Pump | 204299916 | HRCU-A-CB | 288BNV037*0**A* | CNPV*4824AL*+UI | Singlezone Ducted, Centrally Ducted | 33000 | 31400 | 2.52 | 24800 | 1.96
BRYANT HEATING AND COOLING SYSTEMS | EVOLUTION V Heat Pump | 204299896 | HRCU-A-CB | 288BNV037*0**A* | CNPV*4824AL*+UI | Singlezone Ducted, Centrally Ducted | 32800 | 31400 | 2.52 | 24800 | 1.96
BRYANT HEATING AND COOLING SYSTEMS | EVOLUTION V Heat Pump | 204299886 | HRCU-A-CB | 288BNV037*0**A* | CNPV*4824AL*+UI | Singlezone Ducted, Centrally Ducted | 32800 | 31400 | 2.52 | 24800 | 1.98
BRYANT HEATING AND COOLING SYSTEMS | EVOLUTION V Heat Pump | 204299876 | HRCU-A-CB | 288BNV037*0**A* | CNPV*4824AL*+UI | Singlezone Ducted, Centrally Ducted | 33000 | 31600 | 2.52 | 24800 | 1.96
BRYANT HEATING AND COOLING SYSTEMS | EVOLUTION V Heat Pump | 204299836 | HRCU-A-CB | 288BNV037*0**A* | CNPV*4821AL*+UI | Singlezone Ducted, Centrally Ducted | 32800 | 31400 | 2.52 | 24800 | 1.98
BRYANT HEATING AND COOLING SYSTEMS | EVOLUTION V Heat Pump | 204299826 | HRCU-A-CB | 288BNV037*0**A* | CNPV*4821AL*+UI | Singlezone Ducted, Centrally Ducted | 33000 | 31400 | 2.52 | 24800 | 1.96
BRYANT HEATING AND COOLING SYSTEMS | EVOLUTION V Heat Pump | 204299806 | HRCU-A-CB | 288BNV037*0**A* | CNPV*4821AL*+UI | Singlezone Ducted, Centrally Ducted | 33000 | 31400 | 2.52 | 24800 | 1.96
BRYANT HEATING AND COOLING SYSTEMS | EVOLUTION V Heat Pump | 204299746 | HRCU-A-CB | 288BNV037*0**A* | CNPV*4821AL*+UI | Singlezone Ducted, Centrally Ducted | 33000 | 31600 | 2.52 | 24800 | 1.96
BRYANT HEATING AND COOLING SYSTEMS | EVOLUTION V Heat Pump | 204299426 | HRCU-A-CB | 288BNV037*0**A* | CAP**4824AL*+UI | Singlezone Ducted, Centrally Ducted | 32600 | 31400 | 2.52 | 24800 | 2
BRYANT HEATING AND COOLING SYSTEMS | EVOLUTION V Heat Pump | 204299406 | HRCU-A-CB | 288BNV037*0**A* | CAP**4824AL*+UI | Singlezone Ducted, Centrally Ducted | 32600 | 31400 | 2.52 | 25000 | 1.98
BRYANT HEATING AND COOLING SYSTEMS | EVOLUTION V Heat Pump | 204299396 | HRCU-A-CB | 288BNV037*0**A* | CAP**4824AL*+UI | Singlezone Ducted, Centrally Ducted | 32600 | 31400 | 2.52 | 24800 | 2
BRYANT HEATING AND COOLING SYSTEMS | EVOLUTION V Heat Pump | 204299376 | HRCU-A-CB | 288BNV037*0**A* | CAP**4824AL*+UI | Singlezone Ducted, Centrally Ducted | 32400 | 31400 | 2.54 | 24800 | 2
BRYANT HEATING AND COOLING SYSTEMS | EVOLUTION V Heat Pump | 204299366 | HRCU-A-CB | 288BNV037*0**A* | CAP**4824AL*+UI | Singlezone Ducted, Centrally Ducted | 32400 | 31400 | 2.54 | 24800 | 2
BRYANT HEATING AND COOLING SYSTEMS | EVOLUTION V Heat Pump | 204299356 | HRCU-A-CB | 288BNV037*0**A* | CAP**4824AL*+UI | Singlezone Ducted, Centrally Ducted | 32600 | 31400 | 2.52 | 25000 | 1.98
BRYANT HEATING AND COOLING SYSTEMS | EVOLUTION V Heat Pump | 204299316 | HRCU-A-CB | 288BNV037*0**A* | CAP**4821AL*+UI | Singlezone Ducted, Centrally Ducted | 32600 | 31400 | 2.52 | 24800 | 2
BRYANT HEATING AND COOLING SYSTEMS | EVOLUTION V Heat Pump | 204299306 | HRCU-A-CB | 288BNV037*0**A* | CAP**4821AL*+UI | Singlezone Ducted, Centrally Ducted | 32600 | 31400 | 2.52 | 25000 | 1.98
BRYANT HEATING AND COOLING SYSTEMS | EVOLUTION V Heat Pump | 204299286 | HRCU-A-CB | 288BNV037*0**A* | CAP**4821AL*+UI | Singlezone Ducted, Centrally Ducted | 32600 | 31400 | 2.52 | 25000 | 1.98
BRYANT HEATING AND COOLING SYSTEMS | EVOLUTION V Heat Pump | 204299226 | HRCU-A-CB | 288BNV037*0**A* | CAP**4821AL*+UI | Singlezone Ducted, Centrally Ducted | 32600 | 31400 | 2.52 | 25000 | 1.98
BRYANT HEATING AND COOLING SYSTEMS | EVOLUTION V Heat Pump | 204299190 | HRCU-A-CB | 288BNV037*0**A* | CAP**4321AL*+UI | Singlezone Ducted, Centrally Ducted | 32800 | 31800 | 2.56 | 25000 | 2
BRYANT HEATING AND COOLING SYSTEMS | EVOLUTION V Heat Pump | 204299188 | HRCU-A-CB | 288BNV037*0**A* | CAP**4321AL*+UI | Singlezone Ducted, Centrally Ducted | 33000 | 31800 | 2.54 | 25200 | 2
BRYANT HEATING AND COOLING SYSTEMS | EVOLUTION V Heat Pump | 204299184 | HRCU-A-CB | 288BNV037*0**A* | CAP**4321AL*+UI | Singlezone Ducted, Centrally Ducted | 33000 | 31800 | 2.54 | 25200 | 2
BRYANT HEATING AND COOLING SYSTEMS | EVOLUTION V Heat Pump | 204299172 | HRCU-A-CB | 288BNV037*0**A* | CAP**4321AL*+UI | Singlezone Ducted, Centrally Ducted | 33000 | 31800 | 2.54 | 25200 | 2
BRYANT HEATING AND COOLING SYSTEMS | EVOLUTION V Heat Pump | 204299168 | HRCU-A-CB | 288BNV037*0**A* | CAP**4321AL*+UI | Singlezone Ducted, Centrally Ducted | 33000 | 32000 | 2.52 | 25200 | 1.98
BRYANT HEATING AND COOLING SYSTEMS | EVOLUTION V Heat Pump | 204298900 | HRCU-A-CB | 288BNV037*0**A* | CAP**3721AL*+UI | Singlezone Ducted, Centrally Ducted | 32800 | 31800 | 2.54 | 25000 | 2
BRYANT HEATING AND COOLING SYSTEMS | EVOLUTION V Heat Pump | 204298898 | HRCU-A-CB | 288BNV037*0**A* | CAP**3721AL*+UI | Singlezone Ducted, Centrally Ducted | 33000 | 31800 | 2.54 | 25200 | 2
BRYANT HEATING AND COOLING SYSTEMS | EVOLUTION V Heat Pump | 204298894 | HRCU-A-CB | 288BNV037*0**A* | CAP**3721AL*+UI | Singlezone Ducted, Centrally Ducted | 33000 | 31800 | 2.54 | 25200 | 2
BRYANT HEATING AND COOLING SYSTEMS | EVOLUTION V Heat Pump | 204298882 | HRCU-A-CB | 288BNV037*0**A* | CAP**3721AL*+UI | Singlezone Ducted, Centrally Ducted | 33000 | 31800 | 2.52 | 25200 | 1.98
ECOER |  | 211594474 | HRCU-A-CB | ESCA16H-60 | EAHAEC-60 | Singlezone Ducted, Centrally Ducted | 59000 | 42000 | 2.6 | 54356 | 1.91
BRYANT HEATING AND COOLING SYSTEMS | EVOLUTION V Heat Pump | 210473238 | HRCU-A-CB | 288BNV025*0**C* | CAP**4321AL*+UI | Singlezone Ducted, Centrally Ducted | 21000 | 20400 | 2.54 | 16500 | 2.04
BRYANT HEATING AND COOLING SYSTEMS | EVOLUTION Extreme 24 HP | 210720714 | HRCU-A-CB | 284ANV060*0**B* | CAP**6124AL*+UI | Singlezone Ducted, Centrally Ducted | 60500 | 51000 | 2.5 | 39000 | 2.1
BRYANT HEATING AND COOLING SYSTEMS | EVOLUTION Extreme 24 HP | 210720712 | HRCU-A-CB | 284ANV060*0**B* | CAP**6124AL*+UI | Singlezone Ducted, Centrally Ducted | 60500 | 50500 | 2.52 | 39000 | 2.12
BRYANT HEATING AND COOLING SYSTEMS | EVOLUTION Extreme 24 HP | 210720710 | HRCU-A-CB | 284ANV060*0**B* | CAP**6124AL*+UI | Singlezone Ducted, Centrally Ducted | 60500 | 51000 | 2.5 | 39000 | 2.1
BRYANT HEATING AND COOLING SYSTEMS | EVOLUTION Extreme 24 HP | 206790699 | HRCU-A-CB | 284ANV060*0**B* | CAP**6124AL*+UI | Singlezone Ducted, Centrally Ducted | 60500 | 50500 | 2.52 | 39000 | 2.1
BRYANT HEATING AND COOLING SYSTEMS | EVOLUTION Extreme 24 HP | 206790698 | HRCU-A-CB | 284ANV060*0**B* | CAP**6124AL*+UI | Singlezone Ducted, Centrally Ducted | 60500 | 51000 | 2.5 | 39000 | 2.1
BRYANT HEATING AND COOLING SYSTEMS | EVOLUTION Extreme 24 HP | 206790697 | HRCU-A-CB | 284ANV060*0**B* | CAP**6121AL*+UI | Singlezone Ducted, Centrally Ducted | 60500 | 50500 | 2.5 | 39000 | 2.1
BRYANT HEATING AND COOLING SYSTEMS | EVOLUTION Extreme 24 HP | 206790693 | HRCU-A-CB | 284ANV060*0**B* | CAP**6124AL*+UI | Singlezone Ducted, Centrally Ducted | 60500 | 50500 | 2.52 | 39000 | 2.12
BRYANT HEATING AND COOLING SYSTEMS | EVOLUTION Extreme 24 HP | 206790692 | HRCU-A-CB | 284ANV060*0**B* | CAP**6121AL*+UI | Singlezone Ducted, Centrally Ducted | 60500 | 50500 | 2.5 | 39000 | 2.1
BRYANT HEATING AND COOLING SYSTEMS | EVOLUTION Extreme 24 HP | 206790677 | HRCU-A-CB | 284ANV060*0**B* | CAP**6124AL*+UI | Singlezone Ducted, Centrally Ducted | 60500 | 51000 | 2.5 | 39000 | 2.1
BRYANT HEATING AND COOLING SYSTEMS | EVOLUTION Extreme 24 HP | 206790676 | HRCU-A-CB | 284ANV060*0**B* | CAP**6124AL*+UI | Singlezone Ducted, Centrally Ducted | 60500 | 51000 | 2.5 | 39000 | 2.1
BRYANT HEATING AND COOLING SYSTEMS | EVOLUTION Extreme 24 HP | 206790673 | HRCU-A-CB | 284ANV060*0**B* | CAP**6124AL*+UI | Singlezone Ducted, Centrally Ducted | 60500 | 51000 | 2.5 | 39000 | 2.1
BRYANT HEATING AND COOLING SYSTEMS | EVOLUTION Extreme 24 HP | 206790658 | HRCU-A-CB | 284ANV060*0**B* | FE4ANB006L+UI | Singlezone Ducted, Centrally Ducted | 59500 | 50000 | 2.58 | 38500 | 2.18
BRYANT HEATING AND COOLING SYSTEMS | EVOLUTION Extreme 24 HP | 210532881 | HRCU-A-CB | 284ANV048*0**B* | CAP**6124AL*+UI | Singlezone Ducted, Centrally Ducted | 46000 | 43500 | 2.5 | 36200 | 2.36
BRYANT HEATING AND COOLING SYSTEMS | EVOLUTION Extreme 24 HP | 206790655 | HRCU-A-CB | 284ANV048*0**B* | CSPH*6012AL*+UI | Singlezone Ducted, Centrally Ducted | 46000 | 43000 | 2.5 | 36000 | 2.36
BRYANT HEATING AND COOLING SYSTEMS | EVOLUTION Extreme 24 HP | 206790653 | HRCU-A-CB | 284ANV048*0**B* | CAP**6124AL*+UI | Singlezone Ducted, Centrally Ducted | 46000 | 43000 | 2.5 | 36200 | 2.38
BRYANT HEATING AND COOLING SYSTEMS | EVOLUTION Extreme 24 HP | 206790651 | HRCU-A-CB | 284ANV048*0**B* | CAP**6121AL*+UI | Singlezone Ducted, Centrally Ducted | 46000 | 43000 | 2.5 | 36200 | 2.38
BRYANT HEATING AND COOLING SYSTEMS | EVOLUTION Extreme 24 HP | 206790599 | HRCU-A-CB | 284ANV048*0**B* | CSPH*6012AL*+UI | Singlezone Ducted, Centrally Ducted | 46000 | 43000 | 2.5 | 36000 | 2.38
BRYANT HEATING AND COOLING SYSTEMS | EVOLUTION Extreme 24 HP | 206790595 | HRCU-A-CB | 284ANV048*0**B* | CAP**6124AL*+UI | Singlezone Ducted, Centrally Ducted | 46000 | 43000 | 2.5 | 36000 | 2.38
BRYANT HEATING AND COOLING SYSTEMS | EVOLUTION Extreme 24 HP | 206790587 | HRCU-A-CB | 284ANV048*0**B* | FE4ANB006L+UI | Singlezone Ducted, Centrally Ducted | 45500 | 42500 | 2.58 | 35600 | 2.44
BRYANT HEATING AND COOLING SYSTEMS | EVOLUTION Extreme 24 HP | 210533115 | HRCU-A-CB | 284ANV024*0**B* | CSPH*4212AL*+UI | Singlezone Ducted, Centrally Ducted | 26600 | 24600 | 2.6 | 19700 | 2.52
BRYANT HEATING AND COOLING SYSTEMS | EVOLUTION Extreme 24 HP | 210533113 | HRCU-A-CB | 284ANV024*0**B* | CSPH*4212AL*+UI | Singlezone Ducted, Centrally Ducted | 26400 | 24600 | 2.6 | 19600 | 2.54
BRYANT HEATING AND COOLING SYSTEMS | EVOLUTION Extreme 24 HP | 210533111 | HRCU-A-CB | 284ANV024*0**B* | CSPH*4212AL*+UI | Singlezone Ducted, Centrally Ducted | 26400 | 24600 | 2.6 | 19600 | 2.54
BRYANT HEATING AND COOLING SYSTEMS | EVOLUTION Extreme 24 HP | 210533109 | HRCU-A-CB | 284ANV024*0**B* | CSPH*4212AL*+UI | Singlezone Ducted, Centrally Ducted | 26400 | 24600 | 2.6 | 19600 | 2.54
BRYANT HEATING AND COOLING SYSTEMS | EVOLUTION Extreme 24 HP | 210533107 | HRCU-A-CB | 284ANV024*0**B* | CSPH*4212AL*+UI | Singlezone Ducted, Centrally Ducted | 26600 | 24800 | 2.56 | 19800 | 2.5
BRYANT HEATING AND COOLING SYSTEMS | EVOLUTION Extreme 24 HP | 210533103 | HRCU-A-CB | 284ANV024*0**B* | CSPH*3012AL*+UI | Singlezone Ducted, Centrally Ducted | 27000 | 24800 | 2.54 | 19800 | 2.48
BRYANT HEATING AND COOLING SYSTEMS | EVOLUTION Extreme 24 HP | 210533101 | HRCU-A-CB | 284ANV024*0**B* | CSPH*3012AL*+UI | Singlezone Ducted, Centrally Ducted | 27000 | 25000 | 2.52 | 19900 | 2.46
BRYANT HEATING AND COOLING SYSTEMS | EVOLUTION Extreme 24 HP | 210533097 | HRCU-A-CB | 284ANV024*0**B* | CSPH*3012AL*+UI | Singlezone Ducted, Centrally Ducted | 27000 | 25000 | 2.5 | 20000 | 2.44
BRYANT HEATING AND COOLING SYSTEMS | EVOLUTION Extreme 24 HP | 210533093 | HRCU-A-CB | 284ANV024*0**B* | CSPH*3012AL*+UI | Singlezone Ducted, Centrally Ducted | 27000 | 25000 | 2.5 | 19900 | 2.44
BRYANT HEATING AND COOLING SYSTEMS | EVOLUTION Extreme 24 HP | 210533091 | HRCU-A-CB | 284ANV024*0**B* | CSPH*3012AL*+UI | Singlezone Ducted, Centrally Ducted | 27000 | 25000 | 2.52 | 19900 | 2.46
BRYANT HEATING AND COOLING SYSTEMS | EVOLUTION Extreme 24 HP | 210533089 | HRCU-A-CB | 284ANV024*0**B* | CSPH*3012AL*+UI | Singlezone Ducted, Centrally Ducted | 27000 | 25000 | 2.52 | 19900 | 2.46
BRYANT HEATING AND COOLING SYSTEMS | EVOLUTION Extreme 24 HP | 210533087 | HRCU-A-CB | 284ANV024*0**B* | CSPH*3012AL*+UI | Singlezone Ducted, Centrally Ducted | 27000 | 25000 | 2.52 | 19900 | 2.46
BRYANT HEATING AND COOLING SYSTEMS | EVOLUTION Extreme 24 HP | 210533085 | HRCU-A-CB | 284ANV024*0**B* | CSPH*3012AL*+UI | Singlezone Ducted, Centrally Ducted | 27000 | 25000 | 2.52 | 19800 | 2.46
BRYANT HEATING AND COOLING SYSTEMS | EVOLUTION Extreme 24 HP | 210533081 | HRCU-A-CB | 284ANV024*0**B* | CNPV*4221AL*+UI | Singlezone Ducted, Centrally Ducted | 26600 | 24800 | 2.52 | 19800 | 2.46
BRYANT HEATING AND COOLING SYSTEMS | EVOLUTION Extreme 24 HP | 210533079 | HRCU-A-CB | 284ANV024*0**B* | CNPV*4221AL*+UI | Singlezone Ducted, Centrally Ducted | 26600 | 24800 | 2.52 | 19800 | 2.46
BRYANT HEATING AND COOLING SYSTEMS | EVOLUTION Extreme 24 HP | 210533077 | HRCU-A-CB | 284ANV024*0**B* | CNPV*4221AL*+UI | Singlezone Ducted, Centrally Ducted | 26600 | 24800 | 2.52 | 19800 | 2.46
BRYANT HEATING AND COOLING SYSTEMS | EVOLUTION Extreme 24 HP | 210533075 | HRCU-A-CB | 284ANV024*0**B* | CNPV*4221AL*+UI | Singlezone Ducted, Centrally Ducted | 26600 | 24800 | 2.52 | 19700 | 2.46
BRYANT HEATING AND COOLING SYSTEMS | EVOLUTION Extreme 24 HP | 210533071 | HRCU-A-CB | 284ANV024*0**B* | CNPV*4217AL*+UI | Singlezone Ducted, Centrally Ducted | 26600 | 24800 | 2.56 | 19700 | 2.5
BRYANT HEATING AND COOLING SYSTEMS | EVOLUTION Extreme 24 HP | 210533069 | HRCU-A-CB | 284ANV024*0**B* | CNPV*4217AL*+UI | Singlezone Ducted, Centrally Ducted | 26600 | 24800 | 2.56 | 19700 | 2.5
BRYANT HEATING AND COOLING SYSTEMS | EVOLUTION Extreme 24 HP | 210533067 | HRCU-A-CB | 284ANV024*0**B* | CNPV*4217AL*+UI | Singlezone Ducted, Centrally Ducted | 26600 | 25000 | 2.52 | 19900 | 2.46
BRYANT HEATING AND COOLING SYSTEMS | EVOLUTION Extreme 24 HP | 210533047 | HRCU-A-CB | 284ANV024*0**B* | CAP**4321AL*+UI | Singlezone Ducted, Centrally Ducted | 26400 | 24800 | 2.6 | 19800 | 2.52
BRYANT HEATING AND COOLING SYSTEMS | EVOLUTION Extreme 24 HP | 210533045 | HRCU-A-CB | 284ANV024*0**B* | CAP**4321AL*+UI | Singlezone Ducted, Centrally Ducted | 26400 | 24600 | 2.64 | 19600 | 2.58
BRYANT HEATING AND COOLING SYSTEMS | EVOLUTION Extreme 24 HP | 210533043 | HRCU-A-CB | 284ANV024*0**B* | CAP**4321AL*+UI | Singlezone Ducted, Centrally Ducted | 26400 | 24800 | 2.58 | 19800 | 2.52
BRYANT HEATING AND COOLING SYSTEMS | EVOLUTION Extreme 24 HP | 210533041 | HRCU-A-CB | 284ANV024*0**B* | CAP**4321AL*+UI | Singlezone Ducted, Centrally Ducted | 26400 | 24800 | 2.6 | 19800 | 2.55
BRYANT HEATING AND COOLING SYSTEMS | EVOLUTION Extreme 24 HP | 210533039 | HRCU-A-CB | 284ANV024*0**B* | CAP**4321AL*+UI | Singlezone Ducted, Centrally Ducted | 26600 | 24800 | 2.58 | 19900 | 2.52
BRYANT HEATING AND COOLING SYSTEMS | EVOLUTION Extreme 24 HP | 210533037 | HRCU-A-CB | 284ANV024*0**B* | CAP**4321AL*+UI | Singlezone Ducted, Centrally Ducted | 26400 | 24800 | 2.62 | 19700 | 2.54
BRYANT HEATING AND COOLING SYSTEMS | EVOLUTION Extreme 24 HP | 210533035 | HRCU-A-CB | 284ANV024*0**B* | CAP**4321AL*+UI | Singlezone Ducted, Centrally Ducted | 26400 | 24600 | 2.62 | 19700 | 2.55
BRYANT HEATING AND COOLING SYSTEMS | EVOLUTION Extreme 24 HP | 210533033 | HRCU-A-CB | 284ANV024*0**B* | CAP**4321AL*+UI | Singlezone Ducted, Centrally Ducted | 26400 | 24600 | 2.64 | 19600 | 2.56
BRYANT HEATING AND COOLING SYSTEMS | EVOLUTION Extreme 24 HP | 210533031 | HRCU-A-CB | 284ANV024*0**B* | CAP**4321AL*+UI | Singlezone Ducted, Centrally Ducted | 26400 | 24600 | 2.64 | 19600 | 2.56
BRYANT HEATING AND COOLING SYSTEMS | EVOLUTION Extreme 24 HP | 210533029 | HRCU-A-CB | 284ANV024*0**B* | CAP**4321AL*+UI | Singlezone Ducted, Centrally Ducted | 26400 | 24600 | 2.64 | 19600 | 2.56
BRYANT HEATING AND COOLING SYSTEMS | EVOLUTION Extreme 24 HP | 210533027 | HRCU-A-CB | 284ANV024*0**B* | CAP**4321AL*+UI | Singlezone Ducted, Centrally Ducted | 26400 | 24800 | 2.58 | 19800 | 2.52
BRYANT HEATING AND COOLING SYSTEMS | EVOLUTION Extreme 24 HP | 210533025 | HRCU-A-CB | 284ANV024*0**B* | CAP**4224AL*+UI | Singlezone Ducted, Centrally Ducted | 26600 | 24800 | 2.54 | 19700 | 2.48
BRYANT HEATING AND COOLING SYSTEMS | EVOLUTION Extreme 24 HP | 210533023 | HRCU-A-CB | 284ANV024*0**B* | CAP**4224AL*+UI | Singlezone Ducted, Centrally Ducted | 26600 | 24800 | 2.54 | 19700 | 2.48
BRYANT HEATING AND COOLING SYSTEMS | EVOLUTION Extreme 24 HP | 210533021 | HRCU-A-CB | 284ANV024*0**B* | CAP**4221AL*+UI | Singlezone Ducted, Centrally Ducted | 26600 | 24800 | 2.52 | 19700 | 2.46
BRYANT HEATING AND COOLING SYSTEMS | EVOLUTION Extreme 24 HP | 210533019 | HRCU-A-CB | 284ANV024*0**B* | CAP**4221AL*+UI | Singlezone Ducted, Centrally Ducted | 26600 | 24800 | 2.52 | 19700 | 2.48
BRYANT HEATING AND COOLING SYSTEMS | EVOLUTION Extreme 24 HP | 210533017 | HRCU-A-CB | 284ANV024*0**B* | CAP**4221AL*+UI | Singlezone Ducted, Centrally Ducted | 26600 | 24800 | 2.54 | 19700 | 2.48
BRYANT HEATING AND COOLING SYSTEMS | EVOLUTION Extreme 24 HP | 210533015 | HRCU-A-CB | 284ANV024*0**B* | CAP**4221AL*+UI | Singlezone Ducted, Centrally Ducted | 26600 | 24800 | 2.54 | 19700 | 2.48
BRYANT HEATING AND COOLING SYSTEMS | EVOLUTION Extreme 24 HP | 210533013 | HRCU-A-CB | 284ANV024*0**B* | CAP**4221AL*+UI | Singlezone Ducted, Centrally Ducted | 26600 | 25000 | 2.5 | 19900 | 2.44
BRYANT HEATING AND COOLING SYSTEMS | EVOLUTION Extreme 24 HP | 210533011 | HRCU-A-CB | 284ANV024*0**B* | CAP**3721AL*+UI | Singlezone Ducted, Centrally Ducted | 26400 | 24800 | 2.58 | 19800 | 2.52
BRYANT HEATING AND COOLING SYSTEMS | EVOLUTION Extreme 24 HP | 210533009 | HRCU-A-CB | 284ANV024*0**B* | CAP**3721AL*+UI | Singlezone Ducted, Centrally Ducted | 26400 | 24600 | 2.64 | 19600 | 2.58
BRYANT HEATING AND COOLING SYSTEMS | EVOLUTION Extreme 24 HP | 210533007 | HRCU-A-CB | 284ANV024*0**B* | CAP**3721AL*+UI | Singlezone Ducted, Centrally Ducted | 26400 | 24800 | 2.58 | 19800 | 2.52
BRYANT HEATING AND COOLING SYSTEMS | EVOLUTION Extreme 24 HP | 210533005 | HRCU-A-CB | 284ANV024*0**B* | CAP**3721AL*+UI | Singlezone Ducted, Centrally Ducted | 26400 | 24800 | 2.6 | 19800 | 2.55
BRYANT HEATING AND COOLING SYSTEMS | EVOLUTION Extreme 24 HP | 210533003 | HRCU-A-CB | 284ANV024*0**B* | CAP**3721AL*+UI | Singlezone Ducted, Centrally Ducted | 26600 | 24800 | 2.58 | 19900 | 2.52
BRYANT HEATING AND COOLING SYSTEMS | EVOLUTION Extreme 24 HP | 210533001 | HRCU-A-CB | 284ANV024*0**B* | CAP**3721AL*+UI | Singlezone Ducted, Centrally Ducted | 26400 | 24800 | 2.62 | 19700 | 2.54
BRYANT HEATING AND COOLING SYSTEMS | EVOLUTION Extreme 24 HP | 210532999 | HRCU-A-CB | 284ANV024*0**B* | CAP**3721AL*+UI | Singlezone Ducted, Centrally Ducted | 26400 | 24600 | 2.62 | 19700 | 2.55
BRYANT HEATING AND COOLING SYSTEMS | EVOLUTION Extreme 24 HP | 210532997 | HRCU-A-CB | 284ANV024*0**B* | CAP**3721AL*+UI | Singlezone Ducted, Centrally Ducted | 26400 | 24600 | 2.62 | 19700 | 2.55
BRYANT HEATING AND COOLING SYSTEMS | EVOLUTION Extreme 24 HP | 210532995 | HRCU-A-CB | 284ANV024*0**B* | CAP**3721AL*+UI | Singlezone Ducted, Centrally Ducted | 26400 | 24600 | 2.64 | 19600 | 2.56
BRYANT HEATING AND COOLING SYSTEMS | EVOLUTION Extreme 24 HP | 210532993 | HRCU-A-CB | 284ANV024*0**B* | CAP**3721AL*+UI | Singlezone Ducted, Centrally Ducted | 26400 | 24600 | 2.64 | 19600 | 2.56
BRYANT HEATING AND COOLING SYSTEMS | EVOLUTION Extreme 24 HP | 210532991 | HRCU-A-CB | 284ANV024*0**B* | CAP**3721AL*+UI | Singlezone Ducted, Centrally Ducted | 26600 | 24800 | 2.58 | 19800 | 2.52
BRYANT HEATING AND COOLING SYSTEMS | EVOLUTION Extreme 24 HP | 210532967 | HRCU-A-CB | 284ANV024*0**B* | CAP**2517AL*+UI | Singlezone Ducted, Centrally Ducted | 26400 | 24600 | 2.62 | 19600 | 2.56
BRYANT HEATING AND COOLING SYSTEMS | EVOLUTION Extreme 24 HP | 210532965 | HRCU-A-CB | 284ANV024*0**B* | CAP**2517AL*+UI | Singlezone Ducted, Centrally Ducted | 26400 | 24800 | 2.6 | 19700 | 2.54
BRYANT HEATING AND COOLING SYSTEMS | EVOLUTION Extreme 24 HP | 210532963 | HRCU-A-CB | 284ANV024*0**B* | CAP**2517AL*+UI | Singlezone Ducted, Centrally Ducted | 26600 | 25000 | 2.56 | 19900 | 2.5
BRYANT HEATING AND COOLING SYSTEMS | EVOLUTION Extreme 24 HP | 210532961 | HRCU-A-CB | 284ANV024*0**B* | CAP**2517AL*+UI | Singlezone Ducted, Centrally Ducted | 26600 | 24800 | 2.58 | 19800 | 2.52
BRYANT HEATING AND COOLING SYSTEMS | EVOLUTION Extreme 24 HP | 210532959 | HRCU-A-CB | 284ANV024*0**B* | CAP**2517AL*+UI | Singlezone Ducted, Centrally Ducted | 26600 | 25000 | 2.56 | 19900 | 2.5
BRYANT HEATING AND COOLING SYSTEMS | EVOLUTION Extreme 24 HP | 210532957 | HRCU-A-CB | 284ANV024*0**B* | CAP**2517AL*+UI | Singlezone Ducted, Centrally Ducted | 26400 | 24800 | 2.6 | 19800 | 2.52
BRYANT HEATING AND COOLING SYSTEMS | EVOLUTION Extreme 24 HP | 210532955 | HRCU-A-CB | 284ANV024*0**B* | CAP**2517AL*+UI | Singlezone Ducted, Centrally Ducted | 26600 | 24800 | 2.6 | 19700 | 2.54
BRYANT HEATING AND COOLING SYSTEMS | EVOLUTION Extreme 24 HP | 210532953 | HRCU-A-CB | 284ANV024*0**B* | CAP**2517AL*+UI | Singlezone Ducted, Centrally Ducted | 26400 | 24800 | 2.62 | 19700 | 2.54
BRYANT HEATING AND COOLING SYSTEMS | EVOLUTION Extreme 24 HP | 210532951 | HRCU-A-CB | 284ANV024*0**B* | CAP**2517AL*+UI | Singlezone Ducted, Centrally Ducted | 26600 | 25000 | 2.56 | 19900 | 2.5
BRYANT HEATING AND COOLING SYSTEMS | EVOLUTION Extreme 24 HP | 206790261 | HRCU-A-CB | 284ANV024*0**B* | CSPH*3612AL*+UI | Singlezone Ducted, Centrally Ducted | 26600 | 24800 | 2.58 | 19700 | 2.52
BRYANT HEATING AND COOLING SYSTEMS | EVOLUTION Extreme 24 HP | 206790260 | HRCU-A-CB | 284ANV024*0**B* | CSPH*3612AL*+UI | Singlezone Ducted, Centrally Ducted | 26600 | 24800 | 2.58 | 19700 | 2.52
BRYANT HEATING AND COOLING SYSTEMS | EVOLUTION Extreme 24 HP | 206790259 | HRCU-A-CB | 284ANV024*0**B* | CSPH*3612AL*+UI | Singlezone Ducted, Centrally Ducted | 26600 | 25000 | 2.54 | 19900 | 2.46
BRYANT HEATING AND COOLING SYSTEMS | EVOLUTION Extreme 24 HP | 206790254 | HRCU-A-CB | 284ANV024*0**B* | CAP**3621AL*+UI | Singlezone Ducted, Centrally Ducted | 26600 | 24800 | 2.5 | 19700 | 2.44
BRYANT HEATING AND COOLING SYSTEMS | EVOLUTION Extreme 24 HP | 206790253 | HRCU-A-CB | 284ANV024*0**B* | CAP**3621AL*+UI | Singlezone Ducted, Centrally Ducted | 26600 | 24800 | 2.5 | 19700 | 2.44
BRYANT HEATING AND COOLING SYSTEMS | EVOLUTION Extreme 24 HP | 206790248 | HRCU-A-CB | 284ANV024*0**B* | CSPH*3612AL*+UI | Singlezone Ducted, Centrally Ducted | 26600 | 24800 | 2.56 | 19700 | 2.5
BRYANT HEATING AND COOLING SYSTEMS | EVOLUTION Extreme 24 HP | 206790247 | HRCU-A-CB | 284ANV024*0**B* | CSPH*3612AL*+UI | Singlezone Ducted, Centrally Ducted | 26600 | 24800 | 2.56 | 19700 | 2.5
BRYANT HEATING AND COOLING SYSTEMS | EVOLUTION Extreme 24 HP | 206790237 | HRCU-A-CB | 284ANV024*0**B* | CAP**3621AL*+UI | Singlezone Ducted, Centrally Ducted | 26600 | 24800 | 2.5 | 19800 | 2.44
BRYANT HEATING AND COOLING SYSTEMS | EVOLUTION Extreme 24 HP | 206790217 | HRCU-A-CB | 284ANV024*0**B* | CSPH*4212AL*+UI | Singlezone Ducted, Centrally Ducted | 26600 | 24800 | 2.58 | 19800 | 2.5
BRYANT HEATING AND COOLING SYSTEMS | EVOLUTION Extreme 24 HP | 206790216 | HRCU-A-CB | 284ANV024*0**B* | CSPH*4212AL*+UI | Singlezone Ducted, Centrally Ducted | 26600 | 24800 | 2.56 | 19900 | 2.5
BRYANT HEATING AND COOLING SYSTEMS | EVOLUTION Extreme 24 HP | 206790212 | HRCU-A-CB | 284ANV024*0**B* | CSPH*4212AL*+UI | Singlezone Ducted, Centrally Ducted | 26600 | 24800 | 2.58 | 19700 | 2.52
BRYANT HEATING AND COOLING SYSTEMS | EVOLUTION Extreme 24 HP | 206790211 | HRCU-A-CB | 284ANV024*0**B* | CSPH*4212AL*+UI | Singlezone Ducted, Centrally Ducted | 26600 | 25000 | 2.54 | 19900 | 2.48
BRYANT HEATING AND COOLING SYSTEMS | EVOLUTION Extreme 24 HP | 206790209 | HRCU-A-CB | 284ANV024*0**B* | CSPH*3612AL*+UI | Singlezone Ducted, Centrally Ducted | 26600 | 24800 | 2.54 | 19800 | 2.48
BRYANT HEATING AND COOLING SYSTEMS | EVOLUTION Extreme 24 HP | 206790208 | HRCU-A-CB | 284ANV024*0**B* | CSPH*3612AL*+UI | Singlezone Ducted, Centrally Ducted | 26600 | 25000 | 2.52 | 19900 | 2.46
BRYANT HEATING AND COOLING SYSTEMS | EVOLUTION Extreme 24 HP | 206790204 | HRCU-A-CB | 284ANV024*0**B* | CSPH*3612AL*+UI | Singlezone Ducted, Centrally Ducted | 26600 | 24800 | 2.56 | 19800 | 2.5
BRYANT HEATING AND COOLING SYSTEMS | EVOLUTION Extreme 24 HP | 206790203 | HRCU-A-CB | 284ANV024*0**B* | CSPH*3612AL*+UI | Singlezone Ducted, Centrally Ducted | 26800 | 25000 | 2.52 | 20000 | 2.46
BRYANT HEATING AND COOLING SYSTEMS | EVOLUTION Extreme 24 HP | 206790188 | HRCU-A-CB | 284ANV024*0**B* | CNPV*4221AL*+UI | Singlezone Ducted, Centrally Ducted | 26600 | 25000 | 2.5 | 19900 | 2.44
BRYANT HEATING AND COOLING SYSTEMS | EVOLUTION Extreme 24 HP | 206790184 | HRCU-A-CB | 284ANV024*0**B* | CNPV*4221AL*+UI | Singlezone Ducted, Centrally Ducted | 26600 | 24800 | 2.5 | 19800 | 2.46
BRYANT HEATING AND COOLING SYSTEMS | EVOLUTION Extreme 24 HP | 206790182 | HRCU-A-CB | 284ANV024*0**B* | CNPV*4217AL*+UI | Singlezone Ducted, Centrally Ducted | 26600 | 24800 | 2.54 | 19800 | 2.48
BRYANT HEATING AND COOLING SYSTEMS | EVOLUTION Extreme 24 HP | 206790181 | HRCU-A-CB | 284ANV024*0**B* | CNPV*4217AL*+UI | Singlezone Ducted, Centrally Ducted | 26600 | 25000 | 2.52 | 19900 | 2.46
BRYANT HEATING AND COOLING SYSTEMS | EVOLUTION Extreme 24 HP | 206790180 | HRCU-A-CB | 284ANV024*0**B* | CNPV*4217AL*+UI | Singlezone Ducted, Centrally Ducted | 26600 | 24800 | 2.56 | 19800 | 2.48
BRYANT HEATING AND COOLING SYSTEMS | EVOLUTION Extreme 24 HP | 206790179 | HRCU-A-CB | 284ANV024*0**B* | CNPV*4217AL*+UI | Singlezone Ducted, Centrally Ducted | 26800 | 25000 | 2.5 | 20000 | 2.44
BRYANT HEATING AND COOLING SYSTEMS | EVOLUTION Extreme 24 HP | 206790150 | HRCU-A-CB | 284ANV024*0**B* | CAP**4221AL*+UI | Singlezone Ducted, Centrally Ducted | 26600 | 24800 | 2.5 | 19900 | 2.44
BRYANT HEATING AND COOLING SYSTEMS | EVOLUTION Extreme 24 HP | 206790146 | HRCU-A-CB | 284ANV024*0**B* | CAP**4221AL*+UI | Singlezone Ducted, Centrally Ducted | 26600 | 24800 | 2.52 | 19800 | 2.46
BRYANT HEATING AND COOLING SYSTEMS | EVOLUTION Extreme 24 HP | 206790115 | HRCU-A-CB | 284ANV024*0**B* | CSPH*4212AL*+UI | Singlezone Ducted, Centrally Ducted | 26400 | 24600 | 2.62 | 19600 | 2.54
BRYANT HEATING AND COOLING SYSTEMS | EVOLUTION Extreme 24 HP | 206790114 | HRCU-A-CB | 284ANV024*0**B* | CSPH*4212AL*+UI | Singlezone Ducted, Centrally Ducted | 26400 | 24600 | 2.6 | 19700 | 2.52
BRYANT HEATING AND COOLING SYSTEMS | EVOLUTION Extreme 24 HP | 206790110 | HRCU-A-CB | 284ANV024*0**B* | CSPH*4212AL*+UI | Singlezone Ducted, Centrally Ducted | 26600 | 24800 | 2.56 | 19800 | 2.5
BRYANT HEATING AND COOLING SYSTEMS | EVOLUTION Extreme 24 HP | 206790109 | HRCU-A-CB | 284ANV024*0**B* | CSPH*4212AL*+UI | Singlezone Ducted, Centrally Ducted | 26600 | 24800 | 2.56 | 19800 | 2.5
BRYANT HEATING AND COOLING SYSTEMS | EVOLUTION Extreme 24 HP | 206790106 | HRCU-A-CB | 284ANV024*0**B* | CSPH*3612AL*+UI | Singlezone Ducted, Centrally Ducted | 26400 | 24600 | 2.58 | 19600 | 2.52
BRYANT HEATING AND COOLING SYSTEMS | EVOLUTION Extreme 24 HP | 206790105 | HRCU-A-CB | 284ANV024*0**B* | CSPH*3612AL*+UI | Singlezone Ducted, Centrally Ducted | 26600 | 24800 | 2.56 | 19700 | 2.5
BRYANT HEATING AND COOLING SYSTEMS | EVOLUTION Extreme 24 HP | 206790101 | HRCU-A-CB | 284ANV024*0**B* | CSPH*3612AL*+UI | Singlezone Ducted, Centrally Ducted | 26600 | 25000 | 2.54 | 19900 | 2.48
BRYANT HEATING AND COOLING SYSTEMS | EVOLUTION Extreme 24 HP | 206790100 | HRCU-A-CB | 284ANV024*0**B* | CSPH*3612AL*+UI | Singlezone Ducted, Centrally Ducted | 26600 | 25000 | 2.54 | 19900 | 2.46
BRYANT HEATING AND COOLING SYSTEMS | EVOLUTION Extreme 24 HP | 206790080 | HRCU-A-CB | 284ANV024*0**B* | CNPV*4221AL*+UI | Singlezone Ducted, Centrally Ducted | 26600 | 24800 | 2.54 | 19700 | 2.48
BRYANT HEATING AND COOLING SYSTEMS | EVOLUTION Extreme 24 HP | 206790074 | HRCU-A-CB | 284ANV024*0**B* | CNPV*4217AL*+UI | Singlezone Ducted, Centrally Ducted | 26400 | 24600 | 2.58 | 19700 | 2.52
BRYANT HEATING AND COOLING SYSTEMS | EVOLUTION Extreme 24 HP | 206790073 | HRCU-A-CB | 284ANV024*0**B* | CNPV*4217AL*+UI | Singlezone Ducted, Centrally Ducted | 26600 | 24800 | 2.56 | 19700 | 2.5
BRYANT HEATING AND COOLING SYSTEMS | EVOLUTION Extreme 24 HP | 206790072 | HRCU-A-CB | 284ANV024*0**B* | CNPV*4217AL*+UI | Singlezone Ducted, Centrally Ducted | 26600 | 25000 | 2.52 | 19900 | 2.46
BRYANT HEATING AND COOLING SYSTEMS | EVOLUTION Extreme 24 HP | 206790038 | HRCU-A-CB | 284ANV024*0**B* | CAP**4224AL*+UI | Singlezone Ducted, Centrally Ducted | 26600 | 25000 | 2.5 | 19900 | 2.44
BRYANT HEATING AND COOLING SYSTEMS | EVOLUTION Extreme 24 HP | 206790036 | HRCU-A-CB | 284ANV024*0**B* | CAP**4221AL*+UI | Singlezone Ducted, Centrally Ducted | 26400 | 24600 | 2.54 | 19700 | 2.48
BRYANT HEATING AND COOLING SYSTEMS | EVOLUTION Extreme 24 HP | 206790033 | HRCU-A-CB | 284ANV024*0**B* | CAP**4221AL*+UI | Singlezone Ducted, Centrally Ducted | 26600 | 25000 | 2.5 | 19900 | 2.44
BRYANT HEATING AND COOLING SYSTEMS | EVOLUTION Extreme 24 HP | 206790032 | HRCU-A-CB | 284ANV024*0**B* | CAP**4221AL*+UI | Singlezone Ducted, Centrally Ducted | 26600 | 25000 | 2.5 | 19900 | 2.44
BRYANT HEATING AND COOLING SYSTEMS | EVOLUTION Extreme 24 HP | 206790029 | HRCU-A-CB | 284ANV024*0**B* | CAP**3621AL*+UI | Singlezone Ducted, Centrally Ducted | 26600 | 24800 | 2.5 | 19700 | 2.46
BRYANT HEATING AND COOLING SYSTEMS | EVOLUTION Extreme 24 HP | 206790023 | HRCU-A-CB | 284ANV024*0**B* | CAP**3617AL*+UI | Singlezone Ducted, Centrally Ducted | 26600 | 24800 | 2.5 | 19700 | 2.44
BRYANT HEATING AND COOLING SYSTEMS | EVOLUTION Extreme 24 HP | 206790018 | HRCU-A-CB | 284ANV024*0**B* | FE4AN(B,F)003L+UI | Singlezone Ducted, Centrally Ducted | 26400 | 24800 | 2.5 | 19700 | 2.46
BRYANT HEATING AND COOLING SYSTEMS | EVOLUTION Extreme 24 HP | 206790017 | HRCU-A-CB | 284ANV024*0**B* | FE4ANF002L+UI | Singlezone Ducted, Centrally Ducted | 26600 | 24800 | 2.54 | 19800 | 2.48
CARRIER | INFINITY 18VS HEAT PUMP | 210470985 | HRCU-A-CB | 25VNA837A*031* | CNPV*6024AL*+UI | Singlezone Ducted, Centrally Ducted | 32200 | 31200 | 2.52 | 24600 | 1.98
CARRIER | INFINITY 18VS HEAT PUMP | 210470963 | HRCU-A-CB | 25VNA837A*031* | CNPV*6024AL*+UI | Singlezone Ducted, Centrally Ducted | 32200 | 31400 | 2.5 | 24800 | 1.96
CARRIER | INFINITY 18VS HEAT PUMP | 210470952 | HRCU-A-CB | 25VNA837A*031* | CNPV*6024AL*+UI | Singlezone Ducted, Centrally Ducted | 32200 | 31200 | 2.52 | 24600 | 1.98
CARRIER | INFINITY 18VS HEAT PUMP | 210470930 | HRCU-A-CB | 25VNA837A*031* | CNPV*6024AL*+UI | Singlezone Ducted, Centrally Ducted | 32200 | 31200 | 2.52 | 24600 | 1.98
CARRIER | INFINITY 18VS HEAT PUMP | 210470919 | HRCU-A-CB | 25VNA837A*031* | CNPV*6024AL*+UI | Singlezone Ducted, Centrally Ducted | 32200 | 31200 | 2.52 | 24600 | 1.98
CARRIER | INFINITY 18VS HEAT PUMP | 210470908 | HRCU-A-CB | 25VNA837A*031* | CNPV*6024AL*+UI | Singlezone Ducted, Centrally Ducted | 32200 | 31400 | 2.52 | 24800 | 1.98
CARRIER | INFINITY 18VS HEAT PUMP | 210470897 | HRCU-A-CB | 25VNA837A*031* | CNPV*6024AL*+UI | Singlezone Ducted, Centrally Ducted | 32200 | 31400 | 2.5 | 24800 | 1.98
CARRIER | INFINITY 18VS HEAT PUMP | 210470886 | HRCU-A-CB | 25VNA837A*031* | CNPV*6024AL*+UI | Singlezone Ducted, Centrally Ducted | 32200 | 31200 | 2.52 | 24600 | 1.98
CARRIER | INFINITY 18VS HEAT PUMP | 210470875 | HRCU-A-CB | 25VNA837A*031* | CNPV*6024AL*+UI | Singlezone Ducted, Centrally Ducted | 32200 | 31200 | 2.52 | 24600 | 1.98
CARRIER | INFINITY 18VS HEAT PUMP | 210470843 | HRCU-A-CB | 25VNA837A*031* | CNPV*4824AL*+UI | Singlezone Ducted, Centrally Ducted | 32800 | 31400 | 2.52 | 24600 | 1.98
CARRIER | INFINITY 18VS HEAT PUMP | 210470832 | HRCU-A-CB | 25VNA837A*031* | CNPV*4824AL*+UI | Singlezone Ducted, Centrally Ducted | 32800 | 31400 | 2.52 | 24800 | 1.96
CARRIER | INFINITY 18VS HEAT PUMP | 210470809 | HRCU-A-CB | 25VNA837A*031* | CNPV*4821AL*+UI | Singlezone Ducted, Centrally Ducted | 33000 | 31600 | 2.5 | 24800 | 1.96
CARRIER | INFINITY 18VS HEAT PUMP | 210470798 | HRCU-A-CB | 25VNA837A*031* | CNPV*4821AL*+UI | Singlezone Ducted, Centrally Ducted | 33000 | 31600 | 2.5 | 24800 | 1.96
CARRIER | INFINITY 18VS HEAT PUMP | 210470627 | HRCU-A-CB | 25VNA837A*031* | CAP**6124AL*+UI | Singlezone Ducted, Centrally Ducted | 32000 | 31200 | 2.54 | 24800 | 2
CARRIER | INFINITY 18VS HEAT PUMP | 210470605 | HRCU-A-CB | 25VNA837A*031* | CAP**6124AL*+UI | Singlezone Ducted, Centrally Ducted | 32000 | 31200 | 2.52 | 25000 | 2
CARRIER | INFINITY 18VS HEAT PUMP | 210470594 | HRCU-A-CB | 25VNA837A*031* | CAP**6124AL*+UI | Singlezone Ducted, Centrally Ducted | 32000 | 31200 | 2.54 | 24800 | 2
CARRIER | INFINITY 18VS HEAT PUMP | 210470572 | HRCU-A-CB | 25VNA837A*031* | CAP**6124AL*+UI | Singlezone Ducted, Centrally Ducted | 32000 | 31200 | 2.54 | 24800 | 2
CARRIER | INFINITY 18VS HEAT PUMP | 210470561 | HRCU-A-CB | 25VNA837A*031* | CAP**6124AL*+UI | Singlezone Ducted, Centrally Ducted | 32000 | 31200 | 2.54 | 24800 | 2.02
CARRIER | INFINITY 18VS HEAT PUMP | 210470495 | HRCU-A-CB | 25VNA837A*031* | CAP**6121AL*+UI | Singlezone Ducted, Centrally Ducted | 32000 | 31200 | 2.54 | 24800 | 2
CARRIER | INFINITY 18VS HEAT PUMP | 210470484 | HRCU-A-CB | 25VNA837A*031* | CAP**6121AL*+UI | Singlezone Ducted, Centrally Ducted | 32000 | 31200 | 2.52 | 24800 | 2
CARRIER | INFINITY 18VS HEAT PUMP | 210470462 | HRCU-A-CB | 25VNA837A*031* | CAP**6121AL*+UI | Singlezone Ducted, Centrally Ducted | 32000 | 31200 | 2.52 | 24800 | 2
CARRIER | INFINITY 18VS HEAT PUMP | 210470440 | HRCU-A-CB | 25VNA837A*031* | CAP**6121AL*+UI | Singlezone Ducted, Centrally Ducted | 32000 | 31200 | 2.52 | 25000 | 2
CARRIER | INFINITY 18VS HEAT PUMP | 210470341 | HRCU-A-CB | 25VNA837A*031* | CAP**6024AL*+UI | Singlezone Ducted, Centrally Ducted | 31800 | 31000 | 2.52 | 24800 | 2
CARRIER | INFINITY 18VS HEAT PUMP | 210470319 | HRCU-A-CB | 25VNA837A*031* | CAP**6024AL*+UI | Singlezone Ducted, Centrally Ducted | 32000 | 31200 | 2.5 | 24800 | 1.98
CARRIER | INFINITY 18VS HEAT PUMP | 210470308 | HRCU-A-CB | 25VNA837A*031* | CAP**6024AL*+UI | Singlezone Ducted, Centrally Ducted | 31800 | 31000 | 2.52 | 24800 | 2
CARRIER | INFINITY 18VS HEAT PUMP | 210470286 | HRCU-A-CB | 25VNA837A*031* | CAP**6024AL*+UI | Singlezone Ducted, Centrally Ducted | 31800 | 31000 | 2.52 | 24800 | 2
CARRIER | INFINITY 18VS HEAT PUMP | 210470275 | HRCU-A-CB | 25VNA837A*031* | CAP**6024AL*+UI | Singlezone Ducted, Centrally Ducted | 31800 | 31000 | 2.52 | 24800 | 2
CARRIER | INFINITY 18VS HEAT PUMP | 210470264 | HRCU-A-CB | 25VNA837A*031* | CAP**6024AL*+UI | Singlezone Ducted, Centrally Ducted | 31800 | 31000 | 2.5 | 24800 | 1.98
CARRIER | INFINITY 18VS HEAT PUMP | 206765159 | HRCU-A-CB | 25VNA837A*031* | CNPV*4821AL*+UI | Singlezone Ducted, Centrally Ducted | 32800 | 31400 | 2.52 | 24800 | 1.96
CARRIER | INFINITY 18VS HEAT PUMP | 206765039 | HRCU-A-CB | 25VNA837A*031* | CNPV*4824AL*+UI | Singlezone Ducted, Centrally Ducted | 33000 | 31400 | 2.52 | 24800 | 1.96
CARRIER | INFINITY 18VS HEAT PUMP | 206765036 | HRCU-A-CB | 25VNA837A*031* | CNPV*4824AL*+UI | Singlezone Ducted, Centrally Ducted | 33000 | 31400 | 2.52 | 24800 | 1.96
CARRIER | INFINITY 18VS HEAT PUMP | 206765034 | HRCU-A-CB | 25VNA837A*031* | CNPV*4824AL*+UI | Singlezone Ducted, Centrally Ducted | 32800 | 31400 | 2.52 | 24800 | 1.96
CARRIER | INFINITY 18VS HEAT PUMP | 206765033 | HRCU-A-CB | 25VNA837A*031* | CNPV*4824AL*+UI | Singlezone Ducted, Centrally Ducted | 32800 | 31400 | 2.52 | 24800 | 1.98
CARRIER | INFINITY 18VS HEAT PUMP | 206765032 | HRCU-A-CB | 25VNA837A*031* | CNPV*4824AL*+UI | Singlezone Ducted, Centrally Ducted | 33000 | 31600 | 2.52 | 24800 | 1.96
CARRIER | INFINITY 18VS HEAT PUMP | 206765027 | HRCU-A-CB | 25VNA837A*031* | CNPV*4821AL*+UI | Singlezone Ducted, Centrally Ducted | 33000 | 31400 | 2.52 | 24800 | 1.96
CARRIER | INFINITY 18VS HEAT PUMP | 206765025 | HRCU-A-CB | 25VNA837A*031* | CNPV*4821AL*+UI | Singlezone Ducted, Centrally Ducted | 33000 | 31400 | 2.52 | 24800 | 1.96
CARRIER | INFINITY 18VS HEAT PUMP | 206765019 | HRCU-A-CB | 25VNA837A*031* | CNPV*4821AL*+UI | Singlezone Ducted, Centrally Ducted | 33000 | 31600 | 2.52 | 24800 | 1.96
CARRIER | INFINITY 18VS HEAT PUMP | 206764987 | HRCU-A-CB | 25VNA837A*031* | CAP**4824AL*+UI | Singlezone Ducted, Centrally Ducted | 32600 | 31400 | 2.52 | 24800 | 2
CARRIER | INFINITY 18VS HEAT PUMP | 206764985 | HRCU-A-CB | 25VNA837A*031* | CAP**4824AL*+UI | Singlezone Ducted, Centrally Ducted | 32600 | 31400 | 2.52 | 25000 | 1.98
CARRIER | INFINITY 18VS HEAT PUMP | 206764984 | HRCU-A-CB | 25VNA837A*031* | CAP**4824AL*+UI | Singlezone Ducted, Centrally Ducted | 32600 | 31400 | 2.52 | 24800 | 2
CARRIER | INFINITY 18VS HEAT PUMP | 206764982 | HRCU-A-CB | 25VNA837A*031* | CAP**4824AL*+UI | Singlezone Ducted, Centrally Ducted | 32400 | 31400 | 2.54 | 24800 | 2
CARRIER | INFINITY 18VS HEAT PUMP | 206764981 | HRCU-A-CB | 25VNA837A*031* | CAP**4824AL*+UI | Singlezone Ducted, Centrally Ducted | 32400 | 31400 | 2.54 | 24800 | 2
CARRIER | INFINITY 18VS HEAT PUMP | 206764976 | HRCU-A-CB | 25VNA837A*031* | CAP**4821AL*+UI | Singlezone Ducted, Centrally Ducted | 32600 | 31400 | 2.52 | 24800 | 2
CARRIER | INFINITY 18VS HEAT PUMP | 206764975 | HRCU-A-CB | 25VNA837A*031* | CAP**4821AL*+UI | Singlezone Ducted, Centrally Ducted | 32600 | 31400 | 2.52 | 25000 | 1.98
CARRIER | INFINITY 18VS HEAT PUMP | 206764973 | HRCU-A-CB | 25VNA837A*031* | CAP**4821AL*+UI | Singlezone Ducted, Centrally Ducted | 32600 | 31400 | 2.52 | 25000 | 1.98
CARRIER | INFINITY 18VS HEAT PUMP | 206764967 | HRCU-A-CB | 25VNA837A*031* | CAP**4821AL*+UI | Singlezone Ducted, Centrally Ducted | 32600 | 31400 | 2.52 | 25000 | 1.98
CARRIER | INFINITY 18VS HEAT PUMP | 206764961 | HRCU-A-CB | 25VNA837A*031* | CAP**4321AL*+UI | Singlezone Ducted, Centrally Ducted | 32800 | 31800 | 2.56 | 25000 | 2
CARRIER | INFINITY 18VS HEAT PUMP | 206764960 | HRCU-A-CB | 25VNA837A*031* | CAP**4321AL*+UI | Singlezone Ducted, Centrally Ducted | 33000 | 31800 | 2.54 | 25200 | 2
CARRIER | INFINITY 18VS HEAT PUMP | 206764958 | HRCU-A-CB | 25VNA837A*031* | CAP**4321AL*+UI | Singlezone Ducted, Centrally Ducted | 33000 | 31800 | 2.54 | 25200 | 2
CARRIER | INFINITY 18VS HEAT PUMP | 206764952 | HRCU-A-CB | 25VNA837A*031* | CAP**4321AL*+UI | Singlezone Ducted, Centrally Ducted | 33000 | 31800 | 2.54 | 25200 | 2
CARRIER | INFINITY 18VS HEAT PUMP | 206764919 | HRCU-A-CB | 25VNA837A*031* | CAP**3721AL*+UI | Singlezone Ducted, Centrally Ducted | 33000 | 31800 | 2.54 | 25200 | 2
CARRIER | INFINITY 18VS HEAT PUMP | 206764917 | HRCU-A-CB | 25VNA837A*031* | CAP**3721AL*+UI | Singlezone Ducted, Centrally Ducted | 33000 | 31800 | 2.54 | 25200 | 2
CARRIER | INFINITY 18VS HEAT PUMP | 206764911 | HRCU-A-CB | 25VNA837A*031* | CAP**3721AL*+UI | Singlezone Ducted, Centrally Ducted | 33000 | 31800 | 2.52 | 25200 | 1.98
CARRIER | INFINITY 18VS HEAT PUMP | 210596233 | HRCU-A-CB | 25VNA837A*030* | CNPV*6024AL*+UI | Singlezone Ducted, Centrally Ducted | 32200 | 31200 | 2.52 | 24600 | 1.98
AMANA | ASZS6 | 212615010 | HRCU-A-CB | ASZS60481EA* | CA*EA6030*4A* | Singlezone Ducted, Centrally Ducted | 44000 | 28000 | 2.67 | 31000 | 2.22
AMANA | ASZS6 | 212615009 | HRCU-A-CB | ASZS60481EA* | CA*EA6030*4A* | Singlezone Ducted, Centrally Ducted | 44000 | 28000 | 2.67 | 31000 | 2.22
AMANA | ASZS6 | 212615008 | HRCU-A-CB | ASZS60481EA* | CA*EA6030*4A*+MBVC2000**-1A* | Singlezone Ducted, Centrally Ducted | 44000 | 28000 | 2.67 | 31000 | 2.22
AMANA | ASZS6 | 212615007 | HRCU-A-CB | ASZS60481EA* | AHVE60DP0400A* | Singlezone Ducted, Centrally Ducted | 44000 | 28000 | 2.67 | 31000 | 2.22
AMANA | ASZS6 | 212614871 | HRCU-A-CB | ASZS60481EA* | AHVE60DP1400A* | Singlezone Ducted, Centrally Ducted | 44000 | 28000 | 2.67 | 31000 | 2.22
AMANA | ASZS6 | 212615006 | HRCU-A-CB | ASZS60421EA* | CA*EA6030*4A* | Singlezone Ducted, Centrally Ducted | 40000 | 28000 | 2.67 | 30600 | 2.19
AMANA | ASZS6 | 212615005 | HRCU-A-CB | ASZS60421EA* | CA*EA6030*4A* | Singlezone Ducted, Centrally Ducted | 40000 | 28000 | 2.67 | 30600 | 2.19
AMANA | ASZS6 | 212615004 | HRCU-A-CB | ASZS60421EA* | CA*EA6030*4A*+MBVC2000**-1A* | Singlezone Ducted, Centrally Ducted | 40000 | 28000 | 2.67 | 30600 | 2.19
AMANA | ASZS6 | 212615003 | HRCU-A-CB | ASZS60421EA* | AHVE60DP0400A* | Singlezone Ducted, Centrally Ducted | 40000 | 28000 | 2.67 | 30600 | 2.19
AMANA | ASZS6 | 212614870 | HRCU-A-CB | ASZS60421EA* | AHVE60DP1400A* | Singlezone Ducted, Centrally Ducted | 40000 | 28000 | 2.67 | 30600 | 2.19
AMANA | ASZS6 | 212928696 | HRCU-A-CB | ASZS60361EA* | AHVE42CP1400A* | Singlezone Ducted, Centrally Ducted | 34200 | 23000 | 2.59 | 29000 | 2
AMANA | ASZS6 | 212928697 | HRCU-A-CB | ASZS60361EA* | AHVE42CP0400A* | Singlezone Ducted, Centrally Ducted | 34200 | 23000 | 2.59 | 29000 | 2
AMANA | ASZS6 | 212615002 | HRCU-A-CB | ASZS60361EA* | CA*EA4830*4A* | Singlezone Ducted, Centrally Ducted | 34200 | 23000 | 2.59 | 29000 | 2
AMANA | ASZS6 | 212615001 | HRCU-A-CB | ASZS60361EA* | CA*EA4830*4A* | Singlezone Ducted, Centrally Ducted | 34200 | 23000 | 2.59 | 29000 | 2
AMANA | ASZS6 | 212614993 | HRCU-A-CB | ASZS60361EA* | CA*EA4830*4A* | Singlezone Ducted, Centrally Ducted | 34200 | 23000 | 2.59 | 29000 | 2
AMANA | ASZS6 | 212615000 | HRCU-A-CB | ASZS60361EA* | CA*EA4830*4A* | Singlezone Ducted, Centrally Ducted | 34200 | 23000 | 2.59 | 29000 | 2
AMANA | ASZS6 | 212614999 | HRCU-A-CB | ASZS60361EA* | CA*EA4830*4A* | Singlezone Ducted, Centrally Ducted | 34200 | 23000 | 2.59 | 29000 | 2
AMANA | ASZS6 | 212614998 | HRCU-A-CB | ASZS60361EA* | CA*EA6030*4A* | Singlezone Ducted, Centrally Ducted | 34200 | 23000 | 2.59 | 30000 | 2.11
AMANA | ASZS6 | 212614997 | HRCU-A-CB | ASZS60361EA* | CA*EA4830*4A* | Singlezone Ducted, Centrally Ducted | 34200 | 23000 | 2.59 | 29000 | 2
AMANA | ASZS6 | 212614996 | HRCU-A-CB | ASZS60361EA* | CA*EA4830*4A* | Singlezone Ducted, Centrally Ducted | 34200 | 23000 | 2.59 | 29000 | 2
AMANA | ASZS6 | 212614995 | HRCU-A-CB | ASZS60361EA* | CA*EA4830*4A* | Singlezone Ducted, Centrally Ducted | 34200 | 23000 | 2.59 | 29000 | 2
AMANA | ASZS6 | 212614994 | HRCU-A-CB | ASZS60361EA* | CA*EA6030*4A* | Singlezone Ducted, Centrally Ducted | 34200 | 23000 | 2.59 | 30000 | 2.11
AMANA | ASZS6 | 212614992 | HRCU-A-CB | ASZS60361EA* | CA*EA4830*4A* | Singlezone Ducted, Centrally Ducted | 34200 | 23000 | 2.59 | 29000 | 2.04
AMANA | ASZS6 | 212614991 | HRCU-A-CB | ASZS60361EA* | CA*EA6030*4A* | Singlezone Ducted, Centrally Ducted | 34200 | 23000 | 2.59 | 30000 | 2.11
AMANA | ASZS6 | 212614990 | HRCU-A-CB | ASZS60361EA* | CA*EA4830*4A*+MBVC1600**-1A* | Singlezone Ducted, Centrally Ducted | 34200 | 23000 | 2.59 | 29000 | 2
AMANA | ASZS6 | 212614989 | HRCU-A-CB | ASZS60361EA* | CA*EA6030*4A*+MBVC2000**-1A* | Singlezone Ducted, Centrally Ducted | 34200 | 23000 | 2.59 | 30000 | 2.11
AMANA | ASZS6 | 212614988 | HRCU-A-CB | ASZS60361EA* | AHVE48DP0400A* | Singlezone Ducted, Centrally Ducted | 34200 | 23000 | 2.59 | 30000 | 2.11
AMANA | ASZS6 | 212614987 | HRCU-A-CB | ASZS60361EA* | AHVE60DP0400A* | Singlezone Ducted, Centrally Ducted | 34200 | 23000 | 2.59 | 30000 | 2.11
AMANA | ASZS6 | 212614986 | HRCU-A-CB | ASZS60361EA* | AHVE60DP1400A* | Singlezone Ducted, Centrally Ducted | 34200 | 23000 | 2.59 | 30000 | 2.11
AMANA | ASZS6 | 212614869 | HRCU-A-CB | ASZS60361EA* | AHVE48DP1400A* | Singlezone Ducted, Centrally Ducted | 34200 | 23000 | 2.59 | 30000 | 2.11
DAIKIN | Daikin Fit | 212614942 | HRCU-A-CB | DZ6VSA481EA* | CA*EA6030*4A* | Singlezone Ducted, Centrally Ducted | 44000 | 28000 | 2.67 | 31000 | 2.22
DAIKIN | Daikin Fit | 212614941 | HRCU-A-CB | DZ6VSA481EA* | CA*EA6030*4A* | Singlezone Ducted, Centrally Ducted | 44000 | 28000 | 2.67 | 31000 | 2.22
DAIKIN | Daikin Fit | 212614940 | HRCU-A-CB | DZ6VSA481EA* | CA*EA6030*4A* | Singlezone Ducted, Centrally Ducted | 44000 | 28000 | 2.67 | 31000 | 2.22
DAIKIN | Daikin Fit | 212614939 | HRCU-A-CB | DZ6VSA481EA* | CA*EA6030*4A*+MBVC2000**-1A* | Singlezone Ducted, Centrally Ducted | 44000 | 28000 | 2.67 | 31000 | 2.22
DAIKIN | Daikin Fit | 212614938 | HRCU-A-CB | DZ6VSA481EA* | DFVE60DP0400A* | Singlezone Ducted, Centrally Ducted | 44000 | 28000 | 2.67 | 31000 | 2.22
DAIKIN | Daikin Fit | 212614867 | HRCU-A-CB | DZ6VSA481EA* | DFVE60DP1400A* | Singlezone Ducted, Centrally Ducted | 44000 | 28000 | 2.67 | 31000 | 2.22
DAIKIN | Daikin Fit | 212614937 | HRCU-A-CB | DZ6VSA421EA* | CA*EA6030*4A* | Singlezone Ducted, Centrally Ducted | 40000 | 28000 | 2.67 | 30600 | 2.19
DAIKIN | Daikin Fit | 212614936 | HRCU-A-CB | DZ6VSA421EA* | CA*EA6030*4A* | Singlezone Ducted, Centrally Ducted | 40000 | 28000 | 2.67 | 30600 | 2.19
DAIKIN | Daikin Fit | 212614935 | HRCU-A-CB | DZ6VSA421EA* | CA*EA6030*4A* | Singlezone Ducted, Centrally Ducted | 40000 | 28000 | 2.67 | 30600 | 2.19
DAIKIN | Daikin Fit | 212614934 | HRCU-A-CB | DZ6VSA421EA* | CA*EA6030*4A*+MBVC2000**-1A* | Singlezone Ducted, Centrally Ducted | 40000 | 28000 | 2.67 | 30600 | 2.19
DAIKIN | Daikin Fit | 212614933 | HRCU-A-CB | DZ6VSA421EA* | DFVE60DP0400A* | Singlezone Ducted, Centrally Ducted | 40000 | 28000 | 2.67 | 30600 | 2.19
DAIKIN | Daikin Fit | 212614866 | HRCU-A-CB | DZ6VSA421EA* | DFVE60DP1400A* | Singlezone Ducted, Centrally Ducted | 40000 | 28000 | 2.67 | 30600 | 2.19
DAIKIN | Daikin Fit | 212928695 | HRCU-A-CB | DZ6VSA361EA* | DFVE42CP1400A* | Singlezone Ducted, Centrally Ducted | 34200 | 23000 | 2.59 | 29000 | 2
DAIKIN | Daikin Fit | 212928694 | HRCU-A-CB | DZ6VSA361EA* | DFVE42CP0400A* | Singlezone Ducted, Centrally Ducted | 34200 | 23000 | 2.59 | 29000 | 2
DAIKIN | Daikin Fit | 212614932 | HRCU-A-CB | DZ6VSA361EA* | CA*EA4830*4A* | Singlezone Ducted, Centrally Ducted | 34200 | 23000 | 2.59 | 29000 | 2
DAIKIN | Daikin Fit | 212614931 | HRCU-A-CB | DZ6VSA361EA* | CA*EA4830*4A* | Singlezone Ducted, Centrally Ducted | 34200 | 23000 | 2.59 | 29000 | 2
DAIKIN | Daikin Fit | 212614930 | HRCU-A-CB | DZ6VSA361EA* | CA*EA4830*4A* | Singlezone Ducted, Centrally Ducted | 34200 | 23000 | 2.59 | 29000 | 2
DAIKIN | Daikin Fit | 212614929 | HRCU-A-CB | DZ6VSA361EA* | CA*EA4830*4A* | Singlezone Ducted, Centrally Ducted | 34200 | 23000 | 2.59 | 29000 | 2
DAIKIN | Daikin Fit | 212614928 | HRCU-A-CB | DZ6VSA361EA* | CA*EA4830*4A* | Singlezone Ducted, Centrally Ducted | 34200 | 23000 | 2.59 | 29000 | 2
DAIKIN | Daikin Fit | 212614927 | HRCU-A-CB | DZ6VSA361EA* | CA*EA6030*4A* | Singlezone Ducted, Centrally Ducted | 34200 | 23000 | 2.59 | 30000 | 2.11
DAIKIN | Daikin Fit | 212614926 | HRCU-A-CB | DZ6VSA361EA* | CA*EA4830*4A* | Singlezone Ducted, Centrally Ducted | 34200 | 23000 | 2.59 | 29000 | 2
DAIKIN | Daikin Fit | 212614925 | HRCU-A-CB | DZ6VSA361EA* | CA*EA4830*4A* | Singlezone Ducted, Centrally Ducted | 34200 | 23000 | 2.59 | 29000 | 2
DAIKIN | Daikin Fit | 212614924 | HRCU-A-CB | DZ6VSA361EA* | CA*EA4830*4A* | Singlezone Ducted, Centrally Ducted | 34200 | 23000 | 2.59 | 29000 | 2
DAIKIN | Daikin Fit | 212614923 | HRCU-A-CB | DZ6VSA361EA* | CA*EA6030*4A* | Singlezone Ducted, Centrally Ducted | 34200 | 23000 | 2.59 | 30000 | 2.11
DAIKIN | Daikin Fit | 212614922 | HRCU-A-CB | DZ6VSA361EA* | CA*EA6030*4A* | Singlezone Ducted, Centrally Ducted | 34200 | 23000 | 2.59 | 30000 | 2.11
DAIKIN | Daikin Fit | 212614921 | HRCU-A-CB | DZ6VSA361EA* | CA*EA4830*4A* | Singlezone Ducted, Centrally Ducted | 34200 | 23000 | 2.59 | 29000 | 2.04
DAIKIN | Daikin Fit | 212614920 | HRCU-A-CB | DZ6VSA361EA* | CA*EA6030*4A* | Singlezone Ducted, Centrally Ducted | 34200 | 23000 | 2.59 | 30000 | 2.11
DAIKIN | Daikin Fit | 212614919 | HRCU-A-CB | DZ6VSA361EA* | CA*EA4830*4A*+MBVC1600**-1A* | Singlezone Ducted, Centrally Ducted | 34200 | 23000 | 2.59 | 29000 | 2
DAIKIN | Daikin Fit | 212614918 | HRCU-A-CB | DZ6VSA361EA* | CA*EA6030*4A*+MBVC2000**-1A* | Singlezone Ducted, Centrally Ducted | 34200 | 23000 | 2.59 | 30000 | 2.11
DAIKIN | Daikin Fit | 212614917 | HRCU-A-CB | DZ6VSA361EA* | DFVE48DP0400A* | Singlezone Ducted, Centrally Ducted | 34200 | 23000 | 2.59 | 30000 | 2.11
DAIKIN | Daikin Fit | 212614916 | HRCU-A-CB | DZ6VSA361EA* | DFVE60DP0400A* | Singlezone Ducted, Centrally Ducted | 34200 | 23000 | 2.59 | 30000 | 2.11
DAIKIN | Daikin Fit | 212614915 | HRCU-A-CB | DZ6VSA361EA* | DFVE60DP1400A* | Singlezone Ducted, Centrally Ducted | 34200 | 23000 | 2.59 | 30000 | 2.11
DAIKIN | Daikin Fit | 212614865 | HRCU-A-CB | DZ6VSA361EA* | DFVE48DP1400A* | Singlezone Ducted, Centrally Ducted | 34200 | 23000 | 2.59 | 30000 | 2.11
GREE | Vireo | 9959454 | HRCU-A-CB-O | VIR12HP230V1BO | VIR12HP230V1BH | Singlezone Non-Ducted, Wall Placement | 13000 | 7700 | 2.59 | 9110 | 1.98
TOSOT | Lomo | 9108746 | HRCU-A-CB-O | TW12HQ2C2DO | TW12HQ2C2DI | Singlezone Non-Ducted, Wall Placement | 13000 | 7700 | 2.59 | 9110 | 1.98
GREE | Lomo | 7091971 | HRCU-A-CB-O | GWH12QC-D3DNA1D/O | GWH12QC-D3DN***/I | Singlezone Non-Ducted, Wall Placement | 13000 | 7700 | 2.59 | 9110 | 1.98
GREE | Lomo | 213194174 | HRCU-A-CB-O | GWH12QC-D3DNA1D/O | GWH12AGC-D3DN***/I | Singlezone Non-Ducted, Wall Placement | 13000 | 7700 | 2.59 | 9110 | 1.98
CARRIER | INFINITY 24 HP with GREENSPEED INTELLIGENCE | 210533114 | HRCU-A-CB | 25VNA424A*031* | CSPH*4212AL*+UI | Singlezone Ducted, Centrally Ducted | 26600 | 24600 | 2.6 | 19700 | 2.52
CARRIER | INFINITY 24 HP with GREENSPEED INTELLIGENCE | 210533112 | HRCU-A-CB | 25VNA424A*031* | CSPH*4212AL*+UI | Singlezone Ducted, Centrally Ducted | 26400 | 24600 | 2.6 | 19600 | 2.54
CARRIER | INFINITY 24 HP with GREENSPEED INTELLIGENCE | 210533106 | HRCU-A-CB | 25VNA424A*031* | CSPH*4212AL*+UI | Singlezone Ducted, Centrally Ducted | 26600 | 24800 | 2.56 | 19800 | 2.5
CARRIER | INFINITY 24 HP with GREENSPEED INTELLIGENCE | 210533102 | HRCU-A-CB | 25VNA424A*031* | CSPH*3012AL*+UI | Singlezone Ducted, Centrally Ducted | 27000 | 24800 | 2.54 | 19800 | 2.48
CARRIER | INFINITY 24 HP with GREENSPEED INTELLIGENCE | 210533100 | HRCU-A-CB | 25VNA424A*031* | CSPH*3012AL*+UI | Singlezone Ducted, Centrally Ducted | 27000 | 25000 | 2.52 | 19900 | 2.46
CARRIER | INFINITY 24 HP with GREENSPEED INTELLIGENCE | 210533096 | HRCU-A-CB | 25VNA424A*031* | CSPH*3012AL*+UI | Singlezone Ducted, Centrally Ducted | 27000 | 25000 | 2.5 | 20000 | 2.44
CARRIER | INFINITY 24 HP with GREENSPEED INTELLIGENCE | 210533090 | HRCU-A-CB | 25VNA424A*031* | CSPH*3012AL*+UI | Singlezone Ducted, Centrally Ducted | 27000 | 25000 | 2.52 | 19900 | 2.46
CARRIER | INFINITY 24 HP with GREENSPEED INTELLIGENCE | 210533088 | HRCU-A-CB | 25VNA424A*031* | CSPH*3012AL*+UI | Singlezone Ducted, Centrally Ducted | 27000 | 25000 | 2.52 | 19900 | 2.46
CARRIER | INFINITY 24 HP with GREENSPEED INTELLIGENCE | 210533080 | HRCU-A-CB | 25VNA424A*031* | CNPV*4221AL*+UI | Singlezone Ducted, Centrally Ducted | 26600 | 24800 | 2.52 | 19800 | 2.46
CARRIER | INFINITY 24 HP with GREENSPEED INTELLIGENCE | 210533078 | HRCU-A-CB | 25VNA424A*031* | CNPV*4221AL*+UI | Singlezone Ducted, Centrally Ducted | 26600 | 24800 | 2.52 | 19800 | 2.46
CARRIER | INFINITY 24 HP with GREENSPEED INTELLIGENCE | 210533076 | HRCU-A-CB | 25VNA424A*031* | CNPV*4221AL*+UI | Singlezone Ducted, Centrally Ducted | 26600 | 24800 | 2.52 | 19800 | 2.46
CARRIER | INFINITY 24 HP with GREENSPEED INTELLIGENCE | 210533070 | HRCU-A-CB | 25VNA424A*031* | CNPV*4217AL*+UI | Singlezone Ducted, Centrally Ducted | 26600 | 24800 | 2.56 | 19700 | 2.5
CARRIER | INFINITY 24 HP with GREENSPEED INTELLIGENCE | 210533068 | HRCU-A-CB | 25VNA424A*031* | CNPV*4217AL*+UI | Singlezone Ducted, Centrally Ducted | 26600 | 24800 | 2.56 | 19700 | 2.5
CARRIER | INFINITY 24 HP with GREENSPEED INTELLIGENCE | 210533066 | HRCU-A-CB | 25VNA424A*031* | CNPV*4217AL*+UI | Singlezone Ducted, Centrally Ducted | 26600 | 25000 | 2.52 | 19900 | 2.46
CARRIER | INFINITY 24 HP with GREENSPEED INTELLIGENCE | 210533046 | HRCU-A-CB | 25VNA424A*031* | CAP**4321AL*+UI | Singlezone Ducted, Centrally Ducted | 26400 | 24800 | 2.6 | 19800 | 2.52
CARRIER | INFINITY 24 HP with GREENSPEED INTELLIGENCE | 210533044 | HRCU-A-CB | 25VNA424A*031* | CAP**4321AL*+UI | Singlezone Ducted, Centrally Ducted | 26400 | 24600 | 2.64 | 19600 | 2.58
CARRIER | INFINITY 24 HP with GREENSPEED INTELLIGENCE | 210533042 | HRCU-A-CB | 25VNA424A*031* | CAP**4321AL*+UI | Singlezone Ducted, Centrally Ducted | 26400 | 24800 | 2.58 | 19800 | 2.52
CARRIER | INFINITY 24 HP with GREENSPEED INTELLIGENCE | 210533040 | HRCU-A-CB | 25VNA424A*031* | CAP**4321AL*+UI | Singlezone Ducted, Centrally Ducted | 26400 | 24800 | 2.6 | 19800 | 2.55
CARRIER | INFINITY 24 HP with GREENSPEED INTELLIGENCE | 210533038 | HRCU-A-CB | 25VNA424A*031* | CAP**4321AL*+UI | Singlezone Ducted, Centrally Ducted | 26600 | 24800 | 2.58 | 19900 | 2.52
CARRIER | INFINITY 24 HP with GREENSPEED INTELLIGENCE | 210533034 | HRCU-A-CB | 25VNA424A*031* | CAP**4321AL*+UI | Singlezone Ducted, Centrally Ducted | 26400 | 24600 | 2.62 | 19700 | 2.55
CARRIER | INFINITY 24 HP with GREENSPEED INTELLIGENCE | 210533032 | HRCU-A-CB | 25VNA424A*031* | CAP**4321AL*+UI | Singlezone Ducted, Centrally Ducted | 26400 | 24600 | 2.64 | 19600 | 2.56
CARRIER | INFINITY 24 HP with GREENSPEED INTELLIGENCE | 210533026 | HRCU-A-CB | 25VNA424A*031* | CAP**4321AL*+UI | Singlezone Ducted, Centrally Ducted | 26400 | 24800 | 2.58 | 19800 | 2.52
CARRIER | INFINITY 24 HP with GREENSPEED INTELLIGENCE | 210533024 | HRCU-A-CB | 25VNA424A*031* | CAP**4224AL*+UI | Singlezone Ducted, Centrally Ducted | 26600 | 24800 | 2.54 | 19700 | 2.48
CARRIER | INFINITY 24 HP with GREENSPEED INTELLIGENCE | 210533020 | HRCU-A-CB | 25VNA424A*031* | CAP**4221AL*+UI | Singlezone Ducted, Centrally Ducted | 26600 | 24800 | 2.52 | 19700 | 2.46
CARRIER | INFINITY 24 HP with GREENSPEED INTELLIGENCE | 210533018 | HRCU-A-CB | 25VNA424A*031* | CAP**4221AL*+UI | Singlezone Ducted, Centrally Ducted | 26600 | 24800 | 2.52 | 19700 | 2.48
CARRIER | INFINITY 24 HP with GREENSPEED INTELLIGENCE | 210533010 | HRCU-A-CB | 25VNA424A*031* | CAP**3721AL*+UI | Singlezone Ducted, Centrally Ducted | 26400 | 24800 | 2.58 | 19800 | 2.52
CARRIER | INFINITY 24 HP with GREENSPEED INTELLIGENCE | 210533008 | HRCU-A-CB | 25VNA424A*031* | CAP**3721AL*+UI | Singlezone Ducted, Centrally Ducted | 26400 | 24600 | 2.64 | 19600 | 2.58
CARRIER | INFINITY 24 HP with GREENSPEED INTELLIGENCE | 210533006 | HRCU-A-CB | 25VNA424A*031* | CAP**3721AL*+UI | Singlezone Ducted, Centrally Ducted | 26400 | 24800 | 2.58 | 19800 | 2.52
CARRIER | INFINITY 24 HP with GREENSPEED INTELLIGENCE | 210533004 | HRCU-A-CB | 25VNA424A*031* | CAP**3721AL*+UI | Singlezone Ducted, Centrally Ducted | 26400 | 24800 | 2.6 | 19800 | 2.55
CARRIER | INFINITY 24 HP with GREENSPEED INTELLIGENCE | 210533002 | HRCU-A-CB | 25VNA424A*031* | CAP**3721AL*+UI | Singlezone Ducted, Centrally Ducted | 26600 | 24800 | 2.58 | 19900 | 2.52
CARRIER | INFINITY 24 HP with GREENSPEED INTELLIGENCE | 210532998 | HRCU-A-CB | 25VNA424A*031* | CAP**3721AL*+UI | Singlezone Ducted, Centrally Ducted | 26400 | 24600 | 2.62 | 19700 | 2.55
CARRIER | INFINITY 24 HP with GREENSPEED INTELLIGENCE | 210532996 | HRCU-A-CB | 25VNA424A*031* | CAP**3721AL*+UI | Singlezone Ducted, Centrally Ducted | 26400 | 24600 | 2.62 | 19700 | 2.55
CARRIER | INFINITY 24 HP with GREENSPEED INTELLIGENCE | 210532990 | HRCU-A-CB | 25VNA424A*031* | CAP**3721AL*+UI | Singlezone Ducted, Centrally Ducted | 26600 | 24800 | 2.58 | 19800 | 2.52
CARRIER | INFINITY 24 HP with GREENSPEED INTELLIGENCE | 210532964 | HRCU-A-CB | 25VNA424A*031* | CAP**2517AL*+UI | Singlezone Ducted, Centrally Ducted | 26400 | 24800 | 2.6 | 19700 | 2.54
CARRIER | INFINITY 24 HP with GREENSPEED INTELLIGENCE | 210532962 | HRCU-A-CB | 25VNA424A*031* | CAP**2517AL*+UI | Singlezone Ducted, Centrally Ducted | 26600 | 25000 | 2.56 | 19900 | 2.5
CARRIER | INFINITY 24 HP with GREENSPEED INTELLIGENCE | 210532960 | HRCU-A-CB | 25VNA424A*031* | CAP**2517AL*+UI | Singlezone Ducted, Centrally Ducted | 26600 | 24800 | 2.58 | 19800 | 2.52
CARRIER | INFINITY 24 HP with GREENSPEED INTELLIGENCE | 210532958 | HRCU-A-CB | 25VNA424A*031* | CAP**2517AL*+UI | Singlezone Ducted, Centrally Ducted | 26600 | 25000 | 2.56 | 19900 | 2.5
CARRIER | INFINITY 24 HP with GREENSPEED INTELLIGENCE | 210532956 | HRCU-A-CB | 25VNA424A*031* | CAP**2517AL*+UI | Singlezone Ducted, Centrally Ducted | 26400 | 24800 | 2.6 | 19800 | 2.52
CARRIER | INFINITY 24 HP with GREENSPEED INTELLIGENCE | 210532954 | HRCU-A-CB | 25VNA424A*031* | CAP**2517AL*+UI | Singlezone Ducted, Centrally Ducted | 26600 | 24800 | 2.6 | 19700 | 2.54
CARRIER | INFINITY 24 HP with GREENSPEED INTELLIGENCE | 210532952 | HRCU-A-CB | 25VNA424A*031* | CAP**2517AL*+UI | Singlezone Ducted, Centrally Ducted | 26400 | 24800 | 2.62 | 19700 | 2.54
CARRIER | INFINITY 24 HP with GREENSPEED INTELLIGENCE | 206788571 | HRCU-A-CB | 25VNA424A*031* | CSPH*3612AL*+UI | Singlezone Ducted, Centrally Ducted | 26600 | 25000 | 2.54 | 19900 | 2.46
CARRIER | INFINITY 24 HP with GREENSPEED INTELLIGENCE | 206788427 | HRCU-A-CB | 25VNA424A*031* | CSPH*4212AL*+UI | Singlezone Ducted, Centrally Ducted | 26400 | 24600 | 2.62 | 19600 | 2.54
CARRIER | INFINITY 24 HP with GREENSPEED INTELLIGENCE | 206788417 | HRCU-A-CB | 25VNA424A*031* | CSPH*3612AL*+UI | Singlezone Ducted, Centrally Ducted | 26600 | 24800 | 2.56 | 19700 | 2.5
PANASONIC | ClimaPure XE Series | 205047852 | HRCU-A-CB-O | CU-XE12WKUA | CS-XE12WKUAW | Singlezone Non-Ducted, Wall Placement | 12000 | 10000 | 2.79 | 12000 | 2.21
PANASONIC | ClimaPure XE Series | 205047853 | HRCU-A-CB-O | CU-XE15WKUA | CS-XE15WKUAW | Singlezone Non-Ducted, Wall Placement | 17200 | 11000 | 3.16 | 17200 | 2.1
BRYANT | Preferred | 202345970 | HMSV-A-CB | 38MGRQ18B--3 |  | Multizone All Ducted | 18500 | 11500 | 2.7 | 14400 | 2.1
CARRIER | Performance | 202345965 | HMSV-A-CB | 38MGRQ18B--3 |  | Multizone All Ducted | 18500 | 11500 | 2.7 | 14400 | 2.1
MIDEA | Excel | 201847071 | HMSV-A-CB | 38MGRQ18B--3 |  | Multizone All Ducted | 18500 | 11500 | 2.7 | 14400 | 2.1
PAYNE | Mid-tier | 201847066 | HMSV-A-CB | 38MGRQ18B--3 |  | Multizone All Ducted | 18500 | 11500 | 2.7 | 14400 | 2.1
CARRIER | Performance | 8738634 | HRCU-A-CB-O | 38MAQB12R--1 | 40MAQB12B--1 | Singlezone Non-Ducted, Wall Placement | 12000 | 7600 | 2.59 | 6490 | 1.94
BRYANT | Preferred | 8738647 | HRCU-A-CB-O | 38MAQB12R--1 | 619PAQ012BBMA | Singlezone Non-Ducted, Wall Placement | 12000 | 7600 | 2.59 | 6490 | 1.94
MIDEA | Excel | 201846987 | HRCU-A-CB-O | 38MAQB12R--1 | DHMSHAQ12XA1 | Singlezone Non-Ducted, Wall Placement | 12000 | 7600 | 2.59 | 6490 | 1.94
PAYNE | Mid-tier | 201846967 | HRCU-A-CB-O | 38MAQB12R--1 | DHMSHAQ12XA1 | Singlezone Non-Ducted, Wall Placement | 12000 | 7600 | 2.59 | 6490 | 1.94
PANASONIC | Exterios E | 7958200 | HRCU-A-CB-O | CU-E18RKUA | CS-E18RKUAW | Singlezone Non-Ducted, Wall Placement | 21600 | 12000 | 2.71 | 10100 | 2.24
LENNOX |  | 10056168 | HRCU-A-CB-O | MPB012S4S-1L | MWMB012S4-1L | Singlezone Non-Ducted, Wall Placement | 12000 | 7600 | 2.59 | 6885 | 2
LENNOX |  | 10056171 | HRCU-A-CB-O | MPB012S4S-1P | MWMA012S4-1P | Singlezone Non-Ducted, Wall Placement | 12000 | 7700 | 2.75 | 9134 | 1.94
LENNOX |  | 10056173 | HRCU-A-CB-O | MPB018S4S-1P | MWMA018S4-1P | Singlezone Non-Ducted, Wall Placement | 18000 | 11400 | 2.72 | 11178 | 2.02
LENNOX |  | 10056174 | HRCU-A-CB-O | MPB018S4S-1P | MWMA018S4-2P | Singlezone Non-Ducted, Wall Placement | 18000 | 11400 | 2.72 | 11178 | 2.02
LENNOX |  | 10056172 | HRCU-A-CB-O | MPB012S4S-1P | MWMA012S4-2P | Singlezone Non-Ducted, Wall Placement | 12000 | 7700 | 2.75 | 9134 | 1.94
LENNOX |  | 10056175 | HRCU-A-CB-O | MPB024S4S-1P | MWMA024S4-1P | Singlezone Non-Ducted, Wall Placement | 25000 | 15300 | 2.7 | 18099 | 2.07
LENNOX |  | 10056176 | HRCU-A-CB-O | MPB024S4S-1P | MWMA024S4-2P | Singlezone Non-Ducted, Wall Placement | 25000 | 15300 | 2.7 | 18099 | 2.07
LENNOX |  | 10058825 | HRCU-A-CB-O | MPB018S4S-1P | MCFB018S4-2P | Singlezone Non-Ducted, Wall Placement | 18000 | 12000 | 2.71 | 10274 | 2.11
LENNOX |  | 10058826 | HRCU-A-CB-O | MPB024S4S-1P | MCFA024S4-1P | Singlezone Non-Ducted, Wall Placement | 24000 | 15000 | 2.85 | 17705 | 2.02
LENNOX |  | 10058827 | HRCU-A-CB-O | MPB024S4S-1P | MCFA024S4-2P | Singlezone Non-Ducted, Wall Placement | 24000 | 15000 | 2.85 | 17705 | 2.02
LENNOX |  | 10058834 | HRCU-A-CB-O | MPB018S4S-1P | M22A018S4-1P | Singlezone Non-Ducted, Wall Placement | 18000 | 12000 | 2.77 | 9410 | 1.98
LENNOX |  | 10058835 | HRCU-A-CB-O | MPB018S4S-1P | M22A018S4-2P | Singlezone Non-Ducted, Wall Placement | 18000 | 12000 | 2.77 | 9410 | 1.98
LENNOX |  | 201796629 | HRCU-A-CB-O | MPB012S4S-1L | MWMB012S4-2L | Singlezone Non-Ducted, Wall Placement | 12000 | 7600 | 2.59 | 6885 | 2
LENNOX |  | 201796631 | HRCU-A-CB-O | MPB012S4S-1P | MWMA012S4-3P | Singlezone Non-Ducted, Wall Placement | 12000 | 7700 | 2.75 | 9134 | 1.94
DIRECT AIR |  | 8775849 | HRCU-A-CB-O | MOCA31-18HFN1-MT0W | CCA3U-18HRFN1-M(C) | Singlezone Non-Ducted, Wall Placement | 18000 | 12000 | 2.77 | 9410 | 1.98
DIRECT AIR |  | 8775850 | HRCU-A-CB-O | MOCA31-18HFN1-MT0W | MUEU-18HRFN1-M(C) | Singlezone Non-Ducted, Wall Placement | 18000 | 12000 | 2.71 | 10274 | 2.11
DIRECT AIR |  | 8775853 | HRCU-A-CB-O | MOD31-24HFN1-MT0W | MUEU-24HRFN1-M(C) | Singlezone Non-Ducted, Wall Placement | 24000 | 15000 | 2.85 | 17705 | 2.02
DIRECT AIR |  | 9680949 | HRCU-A-CB-O | MOCA31-18HFN1-MT0W | CS11M-18HRFN1-MT0W | Singlezone Non-Ducted, Wall Placement | 18000 | 11400 | 2.72 | 11178 | 2.02
DIRECT AIR |  | 9680950 | HRCU-A-CB-O | MOD31-24HFN1-MT0W | CS11M-23HRFN1-MT0W | Singlezone Non-Ducted, Wall Placement | 25000 | 15300 | 2.7 | 18099 | 2.07
CARRIER |  | 8738635 | HRCU-A-CB-O | 38MAQB09R--3 | 40MAQB09B--3 | Singlezone Non-Ducted, Wall Placement | 10900 | 6900 | 2.73 | 10900 | 1.98
BRYANT | Preferred Series | 8738646 | HRCU-A-CB-O | 38MAQB09R--3 | 619PEQ009BBMA | Singlezone Non-Ducted, Wall Placement | 10900 | 6900 | 2.73 | 10900 | 1.98
MIDEA |  | 201753972 | HRCU-A-CB-O | DLCPRAH09AAK | DLFPHAH09XAK | Singlezone Non-Ducted, Wall Placement | 10000 | 7200 | 2.78 | 13047 | 1.97
ARCOAIRE |  | 201835506 | HRCU-A-CB-O | DLCPRAH09AAK | DLFPHAH09XAK | Singlezone Non-Ducted, Wall Placement | 10000 | 7200 | 2.78 | 13047 | 1.97
COMFORTMAKER |  | 201835554 | HRCU-A-CB-O | DLCPRAH09AAK | DLFPHAH09XAK | Singlezone Non-Ducted, Wall Placement | 10000 | 7200 | 2.78 | 13047 | 1.97
DAY & NIGHT |  | 201835602 | HRCU-A-CB-O | DLCPRAH09AAK | DLFPHAH09XAK | Singlezone Non-Ducted, Wall Placement | 10000 | 7200 | 2.78 | 13047 | 1.97
KEEPRITE |  | 201835652 | HRCU-A-CB-O | DLCPRAH09AAK | DLFPHAH09XAK | Singlezone Non-Ducted, Wall Placement | 10000 | 7200 | 2.78 | 13047 | 1.97
HEIL |  | 201835653 | HRCU-A-CB-O | DLCPRAH09AAK | DLFPHAH09XAK | Singlezone Non-Ducted, Wall Placement | 10000 | 7200 | 2.78 | 13047 | 1.97
TEMPSTAR |  | 201835748 | HRCU-A-CB-O | DLCPRAH09AAK | DLFPHAH09XAK | Singlezone Non-Ducted, Wall Placement | 10000 | 7200 | 2.78 | 13047 | 1.97
KENMORE |  | 201835749 | HRCU-A-CB-O | DLCPRAH09AAK | DLFPHAH09XAK | Singlezone Non-Ducted, Wall Placement | 10000 | 7200 | 2.78 | 13047 | 1.97
DAY & NIGHT | High Tier | 202463647 | HRCU-A-CB-O | DLCPRAH24AAK | DLFPHAH24XAK | Singlezone Non-Ducted, Wall Placement | 24000 | 15450 | 3 | 24000 | 2
LG |  | 7947563 | HRCU-A-CB-O | LAU090HYV1 | LAN090HYV1 | Singlezone Non-Ducted, Wall Placement | 11000 | 6750 | 3.47 | 11220 | 2.88
MIDEA |  | 201753971 | HRCU-A-CB-O | 38MPRAQ12AA3 | DHMPHAQ12XA3 | Singlezone Non-Ducted, Wall Placement | 12000 | 6800 | 2.66 | 13887 | 2
PAYNE |  | 201753413 | HRCU-A-CB-O | 38MPRAQ12AA3 | DHMPHAQ12XA3 | Singlezone Non-Ducted, Wall Placement | 12000 | 6800 | 2.66 | 13887 | 2
CARRIER | Infinity | 201753411 | HRCU-A-CB-O | 38MPRAQ12AA3 | 40MPHAQ12XA3 | Singlezone Non-Ducted, Wall Placement | 12000 | 6800 | 2.66 | 13887 | 2
PAYNE |  | 201753410 | HRCU-A-CB-O | 38MPRAQ09AA3 | DHMPHAQ09XA3 | Singlezone Non-Ducted, Wall Placement | 10000 | 7200 | 2.78 | 13000 | 2.01
MIDEA |  | 201753970 | HRCU-A-CB-O | 38MPRAQ09AA3 | DHMPHAQ09XA3 | Singlezone Non-Ducted, Wall Placement | 10000 | 7200 | 2.78 | 13000 | 2.01
BRYANT | Evolution | 201753409 | HRCU-A-CB-O | 38MPRAQ09AA3 | 619PHAQ09XA3 | Singlezone Non-Ducted, Wall Placement | 10000 | 7200 | 2.78 | 13000 | 2.01
BRYANT | Evolution | 202463636 | HRCU-A-CB-O | 38MPRAQ18AA3 | 619PHAQ18XA3 | Singlezone Non-Ducted, Wall Placement | 18000 | 12300 | 3.19 | 18000 | 2
CARRIER | Infinity | 201753408 | HRCU-A-CB-O | 38MPRAQ09AA3 | 40MPHAQ09XA3 | Singlezone Non-Ducted, Wall Placement | 10000 | 7200 | 2.78 | 13000 | 2.01
BRYANT | Evolution | 202463637 | HRCU-A-CB-O | 38MPRAQ24AA3 | 619PHAQ24XA3 | Singlezone Non-Ducted, Wall Placement | 24000 | 15450 | 3 | 24000 | 2
CARRIER | Infinity | 202463635 | HRCU-A-CB-O | 38MPRAQ24AA3 | 40MPHAQ24XA3 | Singlezone Non-Ducted, Wall Placement | 24000 | 15450 | 3 | 24000 | 2
MIDEA | Elevate | 202463640 | HRCU-A-CB-O | 38MPRAQ18AA3 | DHMPHAQ18XA3 | Singlezone Non-Ducted, Wall Placement | 18000 | 12300 | 3.19 | 18000 | 2
MIDEA | Elevate | 202463641 | HRCU-A-CB-O | 38MPRAQ24AA3 | DHMPHAQ24XA3 | Singlezone Non-Ducted, Wall Placement | 24000 | 15450 | 3 | 24000 | 2
CARRIER | Infinity | 202463634 | HRCU-A-CB-O | 38MPRAQ18AA3 | 40MPHAQ18XA3 | Singlezone Non-Ducted, Wall Placement | 18000 | 12300 | 3.19 | 18000 | 2
PAYNE | High Tier | 202463639 | HRCU-A-CB-O | 38MPRAQ24AA3 | DHMPHAQ24XA3 | Singlezone Non-Ducted, Wall Placement | 24000 | 15450 | 3 | 24000 | 2
PAYNE | High Tier | 202463638 | HRCU-A-CB-O | 38MPRAQ18AA3 | DHMPHAQ18XA3 | Singlezone Non-Ducted, Wall Placement | 18000 | 12300 | 3.19 | 18000 | 2
ARCOAIRE | High Tier | 202463643 | HRCU-A-CB-O | DLCPRAH24AAK | DLFPHAH24XAK | Singlezone Non-Ducted, Wall Placement | 24000 | 15450 | 3 | 24000 | 2
COMFORTMAKER | High Tier | 202463645 | HRCU-A-CB-O | DLCPRAH24AAK | DLFPHAH24XAK | Singlezone Non-Ducted, Wall Placement | 24000 | 15450 | 3 | 24000 | 2
HEIL | High Tier | 202463649 | HRCU-A-CB-O | DLCPRAH24AAK | DLFPHAH24XAK | Singlezone Non-Ducted, Wall Placement | 24000 | 15450 | 3 | 24000 | 2
KEEPRITE | High Tier | 202463651 | HRCU-A-CB-O | DLCPRAH24AAK | DLFPHAH24XAK | Singlezone Non-Ducted, Wall Placement | 24000 | 15450 | 3 | 24000 | 2
KENMORE | High Tier | 202463653 | HRCU-A-CB-O | DLCPRAH24AAK | DLFPHAH24XAK | Singlezone Non-Ducted, Wall Placement | 24000 | 15450 | 3 | 24000 | 2
MIDEA | Max | 202463655 | HRCU-A-CB-O | DLCPRAH24AAK | DLFPHAH24XAK | Singlezone Non-Ducted, Wall Placement | 24000 | 15450 | 3 | 24000 | 2
SMART COMFORT | High Tier | 202463659 | HRCU-A-CB-O | DLCPRAH24AAK | DLFPHAH24XAK | Singlezone Non-Ducted, Wall Placement | 24000 | 15450 | 3 | 24000 | 2
TEMPSTAR | High Tier | 202463657 | HRCU-A-CB-O | DLCPRAH24AAK | DLFPHAH24XAK | Singlezone Non-Ducted, Wall Placement | 24000 | 15450 | 3 | 24000 | 2
MIDEA | Excel | 201846989 | HRCU-A-CB-O | 38MAQB12R--3 | DHMSHAQ12XA3 | Singlezone Non-Ducted, Wall Placement | 12000 | 7800 | 2.66 | 12010 | 1.98
BRYANT | Preferred Series | 8738645 | HRCU-A-CB-O | 38MAQB12R--3 | 619PEQ012BBMA | Singlezone Non-Ducted, Wall Placement | 12000 | 7800 | 2.66 | 12010 | 1.98
CARRIER |  | 8738636 | HRCU-A-CB-O | 38MAQB12R--3 | 40MAQB12B--3 | Singlezone Non-Ducted, Wall Placement | 12000 | 7800 | 2.66 | 12010 | 1.98
PAYNE | Mid-tier | 201846969 | HRCU-A-CB-O | 38MAQB12R--3 | DHMSHAQ12XA3 | Singlezone Non-Ducted, Wall Placement | 12000 | 7800 | 2.66 | 12010 | 1.98
LG | Prestige (Canada) | 6233140 | HRCU-A-CB-O | LAU120HYV | LAN120HYV | Singlezone Non-Ducted, Wall Placement | 13600 | 8400 | 3.57 | 13720 | 2.74
FRIEDRICH | Floating Air Pro | 203383863 | HRCU-A-CB-O | FRHSR09A3A | FRHSW09A3A | Singlezone Non-Ducted, Wall Placement | 10500 | 6500 | 2.68 | 8052 | 2.15
FRIEDRICH | Floating Air Pro | 203383865 | HRCU-A-CB-O | FPHSR09A3A | FPHFW09A3A | Singlezone Non-Ducted, Wall Placement | 9500 | 5000 | 2.62 | 7438 | 2.12
FRIEDRICH | Floating Air Pro | 203383869 | HRCU-A-CB-O | FPHSR18A3A | FPHFW18A3A | Singlezone Non-Ducted, Wall Placement | 19000 | 11600 | 2.7 | 12730 | 2.16
FRIEDRICH | Floating Air Pro | 203383868 | HRCU-A-CB-O | FPHSR12A1A | FPHSW12A1A | Singlezone Non-Ducted, Wall Placement | 13000 | 7500 | 2.71 | 7377 | 2.08
FRIEDRICH | Floating Air Pro | 205142786 | HRCU-A-CB-O | FPHSR18A3A-A | FPHFW18A3B | Singlezone Non-Ducted, Wall Placement | 19000 | 11600 | 2.7 | 12730 | 2.16
FRIEDRICH | Floating Air Pro | 205142783 | HRCU-A-CB-O | FPHSR09A3A-A | FPHFW09A3B | Singlezone Non-Ducted, Wall Placement | 9500 | 5000 | 2.62 | 7438 | 2.12
FRIEDRICH | Floating Air Pro | 205142782 | HRCU-A-CB-O | FPHSR12A1A-A | FPHSW12A1B | Singlezone Non-Ducted, Wall Placement | 13000 | 7500 | 2.71 | 7377 | 2.08
FRIEDRICH | Floating Air Pro | 205142785 | HRCU-A-CB-O | FPHSR12A3A-A | FPHFW12A3B | Singlezone Non-Ducted, Wall Placement | 13000 | 7500 | 2.71 | 7824 | 1.98
FRIEDRICH | Floating Air Pro | 205123805 | HRCU-A-CB-O | FPHFR24A3A | FPHFC24A3B | Singlezone Non-Ducted, Ceiling Placement | 24000 | 19600 | 2.84 | 21060 | 2.2
FRIEDRICH | Floating Air Pro | 203383866 | HRCU-A-CB-O | FPHSR12A3A | FPHFW12A3A | Singlezone Non-Ducted, Wall Placement | 13000 | 7500 | 2.71 | 7824 | 1.98
FRIEDRICH | Floating Air Pro | 203383864 | HRCU-A-CB-O | FRHSR12A3A | FRHSW12A3A | Singlezone Non-Ducted, Wall Placement | 13000 | 8000 | 3.17 | 7865 | 2.35
DIRECT AIR |  | 9680948 | HRCU-A-CB-O | MOB30-12HFN1-MT0W | CS11M-12HRFN1-MU5W | Singlezone Non-Ducted, Wall Placement | 12000 | 7700 | 2.75 | 9134 | 1.94
PERFECTAIRE |  | 205653642 | HRCU-A-CB-O | 3PAMSHQCO12 | 3PAMSHQCW12 | Singlezone Non-Ducted, Wall Placement | 13000 | 7500 | 2.71 | 7377 | 2.08
PERFECTAIRE |  | 205653643 | HRCU-A-CB-O | 3PAMSHQCO18 | 3PAMSHQCW18 | Singlezone Non-Ducted, Wall Placement | 19000 | 11600 | 3.01 | 13146 | 2.11
DENALI AIRE |  | 205300162 | HRCU-A-CB-O | DNMSHQCO12A | DNMSHQCW12A | Singlezone Non-Ducted, Wall Placement | 13000 | 7500 | 2.71 | 7377 | 2.08
DENALI AIRE |  | 205300164 | HRCU-A-CB-O | DNMSHQCO18 | DNMSHQCW18 | Singlezone Non-Ducted, Wall Placement | 19000 | 11600 | 3.01 | 13146 | 2.11
WEATHERMAKER | Mid-Tier | 206396059 | HRCU-A-CB-O | 38MAQB12R--3 | DHMAHBQ12XA3 | Singlezone Non-Ducted, Wall Placement | 12000 | 7500 | 2.56 | 12010 | 1.98
PAYNE | Mid-Tier | 206396045 | HRCU-A-CB-O | 38MAQB12R--3 | DHMAHBQ12XA3 | Singlezone Non-Ducted, Wall Placement | 12000 | 7500 | 2.56 | 12010 | 1.98
MIDEA | Excel | 206396052 | HRCU-A-CB-O | 38MAQB12R--3 | DHMAHBQ12XA3 | Singlezone Non-Ducted, Wall Placement | 12000 | 7500 | 2.56 | 12010 | 1.98
CARRIER | Performance | 206396031 | HRCU-A-CB-O | 38MAQB12R--3 | 40MAHBQ12XA3 | Singlezone Non-Ducted, Wall Placement | 12000 | 7500 | 2.56 | 12010 | 1.98
BRYANT | Preferred | 206396038 | HRCU-A-CB-O | 38MAQB12R--3 | 619AHBQ12XA3 | Singlezone Non-Ducted, Wall Placement | 12000 | 7500 | 2.56 | 12010 | 1.98
WEATHERMAKER | Mid-Tier | 206350369 | HRCU-A-CB | 38MARBQ24AA3 | 40MBDQ24--3 | Singlezone Ducted, Compact Ducted | 24600 | 14500 | 2.8 | 27910 | 2.01
TEMPSTAR | QuietComfort | 206350468 | HRCU-A-CB | DLCSRBH24AAK | DLFSDAH24XAK | Singlezone Ducted, Compact Ducted | 24600 | 14500 | 2.8 | 27910 | 2.01
PAYNE | Mid-Tier | 206350358 | HRCU-A-CB | 38MARBQ24AA3 | 40MBDQ24--3 | Singlezone Ducted, Compact Ducted | 24600 | 14500 | 2.8 | 27910 | 2.01
MIDEA | Excel | 206350380 | HRCU-A-CB | 38MARBQ24AA3 | 40MBDQ24--3 | Singlezone Ducted, Compact Ducted | 24600 | 14500 | 2.8 | 27910 | 2.01
KENMORE | Mid-Tier | 206350446 | HRCU-A-CB | DLCSRBH24AAK | DLFSDAH24XAK | Singlezone Ducted, Compact Ducted | 24600 | 14500 | 2.8 | 27910 | 2.01
MIDEA | Excel | 206350457 | HRCU-A-CB | DLCSRBH24AAK | DLFSDAH24XAK | Singlezone Ducted, Compact Ducted | 24600 | 14500 | 2.8 | 27910 | 2.01
KEEPRITE | ProComfort | 206350435 | HRCU-A-CB | DLCSRBH24AAK | DLFSDAH24XAK | Singlezone Ducted, Compact Ducted | 24600 | 14500 | 2.8 | 27910 | 2.01
HEIL | QuietComfort | 206350424 | HRCU-A-CB | DLCSRBH24AAK | DLFSDAH24XAK | Singlezone Ducted, Compact Ducted | 24600 | 14500 | 2.8 | 27910 | 2.01
DAY & NIGHT | Constant Comfort | 206350413 | HRCU-A-CB | DLCSRBH24AAK | DLFSDAH24XAK | Singlezone Ducted, Compact Ducted | 24600 | 14500 | 2.8 | 27910 | 2.01
CARRIER | Performance | 206350336 | HRCU-A-CB | 38MARBQ24AA3 | 40MBDQ24--3 | Singlezone Ducted, Compact Ducted | 24600 | 14500 | 2.8 | 27910 | 2.01
BRYANT | Preferred | 206350347 | HRCU-A-CB | 38MARBQ24AA3 | 40MBDQ24--3 | Singlezone Ducted, Compact Ducted | 24600 | 14500 | 2.8 | 27910 | 2.01
ARCOAIRE | DuraComfort | 206350391 | HRCU-A-CB | DLCSRBH24AAK | DLFSDAH24XAK | Singlezone Ducted, Compact Ducted | 24600 | 14500 | 2.8 | 27910 | 2.01
AIRQUEST | QuietComfort | 206350490 | HRCU-A-CB | DLCSRBH24AAK | DLFSDAH24XAK | Singlezone Ducted, Compact Ducted | 24600 | 14500 | 2.8 | 27910 | 2.01
COMFORTMAKER | QuietComfort | 206350402 | HRCU-A-CB | DLCSRBH24AAK | DLFSDAH24XAK | Singlezone Ducted, Compact Ducted | 24600 | 14500 | 2.8 | 27910 | 2.01
TRANE |  | 207526359 | HRCU-A-CB | 4TWV8X48A1 | TEM8A0C60V51+TDR | Singlezone Ducted, Centrally Ducted | 44500 | 36800 | 4.49 | 28520 | 1.92
AMERICAN STANDARD |  | 207590073 | HRCU-A-CB | 4A6V8X48A1 | TEM8A0C60V51+TDR | Singlezone Ducted, Centrally Ducted | 44500 | 36800 | 4.49 | 28520 | 1.92
HITACHI | H700 | 207200484 | HRCU-A-CB-O | RAC-PH18WHLAE | RAS-PH18PHLAE | Singlezone Non-Ducted, Wall Placement | 21600 | 13300 | 3.39 | 21600 | 1.9
HITACHI | H700 | 207200482 | HRCU-A-CB-O | RAC-PH12WHLAE | RAS-PH12PHLAE | Singlezone Non-Ducted, Wall Placement | 14500 | 9500 | 3.2 | 14500 | 1.91
HITACHI | H700 | 207200481 | HRCU-A-CB-O | RAC-PH09WHLAE | RAS-PH09PHLAE | Singlezone Non-Ducted, Wall Placement | 12000 | 8000 | 3.4 | 14500 | 1.91
HITACHI | H500 | 206143041 | HRCU-A-CB-O | RAC-SH18WHLAE | RAS-SH18RHLAE | Singlezone Non-Ducted, Wall Placement | 21700 | 12200 | 2.88 | 15400 | 2.25
HITACHI | H500 | 206143042 | HRCU-A-CB-O | RAC-SH24WHLAE | RAS-SH24RHLAE | Singlezone Non-Ducted, Wall Placement | 25000 | 15100 | 2.97 | 18250 | 2.26
HITACHI | H500 | 206907172 | HRCU-A-CB-O | RAC-SH09WHLAE | RAS-SH09RHLAE | Singlezone Non-Ducted, Wall Placement | 11000 | 7200 | 2.81 | 8050 | 2.25
HITACHI | H500 | 206907173 | HRCU-A-CB-O | RAC-SH12WHLAE | RAS-SH12RHLAE | Singlezone Non-Ducted, Wall Placement | 13800 | 9400 | 2.99 | 10000 | 2.25
HITACHI | M400 | 206186275 | HRCU-A-CB-O | RAM-S18U2HLAE | RAS-SH09RHLAE , RAS-SH09RHLAE | Multizone All Non-Ducted | 22000 | 14900 | 2.76 | 13220 | 2.32
HITACHI |  | 206750857 | HRCU-A-CB-O | RAS-3.0PNNBDH1 | RCI-3.0PNN1DH | Singlezone Non-Ducted, Wall Placement | 24000 | 19600 | 2.84 | 19060 | 1.94
HITACHI |  | 206750855 | HRCU-A-CB-O | RAS-2.0PNNBDH1 | RCI-2.0PNN1DH | Singlezone Non-Ducted, Wall Placement | 19000 | 11000 | 2.9 | 14750 | 2.3
HITACHI |  | 206750851 | HRCU-A-CB-O | RAS-1.0PNNBDH1 | RCIM-1.0PNN1DH | Singlezone Non-Ducted, Wall Placement | 10000 | 6000 | 2.98 | 7620 | 2.6
HITACHI |  | 206750852 | HRCU-A-CB | RAS-1.0PNNBDH1 | RPIL-1.0PNN1DH | Singlezone Ducted, Compact Ducted | 11000 | 6000 | 2.59 | 7550 | 2.21
HITACHI |  | 207656962 | HRCU-A-CB-O | RAS-2.0PNNBDH1 | RPK-2.0PNN1DH | Singlezone Non-Ducted, Wall Placement | 19000 | 11400 | 2.93 | 13000 | 2.43
LENNOX |  | 207683516 | HRCU-A-CB-O | MPC018S4S-1P | M22A018S4-2P | Singlezone Non-Ducted, Ceiling Placement | 18500 | 12000 | 2.51 | 11331 | 2.01
LENNOX |  | 207683517 | HRCU-A-CB-O | MPC024S4S-1P | M33C024S4-1P | Singlezone Non-Ducted, Wall Placement | 25000 | 15600 | 2.86 | 17540 | 2.12
LENNOX |  | 207683506 | HRCU-A-CB | MPC024S4S-1P | MMDB024S4-2P | Singlezone Ducted, Compact Ducted | 24600 | 13500 | 2.59 | 17000 | 2.05
HISENSE |  | 207641266 | HRCU-A-CB-O | AUW-18U3SF | AST-18UW3SBBTV00 | Singlezone Non-Ducted, Wall Placement | 19000 | 11400 | 2.93 | 13000 | 2.43
FRIEDRICH | Floating Air Pro | 205142788 | HRCU-A-CB-O | FRHSR09A3A-A | FRHSW09A3B | Singlezone Non-Ducted, Wall Placement | 10500 | 6500 | 3.12 | 9250 | 2.36
FRIEDRICH | Floating Air Pro | 205142789 | HRCU-A-CB-O | FRHSR12A3A-A | FRHSW12A3B | Singlezone Non-Ducted, Wall Placement | 13000 | 8000 | 3.17 | 12030 | 2.41
WEATHERMAKER | Mid-Tier | 207642943 | HMSV-A-CB | 38MGHBQ24CA3 |  | Multizone All Ducted | 24000 | 18500 | 2.85 | 21500 | 1.95
PAYNE | Mid-tier | 207642922 | HMSV-A-CB | 38MGHBQ24CA3 |  | Multizone All Ducted | 24000 | 18500 | 2.85 | 21500 | 1.95
MIDEA | Excel | 207642964 | HMSV-A-CB | 38MGHBQ24CA3 |  | Multizone All Ducted | 24000 | 18500 | 2.85 | 21500 | 1.95
BRYANT | Preferred Series | 207642901 | HMSV-A-CB | 38MGHBQ24CA3 |  | Multizone All Ducted | 24000 | 18500 | 2.85 | 21500 | 1.95
CARRIER | Performance Series | 207642880 | HMSV-A-CB | 38MGHBQ24CA3 |  | Multizone All Ducted | 24000 | 18500 | 2.85 | 21500 | 1.95
TEMPSTAR | Performance Series | 207643148 | HMSV-A-CB | DLCMHBH48EAK |  | Multizone Mix of Ducted and Non-Ducted | 49000 | 31000 | 2.65 | 48000 | 1.9
TEMPSTAR | Performance Series | 207643138 | HMSV-A-CB | DLCMHBH24CAK |  | Multizone All Ducted | 24000 | 18500 | 2.85 | 21500 | 1.95
SMART COMFORT | Performance Series | 207643169 | HMSV-A-CB | DLCMHBH48EAK |  | Multizone Mix of Ducted and Non-Ducted | 49000 | 31000 | 2.65 | 48000 | 1.9
SMART COMFORT | Performance Series | 207643159 | HMSV-A-CB | DLCMHBH24CAK |  | Multizone All Ducted | 24000 | 18500 | 2.85 | 21500 | 1.95
MIDEA | Performance Series | 207643127 | HMSV-A-CB | DLCMHBH48EAK |  | Multizone Mix of Ducted and Non-Ducted | 49000 | 31000 | 2.65 | 48000 | 1.9
MIDEA | Performance Series | 207643117 | HMSV-A-CB | DLCMHBH24CAK |  | Multizone All Ducted | 24000 | 18500 | 2.85 | 21500 | 1.95
KENMORE | Performance Series | 207643106 | HMSV-A-CB | DLCMHBH48EAK |  | Multizone Mix of Ducted and Non-Ducted | 49000 | 31000 | 2.65 | 48000 | 1.9
KENMORE | Performance Series | 207643096 | HMSV-A-CB | DLCMHBH24CAK |  | Multizone All Ducted | 24000 | 18500 | 2.85 | 21500 | 1.95
KEEPRITE | Performance Series | 207643085 | HMSV-A-CB | DLCMHBH48EAK |  | Multizone Mix of Ducted and Non-Ducted | 49000 | 31000 | 2.65 | 48000 | 1.9
KEEPRITE | Performance Series | 207643075 | HMSV-A-CB | DLCMHBH24CAK |  | Multizone All Ducted | 24000 | 18500 | 2.85 | 21500 | 1.95
HEIL | Performance Series | 207643064 | HMSV-A-CB | DLCMHBH48EAK |  | Multizone Mix of Ducted and Non-Ducted | 49000 | 31000 | 2.65 | 48000 | 1.9
HEIL | Performance Series | 207643054 | HMSV-A-CB | DLCMHBH24CAK |  | Multizone All Ducted | 24000 | 18500 | 2.85 | 21500 | 1.95
DAY & NIGHT | Performance Series | 207643043 | HMSV-A-CB | DLCMHBH48EAK |  | Multizone Mix of Ducted and Non-Ducted | 49000 | 31000 | 2.65 | 48000 | 1.9
DAY & NIGHT | Performance Series | 207643033 | HMSV-A-CB | DLCMHBH24CAK |  | Multizone All Ducted | 24000 | 18500 | 2.85 | 21500 | 1.95
COMFORTMAKER | Performance Series | 207643022 | HMSV-A-CB | DLCMHBH48EAK |  | Multizone Mix of Ducted and Non-Ducted | 49000 | 31000 | 2.65 | 48000 | 1.9
COMFORTMAKER | Performance Series | 207643012 | HMSV-A-CB | DLCMHBH24CAK |  | Multizone All Ducted | 24000 | 18500 | 2.85 | 21500 | 1.95
ARCOAIRE | Performance Series | 207643001 | HMSV-A-CB | DLCMHBH48EAK |  | Multizone Mix of Ducted and Non-Ducted | 49000 | 31000 | 2.65 | 48000 | 1.9
ARCOAIRE | Performance Series | 207642991 | HMSV-A-CB | DLCMHBH24CAK |  | Multizone All Ducted | 24000 | 18500 | 2.85 | 21500 | 1.95
AIRQUEST | Performance Series | 207643190 | HMSV-A-CB | DLCMHBH48EAK |  | Multizone Mix of Ducted and Non-Ducted | 49000 | 31000 | 2.65 | 48000 | 1.9
AIRQUEST | Performance Series | 207643180 | HMSV-A-CB | DLCMHBH24CAK |  | Multizone All Ducted | 24000 | 18500 | 2.85 | 21500 | 1.95
AIREASE |  | 208106685 | HRCU-A-CB-O | 4DHP2S18S-1P | D22C118S4-1P | Singlezone Non-Ducted, Ceiling Placement | 18500 | 12000 | 2.51 | 11331 | 2.01
AIREASE |  | 208106686 | HRCU-A-CB-O | 4DHP2S24S-1P | D33C224S4-1P | Singlezone Non-Ducted, Wall Placement | 25000 | 15600 | 2.86 | 17540 | 2.12
AIREASE |  | 208106689 | HRCU-A-CB | 4DHP2S24S-1P | DMD224S4-1P | Singlezone Ducted, Compact Ducted | 24600 | 13500 | 2.59 | 17000 | 2.05
ALLIED |  | 208106658 | HRCU-A-CB-O | 4DHP2S18S-1P | D22C118S4-1P | Singlezone Non-Ducted, Ceiling Placement | 18500 | 12000 | 2.51 | 11331 | 2.01
ALLIED |  | 208106659 | HRCU-A-CB-O | 4DHP2S24S-1P | D33C224S4-1P | Singlezone Non-Ducted, Wall Placement | 25000 | 15600 | 2.86 | 17540 | 2.12
ALLIED |  | 208106662 | HRCU-A-CB | 4DHP2S24S-1P | DMD224S4-1P | Singlezone Ducted, Compact Ducted | 24600 | 13500 | 2.59 | 17000 | 2.05
ARMSTRONG AIR |  | 208106676 | HRCU-A-CB-O | 4DHP2S18S-1P | D22C118S4-1P | Singlezone Non-Ducted, Ceiling Placement | 18500 | 12000 | 2.51 | 11331 | 2.01
ARMSTRONG AIR |  | 208106677 | HRCU-A-CB-O | 4DHP2S24S-1P | D33C224S4-1P | Singlezone Non-Ducted, Wall Placement | 25000 | 15600 | 2.86 | 17540 | 2.12
ARMSTRONG AIR |  | 208106680 | HRCU-A-CB | 4DHP2S24S-1P | DMD224S4-1P | Singlezone Ducted, Compact Ducted | 24600 | 13500 | 2.59 | 17000 | 2.05
CONCORD |  | 208106695 | HRCU-A-CB-O | 4DHP2S24S-1P | D33C224S4-1P | Singlezone Non-Ducted, Wall Placement | 25000 | 15600 | 2.86 | 17540 | 2.12
CONCORD |  | 208106694 | HRCU-A-CB-O | 4DHP2S18S-1P | D22C118S4-1P | Singlezone Non-Ducted, Ceiling Placement | 18500 | 12000 | 2.51 | 11331 | 2.01
CONCORD |  | 208106698 | HRCU-A-CB | 4DHP2S24S-1P | DMD224S4-1P | Singlezone Ducted, Compact Ducted | 24600 | 13500 | 2.59 | 17000 | 2.05
DUCANE |  | 208106667 | HRCU-A-CB-O | 4DHP2S18S-1P | D22C118S4-1P | Singlezone Non-Ducted, Ceiling Placement | 18500 | 12000 | 2.51 | 11331 | 2.01
DUCANE |  | 208106668 | HRCU-A-CB-O | 4DHP2S24S-1P | D33C224S4-1P | Singlezone Non-Ducted, Wall Placement | 25000 | 15600 | 2.86 | 17540 | 2.12
DUCANE |  | 208106671 | HRCU-A-CB | 4DHP2S24S-1P | DMD224S4-1P | Singlezone Ducted, Compact Ducted | 24600 | 13500 | 2.59 | 17000 | 2.05
INNOVAIR |  | 206330207 | HRCU-A-CB-O | EIN10H2V32(O) | EIN10H2V32(I) | Singlezone Non-Ducted, Wall Placement | 9000 | 5600 | 2.88 | 12977 | 2.09
BOREAL | ENERMAXX | 208130264 | HRCU-A-CB | ENVBR36HPJ1OA | ENVBR24HPJ1IB | Singlezone Ducted, Centrally Ducted | 24000 | 16300 | 2.7 | 24000 | 2.1
TRANE |  | 10093495 | HRCU-A-CB | 4TWV0036A1 | TAM9A0B30V31 | Singlezone Ducted, Centrally Ducted | 32600 | 26200 | 3.17 | 20220 | 1.92
TRANE |  | 207526400 | HRCU-A-CB | 4TWV8X36A1 | 4TXCB006DS3 | Singlezone Ducted, Centrally Ducted | 33000 | 26600 | 3.3 | 21000 | 1.92
TRANE |  | 207526474 | HRCU-A-CB | 4TWV8X36A1 | 4TXCB006DS3 | Singlezone Ducted, Centrally Ducted | 33000 | 26600 | 3.3 | 21000 | 1.92
MDV |  | 9101403 | HRCU-A-CB-O | MOCA31-18HFN1-MT0W | CS11M-18HRFN1-MT0W | Singlezone Non-Ducted, Wall Placement | 18000 | 11400 | 2.72 | 11178 | 2.02
MDV |  | 9101401 | HRCU-A-CB-O | MOBA30-09HFN1-MT0W | CS11M-09HRFN1-MX0W(A) | Singlezone Non-Ducted, Wall Placement | 9800 | 5800 | 2.74 | 7989 | 2
MDV |  | 202415590 | HRCU-A-CB-O | MOD30-22HFN1-MW5W | MSAB2F-22HRFN1-MW5W | Singlezone Non-Ducted, Wall Placement | 24000 | 15400 | 3.01 | 25624 | 2.1
MDV |  | 8719215 | HRCU-A-CB-O | MOCA31-18HFN1-MT0W | MSABE-18HRFN1-MT0W | Singlezone Non-Ducted, Wall Placement | 18000 | 10400 | 2.72 | 10953 | 1.9
MDV |  | 200059281 | HRCU-A-CB-O | MOCA30-09HFN1-MZA5W | MSOP1B-09HRFN1-MZA5W | Singlezone Non-Ducted, Wall Placement | 10000 | 7200 | 2.78 | 13047 | 1.91
MDV |  | 200059283 | HRCU-A-CB-O | MOCA30-12HFN1-MZ50W | MSOP1B-12HRFN1-MZ50W | Singlezone Non-Ducted, Wall Placement | 12000 | 6800 | 2.62 | 13873 | 2.03
MDV |  | 200059299 | HRCU-A-CB | MOD31-24HFN1-MT0W | MTIU-24HWFN1-M | Singlezone Ducted, Compact Ducted | 24400 | 16000 | 2.69 | 18500 | 2.04
MDV |  | 8740675 | HRCU-A-CB-O | MOD31-24HFN1-MT0W | MUEU-24HRFN1-M(C) | Singlezone Non-Ducted, Floor Placement | 24000 | 15000 | 2.85 | 17817 | 1.9
DIRECT AIR |  | 9680947 | HRCU-A-CB-O | MOBA30-09HFN1-MT0W | CS11M-09HRFN1-MX0W(A) | Singlezone Non-Ducted, Wall Placement | 9800 | 5800 | 2.74 | 7989 | 2
EMI |  | 8993367 | HRCU-A-CB-O | SZ1H18DAA | WALH18DAA | Singlezone Non-Ducted, Wall Placement | 18000 | 10400 | 2.72 | 10953 | 1.9
ELIOS |  | 205300173 | HRCU-A-CB | DE09HOS25230E3 | DM09HIDU230X5 | Singlezone Ducted, Compact Ducted | 10000 | 7200 | 2.74 | 8300 | 2.06
ELIOS |  | 205300169 | HRCU-A-CB | DE24HOS23230E2 | DM24HIDU230X5 | Singlezone Ducted, Compact Ducted | 24400 | 16000 | 2.69 | 18500 | 2.04
ELIOS |  | 205300168 | HRCU-A-CB | DE18HOS23230E2 | DM18HIDU230X5 | Singlezone Ducted, Compact Ducted | 18000 | 12000 | 2.61 | 10300 | 1.95
MDV |  | 205767337 | HRCU-A-CB | MOE30U-36HFN1-M-[X] | MTI-36HWFN1-M | Singlezone Ducted, Compact Ducted | 40000 | 28000 | 2.75 | 43000 | 2.1
C&H |  | 205263869 | HRCU-A-CB-O | CH-18SPH-230VO | CH-18MSPHWM-230VI | Singlezone Non-Ducted, Wall Placement | 18000 | 10400 | 2.72 | 10953 | 1.9
C&H |  | 205263877 | HRCU-A-CB-O | CH-09SPH-230VO | CH-D09MSPHWM-230VI | Singlezone Non-Ducted, Wall Placement | 9800 | 5800 | 2.74 | 7989 | 2
C&H |  | 205263879 | HRCU-A-CB-O | CH-18SPH-230VO | CH-D18MSPHWM-230VI | Singlezone Non-Ducted, Wall Placement | 18000 | 11400 | 2.72 | 11178 | 2.02
C&H |  | 205263851 | HRCU-A-CB | CH-HYP09SPH230VO | CH-M09DTUI | Singlezone Ducted, Compact Ducted | 10000 | 7200 | 2.74 | 8300 | 2.06
C&H |  | 205263859 | HRCU-A-CB | CH-24SPH-230VO | CH-M24DTUI | Singlezone Ducted, Compact Ducted | 24400 | 16000 | 2.69 | 18500 | 2.04
C&H |  | 205263856 | HRCU-A-CB | CH-18SPH-230VO | CH-M18DTUI | Singlezone Ducted, Compact Ducted | 18000 | 12000 | 2.61 | 10300 | 1.95
NAPOLEON |  | 205309935 | HRCU-A-CB-O | NH21-09F-O | NH25-09F-I | Singlezone Non-Ducted, Wall Placement | 9800 | 5800 | 2.74 | 7989 | 2
NAPOLEON |  | 205309937 | HRCU-A-CB-O | NH21-18F-O | NH25-18F-I | Singlezone Non-Ducted, Wall Placement | 18000 | 11400 | 2.72 | 11178 | 2.02
NAPOLEON |  | 8952863 | HRCU-A-CB-O | NH21-18F-O | NH21-18F-I | Singlezone Non-Ducted, Wall Placement | 18000 | 10400 | 2.72 | 10953 | 1.9
MRCOOL |  | 204783911 | HRCU-A-CB-O | O-ES-09-HP-C-230 | O-09-HP-WMAH-230A | Singlezone Non-Ducted, Wall Placement | 9800 | 5800 | 2.74 | 7989 | 2
MRCOOL |  | 204469768 | HRCU-A-CB | O-HH-09-HP-C-230 | DUCT-09HP-230 | Singlezone Ducted, Compact Ducted | 10000 | 7200 | 2.74 | 8300 | 2.06
MRCOOL |  | 204783913 | HRCU-A-CB-O | O-ES-18-HP-C-230 | O-18-HP-WMAH-230A | Singlezone Non-Ducted, Wall Placement | 18000 | 11400 | 2.72 | 11178 | 2.02
MRCOOL |  | 204469763 | HRCU-A-CB | O-ES-18-HP-C-230 | DUCT-18HP-230 | Singlezone Ducted, Compact Ducted | 18000 | 12000 | 2.61 | 10300 | 1.95
MRCOOL |  | 204469764 | HRCU-A-CB | O-ES-24-HP-C-230 | DUCT-24HP-230 | Singlezone Ducted, Compact Ducted | 24400 | 16000 | 2.69 | 18500 | 2.04
MRCOOL |  | 204711123 | HRCU-A-CB-O | DIY-18-HP-C-230B | DIY-18-HP-WMAH-230B | Singlezone Non-Ducted, Wall Placement | 18000 | 11300 | 2.81 | 12357 | 2.17
C&H |  | 205047857 | HRCU-A-CB-O | CH-09SPH-230VO | CH-09DKT230VI | Singlezone Non-Ducted, Wall Placement | 9800 | 5800 | 2.74 | 7989 | 2
C&H |  | 204098433 | HRCU-A-CB-O | CH-24SPH-230VO | CH-24MSPHFC-230VI | Singlezone Non-Ducted, Floor Placement | 24000 | 15000 | 2.85 | 17817 | 1.9
C&H |  | 9119326 | HRCU-A-CB-O | CH-18SPH-230VO | CH-18SPH-230VI | Singlezone Non-Ducted, Wall Placement | 18000 | 10400 | 2.72 | 10953 | 1.9
C&H |  | 204098423 | HRCU-A-CB | CH-24SPH-230VO | CH-24LCDTU/I | Singlezone Ducted, Compact Ducted | 24400 | 16000 | 2.69 | 18500 | 2.04
TRANE |  | 207526475 | HRCU-A-CB | 4TWV8X36A1 | 4TXCB006DS3 | Singlezone Ducted, Centrally Ducted | 32800 | 26400 | 3.31 | 20800 | 1.9
C&H |  | 205104726 | HRCU-A-CB-O | CH-18SPH-230VO | CH-18DKT230VI | Singlezone Non-Ducted, Wall Placement | 18000 | 11400 | 2.72 | 11178 | 2.02
C&H |  | 204098424 | HRCU-A-CB | CH-09DKT230VO | CH-09LCDTU/I | Singlezone Ducted, Compact Ducted | 10000 | 7200 | 2.74 | 8300 | 2.06
C&H |  | 204098422 | HRCU-A-CB | CH-18SPH-230VO | CH-18LCDTU/I | Singlezone Ducted, Compact Ducted | 18000 | 12000 | 2.61 | 10300 | 1.95
MOOVAIR |  | 203238509 | HRCU-A-CB-O | DM09HOS23230E2 | DM09HIW23230E3 | Singlezone Non-Ducted, Wall Placement | 9800 | 5800 | 2.74 | 7989 | 2
MOOVAIR |  | 203238512 | HRCU-A-CB-O | DM18HOS23230E2 | DM18HIW23230E3 | Singlezone Non-Ducted, Wall Placement | 18000 | 11400 | 2.72 | 11178 | 2.02
MOOVAIR |  | 204005739 | HRCU-A-CB | DM24HOS23230E2 | DM24HIDU230X5 | Singlezone Ducted, Compact Ducted | 24400 | 16000 | 2.69 | 18500 | 2.04
MOOVAIR |  | 204005740 | HRCU-A-CB | DM09HOS25230E3 | DM09HIDU230X5 | Singlezone Ducted, Compact Ducted | 10000 | 7200 | 2.74 | 8300 | 2.06
MOOVAIR |  | 204005738 | HRCU-A-CB | DM18HOS23230E2 | DM18HIDU230X5 | Singlezone Ducted, Compact Ducted | 18000 | 12000 | 2.61 | 10300 | 1.95
ELIOS |  | 203238486 | HRCU-A-CB-O | DE09HOS23230E2 | DE09HIW23230E3 | Singlezone Non-Ducted, Wall Placement | 9800 | 5800 | 2.74 | 7989 | 2
ELIOS |  | 203238488 | HRCU-A-CB-O | DE18HOS23230E2 | DE18HIW23230E3 | Singlezone Non-Ducted, Wall Placement | 18000 | 11400 | 2.72 | 11178 | 2.02
ELIOS |  | 204005778 | HRCU-A-CB | DE09HOS25230E3 | DE09HIDU230X5 | Singlezone Ducted, Compact Ducted | 10000 | 7200 | 2.74 | 8300 | 2.06
ELIOS |  | 203238495 | HRCU-A-CB | DE18HOS23230E2 | DE18HIDU230X5 | Singlezone Ducted, Compact Ducted | 18000 | 12000 | 2.61 | 10300 | 1.95
ELIOS |  | 203238496 | HRCU-A-CB | DE24HOS23230E2 | DE24HIDU230X5 | Singlezone Ducted, Compact Ducted | 24400 | 16000 | 2.69 | 18500 | 2.04
COMFORTSTAR |  | 202575859 | HRCU-A-CB-O | CPP009CD(O) | CXH009CD(I) | Singlezone Non-Ducted, Wall Placement | 9800 | 5800 | 2.74 | 7989 | 2
COMFORTSTAR |  | 202575861 | HRCU-A-CB-O | CPP018CD(O) | CXH018CD(I) | Singlezone Non-Ducted, Wall Placement | 18000 | 11400 | 2.72 | 11178 | 2.02
COMFORTSTAR |  | 8854585 | HRCU-A-CB-O | CPP018CD(O) | CPP018CD(I) | Singlezone Non-Ducted, Wall Placement | 18000 | 10400 | 2.72 | 10953 | 1.9
COMFORTSTAR |  | 9119315 | HRCU-A-CB-O | CPP024CD(O) | FPA-24 | Singlezone Non-Ducted, Floor Placement | 24000 | 15000 | 2.85 | 17817 | 1.9
COMFORTSTAR |  | 10595506 | HRCU-A-CB | CPP024CD(O) | CPA-24B | Singlezone Ducted, Compact Ducted | 24400 | 16000 | 2.69 | 18500 | 2.04
COMFORTSTAR |  | 202575866 | HRCU-A-CB | CXH009CD(O) | CPA-09B | Singlezone Ducted, Compact Ducted | 10000 | 7200 | 2.74 | 8300 | 2.06
COMFORTSTAR |  | 10595505 | HRCU-A-CB | CPP018CD(O) | CPA-18B | Singlezone Ducted, Compact Ducted | 18000 | 12000 | 2.61 | 10300 | 1.95
COMFORTSTAR |  | 202575853 | HRCU-A-CB-O | CPP009CD(O) | CXH009CD(I)-WIFI | Singlezone Non-Ducted, Wall Placement | 9800 | 5800 | 2.74 | 7989 | 2
COMFORTSTAR |  | 202575855 | HRCU-A-CB-O | CPP018CD(O) | CXH018CD(I)-WIFI | Singlezone Non-Ducted, Wall Placement | 18000 | 11400 | 2.72 | 11178 | 2.02
MDV |  | 200059289 | HRCU-A-CB | MOB30-09HFN1-MX0W | MTIU-09HWFN1-M | Singlezone Ducted, Compact Ducted | 10000 | 7200 | 2.74 | 8300 | 2.06
MDV |  | 200059297 | HRCU-A-CB | MOCA31-18HFN1-MT0W | MTIU-18HWFN1-M | Singlezone Ducted, Compact Ducted | 18000 | 12000 | 2.61 | 10300 | 1.95
KERR |  | 202110997 | HRCU-A-CB | A-KMH09SU-1 | B-KMH09DU-1 | Singlezone Ducted, Compact Ducted | 10000 | 7200 | 2.74 | 8300 | 2.06
MOOVAIR |  | 206377754 | HRCU-A-CB-O | DM09HOS42230E4 | DM09HIW42230E4 | Singlezone Non-Ducted, Wall Placement | 10000 | 7200 | 2.78 | 13047 | 1.91
ELIOS |  | 206377757 | HRCU-A-CB-O | DE12HOS42230E4 | DE12HIW42230E4 | Singlezone Non-Ducted, Wall Placement | 12000 | 6800 | 2.62 | 13873 | 2.03
MOOVAIR |  | 206377756 | HRCU-A-CB-O | DM12HOS42230E4 | DM12HIW42230E4 | Singlezone Non-Ducted, Wall Placement | 12000 | 6800 | 2.62 | 13873 | 2.03
ELIOS |  | 206377755 | HRCU-A-CB-O | DE09HOS42230E4 | DE09HIW42230E4 | Singlezone Non-Ducted, Wall Placement | 10000 | 7200 | 2.78 | 13047 | 1.91
KANIONCO |  | 204760846 | HRCU-A-CB | KD-18R410AH | KD-18R410AH | Singlezone Ducted, Compact Ducted | 18000 | 12000 | 2.61 | 10300 | 1.95
KANIONCO |  | 204760847 | HRCU-A-CB | KD-24R410AH | KD-24R410AH | Singlezone Ducted, Compact Ducted | 24400 | 16000 | 2.69 | 18500 | 2.04
KANIONCO |  | 204760841 | HRCU-A-CB-O | KWSM-18IR410AHS21 | KWSM-18IR410AHS21 | Singlezone Non-Ducted, Wall Placement | 18000 | 10400 | 2.72 | 10953 | 1.9
MDV |  | 205993851 | HRCU-A-CB-O | MOX230-12HFN1-BW0W | MS11M-12HRFN1-BV0W | Singlezone Non-Ducted, Wall Placement | 12400 | 6800 | 2.55 | 5688 | 2.01
TRANE |  | 207526473 | HRCU-A-CB | 4TWV8X36A1 | 4TXCB006DS3 | Singlezone Ducted, Centrally Ducted | 33000 | 26400 | 3.31 | 20740 | 1.9
PIONEER |  | 8819851 | HRCU-A-CB-O | YN018GMFI22RPD | WS018GMFI22HLD | Singlezone Non-Ducted, Wall Placement | 18000 | 10400 | 2.72 | 10953 | 1.9
MOOVAIR |  | 206401439 | HRCU-A-CB-O | DM18HOS25230E3A | DM18HIW23230E3 | Singlezone Non-Ducted, Wall Placement | 18000 | 10900 | 2.58 | 16497 | 1.9
ELIOS |  | 206401445 | HRCU-A-CB-O | DE18HOS25230E3A | DE18HIW23230E3 | Singlezone Non-Ducted, Wall Placement | 18000 | 10900 | 2.58 | 16497 | 1.9
DIRECT AIR |  | 205816491 | HRCU-A-CB-O | MOX430-17HFN1-MT0W | CS11M-18HRFN1-MT0W | Singlezone Non-Ducted, Wall Placement | 18000 | 10900 | 2.58 | 16497 | 1.9
CANAIR |  | 205816493 | HRCU-A-CB-O | C23SCH18H22 | C23SEH18H21 | Singlezone Non-Ducted, Wall Placement | 18000 | 10900 | 2.58 | 16497 | 1.9
COMFORT-AIRE |  | 205747696 | HRCU-A-CB-O | A-VMH18SU-1B | B-VMH18SU-1B | Singlezone Non-Ducted, Wall Placement | 18000 | 10900 | 2.58 | 16497 | 1.9
MDV |  | 205746254 | HRCU-A-CB-O | MOX430-17HFN1-MT0W | CS11M-18HRFN1-MT0W | Singlezone Non-Ducted, Wall Placement | 18000 | 10900 | 2.58 | 16497 | 1.9
TRANE |  | 207526880 | HRCU-A-CB | 4TWV0X36A1 | TEM6A0C36H31+TDR+RP | Singlezone Ducted, Centrally Ducted | 30600 | 25000 | 3.08 | 19440 | 1.9
C&H |  | 201992974 | HRCU-A-CB | CH-18LCU/O | CH-18LCDTU/I | Singlezone Ducted, Compact Ducted | 18000 | 12000 | 2.61 | 10300 | 1.95
C&H |  | 205901586 | HRCU-A-CB | CH-HYP36LCUO | CH-36LCDTU/I | Singlezone Ducted, Compact Ducted | 40000 | 28000 | 2.75 | 43000 | 2.1
PERFECTAIRE |  | 207192288 | HRCU-A-CB | 1PAMSHH09-SZO-25 | 2PAMSDH09 | Singlezone Ducted, Compact Ducted | 10000 | 7200 | 2.74 | 8300 | 2.06
PERFECTAIRE |  | 207192283 | HRCU-A-CB-O | 2PAMSH18-MZO | 2PAMSH18-MZW | Singlezone Non-Ducted, Wall Placement | 18000 | 10400 | 2.72 | 10953 | 1.9
KARDA |  | 206348120 | HRCU-A-CB | 1KARDA09SZO25 | 2PAMSDH09 | Singlezone Ducted, Compact Ducted | 10000 | 7200 | 2.74 | 8300 | 2.06
AC PRO.COM |  | 205921395 | HRCU-A-CB-O | AOBA30-09HFN1-MT0W | AS11M-09HRFN1-MXOW(A) | Singlezone Non-Ducted, Wall Placement | 9800 | 5800 | 2.74 | 7989 | 2
AC PRO.COM |  | 205355555 | HRCU-A-CB | AOCA31-18HFN1-MT0W | ATIU-18HWFN1-M | Singlezone Ducted, Compact Ducted | 18000 | 12000 | 2.61 | 10300 | 1.95
AC PRO.COM |  | 205921397 | HRCU-A-CB-O | AOCA31-18HFN1-MT0W | AS11M-18HRFN1-MTOW | Singlezone Non-Ducted, Wall Placement | 18000 | 11400 | 2.72 | 11178 | 2.02
AC PRO.COM |  | 205355556 | HRCU-A-CB | AOD31-24HFN1-MT0W | ATIU-24HWFN1-M | Singlezone Ducted, Compact Ducted | 24400 | 16000 | 2.69 | 18500 | 2.04
AC PRO.COM |  | 205355567 | HRCU-A-CB-O | AOD31-24HFN1-MT0W | AUEU-24HRFN1-M(C) | Singlezone Non-Ducted, Floor Placement | 24000 | 15000 | 2.85 | 17817 | 1.9
ECO AC |  | 206902026 | HRCU-A-CB | EHH-O18BA | EHH-D18BA | Singlezone Ducted, Compact Ducted | 18000 | 12000 | 2.61 | 10300 | 1.95
ECO AC |  | 206902023 | HRCU-A-CB-O | EHH-O18BA | EHH-W18BA | Singlezone Non-Ducted, Wall Placement | 18000 | 10400 | 2.72 | 10953 | 1.9
MOOVAIR |  | 208119824 | HRCU-A-CB-O | DMA09HOS28230E8 | DM09HIW23230E3 | Singlezone Non-Ducted, Wall Placement | 11500 | 7100 | 2.85 | 9898 | 1.9
MDV |  | 202415591 | HRCU-A-CB-O | MOD30-18HFN1-MZ22W | MSAB2F-18HRFN1-MZ22W | Singlezone Non-Ducted, Wall Placement | 18000 | 12300 | 3.19 | 17920 | 2.13
ELIOS |  | 206853242 | HRCU-A-CB | DE36HOS25230E3 | DM36HIDU230X5 | Singlezone Ducted, Compact Ducted | 40000 | 28000 | 2.75 | 43000 | 2.1
MOOVAIR |  | 206853240 | HRCU-A-CB | DM36HOS25230E3 | DM36HIDU230X5 | Singlezone Ducted, Compact Ducted | 40000 | 28000 | 2.75 | 43000 | 2.1
MDV |  | 205993852 | HRCU-A-CB-O | MOX330-09HFN1-MY5W | CS11M-09HRFN1-MX0W(A) | Singlezone Non-Ducted, Wall Placement | 11500 | 7100 | 2.85 | 9898 | 1.9
DUCTLESSAIRE |  | 9150139 | HRCU-A-CB-O | DA1821-H2-O | DA1821-H2-I | Singlezone Non-Ducted, Wall Placement | 18000 | 10400 | 2.72 | 10953 | 1.9
ELIOS |  | 208119828 | HRCU-A-CB-O | DEA09HOS28230E8 | DE09HIW23230E3 | Singlezone Non-Ducted, Wall Placement | 11500 | 7100 | 2.85 | 9898 | 1.9
SENVILLE |  | 205921390 | HRCU-A-CB | SENA/09HF/OZ | SENA/09HF/ID | Singlezone Ducted, Compact Ducted | 10000 | 7200 | 2.74 | 8300 | 2.06
KERR |  | 208141193 | HRCU-A-CB-O | A-KMH09SV-1 | B-KMH09SU-1 | Singlezone Non-Ducted, Wall Placement | 11500 | 7100 | 2.85 | 9898 | 1.9
COMFORT-AIRE |  | 208141181 | HRCU-A-CB-O | A-KMH09SV-1 | B-KMH09SU-1 | Singlezone Non-Ducted, Wall Placement | 11500 | 7100 | 2.85 | 9898 | 1.9
COMFORT-AIRE |  | 208141173 | HRCU-A-CB-O | A-VMH09SV-1 | B-VMH09SU-1C | Singlezone Non-Ducted, Wall Placement | 11500 | 7100 | 2.85 | 9898 | 1.9
COMFORT-AIRE |  | 208141167 | HRCU-A-CB-O | A-VMH09SV-1 | B-VMH09SU-1 | Singlezone Non-Ducted, Wall Placement | 11500 | 7100 | 2.85 | 9898 | 1.9
MDV |  | 207617659 | HMSV-A-CB | M5OG-42HFN1-M-[X] | MTIU-09HWFN1-M | Multizone All Ducted | 49000 | 28000 | 2.53 | 48000 | 1.99
ECO AC |  | 207826045 | HRCU-A-CB-O | EHH-O09BB | EHH-W09BB | Singlezone Non-Ducted, Wall Placement | 10000 | 8300 | 2.67 | 6544 | 1.98
DAIKIN | DZ9VC | 210607570 | HRCU-A-CB | DZ9VCA2410A* | CA*F3137*6A*+MBVC1200**-1A*+TX | Singlezone Ducted, Centrally Ducted | 23000 | 14000 | 2.6 | 13100 | 2.19
ECO AC |  | 207825490 | HRCU-A-CB-O | EHH-O9BB | EHH-W09BB | Singlezone Non-Ducted, Wall Placement | 10000 | 8300 | 2.67 | 6544 | 1.98
KANIONco |  | 207699079 | HRCU-A-CB-O | KWSM-09IR410AHS24MV | KWSM-09IR410AHS24MV | Singlezone Non-Ducted, Wall Placement | 10000 | 8300 | 2.67 | 6544 | 1.98
HEIL | QUIETCOMFORT DELUXE 18 VS HP 2-STAGE | 210468206 | HRCU-A-CB | HVH837GKA2*+TSTAT | EHD4X60AAL | Singlezone Ducted, Centrally Ducted | 47000 | 30600 | 2.52 | 24200 | 1.98
AIRQUEST | DELUXE 19 VS HP 2-STAGE | 210468208 | HRCU-A-CB | HVH837GKA2*+TSTAT | EHD4X60AAL | Singlezone Ducted, Centrally Ducted | 47000 | 30600 | 2.52 | 24200 | 1.98
ARCOAIRE | DURACOMFORT DELUXE 18 VS HP 2-STAGE | 210468209 | HRCU-A-CB | HVH837GKA2*+TSTAT | EHD4X60AAL | Singlezone Ducted, Centrally Ducted | 47000 | 30600 | 2.52 | 24200 | 1.98
HEIL | QUIETCOMFORT DELUXE 18 VS HP 2-STAGE | 210468316 | HRCU-A-CB | HVH837GKA2*+TSTAT | EHD4X60AAL | Singlezone Ducted, Centrally Ducted | 46500 | 30400 | 2.5 | 24200 | 1.98
AIRQUEST | DELUXE 19 VS HP 2-STAGE | 210468318 | HRCU-A-CB | HVH837GKA2*+TSTAT | EHD4X60AAL | Singlezone Ducted, Centrally Ducted | 46500 | 30400 | 2.5 | 24200 | 1.98
ARCOAIRE | DURACOMFORT DELUXE 18 VS HP 2-STAGE | 210468319 | HRCU-A-CB | HVH837GKA2*+TSTAT | EHD4X60AAL | Singlezone Ducted, Centrally Ducted | 46500 | 30400 | 2.5 | 24200 | 1.98
KANIONco |  | 207699078 | HRCU-A-CB-O | KWSM-12IR410AHS21.5MVL | KWSM-12IR410AHS21.5MVL | Singlezone Non-Ducted, Wall Placement | 12000 | 8400 | 2.77 | 6725 | 2.07
TEMPSTAR | SMARTCOMFORT DELUXE 18 VS HP | 210458487 | HRCU-A-CB | TVH837GKA2*+TSTAT | EA*4X37L21A* | Singlezone Ducted, Centrally Ducted | 47500 | 30800 | 2.52 | 24400 | 1.98
TEMPSTAR | SMARTCOMFORT DELUXE 18 VS HP | 210459744 | HRCU-A-CB | TVH837GKA2*+TSTAT | EA*4X43L21A* | Singlezone Ducted, Centrally Ducted | 47500 | 30800 | 2.52 | 24400 | 1.98
STEALTH | ACIQ | 212316205 | HMSV-A-CB | ACIQ-55Z-HH-M5B |  | Multizone Mix of Ducted and Non-Ducted | 55000 | 34800 | 2.5 | 47000 | 1.94
CUSTOM COMFORT |  | 212365444 | HMSV-A-CB | CCOXHAMZ555HP |  | Multizone Mix of Ducted and Non-Ducted | 55000 | 34800 | 2.5 | 47000 | 1.94
POLARWAVE | ACIQ | 212316119 | HMSV-A-CB | ACIQ-55Z-HH-M5B |  | Multizone Mix of Ducted and Non-Ducted | 55000 | 34800 | 2.5 | 47000 | 1.94
MOOVAIR | DM-series | 208136321 | HMSV-A-CB | DMA55HOM25230X3 |  | Multizone Mix of Ducted and Non-Ducted | 55000 | 34800 | 2.5 | 47000 | 1.94
ELIOS | DE-series | 208136315 | HMSV-A-CB | DEA55HOM25230X3 |  | Multizone Mix of Ducted and Non-Ducted | 55000 | 34800 | 2.5 | 47000 | 1.94
TEMPSTAR | SMARTCOMFORT DELUXE 18 VS HP | 210461333 | HRCU-A-CB | TVH837GKA2*+TSTAT | EA*4X61L21A* | Singlezone Ducted, Centrally Ducted | 46500 | 30400 | 2.5 | 24200 | 1.96
TEMPSTAR | SMARTCOMFORT DELUXE 18 VS HP | 210461421 | HRCU-A-CB | TVH837GKA2*+TSTAT | EA*4X61L21A* | Singlezone Ducted, Centrally Ducted | 47000 | 30600 | 2.5 | 24400 | 1.98
TEMPSTAR | SMARTCOMFORT DELUXE 18 VS HP | 210461434 | HRCU-A-CB | TVH837GKA2*+TSTAT | EA*4X61L21A* | Singlezone Ducted, Centrally Ducted | 47000 | 30600 | 2.5 | 24400 | 1.98
TEMPSTAR | SMARTCOMFORT DELUXE 18 VS HP | 210461457 | HRCU-A-CB | TVH837GKA2*+TSTAT | EA*4X61L21A* | Singlezone Ducted, Centrally Ducted | 46500 | 30600 | 2.5 | 24400 | 1.96
1HVAC | ACIQ | 210857364 | HMSV-A-CB | ACIQ-55Z-HH-M5B |  | Multizone Mix of Ducted and Non-Ducted | 55000 | 34800 | 2.5 | 47000 | 1.94
TEMPSTAR | SMARTCOMFORT DELUXE 18 VS HP | 210461755 | HRCU-A-CB | TVH837GKA2*+TSTAT | EA*4X61L24A* | Singlezone Ducted, Centrally Ducted | 46500 | 30600 | 2.5 | 24200 | 1.98
ACIQ | ACIQ | 210857382 | HMSV-A-CB | ACIQ-55Z-HH-M5B |  | Multizone Mix of Ducted and Non-Ducted | 55000 | 34800 | 2.5 | 47000 | 1.94
TEMPSTAR | SMARTCOMFORT DELUXE 18 VS HP | 210461767 | HRCU-A-CB | TVH837GKA2*+TSTAT | EA*4X61L24A* | Singlezone Ducted, Centrally Ducted | 46500 | 30400 | 2.5 | 24200 | 1.98
TEMPSTAR | SMARTCOMFORT DELUXE 18 VS HP | 210461800 | HRCU-A-CB | TVH837GKA2*+TSTAT | EA*4X61L24A* | Singlezone Ducted, Centrally Ducted | 47000 | 30600 | 2.5 | 24400 | 1.96
TEMPSTAR | SMARTCOMFORT DELUXE 18 VS HP | 210461811 | HRCU-A-CB | TVH837GKA2*+TSTAT | EA*4X61L24A* | Singlezone Ducted, Centrally Ducted | 47000 | 30600 | 2.5 | 24400 | 1.98
TEMPSTAR | SMARTCOMFORT DELUXE 18 VS HP | 210461833 | HRCU-A-CB | TVH837GKA2*+TSTAT | EA*4X61L24A* | Singlezone Ducted, Centrally Ducted | 46500 | 30400 | 2.5 | 24000 | 1.96
DIYCOOL | ACIQ | 210857400 | HMSV-A-CB | ACIQ-55Z-HH-M5B |  | Multizone Mix of Ducted and Non-Ducted | 55000 | 34800 | 2.5 | 47000 | 1.94
TEMPSTAR | SMARTCOMFORT DELUXE 18 VS HP | 210461844 | HRCU-A-CB | TVH837GKA2*+TSTAT | EA*4X61L24A* | Singlezone Ducted, Centrally Ducted | 47000 | 30600 | 2.5 | 24400 | 1.98
TEMPSTAR | SMARTCOMFORT DELUXE 18 VS HP | 210461968 | HRCU-A-CB | TVH837GKA2*+TSTAT | EA*4X61L24A* | Singlezone Ducted, Centrally Ducted | 47000 | 30600 | 2.5 | 24400 | 1.98
TEMPSTAR | SMARTCOMFORT DELUXE 18 VS HP | 210462023 | HRCU-A-CB | TVH837GKA2*+TSTAT | EA*4X61L24A* | Singlezone Ducted, Centrally Ducted | 47000 | 30800 | 2.52 | 24400 | 1.98
TEMPSTAR | SMARTCOMFORT DELUXE 18 VS HP | 210464176 | HRCU-A-CB | TVH837GKA2*+TSTAT | EN(A,D,W)4X48L21** | Singlezone Ducted, Centrally Ducted | 47500 | 30800 | 2.5 | 24200 | 1.96
TEMPSTAR | SMARTCOMFORT DELUXE 18 VS HP | 210464311 | HRCU-A-CB | TVH837GKA2*+TSTAT | EN(A,D,W)4X48L21** | Singlezone Ducted, Centrally Ducted | 48000 | 31000 | 2.5 | 24400 | 1.94
TEMPSTAR | SMARTCOMFORT DELUXE 18 VS HP | 210464466 | HRCU-A-CB | TVH837GKA2*+TSTAT | EN(A,D,W)4X48L21** | Singlezone Ducted, Centrally Ducted | 48000 | 31000 | 2.5 | 24400 | 1.94
TEMPSTAR | SMARTCOMFORT DELUXE 18 VS HP | 210464609 | HRCU-A-CB | TVH837GKA2*+TSTAT | EN(A,D)4X48L24** | Singlezone Ducted, Centrally Ducted | 48000 | 31000 | 2.5 | 24400 | 1.96
TEMPSTAR | SMARTCOMFORT DELUXE 18 VS HP | 210464621 | HRCU-A-CB | TVH837GKA2*+TSTAT | EN(A,D)4X48L24** | Singlezone Ducted, Centrally Ducted | 47500 | 30800 | 2.5 | 24200 | 1.96
TEMPSTAR | SMARTCOMFORT DELUXE 18 VS HP | 210464687 | HRCU-A-CB | TVH837GKA2*+TSTAT | EN(A,D)4X48L24** | Singlezone Ducted, Centrally Ducted | 47500 | 30600 | 2.5 | 24200 | 1.94
TEMPSTAR | SMARTCOMFORT DELUXE 18 VS HP | 210464822 | HRCU-A-CB | TVH837GKA2*+TSTAT | EN(A,D)4X48L24** | Singlezone Ducted, Centrally Ducted | 48000 | 31000 | 2.5 | 24400 | 1.94
TEMPSTAR | SMARTCOMFORT DELUXE 18 VS HP | 210465010 | HRCU-A-CB | TVH837GKA2*+TSTAT | EN(A,D,W)4X60L24** | Singlezone Ducted, Centrally Ducted | 47000 | 30600 | 2.5 | 24000 | 1.96
CanAir |  | 207683251 | HRCU-A-CB-O | C22SCH09H21 | C22SEH09H21 | Singlezone Non-Ducted, Wall Placement | 10000 | 6900 | 2.53 | 6400 | 1.95
KANIONco |  | 207699091 | HRCU-A-CB-O | KWSM-09IR410AHS21.5MV | KWSM-09IR410AHS21.5MV | Singlezone Non-Ducted, Wall Placement | 10000 | 6900 | 2.53 | 6400 | 1.95
ECO AC |  | 207825487 | HRCU-A-CB-O | EHS-O9BB | EHS-W09BB | Singlezone Non-Ducted, Wall Placement | 10000 | 6900 | 2.53 | 6400 | 1.95
ECO AC |  | 207826044 | HRCU-A-CB-O | EHS-O09BB | EHS-W09BB | Singlezone Non-Ducted, Wall Placement | 10000 | 6900 | 2.53 | 6400 | 1.95
Cooper&Hunter |  | 210799572 | HRCU-A-CB-O | CH-NY09MIA-230VO | CH-NY09MIA-230VI | Singlezone Non-Ducted, Wall Placement | 10000 | 6900 | 2.53 | 6400 | 1.95
TEMPSTAR | SMARTCOMFORT DELUXE 18 VS HP | 210468214 | HRCU-A-CB | TVH837GKA2*+TSTAT | EHD4X60AAL | Singlezone Ducted, Centrally Ducted | 47000 | 30600 | 2.52 | 24200 | 1.98
SLIMAIR |  | 208447935 | HRCU-A-CB-O | SHC12VE1AG | SHM12VE1AG | Singlezone Non-Ducted, Wall Placement | 12000 | 8900 | 2.75 | 6858 | 2.07
TEMPSTAR | SMARTCOMFORT DELUXE 18 VS HP | 210468324 | HRCU-A-CB | TVH837GKA2*+TSTAT | EHD4X60AAL | Singlezone Ducted, Centrally Ducted | 46500 | 30400 | 2.5 | 24200 | 1.98
SLIMAIR |  | 208447937 | HRCU-A-CB-O | SHC12VE2AG | SHM12VE2AG | Singlezone Non-Ducted, Wall Placement | 12000 | 10000 | 2.69 | 8820 | 2.25
SLIMAIR |  | 208447945 | HRCU-A-CB-O | SHC12VE2AG | SHMZ12VC2AG | Singlezone Non-Ducted, Wall Placement | 12000 | 10000 | 2.69 | 8820 | 2.25
NAPOLEON |  | 207683230 | HRCU-A-CB-O | NDHAS22-12-O | NDHAS22-12-I | Singlezone Non-Ducted, Wall Placement | 12000 | 10000 | 2.69 | 8820 | 2.25
ECO AC | E-series | 207825500 | HMSV-A-CB | EMH-2O18BB |  | Multizone Mix of Ducted and Non-Ducted | 19000 | 14600 | 2.5 | 14000 | 2.17
KANIONCO | K series | 212360146 | HMSV-A-CB | KWSMO-18R410AIHH |  | Multizone Mix of Ducted and Non-Ducted | 19000 | 14600 | 2.5 | 14000 | 2.17
SLIMAIR |  | 208447928 | HRCU-A-CB-O | SHC09VC2AG | SHM09VC2AG | Singlezone Non-Ducted, Wall Placement | 10000 | 6000 | 2.51 | 6933 | 1.97
Cooper&Hunter |  | 210799599 | HRCU-A-CB-O | CH-HPR24-230VO | CH-N24MSPHCT-230VI | Singlezone Non-Ducted, Wall Placement | 25000 | 21000 | 2.64 | 26000 | 1.95
Star Air Kontrol |  | 211726667 | HMSV-A-CB | SAK-18-21MUZ/220(OUT)* |  | Multizone Mix of Ducted and Non-Ducted | 19000 | 14600 | 2.5 | 14000 | 2.17
LBG Products |  | 208130834 | HRCU-A-CB-O | LBHB24DVWO | LMHB24DSI | Singlezone Non-Ducted, Wall Placement | 25000 | 21000 | 2.64 | 26000 | 1.95
COMFORTMAKER | SOFTSOUND DELUXE 18 VS HP 2-STAGE | 210458483 | HRCU-A-CB | CVH837GKA2*+TSTAT | EA*4X37L21A* | Singlezone Ducted, Centrally Ducted | 47500 | 30800 | 2.52 | 24400 | 1.98
DAY & NIGHT | CONSTANTCOMFORT DELUXE 18 VS HP 2-STAGE | 210458484 | HRCU-A-CB | CVH837GKA2*+TSTAT | EA*4X37L21A* | Singlezone Ducted, Centrally Ducted | 47500 | 30800 | 2.52 | 24400 | 1.98
KEEPRITE | PROCOMFORT DELUXE 18 VS HP 2-STAGE | 210458485 | HRCU-A-CB | CVH837GKA2*+TSTAT | EA*4X37L21A* | Singlezone Ducted, Centrally Ducted | 47500 | 30800 | 2.52 | 24400 | 1.98
Breeze33 |  | 207862078 | HRCU-A-CB-O | BZ33-HYP24OUT2-G2-P | BZ33-CASS24-G2-P | Singlezone Non-Ducted, Wall Placement | 25000 | 21000 | 2.64 | 26000 | 1.95
LBG Products |  | 208130810 | HRCU-A-CB-O | LBHB24DUWO | LMHB24DSI | Singlezone Non-Ducted, Wall Placement | 25000 | 19000 | 2.6 | 18900 | 1.96
COMFORTMAKER | SOFTSOUND DELUXE 18 VS HP 2-STAGE | 210459740 | HRCU-A-CB | CVH837GKA2*+TSTAT | EA*4X43L21A* | Singlezone Ducted, Centrally Ducted | 47500 | 30800 | 2.52 | 24400 | 1.98
SLIMAIR |  | 210857478 | HRCU-A-CB-O | SHC24VE2AG | SHLZ24VC2AG | Singlezone Non-Ducted, Wall Placement | 25000 | 19000 | 2.6 | 18900 | 1.96
DAY & NIGHT | CONSTANTCOMFORT DELUXE 18 VS HP 2-STAGE | 210459741 | HRCU-A-CB | CVH837GKA2*+TSTAT | EA*4X43L21A* | Singlezone Ducted, Centrally Ducted | 47500 | 30800 | 2.52 | 24400 | 1.98
KEEPRITE | PROCOMFORT DELUXE 18 VS HP 2-STAGE | 210459742 | HRCU-A-CB | CVH837GKA2*+TSTAT | EA*4X43L21A* | Singlezone Ducted, Centrally Ducted | 47500 | 30800 | 2.52 | 24400 | 1.98
AC PRO.COM |  | 209748102 | HRCU-A-CB-O | AOD32-24HFN1-MT0W | ACD1-24HRFN1-MT0W | Singlezone Non-Ducted, Wall Placement | 25000 | 19000 | 2.6 | 18900 | 1.96
Cooper&Hunter |  | 210799588 | HRCU-A-CB-O | CH-ES24-230VO | CH-N24MSPHCT-230VI | Singlezone Non-Ducted, Wall Placement | 25000 | 19000 | 2.6 | 18900 | 1.96
STEALTH | ES SERIES | 212316211 | HMSV-A-CB | ES-27Z-M3B |  | Multizone Mix of Ducted and Non-Ducted | 28000 | 21400 | 2.55 | 20000 | 2.13
SHARP | Eco-inverter | 8950554 | HMSV-A-CB | AE-X2M20TU |  | Multizone All Non-Ducted | 22000 | 14000 | 2.89 | 12000 | 2.27
POLARWAVE | ES SERIES | 212316125 | HMSV-A-CB | ES-27Z-M3B |  | Multizone Mix of Ducted and Non-Ducted | 28000 | 21400 | 2.55 | 20000 | 2.13
1HVAC | ES SERIES | 210857370 | HMSV-A-CB | ES-27Z-M3B |  | Multizone Mix of Ducted and Non-Ducted | 28000 | 21400 | 2.55 | 20000 | 2.13
ACIQ | ES SERIES | 210857388 | HMSV-A-CB | ES-27Z-M3B |  | Multizone Mix of Ducted and Non-Ducted | 28000 | 21400 | 2.55 | 20000 | 2.13
DIYCOOL | ES SERIES | 210857406 | HMSV-A-CB | ES-27Z-M3B |  | Multizone Mix of Ducted and Non-Ducted | 28000 | 21400 | 2.55 | 20000 | 2.13
BREEZE33 | BZ33 series | 207862091 | HMSV-A-CB | BZ33-HP273Z2-G2-P |  | Multizone Mix of Ducted and Non-Ducted | 28000 | 21400 | 2.55 | 20000 | 2.13
KENMORE | DELUXE 18 VS HP 2-STAGE | 210458486 | HRCU-A-CB | (C,H,T)VH837GKA2*+TSTAT | EA*4X37L21A* | Singlezone Ducted, Centrally Ducted | 47500 | 30800 | 2.52 | 24400 | 1.98
DIRECT AIR |  | 207743719 | HRCU-A-CB-O | DIRM-09DA25-1Z | DIRM-09HP-WM | Singlezone Non-Ducted, Wall Placement | 10000 | 8500 | 2.8 | 8581 | 2.19
DIRECT AIR |  | 207743720 | HRCU-A-CB-O | DIRM-12DA25-1Z | DIRM-12HP-WM | Singlezone Non-Ducted, Wall Placement | 12000 | 9000 | 2.69 | 8981 | 2.19
KENMORE | DELUXE 18 VS HP 2-STAGE | 210459743 | HRCU-A-CB | (C,H,T)VH837GKA2*+TSTAT | EA*4X43L21A* | Singlezone Ducted, Centrally Ducted | 47500 | 30800 | 2.52 | 24400 | 1.98
STEALTH | ES SERIES | 212316208 | HMSV-A-CB | ES-18Z-M2B |  | Multizone Mix of Ducted and Non-Ducted | 19000 | 14500 | 2.5 | 14000 | 2.17
POLARWAVE | ES SERIES | 212316122 | HMSV-A-CB | ES-18Z-M2B |  | Multizone Mix of Ducted and Non-Ducted | 19000 | 14500 | 2.5 | 14000 | 2.17
DIYCOOL | ES SERIES | 210857403 | HMSV-A-CB | ES-18Z-M2B |  | Multizone Mix of Ducted and Non-Ducted | 19000 | 14500 | 2.5 | 14000 | 2.17
KENMORE | DELUXE 18 VS HP 2-STAGE | 210461332 | HRCU-A-CB | (C,H,T)VH837GKA2*+TSTAT | EA*4X61L21A* | Singlezone Ducted, Centrally Ducted | 46500 | 30400 | 2.5 | 24200 | 1.96
KENMORE | DELUXE 18 VS HP 2-STAGE | 210461420 | HRCU-A-CB | (C,H,T)VH837GKA2*+TSTAT | EA*4X61L21A* | Singlezone Ducted, Centrally Ducted | 47000 | 30600 | 2.5 | 24400 | 1.98
MRCOOL |  | 208552813 | HRCU-A-CB-O | O-ES-12-HP-C-230B | O-12-HP-WMAH-230B | Singlezone Non-Ducted, Wall Placement | 12000 | 9000 | 2.69 | 8981 | 2.19
KENMORE | DELUXE 18 VS HP 2-STAGE | 210461433 | HRCU-A-CB | (C,H,T)VH837GKA2*+TSTAT | EA*4X61L21A* | Singlezone Ducted, Centrally Ducted | 47000 | 30600 | 2.5 | 24400 | 1.98
ACIQ | ES SERIES | 210857385 | HMSV-A-CB | ES-18Z-M2B |  | Multizone Mix of Ducted and Non-Ducted | 19000 | 14500 | 2.5 | 14000 | 2.17
KENMORE | DELUXE 18 VS HP 2-STAGE | 210461456 | HRCU-A-CB | (C,H,T)VH837GKA2*+TSTAT | EA*4X61L21A* | Singlezone Ducted, Centrally Ducted | 46500 | 30600 | 2.5 | 24400 | 1.96
1HVAC | ES SERIES | 210857367 | HMSV-A-CB | ES-18Z-M2B |  | Multizone Mix of Ducted and Non-Ducted | 19000 | 14500 | 2.5 | 14000 | 2.17
KENMORE | DELUXE 18 VS HP 2-STAGE | 210461754 | HRCU-A-CB | (C,H,T)VH837GKA2*+TSTAT | EA*4X61L24A* | Singlezone Ducted, Centrally Ducted | 46500 | 30600 | 2.5 | 24200 | 1.98
KENMORE | DELUXE 18 VS HP 2-STAGE | 210461766 | HRCU-A-CB | (C,H,T)VH837GKA2*+TSTAT | EA*4X61L24A* | Singlezone Ducted, Centrally Ducted | 46500 | 30400 | 2.5 | 24200 | 1.98
KENMORE | DELUXE 18 VS HP 2-STAGE | 210461799 | HRCU-A-CB | (C,H,T)VH837GKA2*+TSTAT | EA*4X61L24A* | Singlezone Ducted, Centrally Ducted | 47000 | 30600 | 2.5 | 24400 | 1.96
KENMORE | DELUXE 18 VS HP 2-STAGE | 210461810 | HRCU-A-CB | (C,H,T)VH837GKA2*+TSTAT | EA*4X61L24A* | Singlezone Ducted, Centrally Ducted | 47000 | 30600 | 2.5 | 24400 | 1.98
KENMORE | DELUXE 18 VS HP 2-STAGE | 210461832 | HRCU-A-CB | (C,H,T)VH837GKA2*+TSTAT | EA*4X61L24A* | Singlezone Ducted, Centrally Ducted | 46500 | 30400 | 2.5 | 24000 | 1.96
KENMORE | DELUXE 18 VS HP 2-STAGE | 210461843 | HRCU-A-CB | (C,H,T)VH837GKA2*+TSTAT | EA*4X61L24A* | Singlezone Ducted, Centrally Ducted | 47000 | 30600 | 2.5 | 24400 | 1.98
KENMORE | DELUXE 18 VS HP 2-STAGE | 210461967 | HRCU-A-CB | (C,H,T)VH837GKA2*+TSTAT | EA*4X61L24A* | Singlezone Ducted, Centrally Ducted | 47000 | 30600 | 2.5 | 24400 | 1.98
KENMORE | DELUXE 18 VS HP 2-STAGE | 210462022 | HRCU-A-CB | (C,H,T)VH837GKA2*+TSTAT | EA*4X61L24A* | Singlezone Ducted, Centrally Ducted | 47000 | 30800 | 2.52 | 24400 | 1.98
BREEZE33 | BZ33 series | 207862088 | HMSV-A-CB | BZ33-HP182Z2-G2-P |  | Multizone Mix of Ducted and Non-Ducted | 19000 | 14500 | 2.5 | 14000 | 2.17
KENMORE | DELUXE 18 VS HP 2-STAGE | 210464175 | HRCU-A-CB | (C,H,T)VH837GKA2*+TSTAT | EN(A,D,W)4X48L21** | Singlezone Ducted, Centrally Ducted | 47500 | 30800 | 2.5 | 24200 | 1.96
KENMORE | DELUXE 18 VS HP 2-STAGE | 210464310 | HRCU-A-CB | (C,H,T)VH837GKA2*+TSTAT | EN(A,D,W)4X48L21** | Singlezone Ducted, Centrally Ducted | 48000 | 31000 | 2.5 | 24400 | 1.94
KENMORE | DELUXE 18 VS HP 2-STAGE | 210464465 | HRCU-A-CB | (C,H,T)VH837GKA2*+TSTAT | EN(A,D,W)4X48L21** | Singlezone Ducted, Centrally Ducted | 48000 | 31000 | 2.5 | 24400 | 1.94
KENMORE | DELUXE 18 VS HP 2-STAGE | 210464608 | HRCU-A-CB | (C,H,T)VH837GKA2*+TSTAT | EN(A,D)4X48L24** | Singlezone Ducted, Centrally Ducted | 48000 | 31000 | 2.5 | 24400 | 1.96
KENMORE | DELUXE 18 VS HP 2-STAGE | 210464620 | HRCU-A-CB | (C,H,T)VH837GKA2*+TSTAT | EN(A,D)4X48L24** | Singlezone Ducted, Centrally Ducted | 47500 | 30800 | 2.5 | 24200 | 1.96
KENMORE | DELUXE 18 VS HP 2-STAGE | 210464686 | HRCU-A-CB | (C,H,T)VH837GKA2*+TSTAT | EN(A,D)4X48L24** | Singlezone Ducted, Centrally Ducted | 47500 | 30600 | 2.5 | 24200 | 1.94
KENMORE | DELUXE 18 VS HP 2-STAGE | 210464821 | HRCU-A-CB | (C,H,T)VH837GKA2*+TSTAT | EN(A,D)4X48L24** | Singlezone Ducted, Centrally Ducted | 48000 | 31000 | 2.5 | 24400 | 1.94
C&H |  | 208816951 | HRCU-A-CB-O | CH-HPR24-230VO | CH-D24MSPHWM-230VI | Singlezone Non-Ducted, Wall Placement | 26000 | 19400 | 2.95 | 26000 | 2.07
KENMORE | DELUXE 18 VS HP 2-STAGE | 210465009 | HRCU-A-CB | (C,H,T)VH837GKA2*+TSTAT | EN(A,D,W)4X60L24** | Singlezone Ducted, Centrally Ducted | 47000 | 30600 | 2.5 | 24000 | 1.96
C&H |  | 208816948 | HRCU-A-CB-O | CH-HPR09-230VO | CH-D09MSPHWM-230VI | Singlezone Non-Ducted, Wall Placement | 11500 | 7100 | 2.85 | 9898 | 1.9
ECO AC |  | 210586147 | HRCU-A-CB-O | EHH-O12BB | EHH-C12BA | Singlezone Non-Ducted, Ceiling Placement | 12000 | 8900 | 2.75 | 8000 | 2.28
KENMORE | DELUXE 18 VS HP 2-STAGE | 210468213 | HRCU-A-CB | (C,H,T)VH837GKA2*+TSTAT | EHD4X60AAL | Singlezone Ducted, Centrally Ducted | 47000 | 30600 | 2.52 | 24200 | 1.98
KENMORE | DELUXE 18 VS HP 2-STAGE | 210468323 | HRCU-A-CB | (C,H,T)VH837GKA2*+TSTAT | EHD4X60AAL | Singlezone Ducted, Centrally Ducted | 46500 | 30400 | 2.5 | 24200 | 1.98
LBG PRODUCTS | LMHB18DO | 207641306 | HMSV-A-CB | LMHB18DO |  | Multizone Mix of Ducted and Non-Ducted | 19000 | 14600 | 2.5 | 14000 | 2.17
KANIONCO | K series | 207805780 | HMSV-A-CB | KWSMO-18R410AIHMV |  | Multizone Mix of Ducted and Non-Ducted | 19000 | 14600 | 2.5 | 14000 | 2.17
DURASTAR | DRA2 | 207787173 | HMSV-A-CB | DRA2U18M1B |  | Multizone Mix of Ducted and Non-Ducted | 19000 | 14600 | 2.5 | 14000 | 2.17
LBG Products |  | 208130808 | HRCU-A-CB-O | LBHB12DUWO | LMHB12DSI | Singlezone Non-Ducted, Ceiling Placement | 12000 | 8900 | 2.75 | 8000 | 2.28
CANAIR |  | 207683267 | HMSV-A-CB | C28MC324H21 |  | Multizone Mix of Ducted and Non-Ducted | 24400 | 21000 | 2.55 | 20000 | 2.09
EMI |  | 208121923 | HRCU-A-CB-O | MHSZ106DA | MHWAL06DA | Singlezone Non-Ducted, Wall Placement | 7000 | 8500 | 2.9 | 8581 | 2.19
DIRECT AIR |  | 207743723 | HRCU-A-CB-O | DIRM-06HXPRO28-1Z | DIRM-06HP-WM | Singlezone Non-Ducted, Wall Placement | 7000 | 8500 | 2.9 | 8581 | 2.19
SLIMAIR |  | 208447936 | HRCU-A-CB-O | SHC09VE2AG | SHM09VE2AG | Singlezone Non-Ducted, Wall Placement | 10000 | 8100 | 2.7 | 8564 | 2.22
SLIMAIR |  | 208447944 | HRCU-A-CB-O | SHC09VE2AG | SHMZ09VC2AG | Singlezone Non-Ducted, Wall Placement | 10000 | 8100 | 2.7 | 8564 | 2.22
AC PRO.COM |  | 209748100 | HRCU-A-CB-O | AOX230-12HFN1-MV5W | ACCA3U-12HRFN1-M(C) | Singlezone Non-Ducted, Ceiling Placement | 12000 | 8900 | 2.75 | 8000 | 2.28
PIONEER | Diamante Ultra | 207698169 | HMSV-A-CB | YN040GLFI22M4D | YN040GLFI22M4D | Multizone All Non-Ducted | 35000 | 23000 | 2.87 | 23200 | 2.12
PIONEER | Diamante Ultra | 207698163 | HMSV-A-CB | YN030GLFI22M3D | YN030GLFI22M3D | Multizone All Non-Ducted | 26000 | 16400 | 2.67 | 16250 | 2.27
MOOVAIR | DM-series | 207742534 | HMSV-A-CB | DMA27HOM23230X2 |  | Multizone Mix of Ducted and Non-Ducted | 28000 | 21400 | 2.55 | 20000 | 2.13
PIONEER | Diamante Ultra | 207743771 | HRCU-A-CB-O | YN024GLFI22RPD | WT024GLFI22HLD | Singlezone Non-Ducted, Wall Placement | 24000 | 13900 | 2.75 | 16720 | 2.01
ELIOS | DE-series | 207742477 | HMSV-A-CB | DEA27HOM23230X2 |  | Multizone Mix of Ducted and Non-Ducted | 28000 | 21400 | 2.55 | 20000 | 2.13
AC PRO.COM | A series | 207827127 | HMSV-A-CB | A3OJ-27HFN1-M |  | Multizone Mix of Ducted and Non-Ducted | 28000 | 21400 | 2.55 | 20000 | 2.13
PIONEER | Diamante Ultra | 207743770 | HRCU-A-CB-O | YN018GLFI22RPD | WT018GLFI22HLD | Singlezone Non-Ducted, Wall Placement | 18000 | 10000 | 2.85 | 12600 | 2.21
Cooper&Hunter |  | 210799582 | HRCU-A-CB-O | CH-ES12-230VO | CH-12MSPHCT-230VI | Singlezone Non-Ducted, Ceiling Placement | 12000 | 8900 | 2.75 | 8000 | 2.28
COOPER&HUNTER | CH series | 210799621 | HMSV-A-CB | CH-28MES-230VO |  | Multizone Mix of Ducted and Non-Ducted | 28000 | 21400 | 2.55 | 20000 | 2.13
CANAIR | C series | 207683264 | HMSV-A-CB | C28MC218H21 |  | Multizone Mix of Ducted and Non-Ducted | 19000 | 14500 | 2.5 | 14000 | 2.17
SLIMAIR |  | 210857476 | HRCU-A-CB-O | SHC12VE2AG | SHLZ12VC2AG | Singlezone Non-Ducted, Ceiling Placement | 12000 | 8900 | 2.75 | 8000 | 2.28
MOOVAIR | DM-series | 207742531 | HMSV-A-CB | DMA18HOM23230X2 |  | Multizone Mix of Ducted and Non-Ducted | 19000 | 14500 | 2.5 | 14000 | 2.17
AIRQUEST | Performance Series | 207643188 | HMSR-A-CB-O | DLCMHBH48EAK |  | Multizone All Non-Ducted | 48000 | 34000 | 2.83 | 48000 | 2
ELIOS | DE-series | 207742474 | HMSV-A-CB | DEA18HOM23230X2 |  | Multizone Mix of Ducted and Non-Ducted | 19000 | 14500 | 2.5 | 14000 | 2.17
AC PRO.COM | A series | 207827134 | HMSV-A-CB | A2OA-18HFN1-M |  | Multizone Mix of Ducted and Non-Ducted | 19000 | 14500 | 2.5 | 14000 | 2.17
AIRQUEST | Performance Series | 207643182 | HMSR-A-CB-O | DLCMHBH30DAK |  | Multizone All Non-Ducted | 30000 | 18500 | 2.98 | 29400 | 1.9
PIONEER |  | 208121947 | HRCU-A-CB-O | YN024GMFI20RPD | CB024GMFILDFHE | Singlezone Non-Ducted, Wall Placement | 25000 | 19000 | 2.6 | 18900 | 1.96
Cooper&Hunter |  | 210799687 | HRCU-A-CB-O | CH-ES09-230VO | CH-B09MOLVWM-230VI | Singlezone Non-Ducted, Wall Placement | 10000 | 8100 | 2.7 | 8564 | 2.22
COOPER&HUNTER | CH series | 210799618 | HMSV-A-CB | CH-18MES-230VO |  | Multizone Mix of Ducted and Non-Ducted | 19000 | 14500 | 2.5 | 14000 | 2.17
PIONEER |  | 208191864 | HRCU-A-CB-O | YN024GMFI22RPE | CB024GMFILDFHE | Singlezone Non-Ducted, Wall Placement | 25000 | 19000 | 2.6 | 18900 | 1.96
Cooper&Hunter |  | 210799559 | HRCU-A-CB-O | CH-ES09-230VO | CH-09MOLVWM-230VI | Singlezone Non-Ducted, Wall Placement | 10000 | 8100 | 2.7 | 8564 | 2.22
DIRECT AIR |  | 207743743 | HRCU-A-CB-O | DIRM-24DA25-1Z | DIRM-24HP-CA | Singlezone Non-Ducted, Wall Placement | 25000 | 19000 | 2.6 | 18900 | 1.96
SMART COMFORT | Performance Series | 207643167 | HMSR-A-CB-O | DLCMHBH48EAK |  | Multizone All Non-Ducted | 48000 | 34000 | 2.83 | 48000 | 2
SMART COMFORT | Performance Series | 207643161 | HMSR-A-CB-O | DLCMHBH30DAK |  | Multizone All Non-Ducted | 30000 | 18500 | 2.98 | 29400 | 1.9
C&H |  | 210665988 | HRCU-A-CB-O | CH-ES09-230VO | CH-B09MOLVWM-230VI | Singlezone Non-Ducted, Wall Placement | 10000 | 8100 | 2.7 | 8564 | 2.22
DIRECT AIR |  | 207743744 | HRCU-A-CB-O | DIRM-24HXPRO28-1Z | DIRM-24HP-CA | Singlezone Non-Ducted, Wall Placement | 25000 | 21000 | 2.64 | 26000 | 1.95
PERFECTAIRE |  | 207796635 | HRCU-A-CB-O | 3PAMSHH24-SZO | 3PAMSCH24 | Singlezone Non-Ducted, Wall Placement | 25000 | 21000 | 2.64 | 26000 | 1.95
KARDA |  | 207796643 | HRCU-A-CB-O | 3KARDA24SZO | 3KARDA24UVC | Singlezone Non-Ducted, Wall Placement | 25000 | 21000 | 2.64 | 26000 | 1.95
TEMPSTAR | Performance Series | 207643146 | HMSR-A-CB-O | DLCMHBH48EAK |  | Multizone All Non-Ducted | 48000 | 34000 | 2.83 | 48000 | 2
TEMPSTAR | Performance Series | 207643140 | HMSR-A-CB-O | DLCMHBH30DAK |  | Multizone All Non-Ducted | 30000 | 18500 | 2.98 | 29400 | 1.9
LBG Products |  | 208130803 | HRCU-A-CB-O | LBHB09DUWO | LBHB09DUWI | Singlezone Non-Ducted, Wall Placement | 10000 | 8100 | 2.7 | 8564 | 2.22
MIDEA | Performance Series | 207643125 | HMSR-A-CB-O | DLCMHBH48EAK |  | Multizone All Non-Ducted | 48000 | 34000 | 2.83 | 48000 | 2
Cooper&Hunter |  | 210799547 | HRCU-A-CB-O | CH-HPR06F9-230VO | CH-06MASTWM-230VI | Singlezone Non-Ducted, Wall Placement | 7000 | 8500 | 2.9 | 8581 | 2.19
MIDEA | Performance Series | 207643119 | HMSR-A-CB-O | DLCMHBH30DAK |  | Multizone All Non-Ducted | 30000 | 18500 | 2.98 | 29400 | 1.9
1HVAC |  | 210857294 | HRCU-A-CB-O | ACIQ-06ZPL-HP230B | ACIQ-06W-HH-MC | Singlezone Non-Ducted, Wall Placement | 7000 | 8500 | 2.9 | 8581 | 2.19
ACIQ |  | 210857314 | HRCU-A-CB-O | ACIQ-06ZPL-HP230B | ACIQ-06W-HH-MC | Singlezone Non-Ducted, Wall Placement | 7000 | 8500 | 2.9 | 8581 | 2.19
MRCOOL |  | 208552787 | HRCU-A-CB-O | DIY-12-HP-C-115C25 | DIY-12-HP-WMAH-115C25 | Singlezone Non-Ducted, Wall Placement | 12000 | 7500 | 2.59 | 6400 | 1.95
DIYCOOL |  | 210857334 | HRCU-A-CB-O | ACIQ-06ZPL-HP230B | ACIQ-06W-HH-MC | Singlezone Non-Ducted, Wall Placement | 7000 | 8500 | 2.9 | 8581 | 2.19
BLUERIDGE | BM series | 207641281 | HMSV-A-CB | BMM18C |  | Multizone Mix of Ducted and Non-Ducted | 19000 | 14600 | 2.5 | 14000 | 2.17
PIONEER | YN series | 208121963 | HMSV-A-CB | YN020GMFI22M2E |  | Multizone Mix of Ducted and Non-Ducted | 19000 | 14600 | 2.5 | 14000 | 2.17
CanAir |  | 207683255 | HRCU-A-CB-O | C28SCH06H21 | C28SEH06H21 | Singlezone Non-Ducted, Wall Placement | 7000 | 8500 | 2.9 | 8581 | 2.19
KENMORE | Performance Series | 207643104 | HMSR-A-CB-O | DLCMHBH48EAK |  | Multizone All Non-Ducted | 48000 | 34000 | 2.83 | 48000 | 2
SLIMAIR | SHC series | 208447950 | HMSV-A-CB | SHC2Z18VC2AG |  | Multizone Mix of Ducted and Non-Ducted | 19000 | 14600 | 2.5 | 14000 | 2.17
KENMORE | Performance Series | 207643098 | HMSR-A-CB-O | DLCMHBH30DAK |  | Multizone All Non-Ducted | 30000 | 18500 | 2.98 | 29400 | 1.9
Breeze33 |  | 207862069 | HRCU-A-CB-O | BZ33-HYP06OUT2-G2-P | BZ33-HYP06WALL2-G2-P | Singlezone Non-Ducted, Wall Placement | 7000 | 8500 | 2.9 | 8581 | 2.19
MRCOOL |  | 207339187 | HRCU-A-CB-O | DIY-12-HP-C-115C | DIY-12-HP-WMAH-115C25 | Singlezone Non-Ducted, Wall Placement | 12000 | 7500 | 2.59 | 6400 | 1.95
KEEPRITE | Performance Series | 207643083 | HMSR-A-CB-O | DLCMHBH48EAK |  | Multizone All Non-Ducted | 48000 | 34000 | 2.83 | 48000 | 2
KEEPRITE | Performance Series | 207643077 | HMSR-A-CB-O | DLCMHBH30DAK |  | Multizone All Non-Ducted | 30000 | 18500 | 2.98 | 29400 | 1.9
MRCOOL |  | 207339188 | HRCU-A-CB-O | DIY-18-HP-C-230C | DIY-18-HP-WMAH-230C25 | Singlezone Non-Ducted, Wall Placement | 18000 | 13800 | 2.54 | 11700 | 2.05
MRCOOL |  | 208552788 | HRCU-A-CB-O | DIY-18-HP-C-230C25 | DIY-18-HP-WMAH-230C25 | Singlezone Non-Ducted, Wall Placement | 18000 | 13800 | 2.54 | 11700 | 2.05
HEIL | Performance Series | 207643062 | HMSR-A-CB-O | DLCMHBH48EAK |  | Multizone All Non-Ducted | 48000 | 34000 | 2.83 | 48000 | 2
C&H | CH series | 207742366 | HMSV-A-CB | CH-28MES-230VO |  | Multizone Mix of Ducted and Non-Ducted | 28000 | 21400 | 2.55 | 20000 | 2.13
HEIL | Performance Series | 207643056 | HMSR-A-CB-O | DLCMHBH30DAK |  | Multizone All Non-Ducted | 30000 | 18500 | 2.98 | 29400 | 1.9
C&H | CH series | 207742363 | HMSV-A-CB | CH-18MES-230VO |  | Multizone Mix of Ducted and Non-Ducted | 19000 | 14500 | 2.5 | 14000 | 2.17
DAY & NIGHT | Performance Series | 207643041 | HMSR-A-CB-O | DLCMHBH48EAK |  | Multizone All Non-Ducted | 48000 | 34000 | 2.83 | 48000 | 2
DAY & NIGHT | Performance Series | 207643035 | HMSR-A-CB-O | DLCMHBH30DAK |  | Multizone All Non-Ducted | 30000 | 18500 | 2.98 | 29400 | 1.9
COMFORTMAKER | Performance Series | 207643020 | HMSR-A-CB-O | DLCMHBH48EAK |  | Multizone All Non-Ducted | 48000 | 34000 | 2.83 | 48000 | 2
COMFORTMAKER | Performance Series | 207643014 | HMSR-A-CB-O | DLCMHBH30DAK |  | Multizone All Non-Ducted | 30000 | 18500 | 2.98 | 29400 | 1.9
INNOVAIR |  | 208286573 | HRCU-A-CB-O | WIN09H7H51(O) | WIN09H7H51(I) | Singlezone Non-Ducted, Wall Placement | 10000 | 5500 | 2.93 | 8600 | 1.94
ARCOAIRE | Performance Series | 207642999 | HMSR-A-CB-O | DLCMHBH48EAK |  | Multizone All Non-Ducted | 48000 | 34000 | 2.83 | 48000 | 2
ARCOAIRE | Performance Series | 207642993 | HMSR-A-CB-O | DLCMHBH30DAK |  | Multizone All Non-Ducted | 30000 | 18500 | 2.98 | 29400 | 1.9
C&H |  | 209937050 | HRCU-A-CB-O | CH-ES12-230VO | CH-12MASTWM-230VI | Singlezone Non-Ducted, Wall Placement | 12000 | 9000 | 2.69 | 8981 | 2.19
MIDEA | Excel | 207642972 | HMSR-A-CB-O | 38MGHBQ48EA3 |  | Multizone All Non-Ducted | 49000 | 30000 | 2.5 | 48000 | 2
Cooper&Hunter |  | 210799673 | HRCU-A-CB-O | CH-ES12-230VO | CH-12MASTWM-230VI | Singlezone Non-Ducted, Wall Placement | 12000 | 9000 | 2.69 | 8981 | 2.19
PERFECTAIRE | 3PAMS | 207657349 | HMSV-A-CB | 3PAMSH18-MZO2 |  | Multizone Mix of Ducted and Non-Ducted | 19000 | 14600 | 2.5 | 14000 | 2.17
MIDEA | Excel | 207642966 | HMSR-A-CB-O | 38MGHBQ30DA3 |  | Multizone All Non-Ducted | 30000 | 17500 | 2.82 | 29400 | 1.9
KARDA | KARDA | 207657361 | HMSV-A-CB | 3KARDA18MZ2 |  | Multizone Mix of Ducted and Non-Ducted | 19000 | 14600 | 2.5 | 14000 | 2.17
Cooper&Hunter |  | 210799670 | HRCU-A-CB-O | CH-ES09-230VO | CH-09MASTWM-230VI | Singlezone Non-Ducted, Wall Placement | 10000 | 8500 | 2.8 | 8581 | 2.19
WEATHERMAKER | Mid-Tier | 207642951 | HMSR-A-CB-O | 38MGHBQ48EA3 |  | Multizone All Non-Ducted | 49000 | 30000 | 2.5 | 48000 | 2
WEATHERMAKER | Mid-Tier | 207642945 | HMSR-A-CB-O | 38MGHBQ30DA3 |  | Multizone All Non-Ducted | 30000 | 17500 | 2.82 | 29400 | 1.9
C&H |  | 209937047 | HRCU-A-CB-O | CH-ES09-230VO | CH-09MASTWM-230VI | Singlezone Non-Ducted, Wall Placement | 10000 | 8500 | 2.8 | 8581 | 2.19
PAYNE | Mid-tier | 207642930 | HMSR-A-CB-O | 38MGHBQ48EA3 |  | Multizone All Non-Ducted | 49000 | 30000 | 2.5 | 48000 | 2
PAYNE | Mid-tier | 207642924 | HMSR-A-CB-O | 38MGHBQ30DA3 |  | Multizone All Non-Ducted | 30000 | 17500 | 2.82 | 29400 | 1.9
BRYANT | Preferred Series | 207642909 | HMSR-A-CB-O | 38MGHBQ48EA3 |  | Multizone All Non-Ducted | 49000 | 30000 | 2.5 | 48000 | 2
BRYANT | Preferred Series | 207642903 | HMSR-A-CB-O | 38MGHBQ30DA3 |  | Multizone All Non-Ducted | 30000 | 17500 | 2.82 | 29400 | 1.9
LBG Products |  | 208130813 | HRCU-A-CB | LBHB09DUWO | LMHB09DFI | Singlezone Ducted, Compact Ducted | 10000 | 7700 | 2.59 | 8000 | 2.09
CARRIER | Performance Series | 207642888 | HMSR-A-CB-O | 38MGHBQ48EA3 |  | Multizone All Non-Ducted | 49000 | 30000 | 2.5 | 48000 | 2
CARRIER | Performance Series | 207642882 | HMSR-A-CB-O | 38MGHBQ30DA3 |  | Multizone All Non-Ducted | 30000 | 17500 | 2.82 | 29400 | 1.9
DIRECT AIR | DIRM series | 207743778 | HMSV-A-CB | DIRM-27DA25-3Z |  | Multizone Mix of Ducted and Non-Ducted | 28000 | 21400 | 2.55 | 20000 | 2.13
MRCOOL | MULTI | 208552955 | HMSV-A-CB | MULTI3-27HP230B |  | Multizone Mix of Ducted and Non-Ducted | 28000 | 21400 | 2.55 | 20000 | 2.13
DIRECT AIR | DIRM series | 207743775 | HMSV-A-CB | DIRM-18DA25-2Z |  | Multizone Mix of Ducted and Non-Ducted | 19000 | 14500 | 2.5 | 14000 | 2.17
ECO AC |  | 207826046 | HRCU-A-CB | EHH-O09BB | EHH-D09BA | Singlezone Ducted, Compact Ducted | 10000 | 7700 | 2.59 | 8000 | 2.09
MRCOOL | MULTI | 208552832 | HMSV-A-CB | MULTI2-18HP230B |  | Multizone Mix of Ducted and Non-Ducted | 19000 | 14500 | 2.5 | 14000 | 2.17
ECO AC |  | 207825494 | HRCU-A-CB | EHH-O9BB | EHH-D09BA | Singlezone Ducted, Compact Ducted | 10000 | 7700 | 2.59 | 8000 | 2.09
SENVILLE | SEN series | 207641334 | HMSV-A-CB | SENA/30HF/MOQ |  | Multizone Mix of Ducted and Non-Ducted | 28000 | 21400 | 2.55 | 20000 | 2.13
AC PRO.COM |  | 209748103 | HRCU-A-CB | AOX230-09HFN1-MW5W | ATIU-09HWFN1-M | Singlezone Ducted, Compact Ducted | 10000 | 7700 | 2.59 | 8000 | 2.09
SENVILLE | SEN series | 207641331 | HMSV-A-CB | SENA/18HF/MOQ |  | Multizone Mix of Ducted and Non-Ducted | 19000 | 14500 | 2.5 | 14000 | 2.17
Cooper&Hunter |  | 210799579 | HRCU-A-CB-O | CH-NY09MIA-230VO | CH-09MOLV-230VI | Singlezone Non-Ducted, Wall Placement | 10000 | 6000 | 2.51 | 6933 | 1.97
LBG Products |  | 207251115 | HRCU-A-CB-O | LBH09DTO | LBH09DTI | Singlezone Non-Ducted, Wall Placement | 10000 | 6000 | 2.51 | 6933 | 1.97
Cooper&Hunter |  | 210799581 | HRCU-A-CB | CH-ES09-230VO | CH-M09DTUI | Singlezone Ducted, Compact Ducted | 10000 | 7700 | 2.59 | 8000 | 2.09
COMFORTSTAR | C-series | 207658969 | HMSV-A-CB | CMZ-27-3Z |  | Multizone Mix of Ducted and Non-Ducted | 28000 | 21400 | 2.55 | 20000 | 2.13
COMFORTSTAR | C-series | 207658966 | HMSV-A-CB | CMZ-18-2Z |  | Multizone Mix of Ducted and Non-Ducted | 19000 | 14500 | 2.5 | 14000 | 2.17
GREE | Vireo GEN3 | 211755707 | HRCU-A-CB-O | 3VIR18HP230V1BO | 3VIR18HP230V1BH | Singlezone Non-Ducted, Wall Placement | 18000 | 11000 | 2.8 | 13700 | 1.95
MIDEA | Excel | 201847005 | HMSR-A-CB-O | 38MGRQ48E--3 |  | Multizone All Non-Ducted | 48000 | 29600 | 2.7 | 36340 | 1.98
MIDEA | Excel | 201847004 | HMSR-A-CB-O | 38MGRQ36D--3 |  | Multizone All Non-Ducted | 36000 | 23200 | 2.78 | 36080 | 1.96
Cooper&Hunter |  | 210799560 | HRCU-A-CB-O | CH-ES12-230VO | CH-12MOLVWM-230VI | Singlezone Non-Ducted, Wall Placement | 12000 | 10000 | 2.69 | 8820 | 2.25
MIDEA | Excel | 201847001 | HMSR-A-CB-O | 38MGRQ18B--3 |  | Multizone All Non-Ducted | 19000 | 12000 | 2.79 | 13990 | 2.15
PAYNE | Mid-tier | 201846985 | HMSR-A-CB-O | 38MGRQ48E--3 |  | Multizone All Non-Ducted | 48000 | 29600 | 2.7 | 36340 | 1.98
Cooper&Hunter |  | 210799688 | HRCU-A-CB-O | CH-ES12-230VO | CH-B12MOLVWM-230VI | Singlezone Non-Ducted, Wall Placement | 12000 | 10000 | 2.69 | 8820 | 2.25
PAYNE | Mid-tier | 201846984 | HMSR-A-CB-O | 38MGRQ36D--3 |  | Multizone All Non-Ducted | 36000 | 23200 | 2.78 | 36080 | 1.96
PAYNE | Mid-tier | 201846981 | HMSR-A-CB-O | 38MGRQ18B--3 |  | Multizone All Non-Ducted | 19000 | 12000 | 2.79 | 13990 | 2.15
C&H |  | 210665989 | HRCU-A-CB-O | CH-ES12-230VO | CH-B12MOLVWM-230VI | Singlezone Non-Ducted, Wall Placement | 12000 | 10000 | 2.69 | 8820 | 2.25
CARRIER |  | 9118461 | HMSR-A-CB-O | 38MGRQ18B--3 |  | Multizone All Non-Ducted | 19000 | 12000 | 2.81 | 13990 | 2.15
LBG Products |  | 208130804 | HRCU-A-CB-O | LBHB12DUWO | LBHB12DUWI | Singlezone Non-Ducted, Wall Placement | 12000 | 10000 | 2.69 | 8820 | 2.25
BRYANT | Preferred Series | 9118462 | HMSR-A-CB-O | 38MGRQ18B--3 |  | Multizone All Non-Ducted | 19000 | 12000 | 2.81 | 13990 | 2.15
KINGHOME | Sunflower | 211177526 | HRCU-A-CB-O | KW18HP25SDO | KW18HP25SDI | Singlezone Non-Ducted, Wall Placement | 18000 | 11000 | 2.8 | 13500 | 1.9
TOSOT | Pular | 211177522 | HRCU-A-CB-O | TW18HXP2A1DO | TW18HXP2A1DI | Singlezone Non-Ducted, Wall Placement | 18000 | 11000 | 2.8 | 13500 | 1.9
CARRIER |  | 9118473 | HMSR-A-CB-O | 38MGRQ36D--3 |  | Multizone All Non-Ducted | 36000 | 23200 | 2.79 | 36080 | 1.96
BRYANT | Preferred Series | 9118474 | HMSR-A-CB-O | 38MGRQ36D--3 |  | Multizone All Non-Ducted | 36000 | 23200 | 2.79 | 36080 | 1.96
C&H |  | 210665986 | HRCU-A-CB-O | CH-ES12-115VO | CH-B12OLVWM-115VI | Singlezone Non-Ducted, Wall Placement | 12000 | 8900 | 2.75 | 6858 | 2.07
Cooper&Hunter |  | 210799578 | HRCU-A-CB-O | CH-ES12-115VO | CH-12OLVWM-115VI | Singlezone Non-Ducted, Wall Placement | 12000 | 8900 | 2.75 | 6858 | 2.07
CARRIER |  | 9118477 | HMSR-A-CB-O | 38MGRQ48E--3 |  | Multizone All Non-Ducted | 48000 | 29600 | 2.7 | 36340 | 1.98
Cooper&Hunter |  | 210799685 | HRCU-A-CB-O | CH-ES12-115VO | CH-B12OLVWM-115VI | Singlezone Non-Ducted, Wall Placement | 12000 | 8900 | 2.75 | 6858 | 2.07
BRYANT | Preferred Series | 9118478 | HMSR-A-CB-O | 38MGRQ48E--3 |  | Multizone All Non-Ducted | 48000 | 29600 | 2.7 | 36340 | 1.98
TOSOT | Pular | 210921188 | HRCU-A-CB-O | TWH18AG25A2DO | TWH18AG25A2DI | Singlezone Non-Ducted, Wall Placement | 18000 | 11000 | 2.8 | 13500 | 1.9
GREE | Vireo GEN3 | 210665999 | HRCU-A-CB-O | 3VIR18HP230V1BO | 3VIR18HP230V1AH | Singlezone Non-Ducted, Wall Placement | 18000 | 11000 | 2.8 | 13500 | 1.9
GREE | Pular | 210605759 | HRCU-A-CB-O | GWH18AGDXF-D3DNA1A/O | GWH18AGDXF-D3DN***/I | Singlezone Non-Ducted, Wall Placement | 18000 | 11000 | 2.8 | 13500 | 1.9
GREE | N-Series | 210485362 | HMSR-A-CB-O | GWHD(18)ND3NO |  | Multizone All Non-Ducted | 18000 | 14700 | 2.63 | 13600 | 2.23
PANASONIC | RAC Multi E | 10221199 | HMSR-A-CB-O | CU-3E19RBU-5 |  | Multizone All Non-Ducted | 26000 | 20800 | 2.57 | 18900 | 2.1
TOSHIBA CARRIER | Toshiba-Carrier VRF | 10052879 | HMSR-A-CB-O | MCY-MAP0487HS-UL |  | Multizone All Non-Ducted | 54000 | 32000 | 2.87 | 38800 | 2.09
GREE | Lomo | 207318103 | HRCU-A-CB-O | GWH09AGC-D3DNA1B/O | GWH09QC-D3DN***/I | Singlezone Non-Ducted, Wall Placement | 11000 | 7300 | 2.61 | 9000 | 1.93
BRYANT |  | 208447894 | HRCU-A-CB | 38MURAQ18AB3 | 40MUAAQ18XA3 | Singlezone Ducted, Centrally Ducted | 19000 | 13500 | 2.5 | 18000 | 2
Cooper&Hunter |  | 210799583 | HRCU-A-CB | CH-ES12-230VO | CH-M12DTUI | Singlezone Ducted, Compact Ducted | 12000 | 9300 | 2.78 | 8400 | 2.26
GREE | Vireo GEN2 | 206839101 | HRCU-A-CB-O | 3VIR09HP230V1AO | 3VIR09HP230V1AH | Singlezone Non-Ducted, Ceiling Placement | 11000 | 7300 | 2.61 | 9000 | 1.93
GREE | Vireo GEN2 | 206839099 | HRCU-A-CB-O | 3VIR12HP230V1AO | 3VIR12HP230V1AH | Singlezone Non-Ducted, Ceiling Placement | 12000 | 7700 | 2.59 | 9200 | 1.93
GREE | Vireo GEN2 | 206839098 | HRCU-A-CB-O | 3VIR24HP230V1AO | 3VIR24HP230V1AH | Singlezone Non-Ducted, Ceiling Placement | 24000 | 15500 | 2.84 | 20500 | 2.41
CARRIER | PERFORMANCE | 208447885 | HRCU-A-CB | 38MURAQ18AB3 | 40MUAAQ18XA3 | Singlezone Ducted, Centrally Ducted | 19000 | 13500 | 2.5 | 18000 | 2
GREE | Lomo | 206791548 | HRCU-A-CB-O | GWH12AGC-D3DNA1A/O | GWH12QC-D3DN***/I | Singlezone Non-Ducted, Wall Placement | 12000 | 7700 | 2.59 | 9200 | 1.93
GREE | Pular | 206395963 | HRCU-A-CB-O | GWH09AGC-D3DNA1B/O | GWH09AGC-D3DN***/I | Singlezone Non-Ducted, Ceiling Placement | 11000 | 7300 | 2.61 | 9000 | 1.93
GREE | Pular | 206395961 | HRCU-A-CB-O | GWH12AGC-D3DNA1A/O | GWH12AGC-D3DN***/I | Singlezone Non-Ducted, Ceiling Placement | 12000 | 7700 | 2.59 | 9200 | 1.93
PAYNE |  | 208447903 | HRCU-A-CB | 38MURAQ18AB3 | 40MUAAQ18XA3 | Singlezone Ducted, Centrally Ducted | 19000 | 13500 | 2.5 | 18000 | 2
AC PRO.COM |  | 209748104 | HRCU-A-CB | AOX230-12HFN1-MV5W | ATIU-12HWFN1-M | Singlezone Ducted, Compact Ducted | 12000 | 9300 | 2.78 | 8400 | 2.26
WEATHERMAKER |  | 208447912 | HRCU-A-CB | 38MURAQ18AB3 | 40MUAAQ18XA3 | Singlezone Ducted, Centrally Ducted | 19000 | 13500 | 2.5 | 18000 | 2
ECO AC |  | 207825495 | HRCU-A-CB | EHH-O12BB | EHH-D12BA | Singlezone Ducted, Compact Ducted | 12000 | 9300 | 2.78 | 8400 | 2.26
GREE | Bora | 204325176 | HRCU-A-CB-O | GWH09ACD-D3DNA1A/O | GWH09AAD-D3DN***/I | Singlezone Non-Ducted, Wall Placement | 9000 | 8000 | 2.89 | 13000 | 1.91
MITSUBISHI ELECTRIC | M-Series | 209836198 | HMSR-A-CB-O | MXZ-3C24NA3*** |  | Multizone All Non-Ducted | 25000 | 14600 | 3.01 | 18200 | 2.31
KINGHOME | Jasmine | 203498481 | HRCU-A-CB-O | KW24HQ3D6DO | KW24HQ3D6DI | Singlezone Non-Ducted, Wall Placement | 24000 | 15500 | 2.86 | 24000 | 1.9
MITSUBISHI ELECTRIC | P-Series | 201754319 | HRCU-A-CB-O | PUZ-A36NKA7*** | PLA-A36EA* | Singlezone Non-Ducted, Ceiling Placement | 42000 | 22000 | 2.5 | 21600 | 2.43
KINGHOME | Jasmine | 203493069 | HRCU-A-CB-O | KW09HQ3D6DO | KW09HQ3D6DI | Singlezone Non-Ducted, Wall Placement | 9000 | 8000 | 2.89 | 13000 | 1.91
MITSUBISHI ELECTRIC | M-Series | 207699119 | HRCU-A-CB-O | SUZ-KA09NA2 | MLZ-KP09NA* | Singlezone Non-Ducted, Ceiling Placement | 12000 | 7700 | 3.22 | 6100 | 3.08
TCL |  | 209424844 | HMSR-A-CB-O | TUM-27HA2/I2I21-21ES |  | Multizone All Non-Ducted | 26000 | 18100 | 2.95 | 16250 | 2.27
GREE | Lomo | 202360989 | HRCU-A-CB-O | GWH09ACD-D3DNA1A/O | GWH09QD-D3DN***/I | Singlezone Non-Ducted, Wall Placement | 9000 | 8000 | 2.89 | 13000 | 1.91
GREE | Sapphire | 10157571 | HRCU-A-CB-O | SAP24HP230V1AO | SAP24HP230V1AH | Singlezone Non-Ducted, Wall Placement | 24000 | 15500 | 2.86 | 24000 | 1.9
GREE | Sapphire | 10149900 | HRCU-A-CB-O | SAP09HP230V1AO | SAP09HP230V1AH | Singlezone Non-Ducted, Wall Placement | 9000 | 8000 | 2.89 | 13000 | 1.91
TOSOT | Lomo | 10062021 | HRCU-A-CB-O | TW24HQ3D6DO | TW24HQ3D6DI | Singlezone Non-Ducted, Wall Placement | 24000 | 15500 | 2.86 | 24000 | 1.9
BOSCH | Bosch Climate 5000 ductless minisplit series | 207760000 | HRCU-A-CB | BMS500-AAS009-1CSXRC | BMS500-AAU009-1AHDXB | Singlezone Ducted, Compact Ducted | 10000 | 7700 | 3.53 | 7630 | 2.17
GREE | Multi GEN1 CO | 9956417 | HMSR-A-CB-O | MULTI36HP230V1CO |  | Multizone All Non-Ducted | 36000 | 26600 | 2.88 | 25400 | 2.33
BOSCH | Bosch Climate 5000 ductless minisplit series | 207760002 | HRCU-A-CB | BMS500-AAS012-1CSXRC | BMS500-AAU012-1AHDXB | Singlezone Ducted, Compact Ducted | 12000 | 9300 | 3.13 | 10460 | 2.51
BOSCH | Bosch Climate 5000 ductless minisplit series | 207759989 | HRCU-A-CB-O | BMS500-AAS009-1CSXRC | BMS500-AAU009-1AHWXC | Singlezone Non-Ducted, Wall Placement | 10000 | 8500 | 4.15 | 8581 | 2.19
BOSCH | Bosch Climate 5000 ductless minisplit series | 207759992 | HRCU-A-CB-O | BMS500-AAS024-1CSXRC | BMS500-AAU024-1AHWXC | Singlezone Non-Ducted, Wall Placement | 25000 | 16200 | 3.08 | 17500 | 2.04
BOSCH | Bosch Climate 5000 ductless minisplit series | 207760022 | HMSV-A-CB | BMS500-AAM018-1CSXRC |  | Multizone All Ducted | 19000 | 14800 | 3.5 | 13000 | 1.9
BOSCH | Bosch Climate 5000 ductless minisplit series | 207760004 | HRCU-A-CB | BMS500-AAS018-1CSXRC | BMS500-AAU018-1AHDXB | Singlezone Ducted, Compact Ducted | 20000 | 12600 | 2.74 | 11965 | 2.21
BOSCH | Bosch Climate 5000 ductless minisplit series | 207759991 | HRCU-A-CB-O | BMS500-AAS018-1CSXRC | BMS500-AAU018-1AHWXC | Singlezone Non-Ducted, Wall Placement | 19000 | 14900 | 2.99 | 12388 | 2.24
BOSCH | Bosch Climate 5000 ductless minisplit series | 207760037 | HMSV-A-CB | BMS500-AAM027-1CSXHC |  | Multizone All Ducted | 28000 | 27000 | 4.14 | 22505 | 1.92
BOSCH | Bosch Climate 5000 ductless minisplit series | 207760045 | HRCU-A-CB-O | BMS500-AAS012-1CSXRC | BMS500-AAU012-1AHCXB | Singlezone Non-Ducted, Ceiling Placement | 12000 | 8900 | 3.26 | 8120 | 2.22
LBG Products |  | 208130814 | HRCU-A-CB | LBHB12DUWO | LMHB12DFI | Singlezone Ducted, Compact Ducted | 12000 | 9300 | 2.78 | 8400 | 2.26
BOSCH | Bosch Climate 5000 ductless minisplit series | 207759990 | HRCU-A-CB-O | BMS500-AAS012-1CSXRC | BMS500-AAU012-1AHWXC | Singlezone Non-Ducted, Wall Placement | 12000 | 9000 | 3.22 | 8981 | 2.19
BOSCH | Bosch Climate 5000 ductless minisplit series | 207759995 | HRCU-A-CB-O | BMS500-AAS012-1CSXHC | BMS500-AAU012-1AHWXC | Singlezone Non-Ducted, Wall Placement | 12000 | 10000 | 4.01 | 11782 | 2.07
BOSCH | Bosch Climate 5000 ductless minisplit series | 207759993 | HRCU-A-CB-O | BMS500-AAS009-1CSXRC | BMS500-AAU006-1AHWXC | Singlezone Non-Ducted, Ceiling Placement | 7000 | 8500 | 4.15 | 8581 | 2.19
GREE | Bora | 9123256 | HRCU-A-CB-O | GWH24YE-D3DNA1A/O | GWH24AAE-D3DN***/I | Singlezone Non-Ducted, Wall Placement | 24000 | 15500 | 2.86 | 24000 | 1.9
BOSCH | Bosch Climate 5000 ductless minisplit series | 203991148 | HRCU-A-CB-O | BMS500-AAS009-1CSXRA | BMS500-AAU009-1AHWXB | Singlezone Non-Ducted, Wall Placement | 9800 | 5800 | 2.74 | 7990 | 1.98
GREE | Lomo | 9102794 | HRCU-A-CB-O | GWH24YE-D3DNA1A/O | GWH24QE-D3DN***/I | Singlezone Non-Ducted, Wall Placement | 24000 | 15500 | 2.86 | 24000 | 1.9
BOSCH | Bosch Climate 5000 ductless minisplit series | 204014467 | HRCU-A-CB | BMS500-AAS009-1CSXHB | BMS500-AAU009-1AHDXB | Singlezone Ducted, Compact Ducted | 10000 | 10100 | 3.84 | 8343 | 2.07
BOSCH | Bosch Climate 5000 ductless minisplit series | 204014470 | HRCU-A-CB | BMS500-AAS024-1CSXHB | BMS500-AAU024-1AHDXB | Singlezone Ducted, Compact Ducted | 24000 | 23000 | 3.42 | 25166 | 2.07
BOSCH | Bosch Climate 5000 ductless minisplit series | 203991162 | HRCU-A-CB | BMS500-AAS024-1CSXRA | BMS500-AAU024-1AHDXB | Singlezone Ducted, Compact Ducted | 24400 | 18000 | 3.03 | 18533 | 2.04
BOSCH | Bosch Climate 5000 ductless minisplit series | 203991161 | HRCU-A-CB | BMS500-AAS018-1CSXRA | BMS500-AAU018-1AHDXB | Singlezone Ducted, Compact Ducted | 18000 | 11600 | 2.52 | 10352 | 1.96
BOSCH | Bosch Climate 5000 ductless minisplit series | 203991174 | HMSV-A-CB | BMS500-AAM027-1CSXRA |  | Multizone All Non-Ducted | 28000 | 17200 | 2.8 | 17040 | 1.97
GREE | G-Series | 9084227 | HMSR-A-CB-O | GWHD(36)ND3GO |  | Multizone All Non-Ducted | 36000 | 26600 | 2.88 | 25400 | 2.33
BOSCH | Bosch Climate 5000 ductless minisplit series | 207760017 | HRCU-A-CB-O | BMS500-AAS024-1CSXRC | BMS500-AAU024-1AHCXC | Singlezone Non-Ducted, Wall Placement | 25000 | 19000 | 3.48 | 17540 | 2.12
PERFECTAIRE | 3PAHH series | 211253523 | HRCU-A-CB | 3PAHHSD18-SZO | 3PAHHSD18-AHU | Singlezone Ducted, Centrally Ducted | 19000 | 13500 | 2.6 | 18629 | 2.04
PERFECTAIRE | 3PAHH series | 211253524 | HRCU-A-CB | 3PAHHSD24-SZO | 3PAHHSD24-AHU | Singlezone Ducted, Centrally Ducted | 24000 | 19200 | 2.5 | 24071 | 1.91
COMFORT-AIRE | A series | 210568233 | HRCU-A-CB | A-VCD24SA-1 | B-VCD24SA-1 | Singlezone Ducted, Centrally Ducted | 24000 | 19200 | 2.5 | 24071 | 1.91
GREE | Lomo | 7091967 | HRCU-A-CB-O | GWH09QC-A3DNA1D/O | GWH09QC-A3DN***/I | Singlezone Non-Ducted, Wall Placement | 9900 | 6900 | 2.5 | 8700 | 2.02
COMFORT-AIRE | A series | 208136322 | HRCU-A-CB | A-VMH18SV-1 | B-VMH18AV-1 | Singlezone Ducted, Centrally Ducted | 19000 | 15400 | 2.7 | 18295 | 2
MIDEA | MVC series | 208650610 | HRCU-A-CB | MOX430U-24HFN1-MR0 | MVC-24HWFN1-M | Singlezone Ducted, Centrally Ducted | 26000 | 21000 | 2.8 | 19400 | 2.1
PERFECTAIRE | 3PAHH series | 211253528 | HRCU-A-CB | 3PAHHSD60-SZO | 3PAHHSD60-AHU | Singlezone Ducted, Centrally Ducted | 59000 | 42000 | 2.6 | 54356 | 1.91
COMFORT-AIRE | A series | 210568228 | HRCU-A-CB | A-VCD60SA-1 | B-VCD60SA-1 | Singlezone Ducted, Centrally Ducted | 59000 | 42000 | 2.6 | 54356 | 1.91
MOOVAIR | DM series | 207764688 | HRCU-A-CB | DMA18HOS20230E7 | FMA18HIAHUU230X7 | Singlezone Ducted, Centrally Ducted | 19000 | 13500 | 2.6 | 18629 | 2.04
CANAIR | CDH series | 207706568 | HRCU-A-CB | CDH2018C21 | CDH2018F21 | Singlezone Ducted, Centrally Ducted | 19000 | 13500 | 2.6 | 18629 | 2.04
FUJITSU | H-Series | 206597211 | HRCU-A-CB-O | AOUG12LZAH1 | ASUG12LZBS | Singlezone Non-Ducted, Wall Placement | 16000 | 10000 | 3.22 | 16600 | 2.16
MOOVAIR | DM series | 207706559 | HRCU-A-CB | DMA24HOS20230E7 | FMA24HIAHUU230X7 | Singlezone Ducted, Centrally Ducted | 24000 | 19200 | 2.5 | 24071 | 1.91
CANAIR | CDH series | 207706569 | HRCU-A-CB | CDH2024C21 | CDH2024F21 | Singlezone Ducted, Centrally Ducted | 24000 | 19200 | 2.5 | 24071 | 1.91
FUJITSU | H-Series | 206597210 | HRCU-A-CB-O | AOUG12LZAS1 | ASUG12LZBS | Singlezone Non-Ducted, Wall Placement | 16000 | 10000 | 3.33 | 16600 | 2.32
FUJITSU | H-Series | 206263450 | HRCU-A-CB-O | AOUH12LMAH1 | ASUH12LMAS | Singlezone Non-Ducted, Wall Placement | 16000 | 10300 | 2.9 | 10700 | 2.27
BREEZE33 | HS-series | 211277597 | HRCU-A-CB | HSZ18H424ZMO | AH18H424ZMI | Singlezone Ducted, Centrally Ducted | 19000 | 15400 | 2.7 | 18295 | 2
FUJITSU | H-Series | 206913028 | HRCU-A-CB-O | AOUH24LMAS1 | ASUH24LMAS | Singlezone Non-Ducted, Wall Placement | 25200 | 15700 | 3.05 | 25500 | 2.08
LBG PRODUCTS | LCHB series | 208136301 | HRCU-A-CB | LCHB24DO | LCHB24DHNI | Singlezone Ducted, Centrally Ducted | 26000 | 21000 | 2.8 | 19400 | 2.1
MOOVAIR | DM series | 210295923 | HRCU-A-CB | DMA60HOS20230E7 | FMA60HIAHUU230X7 | Singlezone Ducted, Centrally Ducted | 59000 | 42000 | 2.6 | 54356 | 1.91
FUJITSU | H-Series | 207615688 | HRCU-A-CB-O | AOUH09LMAS1 | ASUH09LMAS | Singlezone Non-Ducted, Wall Placement | 12000 | 7400 | 3.19 | 10200 | 2.35
CANAIR | CDH series | 210342131 | HRCU-A-CB | CDH2060C22 | CDH2060F21 | Singlezone Ducted, Centrally Ducted | 59000 | 42000 | 2.6 | 54356 | 1.91
MRCOOL | CENTRAL | 210279124 | HRCU-A-CB | CENTRAL-60-HP-C-230A00 | CENTRAL-60-HP-MUAH230A00 | Singlezone Ducted, Centrally Ducted | 59000 | 42000 | 2.6 | 54356 | 1.91
MRCOOL | DIYH | 210295926 | HRCU-A-CB | DIYH-18-HP-C-230C25 | DIYH-18-HP-MUAH-230C25 | Singlezone Ducted, Centrally Ducted | 20000 | 15000 | 2.71 | 18500 | 2.13
FUJITSU | H-Series | 206597212 | HRCU-A-CB-O | AOUG15LZAS1 | ASUG15LZBS | Singlezone Non-Ducted, Wall Placement | 18000 | 11200 | 3.25 | 21000 | 2.24
FUJITSU | H-Series | 206597209 | HRCU-A-CB-O | AOUG09LZAH1 | ASUG09LZBS | Singlezone Non-Ducted, Wall Placement | 12000 | 7400 | 3.5 | 15400 | 2.01
FUJITSU | H-Series | 206597208 | HRCU-A-CB-O | AOUG09LZAS1 | ASUG09LZBS | Singlezone Non-Ducted, Wall Placement | 12000 | 7400 | 3.61 | 15400 | 2.15
FUJITSU | H-Series | 206597213 | HRCU-A-CB-O | AOUG15LZAH1 | ASUG15LZBS | Singlezone Non-Ducted, Wall Placement | 18000 | 11200 | 3.16 | 21000 | 2.12
LBG Products |  | 208130820 | HRCU-A-CB-O | LBHB12DUWO | LMHB12DZGI | Singlezone Non-Ducted, Wall Placement | 12000 | 9000 | 2.69 | 8400 | 2.26
FUJITSU | H-Series | 6937310 | HRCU-A-CB-O | AOU12RLFFH | AGU12RLF | Singlezone Non-Ducted, Floor Placement | 16000 | 10600 | 2.61 | 15050 | 1.9
FUJITSU | H-Series | 6936997 | HRCU-A-CB-O | AOU15RLFF | AGU15RLF | Singlezone Non-Ducted, Floor Placement | 18000 | 11600 | 2.62 | 18960 | 1.91
INNOVAIR | MHD series | 210365429 | HRCU-A-C | MHD-18 | MHD-CC2.0-17.5-M | Singlezone Ducted, Centrally Ducted | 19500 | 13000 | 2.7 | 14600 | 2.19
FUJITSU | H-Series | 6936995 | HRCU-A-CB-O | AOU9RLFF | AGU9RLF | Singlezone Non-Ducted, Floor Placement | 12000 | 7500 | 2.82 | 14220 | 1.98
DETTSON | MHD series | 210365427 | HRCU-A-C | MHD-18 | MHD-CC2.0-17.5-M | Singlezone Ducted, Centrally Ducted | 19500 | 13000 | 2.7 | 14600 | 2.19
FUJITSU | H-Series | 8912454 | HRCU-A-CB-O | AOU30RLXEH | ASU30RLE | Singlezone Non-Ducted, Wall Placement | 32000 | 18900 | 2.56 | 32030 | 2.06
FUJITSU | H-Series | 204740071 | HRCU-A-CB-O | AOUG15LZAH1 | ASUG15LZAS | Singlezone Non-Ducted, Wall Placement | 18000 | 11200 | 3.16 | 21000 | 2.12
FUJITSU | H-Series | 204740070 | HRCU-A-CB-O | AOUG15LZAS1 | ASUG15LZAS | Singlezone Non-Ducted, Wall Placement | 18000 | 11200 | 3.25 | 21000 | 2.24
MITSUBISHI ELECTRIC | M-Series | 210819460 | HRCU-A-CB-O | MUFZ-KJ12NAHZ*** | MFZ-KJ12NA*** | Singlezone Non-Ducted, Floor Placement | 13000 | 8800 | 2.77 | 13000 | 2.1
FUJITSU | H-Series | 204740069 | HRCU-A-CB-O | AOUG12LZAH1 | ASUG12LZAS | Singlezone Non-Ducted, Wall Placement | 16000 | 10000 | 3.22 | 16600 | 2.16
MITSUBISHI ELECTRIC | M-Series | 210819448 | HRCU-A-CB-O | MUFZ-KJ18NAHZ*** | MFZ-KJ18NA*** | Singlezone Non-Ducted, Floor Placement | 21000 | 12800 | 2.62 | 21000 | 2.05
FUJITSU | H-Series | 204740068 | HRCU-A-CB-O | AOUG12LZAS1 | ASUG12LZAS | Singlezone Non-Ducted, Wall Placement | 16000 | 10000 | 3.33 | 16600 | 2.32
MITSUBISHI ELECTRIC | M-Series | 202680594 | HRCU-A-CB-O | MUZ-GL09NA*** | MSZ-GL09NA*** | Singlezone Non-Ducted, Wall Placement | 10900 | 6700 | 3.12 | 8000 | 2.76
MITSUBISHI ELECTRIC | M-Series | 202680595 | HRCU-A-CB-O | MUZ-GL12NA*** | MSZ-GL12NA*** | Singlezone Non-Ducted, Wall Placement | 14400 | 9200 | 3.1 | 10200 | 2.93
FUJITSU | H-Series | 204740066 | HRCU-A-CB-O | AOUG09LZAS1 | ASUG09LZAS | Singlezone Non-Ducted, Wall Placement | 12000 | 7400 | 3.61 | 15400 | 2.15
FUJITSU | H-Series | 204740067 | HRCU-A-CB-O | AOUG09LZAH1 | ASUG09LZAS | Singlezone Non-Ducted, Wall Placement | 12000 | 7400 | 3.5 | 15400 | 2.01
FUJITSU | H-Series | 211078832 | HRCU-A-CB-O | AOUH30LUAS1 | AUUH30LUAS | Singlezone Non-Ducted, Ceiling Placement | 32000 | 20800 | 3.17 | 28000 | 2.12
FUJITSU | H-Series | 211078831 | HRCU-A-CB-O | AOUH24LUAS1 | AUUH24LUAS | Singlezone Non-Ducted, Ceiling Placement | 27000 | 18000 | 3.08 | 23600 | 2.12
LBG Products |  | 208130832 | HRCU-A-CB-O | LBHB12DVWO | LMHB12DSI | Singlezone Non-Ducted, Ceiling Placement | 12000 | 9900 | 2.55 | 11500 | 1.9
FUJITSU | H-Series | 211078844 | HRCU-A-CB-O | AOUH18LUAS1 | AUUH18LUAS | Singlezone Non-Ducted, Ceiling Placement | 21600 | 15100 | 3.01 | 16800 | 2.24
AC PRO.COM |  | 209748106 | HRCU-A-CB-O | AOX230-12HFN1-MV5W | AFAU-12HRFN1-M(C) | Singlezone Non-Ducted, Wall Placement | 12000 | 9000 | 2.69 | 8400 | 2.26
DIYCOOL |  | 207825555 | HRCU-A-CB-O | ACIQ-12ZPL-HP230B | ACIQ-12CC-HH-MB | Singlezone Non-Ducted, Ceiling Placement | 12000 | 9900 | 2.55 | 11500 | 1.9
FUJITSU | H-Series | 211078834 | HRCU-A-CB | AOUH24LUAS1 | ARUH24LUAS | Singlezone Ducted, Compact Ducted | 27000 | 18100 | 2.9 | 23200 | 2
Breeze33 |  | 207862077 | HRCU-A-CB-O | BZ33-HYP12OUT2-G2-P | BZ33-CASS12-P | Singlezone Non-Ducted, Ceiling Placement | 12000 | 9900 | 2.55 | 11500 | 1.9
FUJITSU | H-Series | 211078842 | HRCU-A-CB | AOUH18LUAS1 | ARUH18LUAS | Singlezone Ducted, Compact Ducted | 21600 | 15500 | 2.89 | 16800 | 2.12
ACIQ |  | 207825536 | HRCU-A-CB-O | ACIQ-12ZPL-HP230B | ACIQ-12CC-HH-MB | Singlezone Non-Ducted, Ceiling Placement | 12000 | 9900 | 2.55 | 11500 | 1.9
FUJITSU | H-Series | 211078835 | HRCU-A-CB | AOUH24LUAS1 | AMUG24LMAS | Singlezone Ducted, Centrally Ducted | 27000 | 18700 | 2.85 | 23000 | 1.94
1HVAC |  | 207825517 | HRCU-A-CB-O | ACIQ-12ZPL-HP230B | ACIQ-12CC-HH-MB | Singlezone Non-Ducted, Ceiling Placement | 12000 | 9900 | 2.55 | 11500 | 1.9
FUJITSU | H-Series | 211078836 | HRCU-A-CB-O | AOUH24LUAS1 | ABUH24LUAS | Singlezone Non-Ducted, Ceiling Placement | 27000 | 17500 | 3.07 | 23600 | 2.08
Cooper&Hunter |  | 210799584 | HRCU-A-CB-O | CH-ES12-230VO | CH-12MSPHMC-230VI | Singlezone Non-Ducted, Wall Placement | 12000 | 9000 | 2.69 | 8400 | 2.26
FUJITSU | H-Series | 211078843 | HRCU-A-CB-O | AOUH18LUAS1 | ABUH18LUAS | Singlezone Non-Ducted, Ceiling Placement | 21600 | 15800 | 2.91 | 16800 | 2.22
FUJITSU | H-Series | 210191037 | HRCU-A-CB-O | AOUH12LMBH1 | ASUH12LMAS | Singlezone Non-Ducted, Wall Placement | 14000 | 8500 | 2.93 | 10700 | 2.27
Cooper&Hunter |  | 210799593 | HRCU-A-CB-O | CH-HPR12-230VO | CH-12MSPHCT-230VI | Singlezone Non-Ducted, Ceiling Placement | 12000 | 9900 | 2.55 | 11500 | 1.9
COMFORT-AIRE | A-series | 214232455 | HMSR-A-CB-O | A-VMH55PV-1 |  | Multizone All Non-Ducted | 55000 | 34400 | 2.5 | 47000 | 1.94
COMFORT-AIRE | A-series | 214232456 | HMSV-A-CB | A-VMH55PV-1 |  | Multizone All Ducted | 55000 | 35200 | 2.5 | 47000 | 1.94
COMFORT-AIRE | A-series | 214232457 | HMSV-A-CB | A-VMH55PV-1 |  | Multizone Mix of Ducted and Non-Ducted | 55000 | 34800 | 2.5 | 47000 | 1.94
KERR | A-series | 214232458 | HMSR-A-CB-O | A-KMH55PV-1 |  | Multizone All Non-Ducted | 55000 | 34400 | 2.5 | 47000 | 1.94
KERR | A-series | 214232459 | HMSV-A-CB | A-KMH55PV-1 |  | Multizone All Ducted | 55000 | 35200 | 2.5 | 47000 | 1.94
KERR | A-series | 214232460 | HMSV-A-CB | A-KMH55PV-1 |  | Multizone Mix of Ducted and Non-Ducted | 55000 | 34800 | 2.5 | 47000 | 1.94
COOPER&HUNTER | CH-series | 214312546 | HRCU-A-CB-O | CH-NY09MIA-230VO | CH-NY09MIA-SK230V | Singlezone Non-Ducted, Wall Placement | 10000 | 6900 | 2.53 | 6400 | 1.95
SLIMAIR | SHC series | 214314795 | HRCU-A-CB-O | SHC18VE2AG | SHO18VE2AG | Singlezone Non-Ducted, Ceiling Placement | 19000 | 12200 | 2.79 | 13100 | 2.3
SLIMAIR | SHC series | 214314793 | HRCU-A-CB-O | SHC09VE2AG | SHO09VE2AG | Singlezone Non-Ducted, Ceiling Placement | 11000 | 8000 | 2.66 | 8500 | 2.37
SLIMAIR | SHC series | 214314792 | HRCU-A-CB-O | SHC09VE2AG | SHO06VE2AG | Singlezone Non-Ducted, Ceiling Placement | 7100 | 5700 | 2.61 | 8500 | 2.03
AI AIR CONDITIONING |  | 214311544 | HMSR-A-CB-O | A2MO21-18N1-M1 |  | Multizone All Non-Ducted | 19000 | 14400 | 2.5 | 14000 | 2.22
AI AIR CONDITIONING |  | 214311546 | HMSV-A-CB | A2MO21-18N1-M1 |  | Multizone Mix of Ducted and Non-Ducted | 19000 | 14600 | 2.5 | 14000 | 2.17
AI AIR CONDITIONING |  | 214311548 | HMSV-A-CB | A3MO21-27N1-M1 |  | Multizone All Ducted | 28000 | 22000 | 2.6 | 20000 | 2.14
AI AIR CONDITIONING |  | 214296078 | HRCU-A-CB | AUO17-24N1-M3 | AUH2-24N1-BM3E | Singlezone Ducted, Centrally Ducted | 26000 | 21000 | 2.8 | 19400 | 2.1
DIRECT AIR | DIRM series | 214232469 | HRCU-A-CB | DIRM-24CS19-OU | DIRM-24MAGICPRO20-AH | Singlezone Ducted, Centrally Ducted | 26000 | 21000 | 2.8 | 19400 | 2.1
LG |  | 10570124 | HRCU-A-CB-O | LGU121HSV3 | LGN121HSV3 | Singlezone Non-Ducted, Wall Placement | 13600 | 8200 | 2.79 | 11930 | 2.38
SHARP |  | 209423517 | HRCU-A-CB-O | AE-X15ZU | AY-XPC15ZU | Singlezone Non-Ducted, Wall Placement | 18000 | 11000 | 2.69 | 15300 | 2.11
ACIQ |  | 210857327 | HRCU-A-CB-O | ACIQ-06ZPL-HP230B | SCC-0609-HH-M | Singlezone Non-Ducted, Ceiling Placement | 7100 | 5700 | 2.61 | 8500 | 2.03
1HVAC |  | 210857307 | HRCU-A-CB-O | ACIQ-06ZPL-HP230B | SCC-0609-HH-M | Singlezone Non-Ducted, Ceiling Placement | 7100 | 5700 | 2.61 | 8500 | 2.03
DIYCOOL |  | 210857347 | HRCU-A-CB-O | ACIQ-06ZPL-HP230B | SCC-0609-HH-M | Singlezone Non-Ducted, Ceiling Placement | 7100 | 5700 | 2.61 | 8500 | 2.03
CANAIR |  | 211253521 | HRCU-A-CB-O | C25SCH12H21 | C28SEH12H21 | Singlezone Non-Ducted, Wall Placement | 12000 | 9000 | 2.69 | 8981 | 2.19
CANAIR |  | 211253522 | HRCU-A-CB-O | C25SCH09H21 | C28SEH09H21 | Singlezone Non-Ducted, Wall Placement | 10000 | 8500 | 2.8 | 8581 | 2.19
PERFECTAIRE |  | 211253533 | HMSV-A-CB | 3PAMS55-HH-MZO5 |  | Multizone All Ducted | 55000 | 35200 | 2.5 | 47000 | 1.94
BREEZE33 |  | 207862090 | HMSV-A-CB | BZ33-HP273Z2-G2-P |  | Multizone All Ducted | 28000 | 22000 | 2.6 | 20000 | 2.14
1HVAC |  | 210857363 | HMSV-A-CB | ACIQ-55Z-HH-M5B |  | Multizone All Ducted | 55000 | 35200 | 2.5 | 47000 | 1.94
1HVAC |  | 210857369 | HMSV-A-CB | ES-27Z-M3B |  | Multizone All Ducted | 28000 | 22000 | 2.6 | 20000 | 2.14
AC PRO.COM |  | 211001948 | HRCU-A-CB-O | AOX230-09HFN1-MW5W | ACBU-09HRFN1-MW0W | Singlezone Non-Ducted, Ceiling Placement | 11000 | 8000 | 2.66 | 8500 | 2.37
AC PRO.COM |  | 211001950 | HRCU-A-CB-O | AOX430-18HFN1-MT8W | ACBU-18HRFN1-MU2W | Singlezone Non-Ducted, Ceiling Placement | 19000 | 12200 | 2.79 | 13100 | 2.3
AC PRO.COM |  | 207827126 | HMSV-A-CB | A3OJ-27HFN1-M |  | Multizone All Ducted | 28000 | 22000 | 2.6 | 20000 | 2.14
ACIQ |  | 210857387 | HMSV-A-CB | ES-27Z-M3B |  | Multizone All Ducted | 28000 | 22000 | 2.6 | 20000 | 2.14
ACIQ |  | 210857381 | HMSV-A-CB | ACIQ-55Z-HH-M5B |  | Multizone All Ducted | 55000 | 35200 | 2.5 | 47000 | 1.94
BLUERIDGE |  | 208650623 | HMSV-A-CB | BMM55HHC |  | Multizone All Ducted | 55000 | 35200 | 2.5 | 47000 | 1.94
BLUERIDGE |  | 207641282 | HMSV-A-CB | BMM27C |  | Multizone All Ducted | 28000 | 22000 | 2.6 | 20000 | 2.14
C&H |  | 207742365 | HMSV-A-CB | CH-28MES-230VO |  | Multizone All Ducted | 28000 | 22000 | 2.6 | 20000 | 2.14
CANAIR |  | 207683266 | HMSV-A-CB | C28MC324H21 |  | Multizone All Ducted | 24000 | 21600 | 2.61 | 20000 | 2.11
COAST AIR |  | 211126491 | HRCU-A-CB-O | A-CAD18-1A | B-CAD18-1A | Singlezone Non-Ducted, Wall Placement | 18000 | 13800 | 2.54 | 11700 | 2.05
COAST AIR |  | 211126490 | HRCU-A-CB-O | A-CAD12-0A | B-CAD12-0A | Singlezone Non-Ducted, Wall Placement | 12000 | 7500 | 2.59 | 6400 | 1.95
COOPER&HUNTER |  | 210799620 | HMSV-A-CB | CH-28MES-230VO |  | Multizone All Ducted | 28000 | 22000 | 2.6 | 20000 | 2.14
DIRECT AIR |  | 207743777 | HMSV-A-CB | DIRM-27DA25-3Z |  | Multizone All Ducted | 28000 | 22000 | 2.6 | 20000 | 2.14
DIYCOOL |  | 210857399 | HMSV-A-CB | ACIQ-55Z-HH-M5B |  | Multizone All Ducted | 55000 | 35200 | 2.5 | 47000 | 1.94
DIYCOOL |  | 210857405 | HMSV-A-CB | ES-27Z-M3B |  | Multizone All Ducted | 28000 | 22000 | 2.6 | 20000 | 2.14
DUCANE |  | 208106666 | HRCU-A-CB-O | 4DHP2S12S-1P | D22C112S4-1P | Singlezone Non-Ducted, Ceiling Placement | 12000 | 8900 | 3.22 | 7786 | 1.92
DUCANE |  | 208106663 | HRCU-A-CB-O | 4DHP2S12S-1P | DWM212S4-1P | Singlezone Non-Ducted, Wall Placement | 12000 | 9000 | 3.22 | 8465 | 2.26
DUCANE |  | 208106669 | HRCU-A-CB | 4DHP2S12S-1P | DMD212S4-1P | Singlezone Ducted, Compact Ducted | 12000 | 9300 | 3.13 | 8500 | 1.99
CONCORD |  | 208106693 | HRCU-A-CB-O | 4DHP2S12S-1P | D22C112S4-1P | Singlezone Non-Ducted, Ceiling Placement | 12000 | 8900 | 3.22 | 7786 | 1.92
CONCORD |  | 208106696 | HRCU-A-CB | 4DHP2S12S-1P | DMD212S4-1P | Singlezone Ducted, Compact Ducted | 12000 | 9300 | 3.13 | 8500 | 1.99
CONCORD |  | 208106690 | HRCU-A-CB-O | 4DHP2S12S-1P | DWM212S4-1P | Singlezone Non-Ducted, Wall Placement | 12000 | 9000 | 3.22 | 8465 | 2.26
ARMSTRONG AIR |  | 208106678 | HRCU-A-CB | 4DHP2S12S-1P | DMD212S4-1P | Singlezone Ducted, Compact Ducted | 12000 | 9300 | 3.13 | 8500 | 1.99
ARMSTRONG AIR |  | 208106675 | HRCU-A-CB-O | 4DHP2S12S-1P | D22C112S4-1P | Singlezone Non-Ducted, Ceiling Placement | 12000 | 8900 | 3.22 | 7786 | 1.92
ARMSTRONG AIR |  | 208106672 | HRCU-A-CB-O | 4DHP2S12S-1P | DWM212S4-1P | Singlezone Non-Ducted, Wall Placement | 12000 | 9000 | 3.22 | 8465 | 2.26
ALLIED |  | 208106657 | HRCU-A-CB-O | 4DHP2S12S-1P | D22C112S4-1P | Singlezone Non-Ducted, Ceiling Placement | 12000 | 8900 | 3.22 | 7786 | 1.92
ALLIED |  | 208106660 | HRCU-A-CB | 4DHP2S12S-1P | DMD212S4-1P | Singlezone Ducted, Compact Ducted | 12000 | 9300 | 3.13 | 8500 | 1.99
ALLIED |  | 208106653 | HRCU-A-CB-O | 4DHP2S12S-1P | DWM212S4-1P | Singlezone Non-Ducted, Wall Placement | 12000 | 9000 | 3.22 | 8465 | 2.26
AIREASE |  | 208106687 | HRCU-A-CB | 4DHP2S12S-1P | DMD212S4-1P | Singlezone Ducted, Compact Ducted | 12000 | 9300 | 3.13 | 8500 | 1.99
AIREASE |  | 208106681 | HRCU-A-CB-O | 4DHP2S12S-1P | DWM212S4-1P | Singlezone Non-Ducted, Wall Placement | 12000 | 9000 | 3.22 | 8465 | 2.26
DUCANE |  | 208106842 | HMSV-A-CB | 4DHP2S18M-1P |  | Multizone All Non-Ducted | 19000 | 14300 | 3.64 | 12427 | 1.91
DUCANE |  | 208106843 | HMSV-A-CB | 4DHP2S18M-1P |  | Multizone All Ducted | 19000 | 14800 | 3.5 | 13300 | 2.03
CONCORD |  | 208106827 | HMSV-A-CB | 4DHP2S18M-1P |  | Multizone All Non-Ducted | 19000 | 14300 | 3.64 | 12427 | 1.91
CONCORD |  | 208106828 | HMSV-A-CB | 4DHP2S18M-1P |  | Multizone All Ducted | 19000 | 14800 | 3.5 | 13300 | 2.03
ARMSTRONG AIR |  | 208106812 | HMSV-A-CB | 4DHP2S18M-1P |  | Multizone All Non-Ducted | 19000 | 14300 | 3.64 | 12427 | 1.91
ARMSTRONG AIR |  | 208106813 | HMSV-A-CB | 4DHP2S18M-1P |  | Multizone All Ducted | 19000 | 14800 | 3.5 | 13300 | 2.03
ALLIED |  | 208106782 | HMSV-A-CB | 4DHP2S18M-1P |  | Multizone All Non-Ducted | 19000 | 14300 | 3.64 | 12427 | 1.91
ALLIED |  | 208106783 | HMSV-A-CB | 4DHP2S18M-1P |  | Multizone All Ducted | 19000 | 14800 | 3.5 | 13300 | 2.03
AIREASE |  | 208106797 | HMSV-A-CB | 4DHP2S18M-1P |  | Multizone All Non-Ducted | 19000 | 14300 | 3.64 | 12427 | 1.91
AIREASE |  | 208106798 | HMSV-A-CB | 4DHP2S18M-1P |  | Multizone All Ducted | 19000 | 14800 | 3.5 | 13300 | 2.03
DUCANE |  | 208106664 | HRCU-A-CB-O | 4DHP2S18S-1P | DWM218S4-1P | Singlezone Non-Ducted, Wall Placement | 19000 | 14900 | 2.99 | 12184 | 2.25
DUCANE |  | 208106670 | HRCU-A-CB | 4DHP2S18S-1P | DMD218S4-1P | Singlezone Ducted, Compact Ducted | 20000 | 12600 | 2.74 | 11966 | 2.21
CONCORD |  | 208106691 | HRCU-A-CB-O | 4DHP2S18S-1P | DWM218S4-1P | Singlezone Non-Ducted, Wall Placement | 19000 | 14900 | 2.99 | 12184 | 2.25
CONCORD |  | 208106697 | HRCU-A-CB | 4DHP2S18S-1P | DMD218S4-1P | Singlezone Ducted, Compact Ducted | 20000 | 12600 | 2.74 | 11966 | 2.21
ARMSTRONG AIR |  | 208106673 | HRCU-A-CB-O | 4DHP2S18S-1P | DWM218S4-1P | Singlezone Non-Ducted, Wall Placement | 19000 | 14900 | 2.99 | 12184 | 2.25
ARMSTRONG AIR |  | 208106679 | HRCU-A-CB | 4DHP2S18S-1P | DMD218S4-1P | Singlezone Ducted, Compact Ducted | 20000 | 12600 | 2.74 | 11966 | 2.21
ALLIED |  | 208106654 | HRCU-A-CB-O | 4DHP2S18S-1P | DWM218S4-1P | Singlezone Non-Ducted, Wall Placement | 19000 | 14900 | 2.99 | 12184 | 2.25
ALLIED |  | 208106661 | HRCU-A-CB | 4DHP2S18S-1P | DMD218S4-1P | Singlezone Ducted, Compact Ducted | 20000 | 12600 | 2.74 | 11966 | 2.21
AIREASE |  | 208106682 | HRCU-A-CB-O | 4DHP2S18S-1P | DWM218S4-1P | Singlezone Non-Ducted, Wall Placement | 19000 | 14900 | 2.99 | 12184 | 2.25
AIREASE |  | 208106688 | HRCU-A-CB | 4DHP2S18S-1P | DMD218S4-1P | Singlezone Ducted, Compact Ducted | 20000 | 12600 | 2.74 | 11966 | 2.21
ECO AC |  | 207825502 | HMSV-A-CB | EMH-3O27BB |  | Multizone All Ducted | 28000 | 22000 | 2.6 | 20000 | 2.14
DUCANE |  | 208106665 | HRCU-A-CB-O | 4DHP2S24S-1P | DWM224S4-1P | Singlezone Non-Ducted, Wall Placement | 25000 | 16200 | 3.08 | 17500 | 2.04
CONCORD |  | 208106692 | HRCU-A-CB-O | 4DHP2S24S-1P | DWM224S4-1P | Singlezone Non-Ducted, Wall Placement | 25000 | 16200 | 3.08 | 17500 | 2.04
ARMSTRONG AIR |  | 208106674 | HRCU-A-CB-O | 4DHP2S24S-1P | DWM224S4-1P | Singlezone Non-Ducted, Wall Placement | 25000 | 16200 | 3.08 | 17500 | 2.04
ALLIED |  | 208106655 | HRCU-A-CB-O | 4DHP2S24S-1P | DWM224S4-1P | Singlezone Non-Ducted, Wall Placement | 25000 | 16200 | 3.08 | 17500 | 2.04
AIREASE |  | 208106683 | HRCU-A-CB-O | 4DHP2S24S-1P | DWM224S4-1P | Singlezone Non-Ducted, Wall Placement | 25000 | 16200 | 3.08 | 17500 | 2.04
DUCANE |  | 208106714 | HRCU-A-CB-O | 4DHPS209S-1P | DWM209S4-1P | Singlezone Non-Ducted, Wall Placement | 10000 | 8500 | 4.15 | 8622 | 2.38
CONCORD |  | 208106749 | HRCU-A-CB-O | 4DHPS209S-1P | D22C109S4-1P | Singlezone Non-Ducted, Ceiling Placement | 10000 | 7500 | 3.33 | 8588 | 2.05
CONCORD |  | 208106750 | HRCU-A-CB | 4DHPS209S-1P | DMD209S4-1P | Singlezone Ducted, Compact Ducted | 10000 | 7700 | 3.53 | 8499 | 2.4
CONCORD |  | 208106747 | HRCU-A-CB-O | 4DHPS209S-1P | DWM209S4-1P | Singlezone Non-Ducted, Wall Placement | 10000 | 8500 | 4.15 | 8622 | 2.38
ARMSTRONG AIR |  | 208106736 | HRCU-A-CB-O | 4DHPS209S-1P | DWM209S4-1P | Singlezone Non-Ducted, Wall Placement | 10000 | 8500 | 4.15 | 8622 | 2.38
ARMSTRONG AIR |  | 208106738 | HRCU-A-CB-O | 4DHPS209S-1P | D22C109S4-1P | Singlezone Non-Ducted, Ceiling Placement | 10000 | 7500 | 3.33 | 8588 | 2.05
ARMSTRONG AIR |  | 208106739 | HRCU-A-CB | 4DHPS209S-1P | DMD209S4-1P | Singlezone Ducted, Compact Ducted | 10000 | 7700 | 3.53 | 8499 | 2.4
ALLIED |  | 208106705 | HRCU-A-CB-O | 4DHPS209S-1P | D22C109S4-1P | Singlezone Non-Ducted, Ceiling Placement | 10000 | 7500 | 3.33 | 8588 | 2.05
ALLIED |  | 208106706 | HRCU-A-CB | 4DHPS209S-1P | DMD209S4-1P | Singlezone Ducted, Compact Ducted | 10000 | 7700 | 3.53 | 8499 | 2.4
ALLIED |  | 208106703 | HRCU-A-CB-O | 4DHPS209S-1P | DWM209S4-1P | Singlezone Non-Ducted, Wall Placement | 10000 | 8500 | 4.15 | 8622 | 2.38
AIREASE |  | 208106716 | HRCU-A-CB-O | 4DHPS209S-1P | D22C109S4-1P | Singlezone Non-Ducted, Ceiling Placement | 10000 | 7500 | 3.33 | 8588 | 2.05
AIREASE |  | 208106717 | HRCU-A-CB | 4DHPS209S-1P | DMD209S4-1P | Singlezone Ducted, Compact Ducted | 10000 | 7700 | 3.53 | 8499 | 2.4
AIREASE |  | 208106725 | HRCU-A-CB-O | 4DHPS209S-1P | DWM209S4-1P | Singlezone Non-Ducted, Wall Placement | 10000 | 8500 | 4.15 | 8622 | 2.38
ELIOS |  | 208136314 | HMSV-A-CB | DEA55HOM25230X3 |  | Multizone All Ducted | 55000 | 35200 | 2.5 | 47000 | 1.94
LENNOX |  | 207683524 | HRCU-A-CB | MLB009S4S-1P | MMDB009S4-2P | Singlezone Ducted, Compact Ducted | 10000 | 10100 | 4.35 | 10900 | 1.9
ELIOS |  | 207742476 | HMSV-A-CB | DEA27HOM23230X2 |  | Multizone All Ducted | 28000 | 22000 | 2.6 | 20000 | 2.14
LENNOX |  | 203343587 | HMSV-A-CB | MPB030S4M-2P |  | Multizone All Non-Ducted | 28000 | 17200 | 2.82 | 16820 | 1.95
LENNOX |  | 207683514 | HRCU-A-CB-O | MPC009S4S-1P | M22A009S4-2P | Singlezone Non-Ducted, Ceiling Placement | 10000 | 7500 | 3.33 | 8588 | 2.05
LENNOX |  | 207683503 | HRCU-A-CB | MPC009S4S-1P | MMDB009S4-2P | Singlezone Ducted, Compact Ducted | 10000 | 7700 | 3.53 | 8499 | 2.4
LENNOX |  | 207683497 | HRCU-A-CB-O | MPC009S4S-1P | MWMC009S4-1P | Singlezone Non-Ducted, Wall Placement | 10000 | 8500 | 4.15 | 8622 | 2.38
LENNOX |  | 207683515 | HRCU-A-CB-O | MPC012S4S-1P | M22A012S4-2P | Singlezone Non-Ducted, Ceiling Placement | 12000 | 8900 | 3.22 | 7786 | 1.92
LENNOX |  | 207683509 | HRCU-A-CB-O | MPC012S4S-1P | MFMA012S4-1P | Singlezone Non-Ducted, Floor Placement | 12000 | 9000 | 3.3 | 8653 | 2.35
LENNOX |  | 207683504 | HRCU-A-CB | MPC012S4S-1P | MMDB012S4-2P | Singlezone Ducted, Compact Ducted | 12000 | 9300 | 3.13 | 8500 | 1.99
LENNOX |  | 207683498 | HRCU-A-CB-O | MPC012S4S-1P | MWMC012S4-1P | Singlezone Non-Ducted, Wall Placement | 12000 | 9000 | 3.22 | 8465 | 2.26
DELLA | TP | 213927340 | HRCU-A-CB-O | 048-TP-9K1V-23S-OUT | 048-TP-9K1V-23S-IN | Singlezone Non-Ducted, Wall Placement | 9500 | 5900 | 2.79 | 7340 | 2.01
DELLA | TP | 213927342 | HRCU-A-CB-O | 048-TP-12K1V-22S-OUT | 048-TP-12K1V-22S-IN | Singlezone Non-Ducted, Wall Placement | 12000 | 7100 | 3.02 | 8970 | 2.19
DELLA | TP | 213927341 | HRCU-A-CB-O | 048-TP-9K2V-23S-OUT | 048-TP-9K2V-23S-IN | Singlezone Non-Ducted, Wall Placement | 9500 | 5900 | 2.79 | 7350 | 2.03
DELLA | TP | 213927343 | HRCU-A-CB-O | 048-TP-12K2V-23S-OUT | 048-TP-12K2V-23S-IN | Singlezone Non-Ducted, Wall Placement | 12000 | 7600 | 3.14 | 9170 | 2.18
DELLA | TP | 213927344 | HRCU-A-CB-O | 048-TP-18K2V-22S-OUT | 048-TP-18K2V-22S-IN | Singlezone Non-Ducted, Wall Placement | 18000 | 10000 | 2.85 | 12600 | 2.21
DELLA | TP | 213927345 | HRCU-A-CB-O | 048-TP-24K2V-20S-OUT | 048-TP-24K2V-20S-IN | Singlezone Non-Ducted, Wall Placement | 24000 | 13900 | 2.75 | 16720 | 1.96
LBG Products |  | 208130805 | HRCU-A-CB-O | LBHB18DUWO | LBHB18DUWI | Singlezone Non-Ducted, Wall Placement | 18000 | 14100 | 2.65 | 12829 | 2.35
GOODMAN | GSZV9 | 210607571 | HRCU-A-CB | GSZV902410A* | CA*F3137*6A*+MBVC1201**-1A*+TX | Singlezone Ducted, Centrally Ducted | 23000 | 14000 | 2.6 | 13100 | 2.19
C&H |  | 210665990 | HRCU-A-CB-O | CH-ES18-230VO | CH-B18MOLVWM-230VI | Singlezone Non-Ducted, Wall Placement | 18000 | 14100 | 2.65 | 12829 | 2.35
Cooper&Hunter |  | 210799561 | HRCU-A-CB-O | CH-ES18-230VO | CH-18MOLVWM-230VI | Singlezone Non-Ducted, Wall Placement | 18000 | 14100 | 2.65 | 12829 | 2.35
Cooper&Hunter |  | 210799689 | HRCU-A-CB-O | CH-ES18-230VO | CH-B18MOLVWM-230VI | Singlezone Non-Ducted, Wall Placement | 18000 | 14100 | 2.65 | 12829 | 2.35
LBG Products |  | 208130821 | HRCU-A-CB-O | LBHB18DUWO | LMHB18DZDI | Singlezone Non-Ducted, Floor Placement | 20000 | 12800 | 2.52 | 13000 | 2.08
AMANA | ASZV9 | 210607572 | HRCU-A-CB | ASZV902410A* | CA*F3137*6A*+MBVC1201**-1A*+TX | Singlezone Ducted, Centrally Ducted | 23000 | 14000 | 2.6 | 13100 | 2.19
EMI |  | 208121929 | HRCU-A-CB-O | MHSZ112DA | MHCAS12DA | Singlezone Non-Ducted, Ceiling Placement | 12000 | 9900 | 2.55 | 11500 | 1.9
AC PRO.COM |  | 209748107 | HRCU-A-CB-O | AOX430-18HFN1-MT8W | AUEU-18HRFN1-M(C) | Singlezone Non-Ducted, Floor Placement | 20000 | 12800 | 2.52 | 13000 | 2.08
DIRECT AIR |  | 207743740 | HRCU-A-CB-O | DIRM-12HXPRO28-1Z | DIRM-12HP-CA | Singlezone Non-Ducted, Ceiling Placement | 12000 | 9900 | 2.55 | 11500 | 1.9
Cooper&Hunter |  | 210799587 | HRCU-A-CB-O | CH-ES18-230VO | CH-18MSPHFC-230VI | Singlezone Non-Ducted, Floor Placement | 20000 | 12800 | 2.52 | 13000 | 2.08
ARCOAIRE | DURACOMFORT DELUXE 18 VS HP 2-STAGE | 210465005 | HRCU-A-CB | HVH837GKA2*+TSTAT | EN(A,D,W)4X60L24** | Singlezone Ducted, Centrally Ducted | 47000 | 30600 | 2.5 | 24000 | 1.96
AIRQUEST | DELUXE 19 VS HP 2-STAGE | 210465004 | HRCU-A-CB | HVH837GKA2*+TSTAT | EN(A,D,W)4X60L24** | Singlezone Ducted, Centrally Ducted | 47000 | 30600 | 2.5 | 24000 | 1.96
PERFECTAIRE |  | 207796629 | HRCU-A-CB-O | 3PAMSHH12-SZO | 3PAMSCH12 | Singlezone Non-Ducted, Ceiling Placement | 12000 | 9900 | 2.55 | 11500 | 1.9
HEIL | QUIETCOMFORT DELUXE 18 VS HP 2-STAGE | 210465002 | HRCU-A-CB | HVH837GKA2*+TSTAT | EN(A,D,W)4X60L24** | Singlezone Ducted, Centrally Ducted | 47000 | 30600 | 2.5 | 24000 | 1.96
ARCOAIRE | DURACOMFORT DELUXE 18 VS HP 2-STAGE | 210464817 | HRCU-A-CB | HVH837GKA2*+TSTAT | EN(A,D)4X48L24** | Singlezone Ducted, Centrally Ducted | 48000 | 31000 | 2.5 | 24400 | 1.94
AIRQUEST | DELUXE 19 VS HP 2-STAGE | 210464816 | HRCU-A-CB | HVH837GKA2*+TSTAT | EN(A,D)4X48L24** | Singlezone Ducted, Centrally Ducted | 48000 | 31000 | 2.5 | 24400 | 1.94
HEIL | QUIETCOMFORT DELUXE 18 VS HP 2-STAGE | 210464814 | HRCU-A-CB | HVH837GKA2*+TSTAT | EN(A,D)4X48L24** | Singlezone Ducted, Centrally Ducted | 48000 | 31000 | 2.5 | 24400 | 1.94
KARDA |  | 207796638 | HRCU-A-CB-O | 3KARDA12SZO | 3KARDA12UVC | Singlezone Non-Ducted, Ceiling Placement | 12000 | 9900 | 2.55 | 11500 | 1.9
ARCOAIRE | DURACOMFORT DELUXE 18 VS HP 2-STAGE | 210464682 | HRCU-A-CB | HVH837GKA2*+TSTAT | EN(A,D)4X48L24** | Singlezone Ducted, Centrally Ducted | 47500 | 30600 | 2.5 | 24200 | 1.94
AIRQUEST | DELUXE 19 VS HP 2-STAGE | 210464681 | HRCU-A-CB | HVH837GKA2*+TSTAT | EN(A,D)4X48L24** | Singlezone Ducted, Centrally Ducted | 47500 | 30600 | 2.5 | 24200 | 1.94
HEIL | QUIETCOMFORT DELUXE 18 VS HP 2-STAGE | 210464679 | HRCU-A-CB | HVH837GKA2*+TSTAT | EN(A,D)4X48L24** | Singlezone Ducted, Centrally Ducted | 47500 | 30600 | 2.5 | 24200 | 1.94
DIRECT AIR |  | 207743764 | HRCU-A-CB-O | DIRM-12DA25-1Z | DIRM-12HP-CO | Singlezone Non-Ducted, Wall Placement | 12000 | 9000 | 2.69 | 8400 | 2.26
ARCOAIRE | DURACOMFORT DELUXE 18 VS HP 2-STAGE | 210464616 | HRCU-A-CB | HVH837GKA2*+TSTAT | EN(A,D)4X48L24** | Singlezone Ducted, Centrally Ducted | 47500 | 30800 | 2.5 | 24200 | 1.96
AIRQUEST | DELUXE 19 VS HP 2-STAGE | 210464615 | HRCU-A-CB | HVH837GKA2*+TSTAT | EN(A,D)4X48L24** | Singlezone Ducted, Centrally Ducted | 47500 | 30800 | 2.5 | 24200 | 1.96
HEIL | QUIETCOMFORT DELUXE 18 VS HP 2-STAGE | 210464613 | HRCU-A-CB | HVH837GKA2*+TSTAT | EN(A,D)4X48L24** | Singlezone Ducted, Centrally Ducted | 47500 | 30800 | 2.5 | 24200 | 1.96
ARCOAIRE | DURACOMFORT DELUXE 18 VS HP 2-STAGE | 210464604 | HRCU-A-CB | HVH837GKA2*+TSTAT | EN(A,D)4X48L24** | Singlezone Ducted, Centrally Ducted | 48000 | 31000 | 2.5 | 24400 | 1.96
PIONEER |  | 208141955 | HRCU-A-CB-O | YN012GMFI22RPE | FB012GMFILDFHE | Singlezone Non-Ducted, Wall Placement | 12000 | 9000 | 2.69 | 8400 | 2.26
AIRQUEST | DELUXE 19 VS HP 2-STAGE | 210464603 | HRCU-A-CB | HVH837GKA2*+TSTAT | EN(A,D)4X48L24** | Singlezone Ducted, Centrally Ducted | 48000 | 31000 | 2.5 | 24400 | 1.96
HEIL | QUIETCOMFORT DELUXE 18 VS HP 2-STAGE | 210464601 | HRCU-A-CB | HVH837GKA2*+TSTAT | EN(A,D)4X48L24** | Singlezone Ducted, Centrally Ducted | 48000 | 31000 | 2.5 | 24400 | 1.96
PIONEER |  | 208141952 | HRCU-A-CB | YN012GMFI22RPE | RB012GMFILDFHD | Singlezone Ducted, Compact Ducted | 12000 | 9300 | 2.78 | 8400 | 2.26
ARCOAIRE | DURACOMFORT DELUXE 18 VS HP 2-STAGE | 210464461 | HRCU-A-CB | HVH837GKA2*+TSTAT | EN(A,D,W)4X48L21** | Singlezone Ducted, Centrally Ducted | 48000 | 31000 | 2.5 | 24400 | 1.94
AIRQUEST | DELUXE 19 VS HP 2-STAGE | 210464460 | HRCU-A-CB | HVH837GKA2*+TSTAT | EN(A,D,W)4X48L21** | Singlezone Ducted, Centrally Ducted | 48000 | 31000 | 2.5 | 24400 | 1.94
DIRECT AIR |  | 207743752 | HRCU-A-CB | DIRM-12DA25-1Z | DIRM-12HP-DUV | Singlezone Ducted, Compact Ducted | 12000 | 9300 | 2.78 | 8400 | 2.26
HEIL | QUIETCOMFORT DELUXE 18 VS HP 2-STAGE | 210464458 | HRCU-A-CB | HVH837GKA2*+TSTAT | EN(A,D,W)4X48L21** | Singlezone Ducted, Centrally Ducted | 48000 | 31000 | 2.5 | 24400 | 1.94
ARCOAIRE | DURACOMFORT DELUXE 18 VS HP 2-STAGE | 210464306 | HRCU-A-CB | HVH837GKA2*+TSTAT | EN(A,D,W)4X48L21** | Singlezone Ducted, Centrally Ducted | 48000 | 31000 | 2.5 | 24400 | 1.94
AIRQUEST | DELUXE 19 VS HP 2-STAGE | 210464305 | HRCU-A-CB | HVH837GKA2*+TSTAT | EN(A,D,W)4X48L21** | Singlezone Ducted, Centrally Ducted | 48000 | 31000 | 2.5 | 24400 | 1.94
LBG Products |  | 208130815 | HRCU-A-CB | LBHB18DUWO | LMHB18DFI | Singlezone Ducted, Compact Ducted | 20000 | 12600 | 2.66 | 13000 | 2.4
HEIL | QUIETCOMFORT DELUXE 18 VS HP 2-STAGE | 210464303 | HRCU-A-CB | HVH837GKA2*+TSTAT | EN(A,D,W)4X48L21** | Singlezone Ducted, Centrally Ducted | 48000 | 31000 | 2.5 | 24400 | 1.94
DIRECT AIR |  | 207743751 | HRCU-A-CB | DIRM-12DA25-1Z | DIRM-12HP-DUH | Singlezone Ducted, Compact Ducted | 12000 | 9300 | 2.78 | 8400 | 2.26
ARCOAIRE | DURACOMFORT DELUXE 18 VS HP 2-STAGE | 210464171 | HRCU-A-CB | HVH837GKA2*+TSTAT | EN(A,D,W)4X48L21** | Singlezone Ducted, Centrally Ducted | 47500 | 30800 | 2.5 | 24200 | 1.96
AIRQUEST | DELUXE 19 VS HP 2-STAGE | 210464170 | HRCU-A-CB | HVH837GKA2*+TSTAT | EN(A,D,W)4X48L21** | Singlezone Ducted, Centrally Ducted | 47500 | 30800 | 2.5 | 24200 | 1.96
HEIL | QUIETCOMFORT DELUXE 18 VS HP 2-STAGE | 210464168 | HRCU-A-CB | HVH837GKA2*+TSTAT | EN(A,D,W)4X48L21** | Singlezone Ducted, Centrally Ducted | 47500 | 30800 | 2.5 | 24200 | 1.96
ARCOAIRE | DURACOMFORT DELUXE 18 VS HP 2-STAGE | 210462018 | HRCU-A-CB | HVH837GKA2*+TSTAT | EA*4X61L24A* | Singlezone Ducted, Centrally Ducted | 47000 | 30800 | 2.52 | 24400 | 1.98
AIRQUEST | DELUXE 19 VS HP 2-STAGE | 210462017 | HRCU-A-CB | HVH837GKA2*+TSTAT | EA*4X61L24A* | Singlezone Ducted, Centrally Ducted | 47000 | 30800 | 2.52 | 24400 | 1.98
HEIL | QUIETCOMFORT DELUXE 18 VS HP 2-STAGE | 210462015 | HRCU-A-CB | HVH837GKA2*+TSTAT | EA*4X61L24A* | Singlezone Ducted, Centrally Ducted | 47000 | 30800 | 2.52 | 24400 | 1.98
ARCOAIRE | DURACOMFORT DELUXE 18 VS HP 2-STAGE | 210461963 | HRCU-A-CB | HVH837GKA2*+TSTAT | EA*4X61L24A* | Singlezone Ducted, Centrally Ducted | 47000 | 30600 | 2.5 | 24400 | 1.98
AIRQUEST | DELUXE 19 VS HP 2-STAGE | 210461962 | HRCU-A-CB | HVH837GKA2*+TSTAT | EA*4X61L24A* | Singlezone Ducted, Centrally Ducted | 47000 | 30600 | 2.5 | 24400 | 1.98
HEIL | QUIETCOMFORT DELUXE 18 VS HP 2-STAGE | 210461960 | HRCU-A-CB | HVH837GKA2*+TSTAT | EA*4X61L24A* | Singlezone Ducted, Centrally Ducted | 47000 | 30600 | 2.5 | 24400 | 1.98
ARCOAIRE | DURACOMFORT DELUXE 18 VS HP 2-STAGE | 210461839 | HRCU-A-CB | HVH837GKA2*+TSTAT | EA*4X61L24A* | Singlezone Ducted, Centrally Ducted | 47000 | 30600 | 2.5 | 24400 | 1.98
AIRQUEST | DELUXE 19 VS HP 2-STAGE | 210461838 | HRCU-A-CB | HVH837GKA2*+TSTAT | EA*4X61L24A* | Singlezone Ducted, Centrally Ducted | 47000 | 30600 | 2.5 | 24400 | 1.98
ECO AC |  | 207825496 | HRCU-A-CB | EHH-O18BB | EHH-D18BA | Singlezone Ducted, Compact Ducted | 20000 | 12600 | 2.66 | 13000 | 2.4
HEIL | QUIETCOMFORT DELUXE 18 VS HP 2-STAGE | 210461836 | HRCU-A-CB | HVH837GKA2*+TSTAT | EA*4X61L24A* | Singlezone Ducted, Centrally Ducted | 47000 | 30600 | 2.5 | 24400 | 1.98
ARCOAIRE | DURACOMFORT DELUXE 18 VS HP 2-STAGE | 210461828 | HRCU-A-CB | HVH837GKA2*+TSTAT | EA*4X61L24A* | Singlezone Ducted, Centrally Ducted | 46500 | 30400 | 2.5 | 24000 | 1.96
AIRQUEST | DELUXE 19 VS HP 2-STAGE | 210461827 | HRCU-A-CB | HVH837GKA2*+TSTAT | EA*4X61L24A* | Singlezone Ducted, Centrally Ducted | 46500 | 30400 | 2.5 | 24000 | 1.96
HEIL | QUIETCOMFORT DELUXE 18 VS HP 2-STAGE | 210461825 | HRCU-A-CB | HVH837GKA2*+TSTAT | EA*4X61L24A* | Singlezone Ducted, Centrally Ducted | 46500 | 30400 | 2.5 | 24000 | 1.96
ARCOAIRE | DURACOMFORT DELUXE 18 VS HP 2-STAGE | 210461806 | HRCU-A-CB | HVH837GKA2*+TSTAT | EA*4X61L24A* | Singlezone Ducted, Centrally Ducted | 47000 | 30600 | 2.5 | 24400 | 1.98
AIRQUEST | DELUXE 19 VS HP 2-STAGE | 210461805 | HRCU-A-CB | HVH837GKA2*+TSTAT | EA*4X61L24A* | Singlezone Ducted, Centrally Ducted | 47000 | 30600 | 2.5 | 24400 | 1.98
AC PRO.COM |  | 209748105 | HRCU-A-CB | AOX430-18HFN1-MT8W | ATIU-18HWFN1-M | Singlezone Ducted, Compact Ducted | 20000 | 12600 | 2.66 | 13000 | 2.4
HEIL | QUIETCOMFORT DELUXE 18 VS HP 2-STAGE | 210461803 | HRCU-A-CB | HVH837GKA2*+TSTAT | EA*4X61L24A* | Singlezone Ducted, Centrally Ducted | 47000 | 30600 | 2.5 | 24400 | 1.98
ARCOAIRE | DURACOMFORT DELUXE 18 VS HP 2-STAGE | 210461795 | HRCU-A-CB | HVH837GKA2*+TSTAT | EA*4X61L24A* | Singlezone Ducted, Centrally Ducted | 47000 | 30600 | 2.5 | 24400 | 1.96
AIRQUEST | DELUXE 19 VS HP 2-STAGE | 210461794 | HRCU-A-CB | HVH837GKA2*+TSTAT | EA*4X61L24A* | Singlezone Ducted, Centrally Ducted | 47000 | 30600 | 2.5 | 24400 | 1.96
HEIL | QUIETCOMFORT DELUXE 18 VS HP 2-STAGE | 210461792 | HRCU-A-CB | HVH837GKA2*+TSTAT | EA*4X61L24A* | Singlezone Ducted, Centrally Ducted | 47000 | 30600 | 2.5 | 24400 | 1.96
ARCOAIRE | DURACOMFORT DELUXE 18 VS HP 2-STAGE | 210461762 | HRCU-A-CB | HVH837GKA2*+TSTAT | EA*4X61L24A* | Singlezone Ducted, Centrally Ducted | 46500 | 30400 | 2.5 | 24200 | 1.98
AIRQUEST | DELUXE 19 VS HP 2-STAGE | 210461761 | HRCU-A-CB | HVH837GKA2*+TSTAT | EA*4X61L24A* | Singlezone Ducted, Centrally Ducted | 46500 | 30400 | 2.5 | 24200 | 1.98
HEIL | QUIETCOMFORT DELUXE 18 VS HP 2-STAGE | 210461759 | HRCU-A-CB | HVH837GKA2*+TSTAT | EA*4X61L24A* | Singlezone Ducted, Centrally Ducted | 46500 | 30400 | 2.5 | 24200 | 1.98
ARCOAIRE | DURACOMFORT DELUXE 18 VS HP 2-STAGE | 210461750 | HRCU-A-CB | HVH837GKA2*+TSTAT | EA*4X61L24A* | Singlezone Ducted, Centrally Ducted | 46500 | 30600 | 2.5 | 24200 | 1.98
AIRQUEST | DELUXE 19 VS HP 2-STAGE | 210461749 | HRCU-A-CB | HVH837GKA2*+TSTAT | EA*4X61L24A* | Singlezone Ducted, Centrally Ducted | 46500 | 30600 | 2.5 | 24200 | 1.98
Cooper&Hunter |  | 210799586 | HRCU-A-CB | CH-ES18-230VO | CH-M18DTUI | Singlezone Ducted, Compact Ducted | 20000 | 12600 | 2.66 | 13000 | 2.4
HEIL | QUIETCOMFORT DELUXE 18 VS HP 2-STAGE | 210461747 | HRCU-A-CB | HVH837GKA2*+TSTAT | EA*4X61L24A* | Singlezone Ducted, Centrally Ducted | 46500 | 30600 | 2.5 | 24200 | 1.98
DIRECT AIR |  | 207743748 | HRCU-A-CB | DIRM-09DA25-1Z | DIRM-09HP-DUV | Singlezone Ducted, Compact Ducted | 10000 | 7700 | 2.59 | 8000 | 2.09
ARCOAIRE | DURACOMFORT DELUXE 18 VS HP 2-STAGE | 210461452 | HRCU-A-CB | HVH837GKA2*+TSTAT | EA*4X61L21A* | Singlezone Ducted, Centrally Ducted | 46500 | 30600 | 2.5 | 24400 | 1.96
AIRQUEST | DELUXE 19 VS HP 2-STAGE | 210461451 | HRCU-A-CB | HVH837GKA2*+TSTAT | EA*4X61L21A* | Singlezone Ducted, Centrally Ducted | 46500 | 30600 | 2.5 | 24400 | 1.96
HEIL | QUIETCOMFORT DELUXE 18 VS HP 2-STAGE | 210461449 | HRCU-A-CB | HVH837GKA2*+TSTAT | EA*4X61L21A* | Singlezone Ducted, Centrally Ducted | 46500 | 30600 | 2.5 | 24400 | 1.96
ARCOAIRE | DURACOMFORT DELUXE 18 VS HP 2-STAGE | 210461429 | HRCU-A-CB | HVH837GKA2*+TSTAT | EA*4X61L21A* | Singlezone Ducted, Centrally Ducted | 47000 | 30600 | 2.5 | 24400 | 1.98
AIRQUEST | DELUXE 19 VS HP 2-STAGE | 210461428 | HRCU-A-CB | HVH837GKA2*+TSTAT | EA*4X61L21A* | Singlezone Ducted, Centrally Ducted | 47000 | 30600 | 2.5 | 24400 | 1.98
DIRECT AIR |  | 207743747 | HRCU-A-CB | DIRM-09DA25-1Z | DIRM-09HP-DUH | Singlezone Ducted, Compact Ducted | 10000 | 7700 | 2.59 | 8000 | 2.09
HEIL | QUIETCOMFORT DELUXE 18 VS HP 2-STAGE | 210461426 | HRCU-A-CB | HVH837GKA2*+TSTAT | EA*4X61L21A* | Singlezone Ducted, Centrally Ducted | 47000 | 30600 | 2.5 | 24400 | 1.98
ARCOAIRE | DURACOMFORT DELUXE 18 VS HP 2-STAGE | 210461416 | HRCU-A-CB | HVH837GKA2*+TSTAT | EA*4X61L21A* | Singlezone Ducted, Centrally Ducted | 47000 | 30600 | 2.5 | 24400 | 1.98
AIRQUEST | DELUXE 19 VS HP 2-STAGE | 210461415 | HRCU-A-CB | HVH837GKA2*+TSTAT | EA*4X61L21A* | Singlezone Ducted, Centrally Ducted | 47000 | 30600 | 2.5 | 24400 | 1.98
HEIL | QUIETCOMFORT DELUXE 18 VS HP 2-STAGE | 210461413 | HRCU-A-CB | HVH837GKA2*+TSTAT | EA*4X61L21A* | Singlezone Ducted, Centrally Ducted | 47000 | 30600 | 2.5 | 24400 | 1.98
ARCOAIRE | DURACOMFORT DELUXE 18 VS HP 2-STAGE | 210461328 | HRCU-A-CB | HVH837GKA2*+TSTAT | EA*4X61L21A* | Singlezone Ducted, Centrally Ducted | 46500 | 30400 | 2.5 | 24200 | 1.96
PIONEER |  | 208141951 | HRCU-A-CB | YN009GMFI22RPE | RB009GMFILDFHD | Singlezone Ducted, Compact Ducted | 10000 | 7700 | 2.59 | 8000 | 2.09
AIRQUEST | DELUXE 19 VS HP 2-STAGE | 210461327 | HRCU-A-CB | HVH837GKA2*+TSTAT | EA*4X61L21A* | Singlezone Ducted, Centrally Ducted | 46500 | 30400 | 2.5 | 24200 | 1.96
HEIL | QUIETCOMFORT DELUXE 18 VS HP 2-STAGE | 210461325 | HRCU-A-CB | HVH837GKA2*+TSTAT | EA*4X61L21A* | Singlezone Ducted, Centrally Ducted | 46500 | 30400 | 2.5 | 24200 | 1.96
DIRECT AIR |  | 207743739 | HRCU-A-CB-O | DIRM-12DA25-1Z | DIRM-12HP-CA | Singlezone Non-Ducted, Ceiling Placement | 12000 | 8900 | 2.75 | 8000 | 2.28
PIONEER |  | 208191861 | HRCU-A-CB-O | YN012GMFI22RPE | CB012GMFILCFHD | Singlezone Non-Ducted, Ceiling Placement | 12000 | 8900 | 2.75 | 8000 | 2.28
PIONEER |  | 208121945 | HRCU-A-CB-O | YN012GMFI20RPD | CB012GMFILCFHD | Singlezone Non-Ducted, Ceiling Placement | 12000 | 8900 | 2.75 | 8000 | 2.28
C&H |  | 209937052 | HRCU-A-CB-O | CH-HPR12-230VO | CH-12MMC-230VI | Singlezone Non-Ducted, Wall Placement | 12000 | 10200 | 2.72 | 12300 | 2.1
BLUERIDGE |  | 209550311 | HRCU-A-CB-O | BMY12HH26C | BMM12LW | Singlezone Non-Ducted, Wall Placement | 12000 | 10200 | 2.72 | 12300 | 2.1
Cooper&Hunter |  | 210799675 | HRCU-A-CB-O | CH-HPR12-230VO | CH-12MMC-230VI | Singlezone Non-Ducted, Wall Placement | 12000 | 10200 | 2.72 | 12300 | 2.1
ARCOAIRE | DURACOMFORT DELUXE 18 VS HP 2-STAGE | 210459739 | HRCU-A-CB | HVH837GKA2*+TSTAT | EA*4X43L21A* | Singlezone Ducted, Centrally Ducted | 47500 | 30800 | 2.52 | 24400 | 1.98
AIRQUEST | DELUXE 19 VS HP 2-STAGE | 210459738 | HRCU-A-CB | HVH837GKA2*+TSTAT | EA*4X43L21A* | Singlezone Ducted, Centrally Ducted | 47500 | 30800 | 2.52 | 24400 | 1.98
HEIL | QUIETCOMFORT DELUXE 18 VS HP 2-STAGE | 210459736 | HRCU-A-CB | HVH837GKA2*+TSTAT | EA*4X43L21A* | Singlezone Ducted, Centrally Ducted | 47500 | 30800 | 2.52 | 24400 | 1.98
DIYCOOL |  | 210857351 | HRCU-A-CB-O | ACIQ-12ZPL-HP230B | ACIQ-12FM-HH-MC | Singlezone Non-Ducted, Wall Placement | 12000 | 10200 | 2.72 | 12300 | 2.1
1HVAC |  | 210857311 | HRCU-A-CB-O | ACIQ-12ZPL-HP230B | ACIQ-12FM-HH-MC | Singlezone Non-Ducted, Wall Placement | 12000 | 10200 | 2.72 | 12300 | 2.1
ACIQ |  | 210857331 | HRCU-A-CB-O | ACIQ-12ZPL-HP230B | ACIQ-12FM-HH-MC | Singlezone Non-Ducted, Wall Placement | 12000 | 10200 | 2.72 | 12300 | 2.1
ARCOAIRE | DURACOMFORT DELUXE 18 VS HP 2-STAGE | 210458482 | HRCU-A-CB | HVH837GKA2*+TSTAT | EA*4X37L21A* | Singlezone Ducted, Centrally Ducted | 47500 | 30800 | 2.52 | 24400 | 1.98
AIRQUEST | DELUXE 19 VS HP 2-STAGE | 210458481 | HRCU-A-CB | HVH837GKA2*+TSTAT | EA*4X37L21A* | Singlezone Ducted, Centrally Ducted | 47500 | 30800 | 2.52 | 24400 | 1.98
HEIL | QUIETCOMFORT DELUXE 18 VS HP 2-STAGE | 210458479 | HRCU-A-CB | HVH837GKA2*+TSTAT | EA*4X37L21A* | Singlezone Ducted, Centrally Ducted | 47500 | 30800 | 2.52 | 24400 | 1.98
Cooper&Hunter |  | 210857419 | HRCU-A-CB-O | CH-ES18-230VO | CH-18MCT1W-230VI | Singlezone Non-Ducted, Ceiling Placement | 19000 | 12200 | 2.79 | 13100 | 2.3
Cooper&Hunter |  | 210857417 | HRCU-A-CB-O | CH-ES09-230VO | CH-09MCT1W-230VI | Singlezone Non-Ducted, Ceiling Placement | 11000 | 8000 | 2.66 | 8500 | 2.37
Cooper&Hunter |  | 210857420 | HRCU-A-CB-O | CH-HPR06F9-230VO | CH-06MCT1W-230VI | Singlezone Non-Ducted, Ceiling Placement | 7100 | 5700 | 2.61 | 8500 | 2.03
Cooper&Hunter |  | 210857416 | HRCU-A-CB-O | CH-ES09-230VO | CH-06MCT1W-230VI | Singlezone Non-Ducted, Ceiling Placement | 7100 | 5700 | 2.61 | 8500 | 2.03
KARDA |  | 210410112 | HRCU-A-CB-O | 3KARDA12SZO | 3KARDA12CON-2 | Singlezone Non-Ducted, Wall Placement | 12000 | 10200 | 2.72 | 12300 | 2.1
BLUERIDGE |  | 209550307 | HRCU-A-CB-O | BMY6HH27C | BMM6CC2 | Singlezone Non-Ducted, Ceiling Placement | 7100 | 5700 | 2.61 | 8500 | 2.03
PERFECTAIRE |  | 210410111 | HRCU-A-CB-O | 3PAMSHH12-SZO | 3PAMSCONH12-2 | Singlezone Non-Ducted, Wall Placement | 12000 | 10200 | 2.72 | 12300 | 2.1
SENVILLE |  | 210372990 | HRCU-A-CB-O | SENA/12HF/OQ | SENA-12HF-IFU | Singlezone Non-Ducted, Wall Placement | 12000 | 10200 | 2.72 | 12300 | 2.1
SENVILLE |  | 207613965 | HRCU-A-CB-O | SENL/09CD220/OY | SENL/09CD220/IY | Singlezone Non-Ducted, Wall Placement | 10000 | 6900 | 2.53 | 6400 | 1.95
BLUERIDGE |  | 210191032 | HRCU-A-CB-O | BMY60HHUC | BM60MFCC | Singlezone Non-Ducted, Floor Placement | 60000 | 40000 | 2.58 | 56500 | 1.97
ELIOS |  | 207824534 | HRCU-A-CB | DEA18HOS28230E8 | DUA24HIDU230X5 | Singlezone Ducted, Compact Ducted | 19000 | 15800 | 2.63 | 16000 | 2
KERR |  | 210568248 | HRCU-A-CB-O | A-KMH24SV-1 | B-KMH24CV-1 | Singlezone Non-Ducted, Wall Placement | 25000 | 21000 | 2.64 | 26000 | 1.95
MOOVAIR |  | 207824533 | HRCU-A-CB | DMA18HOS28230E8 | DUA24HIDU230X5 | Singlezone Ducted, Compact Ducted | 19000 | 15800 | 2.63 | 16000 | 2
DIYCOOL |  | 210857346 | HRCU-A-CB-O | ACIQ-60ZPL-HP230B | ACIQ-60FM-HH-MB | Singlezone Non-Ducted, Floor Placement | 60000 | 40000 | 2.58 | 56500 | 1.97
C&H |  | 207742322 | HRCU-A-CB | CH-ES18-230VO | CH-M18DTUI | Singlezone Ducted, Compact Ducted | 20000 | 12600 | 2.66 | 13000 | 2.4
1HVAC |  | 210857306 | HRCU-A-CB-O | ACIQ-60ZPL-HP230B | ACIQ-60FM-HH-MB | Singlezone Non-Ducted, Floor Placement | 60000 | 40000 | 2.58 | 56500 | 1.97
ELIOS |  | 207742447 | HRCU-A-CB | DEA18HOS25230E8 | DUA18HIDU230X5 | Singlezone Ducted, Compact Ducted | 20000 | 12600 | 2.66 | 13000 | 2.4
KEEPRITE | PROCOMFORT DELUXE 18 VS HP 2-STAGE | 210465008 | HRCU-A-CB | CVH837GKA2*+TSTAT | EN(A,D,W)4X60L24** | Singlezone Ducted, Centrally Ducted | 47000 | 30600 | 2.5 | 24000 | 1.96
DAY & NIGHT | CONSTANTCOMFORT DELUXE 18 VS HP 2-STAGE | 210465007 | HRCU-A-CB | CVH837GKA2*+TSTAT | EN(A,D,W)4X60L24** | Singlezone Ducted, Centrally Ducted | 47000 | 30600 | 2.5 | 24000 | 1.96
ACIQ |  | 210857326 | HRCU-A-CB-O | ACIQ-60ZPL-HP230B | ACIQ-60FM-HH-MB | Singlezone Non-Ducted, Floor Placement | 60000 | 40000 | 2.58 | 56500 | 1.97
COMFORTMAKER | SOFTSOUND DELUXE 18 VS HP 2-STAGE | 210465006 | HRCU-A-CB | CVH837GKA2*+TSTAT | EN(A,D,W)4X60L24** | Singlezone Ducted, Centrally Ducted | 47000 | 30600 | 2.5 | 24000 | 1.96
KERR |  | 207657400 | HRCU-A-CB-O | A-KMH24SV-1 | C-VMH24CV-1 | Singlezone Non-Ducted, Wall Placement | 25000 | 21000 | 2.64 | 26000 | 1.95
MOOVAIR |  | 207742516 | HRCU-A-CB | DMA18HOS25230E8 | DUA18HIDU230X5 | Singlezone Ducted, Compact Ducted | 20000 | 12600 | 2.66 | 13000 | 2.4
Cooper&Hunter |  | 210799695 | HRCU-A-CB-O | CH-ES06-115VO | CH-06OLVWM-115VI | Singlezone Non-Ducted, Wall Placement | 7000 | 5900 | 2.93 | 6858 | 2.07
KEEPRITE | PROCOMFORT DELUXE 18 VS HP 2-STAGE | 210464820 | HRCU-A-CB | CVH837GKA2*+TSTAT | EN(A,D)4X48L24** | Singlezone Ducted, Centrally Ducted | 48000 | 31000 | 2.5 | 24400 | 1.94
DAY & NIGHT | CONSTANTCOMFORT DELUXE 18 VS HP 2-STAGE | 210464819 | HRCU-A-CB | CVH837GKA2*+TSTAT | EN(A,D)4X48L24** | Singlezone Ducted, Centrally Ducted | 48000 | 31000 | 2.5 | 24400 | 1.94
COMFORTMAKER | SOFTSOUND DELUXE 18 VS HP 2-STAGE | 210464818 | HRCU-A-CB | CVH837GKA2*+TSTAT | EN(A,D)4X48L24** | Singlezone Ducted, Centrally Ducted | 48000 | 31000 | 2.5 | 24400 | 1.94
Cooper&Hunter |  | 210799696 | HRCU-A-CB-O | CH-06OLVWM-115VO | CH-06OLVWM-115VI | Singlezone Non-Ducted, Wall Placement | 7000 | 5900 | 2.93 | 6858 | 2.07
KERR |  | 207657393 | HRCU-A-CB-O | A-KMH06SV-1 | B-KMH06SV-1 | Singlezone Non-Ducted, Wall Placement | 7000 | 8500 | 2.9 | 8581 | 2.19
KEEPRITE | PROCOMFORT DELUXE 18 VS HP 2-STAGE | 210464685 | HRCU-A-CB | CVH837GKA2*+TSTAT | EN(A,D)4X48L24** | Singlezone Ducted, Centrally Ducted | 47500 | 30600 | 2.5 | 24200 | 1.94
DAY & NIGHT | CONSTANTCOMFORT DELUXE 18 VS HP 2-STAGE | 210464684 | HRCU-A-CB | CVH837GKA2*+TSTAT | EN(A,D)4X48L24** | Singlezone Ducted, Centrally Ducted | 47500 | 30600 | 2.5 | 24200 | 1.94
COMFORTMAKER | SOFTSOUND DELUXE 18 VS HP 2-STAGE | 210464683 | HRCU-A-CB | CVH837GKA2*+TSTAT | EN(A,D)4X48L24** | Singlezone Ducted, Centrally Ducted | 47500 | 30600 | 2.5 | 24200 | 1.94
C&H |  | 210434544 | HRCU-A-CB-O | CH-06OLVWM-115VO | CH-06OLVWM-115VI | Singlezone Non-Ducted, Wall Placement | 7000 | 5900 | 2.93 | 6858 | 2.07
C&H |  | 210665996 | HRCU-A-CB-O | CH-ES06-115VO | CH-06OLVWM-115VI | Singlezone Non-Ducted, Wall Placement | 7000 | 5900 | 2.93 | 6858 | 2.07
KEEPRITE | PROCOMFORT DELUXE 18 VS HP 2-STAGE | 210464619 | HRCU-A-CB | CVH837GKA2*+TSTAT | EN(A,D)4X48L24** | Singlezone Ducted, Centrally Ducted | 47500 | 30800 | 2.5 | 24200 | 1.96
DAY & NIGHT | CONSTANTCOMFORT DELUXE 18 VS HP 2-STAGE | 210464618 | HRCU-A-CB | CVH837GKA2*+TSTAT | EN(A,D)4X48L24** | Singlezone Ducted, Centrally Ducted | 47500 | 30800 | 2.5 | 24200 | 1.96
COMFORTMAKER | SOFTSOUND DELUXE 18 VS HP 2-STAGE | 210464617 | HRCU-A-CB | CVH837GKA2*+TSTAT | EN(A,D)4X48L24** | Singlezone Ducted, Centrally Ducted | 47500 | 30800 | 2.5 | 24200 | 1.96
KEEPRITE | PROCOMFORT DELUXE 18 VS HP 2-STAGE | 210464607 | HRCU-A-CB | CVH837GKA2*+TSTAT | EN(A,D)4X48L24** | Singlezone Ducted, Centrally Ducted | 48000 | 31000 | 2.5 | 24400 | 1.96
DAY & NIGHT | CONSTANTCOMFORT DELUXE 18 VS HP 2-STAGE | 210464606 | HRCU-A-CB | CVH837GKA2*+TSTAT | EN(A,D)4X48L24** | Singlezone Ducted, Centrally Ducted | 48000 | 31000 | 2.5 | 24400 | 1.96
COMFORTMAKER | SOFTSOUND DELUXE 18 VS HP 2-STAGE | 210464605 | HRCU-A-CB | CVH837GKA2*+TSTAT | EN(A,D)4X48L24** | Singlezone Ducted, Centrally Ducted | 48000 | 31000 | 2.5 | 24400 | 1.96
KEEPRITE | PROCOMFORT DELUXE 18 VS HP 2-STAGE | 210464464 | HRCU-A-CB | CVH837GKA2*+TSTAT | EN(A,D,W)4X48L21** | Singlezone Ducted, Centrally Ducted | 48000 | 31000 | 2.5 | 24400 | 1.94
DAY & NIGHT | CONSTANTCOMFORT DELUXE 18 VS HP 2-STAGE | 210464463 | HRCU-A-CB | CVH837GKA2*+TSTAT | EN(A,D,W)4X48L21** | Singlezone Ducted, Centrally Ducted | 48000 | 31000 | 2.5 | 24400 | 1.94
COMFORTMAKER | SOFTSOUND DELUXE 18 VS HP 2-STAGE | 210464462 | HRCU-A-CB | CVH837GKA2*+TSTAT | EN(A,D,W)4X48L21** | Singlezone Ducted, Centrally Ducted | 48000 | 31000 | 2.5 | 24400 | 1.94
KEEPRITE | PROCOMFORT DELUXE 18 VS HP 2-STAGE | 210464309 | HRCU-A-CB | CVH837GKA2*+TSTAT | EN(A,D,W)4X48L21** | Singlezone Ducted, Centrally Ducted | 48000 | 31000 | 2.5 | 24400 | 1.94
DAY & NIGHT | CONSTANTCOMFORT DELUXE 18 VS HP 2-STAGE | 210464308 | HRCU-A-CB | CVH837GKA2*+TSTAT | EN(A,D,W)4X48L21** | Singlezone Ducted, Centrally Ducted | 48000 | 31000 | 2.5 | 24400 | 1.94
COMFORTMAKER | SOFTSOUND DELUXE 18 VS HP 2-STAGE | 210464307 | HRCU-A-CB | CVH837GKA2*+TSTAT | EN(A,D,W)4X48L21** | Singlezone Ducted, Centrally Ducted | 48000 | 31000 | 2.5 | 24400 | 1.94
C&H |  | 207742323 | HRCU-A-CB-O | CH-ES18-230VO | CH-18MSPHFC-230VI | Singlezone Non-Ducted, Floor Placement | 20000 | 12800 | 2.52 | 13000 | 2.08
KEEPRITE | PROCOMFORT DELUXE 18 VS HP 2-STAGE | 210464174 | HRCU-A-CB | CVH837GKA2*+TSTAT | EN(A,D,W)4X48L21** | Singlezone Ducted, Centrally Ducted | 47500 | 30800 | 2.5 | 24200 | 1.96
DAY & NIGHT | CONSTANTCOMFORT DELUXE 18 VS HP 2-STAGE | 210464173 | HRCU-A-CB | CVH837GKA2*+TSTAT | EN(A,D,W)4X48L21** | Singlezone Ducted, Centrally Ducted | 47500 | 30800 | 2.5 | 24200 | 1.96
COMFORTMAKER | SOFTSOUND DELUXE 18 VS HP 2-STAGE | 210464172 | HRCU-A-CB | CVH837GKA2*+TSTAT | EN(A,D,W)4X48L21** | Singlezone Ducted, Centrally Ducted | 47500 | 30800 | 2.5 | 24200 | 1.96
KEEPRITE | PROCOMFORT DELUXE 18 VS HP 2-STAGE | 210462021 | HRCU-A-CB | CVH837GKA2*+TSTAT | EA*4X61L24A* | Singlezone Ducted, Centrally Ducted | 47000 | 30800 | 2.52 | 24400 | 1.98
DAY & NIGHT | CONSTANTCOMFORT DELUXE 18 VS HP 2-STAGE | 210462020 | HRCU-A-CB | CVH837GKA2*+TSTAT | EA*4X61L24A* | Singlezone Ducted, Centrally Ducted | 47000 | 30800 | 2.52 | 24400 | 1.98
COMFORTMAKER | SOFTSOUND DELUXE 18 VS HP 2-STAGE | 210462019 | HRCU-A-CB | CVH837GKA2*+TSTAT | EA*4X61L24A* | Singlezone Ducted, Centrally Ducted | 47000 | 30800 | 2.52 | 24400 | 1.98
KEEPRITE | PROCOMFORT DELUXE 18 VS HP 2-STAGE | 210461966 | HRCU-A-CB | CVH837GKA2*+TSTAT | EA*4X61L24A* | Singlezone Ducted, Centrally Ducted | 47000 | 30600 | 2.5 | 24400 | 1.98
DAY & NIGHT | CONSTANTCOMFORT DELUXE 18 VS HP 2-STAGE | 210461965 | HRCU-A-CB | CVH837GKA2*+TSTAT | EA*4X61L24A* | Singlezone Ducted, Centrally Ducted | 47000 | 30600 | 2.5 | 24400 | 1.98
COMFORTMAKER | SOFTSOUND DELUXE 18 VS HP 2-STAGE | 210461964 | HRCU-A-CB | CVH837GKA2*+TSTAT | EA*4X61L24A* | Singlezone Ducted, Centrally Ducted | 47000 | 30600 | 2.5 | 24400 | 1.98
KEEPRITE | PROCOMFORT DELUXE 18 VS HP 2-STAGE | 210461842 | HRCU-A-CB | CVH837GKA2*+TSTAT | EA*4X61L24A* | Singlezone Ducted, Centrally Ducted | 47000 | 30600 | 2.5 | 24400 | 1.98
DAY & NIGHT | CONSTANTCOMFORT DELUXE 18 VS HP 2-STAGE | 210461841 | HRCU-A-CB | CVH837GKA2*+TSTAT | EA*4X61L24A* | Singlezone Ducted, Centrally Ducted | 47000 | 30600 | 2.5 | 24400 | 1.98
COMFORTMAKER | SOFTSOUND DELUXE 18 VS HP 2-STAGE | 210461840 | HRCU-A-CB | CVH837GKA2*+TSTAT | EA*4X61L24A* | Singlezone Ducted, Centrally Ducted | 47000 | 30600 | 2.5 | 24400 | 1.98
KEEPRITE | PROCOMFORT DELUXE 18 VS HP 2-STAGE | 210461831 | HRCU-A-CB | CVH837GKA2*+TSTAT | EA*4X61L24A* | Singlezone Ducted, Centrally Ducted | 46500 | 30400 | 2.5 | 24000 | 1.96
DAY & NIGHT | CONSTANTCOMFORT DELUXE 18 VS HP 2-STAGE | 210461830 | HRCU-A-CB | CVH837GKA2*+TSTAT | EA*4X61L24A* | Singlezone Ducted, Centrally Ducted | 46500 | 30400 | 2.5 | 24000 | 1.96
COMFORTMAKER | SOFTSOUND DELUXE 18 VS HP 2-STAGE | 210461829 | HRCU-A-CB | CVH837GKA2*+TSTAT | EA*4X61L24A* | Singlezone Ducted, Centrally Ducted | 46500 | 30400 | 2.5 | 24000 | 1.96
KEEPRITE | PROCOMFORT DELUXE 18 VS HP 2-STAGE | 210461809 | HRCU-A-CB | CVH837GKA2*+TSTAT | EA*4X61L24A* | Singlezone Ducted, Centrally Ducted | 47000 | 30600 | 2.5 | 24400 | 1.98
DAY & NIGHT | CONSTANTCOMFORT DELUXE 18 VS HP 2-STAGE | 210461808 | HRCU-A-CB | CVH837GKA2*+TSTAT | EA*4X61L24A* | Singlezone Ducted, Centrally Ducted | 47000 | 30600 | 2.5 | 24400 | 1.98
COMFORTMAKER | SOFTSOUND DELUXE 18 VS HP 2-STAGE | 210461807 | HRCU-A-CB | CVH837GKA2*+TSTAT | EA*4X61L24A* | Singlezone Ducted, Centrally Ducted | 47000 | 30600 | 2.5 | 24400 | 1.98
KEEPRITE | PROCOMFORT DELUXE 18 VS HP 2-STAGE | 210461798 | HRCU-A-CB | CVH837GKA2*+TSTAT | EA*4X61L24A* | Singlezone Ducted, Centrally Ducted | 47000 | 30600 | 2.5 | 24400 | 1.96
DAY & NIGHT | CONSTANTCOMFORT DELUXE 18 VS HP 2-STAGE | 210461797 | HRCU-A-CB | CVH837GKA2*+TSTAT | EA*4X61L24A* | Singlezone Ducted, Centrally Ducted | 47000 | 30600 | 2.5 | 24400 | 1.96
COMFORTMAKER | SOFTSOUND DELUXE 18 VS HP 2-STAGE | 210461796 | HRCU-A-CB | CVH837GKA2*+TSTAT | EA*4X61L24A* | Singlezone Ducted, Centrally Ducted | 47000 | 30600 | 2.5 | 24400 | 1.96
KEEPRITE | PROCOMFORT DELUXE 18 VS HP 2-STAGE | 210461765 | HRCU-A-CB | CVH837GKA2*+TSTAT | EA*4X61L24A* | Singlezone Ducted, Centrally Ducted | 46500 | 30400 | 2.5 | 24200 | 1.98
DAY & NIGHT | CONSTANTCOMFORT DELUXE 18 VS HP 2-STAGE | 210461764 | HRCU-A-CB | CVH837GKA2*+TSTAT | EA*4X61L24A* | Singlezone Ducted, Centrally Ducted | 46500 | 30400 | 2.5 | 24200 | 1.98
COMFORTMAKER | SOFTSOUND DELUXE 18 VS HP 2-STAGE | 210461763 | HRCU-A-CB | CVH837GKA2*+TSTAT | EA*4X61L24A* | Singlezone Ducted, Centrally Ducted | 46500 | 30400 | 2.5 | 24200 | 1.98
KEEPRITE | PROCOMFORT DELUXE 18 VS HP 2-STAGE | 210461753 | HRCU-A-CB | CVH837GKA2*+TSTAT | EA*4X61L24A* | Singlezone Ducted, Centrally Ducted | 46500 | 30600 | 2.5 | 24200 | 1.98
DAY & NIGHT | CONSTANTCOMFORT DELUXE 18 VS HP 2-STAGE | 210461752 | HRCU-A-CB | CVH837GKA2*+TSTAT | EA*4X61L24A* | Singlezone Ducted, Centrally Ducted | 46500 | 30600 | 2.5 | 24200 | 1.98
COMFORTMAKER | SOFTSOUND DELUXE 18 VS HP 2-STAGE | 210461751 | HRCU-A-CB | CVH837GKA2*+TSTAT | EA*4X61L24A* | Singlezone Ducted, Centrally Ducted | 46500 | 30600 | 2.5 | 24200 | 1.98
C&H |  | 207740514 | HRCU-A-CB-O | CH-ES18-230VO | CH-18MOLVWM-230VI | Singlezone Non-Ducted, Wall Placement | 18000 | 14100 | 2.65 | 12829 | 2.35
KEEPRITE | PROCOMFORT DELUXE 18 VS HP 2-STAGE | 210461455 | HRCU-A-CB | CVH837GKA2*+TSTAT | EA*4X61L21A* | Singlezone Ducted, Centrally Ducted | 46500 | 30600 | 2.5 | 24400 | 1.96
DAY & NIGHT | CONSTANTCOMFORT DELUXE 18 VS HP 2-STAGE | 210461454 | HRCU-A-CB | CVH837GKA2*+TSTAT | EA*4X61L21A* | Singlezone Ducted, Centrally Ducted | 46500 | 30600 | 2.5 | 24400 | 1.96
COMFORTMAKER | SOFTSOUND DELUXE 18 VS HP 2-STAGE | 210461453 | HRCU-A-CB | CVH837GKA2*+TSTAT | EA*4X61L21A* | Singlezone Ducted, Centrally Ducted | 46500 | 30600 | 2.5 | 24400 | 1.96
KEEPRITE | PROCOMFORT DELUXE 18 VS HP 2-STAGE | 210461432 | HRCU-A-CB | CVH837GKA2*+TSTAT | EA*4X61L21A* | Singlezone Ducted, Centrally Ducted | 47000 | 30600 | 2.5 | 24400 | 1.98
DAY & NIGHT | CONSTANTCOMFORT DELUXE 18 VS HP 2-STAGE | 210461431 | HRCU-A-CB | CVH837GKA2*+TSTAT | EA*4X61L21A* | Singlezone Ducted, Centrally Ducted | 47000 | 30600 | 2.5 | 24400 | 1.98
COMFORTMAKER | SOFTSOUND DELUXE 18 VS HP 2-STAGE | 210461430 | HRCU-A-CB | CVH837GKA2*+TSTAT | EA*4X61L21A* | Singlezone Ducted, Centrally Ducted | 47000 | 30600 | 2.5 | 24400 | 1.98
KEEPRITE | PROCOMFORT DELUXE 18 VS HP 2-STAGE | 210461419 | HRCU-A-CB | CVH837GKA2*+TSTAT | EA*4X61L21A* | Singlezone Ducted, Centrally Ducted | 47000 | 30600 | 2.5 | 24400 | 1.98
DAY & NIGHT | CONSTANTCOMFORT DELUXE 18 VS HP 2-STAGE | 210461418 | HRCU-A-CB | CVH837GKA2*+TSTAT | EA*4X61L21A* | Singlezone Ducted, Centrally Ducted | 47000 | 30600 | 2.5 | 24400 | 1.98
COMFORTMAKER | SOFTSOUND DELUXE 18 VS HP 2-STAGE | 210461417 | HRCU-A-CB | CVH837GKA2*+TSTAT | EA*4X61L21A* | Singlezone Ducted, Centrally Ducted | 47000 | 30600 | 2.5 | 24400 | 1.98
KEEPRITE | PROCOMFORT DELUXE 18 VS HP 2-STAGE | 210461331 | HRCU-A-CB | CVH837GKA2*+TSTAT | EA*4X61L21A* | Singlezone Ducted, Centrally Ducted | 46500 | 30400 | 2.5 | 24200 | 1.96
DUCTLESSAIRE |  | 208136306 | HRCU-A-CB-O | DA0921-H2-O* | DA0921-H2-I* | Singlezone Non-Ducted, Wall Placement | 10000 | 8300 | 2.67 | 6544 | 1.98
DAY & NIGHT | CONSTANTCOMFORT DELUXE 18 VS HP 2-STAGE | 210461330 | HRCU-A-CB | CVH837GKA2*+TSTAT | EA*4X61L21A* | Singlezone Ducted, Centrally Ducted | 46500 | 30400 | 2.5 | 24200 | 1.96
COMFORTMAKER | SOFTSOUND DELUXE 18 VS HP 2-STAGE | 210461329 | HRCU-A-CB | CVH837GKA2*+TSTAT | EA*4X61L21A* | Singlezone Ducted, Centrally Ducted | 46500 | 30400 | 2.5 | 24200 | 1.96
SLIMAIR |  | 208447952 | HMSV-A-CB | SHC3Z27VC2AG |  | Multizone All Ducted | 28000 | 22000 | 2.6 | 20000 | 2.14
SENVILLE |  | 207641333 | HMSV-A-CB | SENA/30HF/MOQ |  | Multizone All Ducted | 28000 | 22000 | 2.6 | 20000 | 2.14
FUJIECO | T-PRO | 211306460 | HMSR-A-CB-O | FES-27H2TK-M3O |  | Multizone All Non-Ducted | 26000 | 18100 | 2.95 | 16250 | 2.27
FUJIECO | T-PRO | 211306454 | HRCU-A-CB-O | FES-24H2TK-ES(O) | FES-24H2TK-ES(I) | Singlezone Non-Ducted, Wall Placement | 24000 | 13900 | 2.75 | 16720 | 1.96
Durastar | DRA1 | 210568102 | HRCU-A-CB-O | DRA1U09S1B | DRAL06F1A | Singlezone Non-Ducted, Ceiling Placement | 7100 | 5700 | 2.61 | 8500 | 2.03
Durastar | DRA1 | 210568106 | HRCU-A-CB-O | DRA1U09S1B | DRAL09F1A | Singlezone Non-Ducted, Ceiling Placement | 11000 | 8000 | 2.66 | 8500 | 2.37
Durastar | DRA1 | 210568108 | HRCU-A-CB-O | DRA1U18S1B | DRAL18F1A | Singlezone Non-Ducted, Ceiling Placement | 19000 | 12200 | 2.79 | 13100 | 2.3
Durastar | DRA1 | 210568109 | HRCU-A-CB-O | DRA1H12S1A | DRAS12F1C | Singlezone Non-Ducted, Wall Placement | 12000 | 10200 | 2.72 | 12300 | 2.1
Durastar | DRA5 | 210568224 | HMSV-A-CB | DRA5H55M1A |  | Multizone All Ducted | 55000 | 35200 | 2.5 | 47000 | 1.94
Durastar | DRA3 | 207787175 | HMSV-A-CB | DRA3U28M1B |  | Multizone All Ducted | 28000 | 22000 | 2.6 | 20000 | 2.14
Durastar | DRA1 | 207787141 | HRCU-A-CB | DRA1U18S1B | DRAD18F1A | Singlezone Ducted, Compact Ducted | 20000 | 12600 | 2.66 | 13000 | 2.4
Durastar | DRA1 | 207787142 | HRCU-A-CB-O | DRA1U18S1B | DRAF18F1A | Singlezone Non-Ducted, Floor Placement | 20000 | 12800 | 2.52 | 13000 | 2.08
Durastar | DRA1 | 207787132 | HRCU-A-CB-O | DRA1U18S1B | DRAW18F1B | Singlezone Non-Ducted, Wall Placement | 18000 | 14100 | 2.65 | 12829 | 2.35
Durastar | DRA1 | 210568114 | HRCU-A-CB-O | DRA1H24S1A | DRAC24F1B | Singlezone Non-Ducted, Wall Placement | 25000 | 21000 | 2.64 | 26000 | 1.95
Durastar | DRA1 | 207787144 | HRCU-A-CB-O | DRA1U24S1B | DRAC24F1B | Singlezone Non-Ducted, Wall Placement | 25000 | 19000 | 2.6 | 18900 | 1.96
Durastar | DRA1 | 207787130 | HRCU-A-CB-O | DRA1U09S1B | DRAW09F1B | Singlezone Non-Ducted, Wall Placement | 10000 | 8100 | 2.7 | 8564 | 2.22
Durastar | DRA1 | 207787131 | HRCU-A-CB-O | DRA1U12S1B | DRAW12F1B | Singlezone Non-Ducted, Wall Placement | 12000 | 10000 | 2.69 | 8820 | 2.25
AC PRO.COM |  | 207827139 | HRCU-A-CB-O | AOX230-09HFN1-MT0W | ASABA-09HRFN1-MU5W | Singlezone Non-Ducted, Wall Placement | 10000 | 6900 | 2.53 | 6400 | 1.95
C&H |  | 207740525 | HRCU-A-CB-O | CH-NY09MIA-230VO | CH-NY09MIA-230VI | Singlezone Non-Ducted, Wall Placement | 10000 | 6900 | 2.53 | 6400 | 1.95
Durastar | DRA1 | 210568112 | HRCU-A-CB-O | DRA1H12S1A | DRAC12F1A | Singlezone Non-Ducted, Ceiling Placement | 12000 | 9900 | 2.55 | 11500 | 1.9
Durastar | DRA1 | 207787139 | HRCU-A-CB-O | DRA1U12S1B | DRAS12F1B | Singlezone Non-Ducted, Wall Placement | 12000 | 9000 | 2.69 | 8400 | 2.26
Durastar | DRA1 | 207787138 | HRCU-A-CB-O | DRA1U12S1B | DRAS12F1A | Singlezone Non-Ducted, Wall Placement | 12000 | 9000 | 2.69 | 8400 | 2.26
Durastar | DRA1 | 207787137 | HRCU-A-CB | DRA1U12S1B | DRAD12F1A | Singlezone Ducted, Compact Ducted | 12000 | 9300 | 2.78 | 8400 | 2.26
Durastar | DRA1 | 207787135 | HRCU-A-CB | DRA1U09S1B | DRAD09F1A | Singlezone Ducted, Compact Ducted | 10000 | 7700 | 2.59 | 8000 | 2.09
PIONEER |  | 208121965 | HMSV-A-CB | YN030GMFI22M3E |  | Multizone All Ducted | 28000 | 22000 | 2.6 | 20000 | 2.14
Durastar | DRA1 | 207787136 | HRCU-A-CB-O | DRA1U12S1B | DRAC12F1A | Singlezone Non-Ducted, Ceiling Placement | 12000 | 8900 | 2.75 | 8000 | 2.28
BLUERIDGE |  | 207339180 | HRCU-A-CB-O | BMY18DIY22C | BMY18DIY22WM | Singlezone Non-Ducted, Wall Placement | 18000 | 13800 | 2.54 | 11700 | 2.05
BLUERIDGE |  | 207339179 | HRCU-A-CB-O | BMY12DIY22C | BMY12DIY22WM | Singlezone Non-Ducted, Wall Placement | 12000 | 7500 | 2.59 | 6400 | 1.95
C&H |  | 207742335 | HRCU-A-CB-O | CH-HPR24-230VO | CH-N24MSPHCT-230VI | Singlezone Non-Ducted, Wall Placement | 25000 | 21000 | 2.64 | 26000 | 1.95
ELIOS |  | 207742442 | HRCU-A-CB-O | DEA24HOS28230E8 | DUA24HICU230X5 | Singlezone Non-Ducted, Wall Placement | 25000 | 21000 | 2.64 | 26000 | 1.95
MOOVAIR |  | 207742511 | HRCU-A-CB-O | DMA24HOS28230E8 | DUA24HICU230X5 | Singlezone Non-Ducted, Wall Placement | 25000 | 21000 | 2.64 | 26000 | 1.95
KERR |  | 210568256 | HRCU-A-CB-O | A-KMH12SV-1 | B-KMH12CU-1 | Singlezone Non-Ducted, Ceiling Placement | 12000 | 9900 | 2.55 | 11500 | 1.9
MRCOOL |  | 208552953 | HMSV-A-CB | MULTI3-27HP230B |  | Multizone All Ducted | 28000 | 22000 | 2.6 | 20000 | 2.14
LENNOX |  | 211034458 | HRCU-A-CB-O | MLB024S4S-1P | M33C024S4-*P | Singlezone Non-Ducted, Ceiling Placement | 25000 | 21000 | 4.05 | 25850 | 1.9
MOOVAIR |  | 207742505 | HRCU-A-CB-O | DMA24HOS25230E8 | DUA24HICU230X5 | Singlezone Non-Ducted, Wall Placement | 25000 | 19000 | 2.6 | 18900 | 1.96
SENVILLE |  | 207641342 | HRCU-A-CB-O | SENA/12HF/OQ | SENA/12HF/ICZ | Singlezone Non-Ducted, Ceiling Placement | 12000 | 9900 | 2.55 | 11500 | 1.9
LENNOX |  | 211034444 | HRCU-A-CB | MLB009S4S-1P | MMDB009S4-*P | Singlezone Ducted, Compact Ducted | 10000 | 10100 | 4.35 | 10900 | 1.9
LENNOX |  | 211034435 | HRCU-A-CB-O | MPC012S4S-1P | M22A012S4-*P | Singlezone Non-Ducted, Ceiling Placement | 12000 | 8900 | 3.22 | 7786 | 1.92
LENNOX |  | 211034434 | HRCU-A-CB-O | MPC009S4S-1P | M22A009S4-*P | Singlezone Non-Ducted, Ceiling Placement | 10000 | 7500 | 3.33 | 8588 | 2.05
LENNOX |  | 211034431 | HRCU-A-CB-O | MPC024S4S-1P | MCFA024S4-*P | Singlezone Non-Ducted, Floor Placement | 24000 | 16000 | 3.13 | 18500 | 2.16
LENNOX |  | 211034430 | HRCU-A-CB-O | MPC018S4S-1P | MCFB018S4-*P | Singlezone Non-Ducted, Floor Placement | 20000 | 12800 | 2.5 | 11662 | 2.11
LENNOX |  | 211034429 | HRCU-A-CB-O | MPC012S4S-1P | MFMA012S4-*P | Singlezone Non-Ducted, Floor Placement | 12000 | 9000 | 3.3 | 8653 | 2.35
MOOVAIR |  | 207742533 | HMSV-A-CB | DMA27HOM23230X2 |  | Multizone All Ducted | 28000 | 22000 | 2.6 | 20000 | 2.14
LENNOX |  | 211034425 | HRCU-A-CB | MPC018S4S-1P | MMDB018S4-*P | Singlezone Ducted, Compact Ducted | 20000 | 12600 | 2.74 | 11966 | 2.21
LENNOX |  | 211034424 | HRCU-A-CB | MPC012S4S-1P | MMDB012S4-*P | Singlezone Ducted, Compact Ducted | 12000 | 9300 | 3.13 | 8500 | 1.99
LENNOX |  | 211034423 | HRCU-A-CB | MPC009S4S-1P | MMDB009S4-*P | Singlezone Ducted, Compact Ducted | 10000 | 7700 | 3.53 | 8499 | 2.4
C&H |  | 207742324 | HRCU-A-CB-O | CH-ES24-230VO | CH-N24MSPHCT-230VI | Singlezone Non-Ducted, Wall Placement | 25000 | 19000 | 2.6 | 18900 | 1.96
CUSTOM COMFORT |  | 212365450 | HRCU-A-CB | CCOXHA24V18HP | CCOXHAAH24V18 | Singlezone Ducted, Centrally Ducted | 19000 | 13500 | 2.6 | 18629 | 2.04
LENNOX |  | 211034419 | HRCU-A-CB-O | MPC024S4S-1P | MWMC024S4-*P | Singlezone Non-Ducted, Wall Placement | 25000 | 16200 | 3.08 | 17500 | 2.04
CUSTOM COMFORT |  | 212365451 | HRCU-A-CB | CCOXHA24V24HP | CCOXHAAH24V24 | Singlezone Ducted, Centrally Ducted | 24000 | 19200 | 2.5 | 24071 | 1.91
LENNOX |  | 211034418 | HRCU-A-CB-O | MPC018S4S-1P | MWMC018S4-*P | Singlezone Non-Ducted, Wall Placement | 19000 | 14900 | 2.99 | 12184 | 2.25
LENNOX |  | 211034417 | HRCU-A-CB-O | MPC012S4S-1P | MWMC012S4-*P | Singlezone Non-Ducted, Wall Placement | 12000 | 9000 | 3.22 | 8465 | 2.26
LENNOX |  | 211034416 | HRCU-A-CB-O | MPC009S4S-1P | MWMC009S4-*P | Singlezone Non-Ducted, Wall Placement | 10000 | 8500 | 4.15 | 8622 | 2.38
CUSTOM COMFORT |  | 212365445 | HRCU-A-CB | CCOXHASZ17HP | CCOXHAAHU18 | Singlezone Ducted, Centrally Ducted | 19000 | 15400 | 2.7 | 18295 | 2
CUSTOM COMFORT |  | 212365455 | HRCU-A-CB | CCOXHA24V60HP | CCOXHAAH24V60 | Singlezone Ducted, Centrally Ducted | 59000 | 42000 | 2.6 | 54356 | 1.91
CUSTOM COMFORT |  | 212365449 | HRCU-A-CB | CCOXHASZ60CHP | CCOXHAAHUC60 | Singlezone Ducted, Centrally Ducted | 60000 | 41000 | 2.56 | 57600 | 1.96
DUCANE |  | 211034586 | HRCU-A-CB-O | 4DHP2S12S-1P | D22C112S4-*P | Singlezone Non-Ducted, Ceiling Placement | 12000 | 8900 | 3.22 | 7786 | 1.92
DUCANE |  | 211034585 | HRCU-A-CB-O | 4DHPS209S-1P | D22C109S4-*P | Singlezone Non-Ducted, Ceiling Placement | 10000 | 7500 | 3.33 | 8588 | 2.05
MOOVAIR |  | 208136320 | HMSV-A-CB | DMA55HOM25230X3 |  | Multizone All Ducted | 55000 | 35200 | 2.5 | 47000 | 1.94
DUCANE |  | 211034581 | HRCU-A-CB | 4DHP2S18S-1P | DMD218S4-*P | Singlezone Ducted, Compact Ducted | 20000 | 12600 | 2.74 | 11966 | 2.21
DUCANE |  | 211034580 | HRCU-A-CB | 4DHP2S12S-1P | DMD212S4-*P | Singlezone Ducted, Compact Ducted | 12000 | 9300 | 3.13 | 8500 | 1.99
DUCANE |  | 211034579 | HRCU-A-CB | 4DHPS209S-1P | DMD209S4-*P | Singlezone Ducted, Compact Ducted | 10000 | 7700 | 3.53 | 8499 | 2.4
DUCANE |  | 211034575 | HRCU-A-CB-O | 4DHP2S24S-1P | DWM224S4-*P | Singlezone Non-Ducted, Wall Placement | 25000 | 16200 | 3.08 | 17500 | 2.04
DUCANE |  | 211034574 | HRCU-A-CB-O | 4DHP2S18S-1P | DWM218S4-*P | Singlezone Non-Ducted, Wall Placement | 19000 | 14900 | 2.99 | 12184 | 2.25
CUSTOM COMFORT |  | 212365410 | HRCU-A-CB-O | CCOXHASZ12HP | CCOXHA4C12 | Singlezone Non-Ducted, Ceiling Placement | 12000 | 9900 | 2.55 | 11500 | 1.9
DUCANE |  | 211034573 | HRCU-A-CB-O | 4DHP2S12S-1P | DWM212S4-*P | Singlezone Non-Ducted, Wall Placement | 12000 | 9000 | 3.22 | 8465 | 2.26
DUCANE |  | 211034572 | HRCU-A-CB-O | 4DHPS209S-1P | DWM209S4-*P | Singlezone Non-Ducted, Wall Placement | 10000 | 8500 | 4.15 | 8622 | 2.38
LBG Products |  | 207641307 | HMSV-A-CB | LMHB27DO |  | Multizone All Ducted | 28000 | 22000 | 2.6 | 20000 | 2.14
CONCORD |  | 211034560 | HRCU-A-CB-O | 4DHP2S12S-1P | D22C112S4-*P | Singlezone Non-Ducted, Ceiling Placement | 12000 | 8900 | 3.22 | 7786 | 1.92
CONCORD |  | 211034559 | HRCU-A-CB-O | 4DHPS209S-1P | D22C109S4-*P | Singlezone Non-Ducted, Ceiling Placement | 10000 | 7500 | 3.33 | 8588 | 2.05
CONCORD |  | 211034555 | HRCU-A-CB | 4DHP2S18S-1P | DMD218S4-*P | Singlezone Ducted, Compact Ducted | 20000 | 12600 | 2.74 | 11966 | 2.21
CONCORD |  | 211034554 | HRCU-A-CB | 4DHP2S12S-1P | DMD212S4-*P | Singlezone Ducted, Compact Ducted | 12000 | 9300 | 3.13 | 8500 | 1.99
CUSTOM COMFORT |  | 212365403 | HRCU-A-CB-O | CCOXHASZ06HP | CCOXHAWM06 | Singlezone Non-Ducted, Wall Placement | 7000 | 8500 | 2.9 | 8581 | 2.19
CONCORD |  | 211034553 | HRCU-A-CB | 4DHPS209S-1P | DMD209S4-*P | Singlezone Ducted, Compact Ducted | 10000 | 7700 | 3.53 | 8499 | 2.4
CONCORD |  | 211034549 | HRCU-A-CB-O | 4DHP2S24S-1P | DWM224S4-*P | Singlezone Non-Ducted, Wall Placement | 25000 | 16200 | 3.08 | 17500 | 2.04
CONCORD |  | 211034548 | HRCU-A-CB-O | 4DHP2S18S-1P | DWM218S4-*P | Singlezone Non-Ducted, Wall Placement | 19000 | 14900 | 2.99 | 12184 | 2.25
CONCORD |  | 211034547 | HRCU-A-CB-O | 4DHP2S12S-1P | DWM212S4-*P | Singlezone Non-Ducted, Wall Placement | 12000 | 9000 | 3.22 | 8465 | 2.26
CONCORD |  | 211034546 | HRCU-A-CB-O | 4DHPS209S-1P | DWM209S4-*P | Singlezone Non-Ducted, Wall Placement | 10000 | 8500 | 4.15 | 8622 | 2.38
CUSTOM COMFORT |  | 212365412 | HRCU-A-CB-O | CCOXHASZ24HP | CCOXHA4C24 | Singlezone Non-Ducted, Wall Placement | 25000 | 21000 | 2.64 | 26000 | 1.95
Armstrong Air |  | 211034534 | HRCU-A-CB-O | 4DHP2S12S-1P | D22C112S4-*P | Singlezone Non-Ducted, Ceiling Placement | 12000 | 8900 | 3.22 | 7786 | 1.92
Armstrong Air |  | 211034533 | HRCU-A-CB-O | 4DHPS209S-1P | D22C109S4-*P | Singlezone Non-Ducted, Ceiling Placement | 10000 | 7500 | 3.33 | 8588 | 2.05
CUSTOM COMFORT |  | 212365443 | HMSV-A-CB | CCOXHAMZ555HP |  | Multizone All Ducted | 55000 | 35200 | 2.5 | 47000 | 1.94
Armstrong Air |  | 211034529 | HRCU-A-CB | 4DHP2S18S-1P | DMD218S4-*P | Singlezone Ducted, Compact Ducted | 20000 | 12600 | 2.74 | 11966 | 2.21
Armstrong Air |  | 211034528 | HRCU-A-CB | 4DHP2S12S-1P | DMD212S4-*P | Singlezone Ducted, Compact Ducted | 12000 | 9300 | 3.13 | 8500 | 1.99
CUSTOM COMFORT |  | 212365422 | HRCU-A-CB-O | CCOXHASZ12HP | CCOXHAFM12 | Singlezone Non-Ducted, Wall Placement | 12000 | 10200 | 2.72 | 12300 | 2.1
Armstrong Air |  | 211034527 | HRCU-A-CB | 4DHPS209S-1P | DMD209S4-*P | Singlezone Ducted, Compact Ducted | 10000 | 7700 | 3.53 | 8499 | 2.4
Armstrong Air |  | 211034523 | HRCU-A-CB-O | 4DHP2S24S-1P | DWM224S4-*P | Singlezone Non-Ducted, Wall Placement | 25000 | 16200 | 3.08 | 17500 | 2.04
Armstrong Air |  | 211034522 | HRCU-A-CB-O | 4DHP2S18S-1P | DWM218S4-*P | Singlezone Non-Ducted, Wall Placement | 19000 | 14900 | 2.99 | 12184 | 2.25
Armstrong Air |  | 211034521 | HRCU-A-CB-O | 4DHP2S12S-1P | DWM212S4-*P | Singlezone Non-Ducted, Wall Placement | 12000 | 9000 | 3.22 | 8465 | 2.26
Armstrong Air |  | 211034520 | HRCU-A-CB-O | 4DHPS209S-1P | DWM209S4-*P | Singlezone Non-Ducted, Wall Placement | 10000 | 8500 | 4.15 | 8622 | 2.38
CUSTOM COMFORT |  | 212365429 | HRCU-A-CB-O | CCOXHASZ06HP | CCOXHA1C06 | Singlezone Non-Ducted, Ceiling Placement | 7100 | 5700 | 2.61 | 8500 | 2.03
Allied |  | 211034508 | HRCU-A-CB-O | 4DHP2S12S-1P | D22C112S4-*P | Singlezone Non-Ducted, Ceiling Placement | 12000 | 8900 | 3.22 | 7786 | 1.92
Allied |  | 211034507 | HRCU-A-CB-O | 4DHPS209S-1P | D22C109S4-*P | Singlezone Non-Ducted, Ceiling Placement | 10000 | 7500 | 3.33 | 8588 | 2.05
CUSTOM COMFORT |  | 212365428 | HRCU-A-CB-O | CCOXHASZ60CHP | CCOXHAFC60 | Singlezone Non-Ducted, Floor Placement | 60000 | 40000 | 2.58 | 56500 | 1.97
Allied |  | 211034503 | HRCU-A-CB | 4DHP2S18S-1P | DMD218S4-*P | Singlezone Ducted, Compact Ducted | 20000 | 12600 | 2.74 | 11966 | 2.21
Allied |  | 211034502 | HRCU-A-CB | 4DHP2S12S-1P | DMD212S4-*P | Singlezone Ducted, Compact Ducted | 12000 | 9300 | 3.13 | 8500 | 1.99
Allied |  | 211034501 | HRCU-A-CB | 4DHPS209S-1P | DMD209S4-*P | Singlezone Ducted, Compact Ducted | 10000 | 7700 | 3.53 | 8499 | 2.4
Allied |  | 211034497 | HRCU-A-CB-O | 4DHP2S24S-1P | DWM224S4-*P | Singlezone Non-Ducted, Wall Placement | 25000 | 16200 | 3.08 | 17500 | 2.04
Allied |  | 211034496 | HRCU-A-CB-O | 4DHP2S18S-1P | DWM218S4-*P | Singlezone Non-Ducted, Wall Placement | 19000 | 14900 | 2.99 | 12184 | 2.25
Allied |  | 211034495 | HRCU-A-CB-O | 4DHP2S12S-1P | DWM212S4-*P | Singlezone Non-Ducted, Wall Placement | 12000 | 9000 | 3.22 | 8465 | 2.26
Allied |  | 211034494 | HRCU-A-CB-O | 4DHPS209S-1P | DWM209S4-*P | Singlezone Non-Ducted, Wall Placement | 10000 | 8500 | 4.15 | 8622 | 2.38
AirEase |  | 211034482 | HRCU-A-CB-O | 4DHP2S12S-1P | D22C112S4-*P | Singlezone Non-Ducted, Ceiling Placement | 12000 | 8900 | 3.22 | 7786 | 1.92
AirEase |  | 211034481 | HRCU-A-CB-O | 4DHPS209S-1P | D22C109S4-*P | Singlezone Non-Ducted, Ceiling Placement | 10000 | 7500 | 3.33 | 8588 | 2.05
AirEase |  | 211034477 | HRCU-A-CB | 4DHP2S18S-1P | DMD218S4-*P | Singlezone Ducted, Compact Ducted | 20000 | 12600 | 2.74 | 11966 | 2.21
AirEase |  | 211034476 | HRCU-A-CB | 4DHP2S12S-1P | DMD212S4-*P | Singlezone Ducted, Compact Ducted | 12000 | 9300 | 3.13 | 8500 | 1.99
KANIONCO |  | 207691850 | HMSV-A-CB | KWSMO-30R410AIHMV |  | Multizone All Ducted | 28000 | 22000 | 2.6 | 20000 | 2.14
AirEase |  | 211034475 | HRCU-A-CB | 4DHPS209S-1P | DMD209S4-*P | Singlezone Ducted, Compact Ducted | 10000 | 7700 | 3.53 | 8499 | 2.4
AirEase |  | 211034471 | HRCU-A-CB-O | 4DHP2S24S-1P | DWM224S4-*P | Singlezone Non-Ducted, Wall Placement | 25000 | 16200 | 3.08 | 17500 | 2.04
AirEase |  | 211034470 | HRCU-A-CB-O | 4DHP2S18S-1P | DWM218S4-*P | Singlezone Non-Ducted, Wall Placement | 19000 | 14900 | 2.99 | 12184 | 2.25
AirEase |  | 211034469 | HRCU-A-CB-O | 4DHP2S12S-1P | DWM212S4-*P | Singlezone Non-Ducted, Wall Placement | 12000 | 9000 | 3.22 | 8465 | 2.26
AirEase |  | 211034468 | HRCU-A-CB-O | 4DHPS209S-1P | DWM209S4-*P | Singlezone Non-Ducted, Wall Placement | 10000 | 8500 | 4.15 | 8622 | 2.38
LENNOX |  | 207683500 | HRCU-A-CB-O | MPC024S4S-1P | MWMC024S4-1P | Singlezone Non-Ducted, Wall Placement | 25000 | 16200 | 3.08 | 17500 | 2.04
LENNOX |  | 207683511 | HRCU-A-CB-O | MPC024S4S-1P | MCFA024S4-2P | Singlezone Non-Ducted, Floor Placement | 24000 | 16000 | 3.13 | 18500 | 2.16
LENNOX |  | 207699117 | HMSV-A-CB | MPC024S4M-1P |  | Multizone All Ducted | 24000 | 22000 | 3.43 | 20263 | 1.99
LENNOX |  | 207683505 | HRCU-A-CB | MPC018S4S-1P | MMDB018S4-2P | Singlezone Ducted, Compact Ducted | 20000 | 12600 | 2.74 | 11966 | 2.21
LENNOX |  | 207683510 | HRCU-A-CB-O | MPC018S4S-1P | MCFB018S4-2P | Singlezone Non-Ducted, Floor Placement | 20000 | 12800 | 2.5 | 11662 | 2.11
LENNOX |  | 207683499 | HRCU-A-CB-O | MPC018S4S-1P | MWMC018S4-1P | Singlezone Non-Ducted, Wall Placement | 19000 | 14900 | 2.99 | 12184 | 2.25
LENNOX |  | 207768722 | HMSV-A-CB | MPC018S4M-1P |  | Multizone All Ducted | 19000 | 14800 | 3.5 | 13300 | 2.03
LENNOX |  | 207768721 | HMSV-A-CB | MPC018S4M-1P |  | Multizone All Non-Ducted | 19000 | 14300 | 3.64 | 12427 | 1.91
COMFORTSTAR |  | 207658932 | HRCU-A-CB | CZP18CD(O) | CPA-18B | Singlezone Ducted, Compact Ducted | 20000 | 12600 | 2.66 | 13000 | 2.4
COMFORTSTAR |  | 207658955 | HRCU-A-CB-O | CZP18CD(O) | FPA-18 | Singlezone Non-Ducted, Floor Placement | 20000 | 12800 | 2.52 | 13000 | 2.08
COMFORTSTAR |  | 207658952 | HRCU-A-CB-O | CHF24CD(O) | TIP-24 | Singlezone Non-Ducted, Wall Placement | 25000 | 21000 | 2.64 | 26000 | 1.95
COMFORTSTAR |  | 207765976 | HRCU-A-CB-O | CZP24CD(O) | TIP24 | Singlezone Non-Ducted, Wall Placement | 25000 | 19000 | 2.6 | 18900 | 1.96
COMFORTSTAR |  | 207658946 | HRCU-A-CB-O | CZP24CD(O) | TPA-24C | Singlezone Non-Ducted, Wall Placement | 25000 | 19000 | 2.6 | 18900 | 1.96
COMFORTSTAR |  | 207658923 | HRCU-A-CB-O | CZP12CD(O) | CHF12CD(I) | Singlezone Non-Ducted, Wall Placement | 12000 | 9000 | 2.69 | 8981 | 2.19
COMFORTSTAR |  | 207658922 | HRCU-A-CB-O | CZP09CD(O) | CHF09CD(I) | Singlezone Non-Ducted, Wall Placement | 10000 | 8500 | 2.8 | 8581 | 2.19
FUJITSU | H-Series | 204752938 | HRCU-A-CB-O | AOUG12LMAS1 | ASUG12LMAS | Singlezone Non-Ducted, Wall Placement | 16000 | 10300 | 2.9 | 10700 | 2.45
FUJITSU | H-Series | 202534923 | HRCU-A-CB | AOU18RGLX | ARU18RGLX | Singlezone Ducted, Compact Ducted | 21000 | 12700 | 2.5 | 17990 | 2.45
FUJITSU | H-Series | 8033586 | HMSV-A-CB | AOU24RLXFZH |  | Multizone All Non-Ducted | 25000 | 15400 | 2.61 | 25500 | 2.09
FUJITSU | H-Series | 207657376 | HRCU-A-CB | AOUH30LUAH1 | AMUG30LMAS | Singlezone Ducted, Centrally Ducted | 32000 | 21600 | 3.03 | 33000 | 1.93
FUJITSU | H-Series | 8908615 | HMSR-A-CB-O | AOU36RLXFZH |  | Multizone All Non-Ducted | 36400 | 21400 | 2.64 | 36407 | 2.02
FUJITSU | H-Series | 207334301 | HRCU-A-CB | AOUH12LUAS1 | ARUH12LUAS | Singlezone Ducted, Centrally Ducted | 16000 | 10500 | 3.05 | 16000 | 2.08
FUJITSU | H-Series | 206263449 | HRCU-A-CB-O | AOUH09LMAH1 | ASUH09LMAS | Singlezone Non-Ducted, Wall Placement | 12000 | 7400 | 3.19 | 9480 | 2.17
FUJITSU | H-Series | 206913027 | HRCU-A-CB-O | AOUH18LMAS1 | ASUH18LMAS | Singlezone Non-Ducted, Wall Placement | 21600 | 13600 | 3.11 | 21600 | 2.01
FUJITSU | H-Series | 207454671 | HRCU-A-CB-O | AOUH09LEAS1 | ASUH09LMAS | Singlezone Non-Ducted, Wall Placement | 10900 | 6700 | 2.65 | 9000 | 2
FUJITSU | H-Series | 206909902 | HRCU-A-CB-O | AOUH09LPAS1 | ASUH09LPAS | Singlezone Non-Ducted, Wall Placement | 10000 | 6200 | 2.8 | 6700 | 2.07
FUJITSU | H-Series | 206579743 | HRCU-A-CB-O | AOUH09LUAS1 | ACUH09LUAS1 | Singlezone Non-Ducted, Ceiling Placement | 12000 | 7800 | 3.17 | 10120 | 2.23
FUJITSU | H-Series | 206579744 | HRCU-A-CB-O | AOUH12LUAS1 | ACUH12LUAS1 | Singlezone Non-Ducted, Ceiling Placement | 16000 | 10700 | 2.99 | 16000 | 2.08
FUJITSU | H-Series | 206579745 | HRCU-A-CB-O | AOUH18LUAS1 | ACUH18LUAS1 | Singlezone Non-Ducted, Ceiling Placement | 21600 | 14700 | 2.93 | 17500 | 2.33
FUJITSU | H-Series | 205123809 | HRCU-A-CB | AOUG36LMAS1 | AMUG36LMAS | Singlezone Ducted, Centrally Ducted | 42000 | 29400 | 2.62 | 32900 | 2.02
COMFORTSTAR |  | 207826041 | HRCU-A-CB-O | CGS09CD(O) | CGS09CD(I) | Singlezone Non-Ducted, Wall Placement | 10000 | 6000 | 2.51 | 6933 | 1.97
FUJITSU | H-Series | 8779045 | HRCU-A-CB-O | AOU18RLXFWH | ASU18RLF | Singlezone Non-Ducted, Wall Placement | 21600 | 14600 | 3.01 | 21600 | 2.3
FUJITSU | H-Series | 6936996 | HRCU-A-CB-O | AOU12RLFF | AGU12RLF | Singlezone Non-Ducted, Floor Placement | 16000 | 10600 | 2.61 | 15000 | 2.03
FUJITSU | H-Series | 8779046 | HRCU-A-CB-O | AOU24RLXFWH | ASU24RLF | Singlezone Non-Ducted, Wall Placement | 25200 | 18000 | 2.5 | 25220 | 2.06
FUJITSU | H-Series | 204752937 | HRCU-A-CB-O | AOUG09LMAS1 | ASUG09LMAS | Singlezone Non-Ducted, Wall Placement | 12000 | 7400 | 3.19 | 8500 | 2.03
SHARP |  | 209424784 | HRCU-A-CB-O | AE-X18ZHU | AY-XP18ZHU | Singlezone Non-Ducted, Wall Placement | 21600 | 14000 | 3.21 | 19500 | 2.2
HAIER | 2U20EH2HD** | 210082195 | HMSR-A-CB-O | 2U20EH2HD** |  | Multizone All Non-Ducted | 22000 | 14000 | 2.5 | 18500 | 2.05
HAIER | 3U24EH2HD** | 210082198 | HMSR-A-CB-O | 3U24EH2HD** |  | Multizone All Non-Ducted | 26000 | 17000 | 2.61 | 19000 | 1.95
GE APPLIANCES | ASH220NCDD** | 210154187 | HMSR-A-CB-O | ASH220NCDD** |  | Multizone All Non-Ducted | 22000 | 14000 | 2.5 | 18500 | 2.05
GE APPLIANCES | ASH324NCDD* | 210154192 | HMSR-A-CB-O | ASH324NCDD** |  | Multizone All Non-Ducted | 26000 | 17000 | 2.61 | 19000 | 1.95
GE APPLIANCES | Summit | 202588313 | HRCU-A-CB-O | ASH118PRDWA | ASYW18PRDWB | Singlezone Non-Ducted, Wall Placement | 22000 | 14000 | 2.5 | 17000 | 1.9
HAIER | Arctic | 212409447 | HRCU-A-CB-O | 1U09EH2HE** | AW09EH2HE** | Singlezone Non-Ducted, Wall Placement | 10000 | 7800 | 2.69 | 12000 | 2.11
HAIER | Arctic | 212409448 | HRCU-A-CB-O | 1U12EH2HE** | AW12EH2HE** | Singlezone Non-Ducted, Wall Placement | 14500 | 10800 | 2.9 | 17000 | 2.31
HAIER | Arctic | 212409449 | HRCU-A-CB-O | 1U18EH2HE** | AW18EH2HE** | Singlezone Non-Ducted, Wall Placement | 20000 | 15300 | 2.61 | 20000 | 2.34
GE APPLIANCES | Endure | 212409456 | HRCU-A-CB-O | ASH109URDE** | ASYW09URDE** | Singlezone Non-Ducted, Wall Placement | 10000 | 7800 | 2.69 | 12000 | 2.11
GE APPLIANCES | Endure | 212409457 | HRCU-A-CB-O | ASH112URDE** | ASYW12URDE** | Singlezone Non-Ducted, Wall Placement | 14500 | 10800 | 2.9 | 17000 | 2.31
GE APPLIANCES | Endure | 212409458 | HRCU-A-CB-O | ASH118URDE** | ASYW18URDE** | Singlezone Non-Ducted, Wall Placement | 20000 | 15300 | 2.61 | 20000 | 2.34
MIDEA |  | 208447921 | HRCU-A-CB | 38MURAQ18AB3 | 40MUAAQ18XA3 | Singlezone Ducted, Centrally Ducted | 19000 | 13500 | 2.5 | 18000 | 2
AIRQUEST |  | 209852135 | HRCU-A-CB | DLCURAH18ABK | DLFUAAH18XAK | Singlezone Ducted, Centrally Ducted | 19000 | 13500 | 2.5 | 18000 | 2
ARCOAIRE |  | 209852036 | HRCU-A-CB | DLCURAH18ABK | DLFUAAH18XAK | Singlezone Ducted, Centrally Ducted | 19000 | 13500 | 2.5 | 18000 | 2
COMFORTMAKER |  | 209852047 | HRCU-A-CB | DLCURAH18ABK | DLFUAAH18XAK | Singlezone Ducted, Centrally Ducted | 19000 | 13500 | 2.5 | 18000 | 2
DAY & NIGHT |  | 209852058 | HRCU-A-CB | DLCURAH18ABK | DLFUAAH18XAK | Singlezone Ducted, Centrally Ducted | 19000 | 13500 | 2.5 | 18000 | 2
HEIL |  | 209852069 | HRCU-A-CB | DLCURAH18ABK | DLFUAAH18XAK | Singlezone Ducted, Centrally Ducted | 19000 | 13500 | 2.5 | 18000 | 2
KEEPRITE |  | 209852080 | HRCU-A-CB | DLCURAH18ABK | DLFUAAH18XAK | Singlezone Ducted, Centrally Ducted | 19000 | 13500 | 2.5 | 18000 | 2
MIDEA |  | 209852102 | HRCU-A-CB | DLCURAH18ABK | DLFUAAH18XAK | Singlezone Ducted, Centrally Ducted | 19000 | 13500 | 2.5 | 18000 | 2
SMART COMFORT |  | 209852124 | HRCU-A-CB | DLCURAH18ABK | DLFUAAH18XAK | Singlezone Ducted, Centrally Ducted | 19000 | 13500 | 2.5 | 18000 | 2
TEMPSTAR |  | 209852113 | HRCU-A-CB | DLCURAH18ABK | DLFUAAH18XAK | Singlezone Ducted, Centrally Ducted | 19000 | 13500 | 2.5 | 18000 | 2
COMFORTSTAR |  | 207658950 | HRCU-A-CB-O | CHF12CD(O) | TPA-12 | Singlezone Non-Ducted, Ceiling Placement | 12000 | 9900 | 2.55 | 11500 | 1.9
COMFORTSTAR |  | 207658931 | HRCU-A-CB | CZP12CD(O) | CPA-12B | Singlezone Ducted, Compact Ducted | 12000 | 9300 | 2.78 | 8400 | 2.26
COMFORTSTAR |  | 207658930 | HRCU-A-CB | CZP09CD(O) | CPA-09B | Singlezone Ducted, Compact Ducted | 10000 | 7700 | 2.59 | 8000 | 2.09
COMFORTSTAR |  | 207765974 | HRCU-A-CB-O | CZP12CD(O) | TPA-12 | Singlezone Non-Ducted, Ceiling Placement | 12000 | 8900 | 2.75 | 8000 | 2.28
COMFORTSTAR |  | 207658944 | HRCU-A-CB-O | CZP12CD(O) | TPA-12C | Singlezone Non-Ducted, Ceiling Placement | 12000 | 8900 | 2.75 | 8000 | 2.28
C&H |  | 207740512 | HRCU-A-CB-O | CH-ES09-230VO | CH-09MOLVWM-230VI | Singlezone Non-Ducted, Wall Placement | 10000 | 8100 | 2.7 | 8564 | 2.22
Conforto |  | 210605801 | HRCU-A-CB-O | MHSZ106DA | MHWAL06DA | Singlezone Non-Ducted, Wall Placement | 7000 | 8500 | 2.9 | 8581 | 2.19
C&H |  | 207740500 | HRCU-A-CB-O | CH-HPR06F9-230VO | CH-06MASTWM-230VI | Singlezone Non-Ducted, Wall Placement | 7000 | 8500 | 2.9 | 8581 | 2.19
COMFORTSTAR |  | 207658921 | HRCU-A-CB-O | CZP12CA(O) | CHF12CA(I) | Singlezone Non-Ducted, Wall Placement | 12000 | 8400 | 2.8 | 7094 | 2.19
ELIOS |  | 207742428 | HRCU-A-CB-O | DEA06HOS28230E8 | DEA06HIW25230E8 | Singlezone Non-Ducted, Wall Placement | 7000 | 8500 | 2.9 | 8581 | 2.19
COMFORT-AIRE |  | 207691820 | HRCU-A-CB-O | A-DVH09SH-1 | B-DVH09SH-1 | Singlezone Non-Ducted, Wall Placement | 10000 | 6900 | 2.53 | 6400 | 1.95
ELIOS |  | 208075830 | HRCU-A-CB-O | DEA09HOS25230E8 | DEA06HIW25230E8 | Singlezone Non-Ducted, Wall Placement | 7000 | 8500 | 2.9 | 8581 | 2.19
COMFORT-AIRE |  | 207657392 | HRCU-A-CB-O | A-VMH24SV-1 | B-VMH24CV-1 | Singlezone Non-Ducted, Wall Placement | 25000 | 21000 | 2.64 | 26000 | 1.95
COMFORT-AIRE |  | 207657385 | HRCU-A-CB-O | A-VMH06SV-1 | B-VMH06SV-1 | Singlezone Non-Ducted, Wall Placement | 7000 | 8500 | 2.9 | 8581 | 2.19
HAIER | Advanced Plus | 202583710 | HRCU-A-CB-O | 1U18AP2VHA | AW18ES2VHB | Singlezone Non-Ducted, Wall Placement | 22000 | 14000 | 2.5 | 17000 | 1.9
HAIER | ARCTIC Next Gen | 206389351 | HRCU-A-CB-O | 1U12EH2VHE* | AW12EH2VHD* | Singlezone Non-Ducted, Wall Placement | 14500 | 9300 | 2.52 | 17000 | 2.31
GE APPLIANCES |  | 206842133 | HRCU-A-CB-O | ASH112URDSE* | ASYW12URDWD* | Singlezone Non-Ducted, Wall Placement | 14500 | 9300 | 2.52 | 17000 | 2.31
MOOVAIR |  | 208075829 | HRCU-A-CB-O | DMA09HOS25230E8 | DMA06HIW25230E8 | Singlezone Non-Ducted, Wall Placement | 7000 | 8500 | 2.9 | 8581 | 2.19
MOOVAIR |  | 207742494 | HRCU-A-CB-O | DMA06HOS28230E8 | DMA06HIW25230E8 | Singlezone Non-Ducted, Wall Placement | 7000 | 8500 | 2.9 | 8581 | 2.19
COMFORT-AIRE |  | 210568240 | HRCU-A-CB-O | A-VMH12SV-1 | B-VMH12CU-1 | Singlezone Non-Ducted, Ceiling Placement | 12000 | 9900 | 2.55 | 11500 | 1.9
CENTURY | A-series | 212940813 | HRCU-A-CB-O | A-VMH06SV-1 | B-VMH06SV-1 | Singlezone Non-Ducted, Wall Placement | 7000 | 8500 | 2.9 | 8581 | 2.19
BLUERIDGE |  | 207826692 | HRCU-A-CB-O | BMY6HH27C | BMY6HH27WM | Singlezone Non-Ducted, Wall Placement | 7000 | 8500 | 2.9 | 8581 | 2.19
STAR AIR KONTROL |  | 213081463 | HRCU-A-CB | SAK-12-DTMS/220V | SAK-12-DTMS/220V | Singlezone Ducted, Compact Ducted | 12000 | 9300 | 2.78 | 8400 | 2.26
CENTURY |  | 207071379 | HRCU-A-CB | HRG1836S1P | EAH1P30B+H4TXV01 | Singlezone Ducted, Centrally Ducted | 24000 | 15300 | 2.51 | 12500 | 2.19
CENTURY |  | 207071361 | HRCU-A-CB | HRG1836S1P | EAH1P30A+H4TXV01 | Singlezone Ducted, Centrally Ducted | 24000 | 15200 | 2.5 | 12500 | 2.19
CENTURY |  | 207071367 | HRCU-A-CB | HRG1836S1P | EAH1P30B+H4TXV01 | Singlezone Ducted, Centrally Ducted | 24000 | 15300 | 2.51 | 12500 | 2.19
CENTURY |  | 207071377 | HRCU-A-CB | HRG1836S1P | EAH1P30B+H4TXV01 | Singlezone Ducted, Centrally Ducted | 24000 | 15300 | 2.51 | 12500 | 2.18
CENTURY |  | 207071363 | HRCU-A-CB | HRG1836S1P | EAH1P30B+H4TXV01 | Singlezone Ducted, Centrally Ducted | 24000 | 15300 | 2.51 | 12500 | 2.18
CENTURY |  | 207071365 | HRCU-A-CB | HRG1836S1P | EAH1P30B+H4TXV01 | Singlezone Ducted, Centrally Ducted | 24000 | 15300 | 2.52 | 12500 | 2.19
MOOVAIR | DMA12 series | 212596840 | HRCU-A-CB-O | DMA12HOS28230E8 | DUB12HIFU230X5A | Singlezone Non-Ducted, Wall Placement | 12000 | 10200 | 2.72 | 12300 | 2.1
KEPLER |  | 213062287 | HRCU-A-CB | AZPN/18WD | AZPN/18WAH | Singlezone Ducted, Centrally Ducted | 19000 | 13500 | 2.6 | 18629 | 2.04
ELIOS | DEA series | 213081441 | HRCU-A-CB | DEA18HOS20230E7 | FEA18HIAHUU230X7 | Singlezone Ducted, Centrally Ducted | 19000 | 13500 | 2.6 | 18629 | 2.04
ELIOS | DEA series | 213081442 | HRCU-A-CB | DEA24HOS20230E7 | FEA24HIAHUU230X7 | Singlezone Ducted, Centrally Ducted | 24000 | 19200 | 2.5 | 24071 | 1.91
KEPLER |  | 213062288 | HRCU-A-CB | AZPN/24WD | AZPN/24WAH | Singlezone Ducted, Centrally Ducted | 24000 | 19200 | 2.5 | 24071 | 1.91
KEPLER |  | 213062300 | HRCU-A-CB | AZPNS/24ROD | AZPN/24WAH | Singlezone Ducted, Centrally Ducted | 26000 | 21000 | 2.8 | 19400 | 2.1
KEPLER |  | 213062292 | HRCU-A-CB | AZPN/60WD | AZPN/60WAH | Singlezone Ducted, Centrally Ducted | 59000 | 42000 | 2.6 | 54356 | 1.91
ALSETRIA |  | 213081455 | HRCU-A-CB | MOE30U-55HFN1-M | MVC-60HWFN1-M | Singlezone Ducted, Centrally Ducted | 59000 | 42000 | 2.6 | 54356 | 1.91
ELIOS | DEA series | 213081446 | HRCU-A-CB | DEA60HOS20230E7 | FEA60HIAHUU230X7 | Singlezone Ducted, Centrally Ducted | 59000 | 42000 | 2.6 | 54356 | 1.91
ECO-AIR |  | 213081459 | HRCU-A-CB | MOE30U-55HFN1-M | MVC-60HWFN1-M | Singlezone Ducted, Centrally Ducted | 59000 | 42000 | 2.6 | 54356 | 1.91
AMERISTAR |  | 207642983 | HRCU-A-CB-O | M4THS2309A11N** | M4MHW2309A1N0** | Singlezone Non-Ducted, Ceiling Placement | 11000 | 7300 | 2.61 | 9000 | 1.93
RUNTRU |  | 207642984 | HRCU-A-CB-O | M4THS2309A11N** | M4MHW2309A1N0** | Singlezone Non-Ducted, Ceiling Placement | 11000 | 7300 | 2.61 | 9000 | 1.93
AMERICAN STANDARD |  | 207629144 | HRCU-A-CB-O | 4TXK2509A10N0** | 4MXW2509A10N0** | Singlezone Non-Ducted, Ceiling Placement | 11000 | 7300 | 2.61 | 9000 | 1.93
TRANE |  | 207629143 | HRCU-A-CB-O | 4TXK2509A10N0** | 4MXW2509A10N0** | Singlezone Non-Ducted, Ceiling Placement | 11000 | 7300 | 2.61 | 9000 | 1.93
MRCOOL | CENTRAL SERIES | 211497151 | HRCU-A-CB | CENTRAL-24-HP-C-230A00 | CENTRAL-24-HP-MUAH230A00 | Singlezone Ducted, Centrally Ducted | 24000 | 19200 | 2.5 | 24071 | 1.91
COMFORT-AIRE |  | 207071380 | HRCU-A-CB | HRG1836S1P | EAH1P30B+H4TXV01 | Singlezone Ducted, Centrally Ducted | 24000 | 15300 | 2.51 | 12500 | 2.19
COMFORT-AIRE |  | 207071362 | HRCU-A-CB | HRG1836S1P | EAH1P30A+H4TXV01 | Singlezone Ducted, Centrally Ducted | 24000 | 15200 | 2.5 | 12500 | 2.19
COMFORT-AIRE |  | 207071368 | HRCU-A-CB | HRG1836S1P | EAH1P30B+H4TXV01 | Singlezone Ducted, Centrally Ducted | 24000 | 15300 | 2.51 | 12500 | 2.19
COMFORT-AIRE |  | 207071364 | HRCU-A-CB | HRG1836S1P | EAH1P30B+H4TXV01 | Singlezone Ducted, Centrally Ducted | 24000 | 15300 | 2.51 | 12500 | 2.18
COMFORT-AIRE |  | 207071366 | HRCU-A-CB | HRG1836S1P | EAH1P30B+H4TXV01 | Singlezone Ducted, Centrally Ducted | 24000 | 15300 | 2.52 | 12500 | 2.19
COMFORT-AIRE |  | 207071378 | HRCU-A-CB | HRG1836S1P | EAH1P30B+H4TXV01 | Singlezone Ducted, Centrally Ducted | 24000 | 15300 | 2.51 | 12500 | 2.18
AC PRO.COM |  | 207827146 | HRCU-A-CB-O | AOX230-12HFN1-MV5W | ASEPB-12HRFN1-MW5W(GA) | Singlezone Non-Ducted, Wall Placement | 12000 | 9000 | 2.69 | 8981 | 2.19
MOOVAIR |  | 207742491 | HRCU-A-CB-O | DMA12HOS25230E8 | DMA12HIW25230E8 | Singlezone Non-Ducted, Wall Placement | 12000 | 9000 | 2.69 | 8981 | 2.19
ELIOS |  | 207742425 | HRCU-A-CB-O | DEA12HOS25230E8 | DEA12HIW25230E8 | Singlezone Non-Ducted, Wall Placement | 12000 | 9000 | 2.69 | 8981 | 2.19
ELIOS |  | 207742424 | HRCU-A-CB-O | DEA09HOS25230E8 | DEA09HIW25230E8 | Singlezone Non-Ducted, Wall Placement | 10000 | 8500 | 2.8 | 8581 | 2.19
AMERICAN STANDARD |  | 9150128 | HRCU-A-CB-O | 4TXK3824A10NU** | 4MXW3824A10NU** | Singlezone Non-Ducted, Wall Placement | 24000 | 15500 | 2.89 | 26443 | 2.15
TRANE |  | 9150127 | HRCU-A-CB-O | 4TXK3824A10NU** | 4MXW3824A10NU** | Singlezone Non-Ducted, Wall Placement | 24000 | 15500 | 2.89 | 26443 | 2.15
MOOVAIR |  | 207742490 | HRCU-A-CB-O | DMA09HOS25230E8 | DMA09HIW25230E8 | Singlezone Non-Ducted, Wall Placement | 10000 | 8500 | 2.8 | 8581 | 2.19
LENNOX |  | 207768723 | HMSV-A-CB | MPC018S4M-1P |  | Multizone Mix of Ducted and Non-Ducted | 19000 | 11000 | 2.8 | 12427 | 1.91
AC PRO.COM |  | 207827145 | HRCU-A-CB-O | AOX230-09HFN1-MW5W | ASEPB-09HRFN1-MY5W(GA) | Singlezone Non-Ducted, Wall Placement | 10000 | 8500 | 2.8 | 8581 | 2.19
RHEEM | Endeavor | 211044463 | HMSV-A-CB | RO3HFZ24AJ1H |  | Multizone All Non-Ducted | 25000 | 15400 | 2.61 | 25500 | 2.09
RHEEM | Endeavor | 211781753 | HRCU-A-CB | RD16AZ30AJHUA | RHMVZ3021SNAUNJ | Singlezone Ducted, Centrally Ducted | 32000 | 21600 | 3.03 | 33000 | 1.93
RHEEM | Endeavor | 210824765 | HMSV-A-CB | RO4HFZ36AJ1H |  | Multizone All Non-Ducted | 36400 | 21400 | 2.64 | 36407 | 2.02
RHEEM | Endeavor | 210824722 | HRCU-A-CB | RO1HHZ12AJ8S | RIMHHZ12AJ8S | Singlezone Ducted, Centrally Ducted | 16000 | 10500 | 3.05 | 16000 | 2.08
RHEEM | Endeavor | 210368094 | HRCU-A-CB-O | RO1HHZ09AJ2H | RIWHHZ09AJ2S | Singlezone Non-Ducted, Wall Placement | 12000 | 7400 | 3.19 | 9480 | 2.17
RHEEM | Endeavor | 210368114 | HRCU-A-CB-O | RO1HHZ18AJ2S | RIWHHZ18AJ2S | Singlezone Non-Ducted, Wall Placement | 21600 | 13600 | 3.11 | 21600 | 2.01
RHEEM | Endeavor | 210368112 | HRCU-A-CB-O | RO1HHZ09AJ3S | RIWHHZ09AJ3S | Singlezone Non-Ducted, Wall Placement | 10000 | 6200 | 2.8 | 6700 | 2.07
RHEEM | Endeavor | 210824705 | HRCU-A-CB-O | RO1HHZ09AJ8S | RICHHZ09AJ8S | Singlezone Non-Ducted, Ceiling Placement | 12000 | 7800 | 3.17 | 10120 | 2.23
RHEEM | Endeavor | 210824712 | HRCU-A-CB-O | RO1HHZ12AJ8S | RICHHZ12AJ8S | Singlezone Non-Ducted, Ceiling Placement | 16000 | 10700 | 2.99 | 16000 | 2.08
RHEEM | Endeavor | 210824718 | HRCU-A-CB-O | RO1HHZ18AJ8S | RICHHZ18AJ8S | Singlezone Non-Ducted, Ceiling Placement | 21600 | 14700 | 2.93 | 17500 | 2.33
RHEEM | Endeavor | 210368088 | HRCU-A-CB-O | RO1HFZ18AJ2H | RIWHFZ18AJ2S | Singlezone Non-Ducted, Wall Placement | 21600 | 14600 | 3.01 | 21600 | 2.3
RHEEM | Endeavor | 210368078 | HRCU-A-CB-O | RO1HFZ12AJ2S | RIFHFZ12AJ2S | Singlezone Non-Ducted, Floor Placement | 16000 | 10600 | 2.61 | 15000 | 2.03
RHEEM | Endeavor | 210368090 | HRCU-A-CB-O | RO1HFZ24AJ2H | RIWHFZ24AJ2S | Singlezone Non-Ducted, Wall Placement | 25200 | 18000 | 2.5 | 25220 | 2.06
RHEEM | Endeavor | 210368128 | HRCU-A-CB-O | RO1HHZ12AJ2S | RIWHHZ12AJ2S | Singlezone Non-Ducted, Wall Placement | 14500 | 8800 | 3.03 | 10700 | 2.45
RHEEM | Endeavor | 211781747 | HRCU-A-CB-O | RO1HHZ18AJ8S | RISHHZ18AJ8S | Singlezone Non-Ducted, Ceiling Placement | 21600 | 15800 | 2.91 | 16800 | 2.22
RHEEM | Endeavor | 211781748 | HRCU-A-CB-O | RO1HHZ24AJ8S | RISHHZ24AJ8S | Singlezone Non-Ducted, Ceiling Placement | 27000 | 17500 | 3.07 | 23600 | 2.08
RHEEM | Endeavor | 211781751 | HRCU-A-CB | RD16AZ24AJVUA | RHMVZ2421MNAUNJ | Singlezone Ducted, Centrally Ducted | 27000 | 18700 | 2.85 | 23000 | 1.94
RHEEM | Endeavor | 211781739 | HRCU-A-CB | RO1HHZ18AJ8S | RIMHHZ18AJ8S | Singlezone Ducted, Compact Ducted | 21600 | 15500 | 2.89 | 16800 | 2.12
RHEEM | Endeavor | 211781740 | HRCU-A-CB | RO1HHZ24AJ8S | RIMHHZ24AJ8S | Singlezone Ducted, Compact Ducted | 27000 | 18100 | 2.9 | 23200 | 2
RHEEM | Endeavor | 211781743 | HRCU-A-CB-O | RO1HHZ18AJ8S | RIGHHZ18AJ8S | Singlezone Non-Ducted, Ceiling Placement | 21600 | 15100 | 3.01 | 16800 | 2.24
RHEEM | Endeavor | 211781744 | HRCU-A-CB-O | RO1HHZ24AJ8S | RIGHHZ24AJ8S | Singlezone Non-Ducted, Ceiling Placement | 27000 | 18000 | 3.08 | 23600 | 2.12
RHEEM | Endeavor | 211781745 | HRCU-A-CB-O | RO1HHZ30AJ8S | RIGHHZ30AJ8S | Singlezone Non-Ducted, Ceiling Placement | 32000 | 20800 | 3.17 | 28000 | 2.12
RHEEM | Endeavor | 210368092 | HRCU-A-CB-O | RO1HFZ30AJ2H | RIWHFZ30AJ2S | Singlezone Non-Ducted, Wall Placement | 32000 | 18900 | 2.56 | 32030 | 2.06
RHEEM | Endeavor | 210368076 | HRCU-A-CB-O | RO1HFZ09AJ2S | RIFHFZ09AJ2S | Singlezone Non-Ducted, Floor Placement | 12000 | 7500 | 2.82 | 14220 | 1.98
RHEEM | Endeavor | 210368080 | HRCU-A-CB-O | RO1HFZ15AJ2S | RIFHFZ15AJ2S | Singlezone Non-Ducted, Floor Placement | 18000 | 11600 | 2.62 | 18960 | 1.91
RUNTRU |  | 207642986 | HRCU-A-CB-O | M4THS2312A11N** | M4MHW2312A1N0** | Singlezone Non-Ducted, Ceiling Placement | 12000 | 7700 | 2.59 | 9200 | 1.93
RHEEM | Endeavor | 210368084 | HRCU-A-CB-O | RO1HFZ12AJ2H | RIFHFZ12AJ2S | Singlezone Non-Ducted, Floor Placement | 16000 | 10600 | 2.61 | 15050 | 1.9
AMERISTAR |  | 207642985 | HRCU-A-CB-O | M4THS2312A11N** | M4MHW2312A1N0** | Singlezone Non-Ducted, Ceiling Placement | 12000 | 7700 | 2.59 | 9200 | 1.93
RHEEM | Endeavor | 210368108 | HRCU-A-CB-O | RO1HGZ15AJ1H | RIWHGZ15AJ1S | Singlezone Non-Ducted, Wall Placement | 18000 | 11200 | 3.16 | 21000 | 2.12
RHEEM | Endeavor | 210368098 | HRCU-A-CB-O | RO1HGZ09AJ1S | RIWHGZ09AJ1S | Singlezone Non-Ducted, Wall Placement | 12000 | 7400 | 3.61 | 15400 | 2.15
RHEEM | Endeavor | 210368100 | HRCU-A-CB-O | RO1HGZ09AJ1H | RIWHGZ09AJ1S | Singlezone Non-Ducted, Wall Placement | 12000 | 7400 | 3.5 | 15400 | 2.01
RHEEM | Endeavor | 210368106 | HRCU-A-CB-O | RO1HGZ15AJ1S | RIWHGZ15AJ1S | Singlezone Non-Ducted, Wall Placement | 18000 | 11200 | 3.25 | 21000 | 2.24
RHEEM | Endeavor | 210368126 | HRCU-A-CB-O | RO1HHZ09AJ2S | RIWHHZ09AJ2S | Singlezone Non-Ducted, Wall Placement | 12000 | 7400 | 3.19 | 10200 | 2.35
RHEEM | Endeavor | 210368116 | HRCU-A-CB-O | RO1HHZ24AJ2S | RIWHHZ24AJ2S | Singlezone Non-Ducted, Wall Placement | 25200 | 15700 | 3.05 | 25500 | 2.08
RHEEM | Endeavor | 210368102 | HRCU-A-CB-O | RO1HGZ12AJ1S | RIWHGZ12AJ1S | Singlezone Non-Ducted, Wall Placement | 16000 | 10000 | 3.33 | 16600 | 2.32
RHEEM | Endeavor | 210368104 | HRCU-A-CB-O | RO1HGZ12AJ1H | RIWHGZ12AJ1S | Singlezone Non-Ducted, Wall Placement | 16000 | 10000 | 3.22 | 16600 | 2.16
RUUD | Endeavor | 211044464 | HMSV-A-CB | RO3HFZ24AJ1H |  | Multizone All Non-Ducted | 25000 | 15400 | 2.61 | 25500 | 2.09
RUUD | Endeavor | 211781770 | HRCU-A-CB | RD16AZ30AJHUA | RHMVZ3021SNAUNJ | Singlezone Ducted, Centrally Ducted | 32000 | 21600 | 3.03 | 33000 | 1.93
RUUD | Endeavor | 210824767 | HMSV-A-CB | RO4HFZ36AJ1H |  | Multizone All Non-Ducted | 36400 | 21400 | 2.64 | 36407 | 2.02
RUUD | Endeavor | 210824724 | HRCU-A-CB | RO1HHZ12AJ8S | RIMHHZ12AJ8S | Singlezone Ducted, Centrally Ducted | 16000 | 10500 | 3.05 | 16000 | 2.08
RUUD | Endeavor | 210368095 | HRCU-A-CB-O | RO1HHZ09AJ2H | UIWHHZ09AJ2S | Singlezone Non-Ducted, Wall Placement | 12000 | 7400 | 3.19 | 9480 | 2.17
RUUD | Endeavor | 210368115 | HRCU-A-CB-O | RO1HHZ18AJ2S | UIWHHZ18AJ2S | Singlezone Non-Ducted, Wall Placement | 21600 | 13600 | 3.11 | 21600 | 2.01
RUUD | Endeavor | 210368113 | HRCU-A-CB-O | RO1HHZ09AJ3S | UIWHHZ09AJ3S | Singlezone Non-Ducted, Wall Placement | 10000 | 6200 | 2.8 | 6700 | 2.07
RUUD | Endeavor | 210824709 | HRCU-A-CB-O | RO1HHZ09AJ8S | RICHHZ09AJ8S | Singlezone Non-Ducted, Ceiling Placement | 12000 | 7800 | 3.17 | 10120 | 2.23
RUUD | Endeavor | 210824714 | HRCU-A-CB-O | RO1HHZ12AJ8S | RICHHZ12AJ8S | Singlezone Non-Ducted, Ceiling Placement | 16000 | 10700 | 2.99 | 16000 | 2.08
RUUD | Endeavor | 210824720 | HRCU-A-CB-O | RO1HHZ18AJ8S | RICHHZ18AJ8S | Singlezone Non-Ducted, Ceiling Placement | 21600 | 14700 | 2.93 | 17500 | 2.33
RUUD | Endeavor | 210368089 | HRCU-A-CB-O | RO1HFZ18AJ2H | UIWHFZ18AJ2S | Singlezone Non-Ducted, Wall Placement | 21600 | 14600 | 3.01 | 21600 | 2.3
RUUD | Endeavor | 210368079 | HRCU-A-CB-O | RO1HFZ12AJ2S | RIFHFZ12AJ2S | Singlezone Non-Ducted, Floor Placement | 16000 | 10600 | 2.61 | 15000 | 2.03
RUUD | Endeavor | 210368091 | HRCU-A-CB-O | RO1HFZ24AJ2H | UIWHFZ24AJ2S | Singlezone Non-Ducted, Wall Placement | 25200 | 18000 | 2.5 | 25220 | 2.06
RUUD | Endeavor | 210368129 | HRCU-A-CB-O | RO1HHZ12AJ2S | UIWHHZ12AJ2S | Singlezone Non-Ducted, Wall Placement | 14500 | 8800 | 3.03 | 10700 | 2.45
RUUD | Endeavor | 211781764 | HRCU-A-CB-O | RO1HHZ18AJ8S | RISHHZ18AJ8S | Singlezone Non-Ducted, Ceiling Placement | 21600 | 15800 | 2.91 | 16800 | 2.22
RUUD | Endeavor | 211781765 | HRCU-A-CB-O | RO1HHZ24AJ8S | RISHHZ24AJ8S | Singlezone Non-Ducted, Ceiling Placement | 27000 | 17500 | 3.07 | 23600 | 2.08
RUUD | Endeavor | 211781768 | HRCU-A-CB | RD16AZ24AJVUA | RHMVZ2421MNAUNJ | Singlezone Ducted, Centrally Ducted | 27000 | 18700 | 2.85 | 23000 | 1.94
RUUD | Endeavor | 211781756 | HRCU-A-CB | RO1HHZ18AJ8S | RIMHHZ18AJ8S | Singlezone Ducted, Compact Ducted | 21600 | 15500 | 2.89 | 16800 | 2.12
RUUD | Endeavor | 211781757 | HRCU-A-CB | RO1HHZ24AJ8S | RIMHHZ24AJ8S | Singlezone Ducted, Compact Ducted | 27000 | 18100 | 2.9 | 23200 | 2
RUUD | Endeavor | 211781760 | HRCU-A-CB-O | RO1HHZ18AJ8S | RIGHHZ18AJ8S | Singlezone Non-Ducted, Ceiling Placement | 21600 | 15100 | 3.01 | 16800 | 2.24
RUUD | Endeavor | 211781761 | HRCU-A-CB-O | RO1HHZ24AJ8S | RIGHHZ24AJ8S | Singlezone Non-Ducted, Ceiling Placement | 27000 | 18000 | 3.08 | 23600 | 2.12
RUUD | Endeavor | 211781762 | HRCU-A-CB-O | RO1HHZ30AJ8S | RIGHHZ30AJ8S | Singlezone Non-Ducted, Ceiling Placement | 32000 | 20800 | 3.17 | 28000 | 2.12
RUUD | Endeavor | 210368093 | HRCU-A-CB-O | RO1HFZ30AJ2H | UIWHFZ30AJ2S | Singlezone Non-Ducted, Wall Placement | 32000 | 18900 | 2.56 | 32030 | 2.06
RUUD | Endeavor | 210368077 | HRCU-A-CB-O | RO1HFZ09AJ2S | RIFHFZ09AJ2S | Singlezone Non-Ducted, Floor Placement | 12000 | 7500 | 2.82 | 14220 | 1.98
RUUD | Endeavor | 210368081 | HRCU-A-CB-O | RO1HFZ15AJ2S | RIFHFZ15AJ2S | Singlezone Non-Ducted, Floor Placement | 18000 | 11600 | 2.62 | 18960 | 1.91
RUUD | Endeavor | 210368085 | HRCU-A-CB-O | RO1HFZ12AJ2H | RIFHFZ12AJ2S | Singlezone Non-Ducted, Floor Placement | 16000 | 10600 | 2.61 | 15050 | 1.9
RUUD | Endeavor | 210368109 | HRCU-A-CB-O | RO1HGZ15AJ1H | UIWHGZ15AJ1S | Singlezone Non-Ducted, Wall Placement | 18000 | 11200 | 3.16 | 21000 | 2.12
RUUD | Endeavor | 210368099 | HRCU-A-CB-O | RO1HGZ09AJ1S | UIWHGZ09AJ1S | Singlezone Non-Ducted, Wall Placement | 12000 | 7400 | 3.61 | 15400 | 2.15
RUUD | Endeavor | 210368101 | HRCU-A-CB-O | RO1HGZ09AJ1H | UIWHGZ09AJ1S | Singlezone Non-Ducted, Wall Placement | 12000 | 7400 | 3.5 | 15400 | 2.01
AIREASE |  | 208106802 | HMSV-A-CB | 4DHP2S24M-1P |  | Multizone Mix of Ducted and Non-Ducted | 24400 | 16700 | 3.2 | 18380 | 1.98
RUUD | Endeavor | 210368107 | HRCU-A-CB-O | RO1HGZ15AJ1S | UIWHGZ15AJ1S | Singlezone Non-Ducted, Wall Placement | 18000 | 11200 | 3.25 | 21000 | 2.24
RUUD | Endeavor | 210368127 | HRCU-A-CB-O | RO1HHZ09AJ2S | UIWHHZ09AJ2S | Singlezone Non-Ducted, Wall Placement | 12000 | 7400 | 3.19 | 10200 | 2.35
RUUD | Endeavor | 210368117 | HRCU-A-CB-O | RO1HHZ24AJ2S | UIWHHZ24AJ2S | Singlezone Non-Ducted, Wall Placement | 25200 | 15700 | 3.05 | 25500 | 2.08
RUUD | Endeavor | 210368103 | HRCU-A-CB-O | RO1HGZ12AJ1S | UIWHGZ12AJ1S | Singlezone Non-Ducted, Wall Placement | 16000 | 10000 | 3.33 | 16600 | 2.32
RUUD | Endeavor | 210368105 | HRCU-A-CB-O | RO1HGZ12AJ1H | UIWHGZ12AJ1S | Singlezone Non-Ducted, Wall Placement | 16000 | 10000 | 3.22 | 16600 | 2.16
ALLIED |  | 208106787 | HMSV-A-CB | 4DHP2S24M-1P |  | Multizone Mix of Ducted and Non-Ducted | 24400 | 16700 | 3.2 | 18380 | 1.98
ARMSTRONG AIR |  | 208106817 | HMSV-A-CB | 4DHP2S24M-1P |  | Multizone Mix of Ducted and Non-Ducted | 24400 | 16700 | 3.2 | 18380 | 1.98
CONCORD |  | 208106832 | HMSV-A-CB | 4DHP2S24M-1P |  | Multizone Mix of Ducted and Non-Ducted | 24400 | 16700 | 3.2 | 18380 | 1.98
DUCANE |  | 208106847 | HMSV-A-CB | 4DHP2S24M-1P |  | Multizone Mix of Ducted and Non-Ducted | 24400 | 16700 | 3.2 | 18380 | 1.98
C&H |  | 207740532 | HRCU-A-CB-O | CH-NY09MIA-230VO | CH-09MOLV-230VI | Singlezone Non-Ducted, Wall Placement | 10000 | 6000 | 2.51 | 6933 | 1.97
AIREASE |  | 208106799 | HMSV-A-CB | 4DHP2S18M-1P |  | Multizone Mix of Ducted and Non-Ducted | 19000 | 11400 | 2.91 | 12427 | 1.91
ALLIED |  | 208106784 | HMSV-A-CB | 4DHP2S18M-1P |  | Multizone Mix of Ducted and Non-Ducted | 19000 | 11400 | 2.91 | 12427 | 1.91
BLUERIDGE |  | 207339173 | HRCU-A-CB-O | BMY922C | BMY922WM | Singlezone Non-Ducted, Wall Placement | 10000 | 6000 | 2.51 | 6933 | 1.97
ARMSTRONG AIR |  | 208106814 | HMSV-A-CB | 4DHP2S18M-1P |  | Multizone Mix of Ducted and Non-Ducted | 19000 | 11400 | 2.91 | 12427 | 1.91
CONCORD |  | 208106829 | HMSV-A-CB | 4DHP2S18M-1P |  | Multizone Mix of Ducted and Non-Ducted | 19000 | 11400 | 2.91 | 12427 | 1.91
DUCANE |  | 208106844 | HMSV-A-CB | 4DHP2S18M-1P |  | Multizone Mix of Ducted and Non-Ducted | 19000 | 11400 | 2.91 | 12427 | 1.91
TRANE |  | 210435405 | HMSR-A-CB-O | 4TXM2118A12N0** |  | Multizone All Non-Ducted | 18000 | 14700 | 2.63 | 13600 | 2.23
AMERICAN STANDARD |  | 210435420 | HMSR-A-CB-O | 4TXM2118A12N0** |  | Multizone All Non-Ducted | 18000 | 14700 | 2.63 | 13600 | 2.23
AMERISTAR |  | 210488259 | HMSR-A-CB-O | M4THM1918A12N** |  | Multizone All Non-Ducted | 18000 | 14700 | 2.63 | 13600 | 2.23
RUNTRU |  | 210488274 | HMSR-A-CB-O | M4THM1918A12N** |  | Multizone All Non-Ducted | 18000 | 14700 | 2.63 | 13600 | 2.23
C&H |  | 207740513 | HRCU-A-CB-O | CH-ES12-230VO | CH-12MOLVWM-230VI | Singlezone Non-Ducted, Wall Placement | 12000 | 10000 | 2.69 | 8820 | 2.25
MDV | M2O series | 206716987 | HMSV-A-CB | M2OA-18HFN1-M |  | Multizone Mix of Ducted and Non-Ducted | 19000 | 14500 | 2.5 | 14000 | 2.17
MDV | M2O series | 207641240 | HMSV-A-CB | M2OA-18HFN1-M* |  | Multizone Mix of Ducted and Non-Ducted | 19000 | 14600 | 2.5 | 14000 | 2.17
MDV | MTI series | 207617651 | HMSV-A-CB | M3OJ-24HFN1-M |  | Multizone All Ducted | 24000 | 21600 | 2.61 | 20000 | 2.11
MDV | M3O series | 207618258 | HMSV-A-CB | M3OJ-24HFN1-M |  | Multizone Mix of Ducted and Non-Ducted | 24400 | 21000 | 2.55 | 20000 | 2.09
MDV | MTI series | 206714981 | HMSV-A-CB | M3OJ-27HFN1-M |  | Multizone All Ducted | 28000 | 22000 | 2.6 | 20000 | 2.14
MDV | M3O series | 206716989 | HMSV-A-CB | M3OJ-27HFN1-M |  | Multizone Mix of Ducted and Non-Ducted | 28000 | 21400 | 2.55 | 20000 | 2.13
MDV | MTI series | 207641243 | HMSV-A-CB | M3OJ-27HFN1-M* |  | Multizone All Ducted | 28000 | 22000 | 2.6 | 20000 | 2.14
MDV | MTI series | 208132542 | HMSV-A-CB | M5OA-55HFN1-M-[X] |  | Multizone All Ducted | 55000 | 35200 | 2.5 | 47000 | 1.94
MDV | M5O series | 208132552 | HMSV-A-CB | M5OA-55HFN1-M-[X] |  | Multizone Mix of Ducted and Non-Ducted | 55000 | 34800 | 2.5 | 47000 | 1.94
MDV | MTI series | 208132544 | HMSV-A-CB | M5OA-55HFN1-M-[X]* |  | Multizone All Ducted | 55000 | 35200 | 2.5 | 47000 | 1.94
AMERICAN STANDARD |  | 207590594 | HRCU-A-CB | 4A6V0X36A1 | TEM6A0C36H31+TDR+RP | Singlezone Ducted, Centrally Ducted | 30600 | 25000 | 3.08 | 19440 | 1.9
AMERICAN STANDARD |  | 207590187 | HRCU-A-CB | 4A6V8X36A1 | 4TXCB006DS3 | Singlezone Ducted, Centrally Ducted | 33000 | 26400 | 3.31 | 20740 | 1.9
C&H |  | 207740531 | HRCU-A-CB-O | CH-ES12-115VO | CH-12OLVWM-115VI | Singlezone Non-Ducted, Wall Placement | 12000 | 8900 | 2.75 | 6858 | 2.07
KANIONCO | KWSM series | 213160460 | HRCU-A-CB-O | KWSM-06IR410AHS26.5ODU | KWSM-06IR410AHS26.5IDU | Singlezone Non-Ducted, Wall Placement | 7000 | 8500 | 2.9 | 8581 | 2.19
MDV |  | 213156951 | HRCU-A-CB | MOX430U-18HFN1-M | MVBE-18HWFN1-MM3E | Singlezone Ducted, Centrally Ducted | 19000 | 15800 | 2.82 | 18800 | 2.3
AMERICAN STANDARD |  | 207590189 | HRCU-A-CB | 4A6V8X36A1 | 4TXCB006DS3 | Singlezone Ducted, Centrally Ducted | 32800 | 26400 | 3.31 | 20800 | 1.9
PIONEER | YN series | 213088012 | HRCU-A-CB-O | YN024GMFI22RPE | CB024GMFILCFHE | Singlezone Non-Ducted, Wall Placement | 25000 | 19000 | 2.6 | 18900 | 1.96
CENTURY | A series | 212940800 | HRCU-A-CB | A-VCD18SA-1 | B-VCD18SA-1 | Singlezone Ducted, Centrally Ducted | 19000 | 13500 | 2.6 | 18629 | 2.04
CENTURY | A series | 212940802 | HRCU-A-CB | A-VCD24SA-1 | B-VCD24SA-1 | Singlezone Ducted, Centrally Ducted | 24000 | 19200 | 2.5 | 24071 | 1.91
CENTURY | A series | 212940797 | HRCU-A-CB | A-VCD60SA-1 | B-VCD60SA-1 | Singlezone Ducted, Centrally Ducted | 59000 | 42000 | 2.6 | 54356 | 1.91
COMFORTSTAR | AHU series | 212940789 | HRCU-A-CB | CPH18CD(O) | AHU18-SG2 | Singlezone Ducted, Centrally Ducted | 19000 | 13500 | 2.6 | 18629 | 2.04
COMFORTSTAR | AHU series | 212940790 | HRCU-A-CB | CPH24CD(O) | AHU24-SG2 | Singlezone Ducted, Centrally Ducted | 24000 | 19200 | 2.5 | 24071 | 1.91
COMFORTSTAR | AHU series | 212940794 | HRCU-A-CB | CPH60CD(O) | AHU60-SG2 | Singlezone Ducted, Centrally Ducted | 59000 | 42000 | 2.6 | 54356 | 1.91
ECO-AIR |  | 213081460 | HRCU-A-CB | MOD30-24HFN1-MW | MVBE-24HWFN1-MM3E | Singlezone Ducted, Centrally Ducted | 26000 | 20000 | 2.7 | 24000 | 2
ALSETRIA |  | 213081456 | HRCU-A-CB | MOD30-24HFN1-MW | MVBE-24HWFN1-MM3E | Singlezone Ducted, Centrally Ducted | 26000 | 20000 | 2.7 | 24000 | 2
MDV | MAC SERIES | 211497142 | HRCU-A-CB | MOD30-24HFN1-MW-[X1] | MVC-24HWFN1-MSQ4 | Singlezone Ducted, Centrally Ducted | 24000 | 19200 | 2.5 | 24071 | 1.91
MDV |  | 212924805 | HRCU-A-CB | MOD30-24HFN1-MW | MVBE-24HWFN1-MM3E | Singlezone Ducted, Centrally Ducted | 26000 | 20000 | 2.7 | 24000 | 2
AMERICAN STANDARD |  | 207590114 | HRCU-A-CB | 4A6V8X36A1 | 4TXCB006DS3 | Singlezone Ducted, Centrally Ducted | 33000 | 26600 | 3.3 | 21000 | 1.92
AMERICAN STANDARD |  | 207590188 | HRCU-A-CB | 4A6V8X36A1 | 4TXCB006DS3 | Singlezone Ducted, Centrally Ducted | 33000 | 26600 | 3.3 | 21000 | 1.92
AMERICAN STANDARD |  | 10093447 | HRCU-A-CB | 4A6V0036A1 | TAM9A0B30V31 | Singlezone Ducted, Centrally Ducted | 32600 | 26200 | 3.17 | 20220 | 1.92
MDV | MCD series | 207338218 | HRCU-A-CB-O | MOD33-24HFN1-MT0W | MCD1-24HRFN1-MT0W(GA) | Singlezone Non-Ducted, Wall Placement | 25000 | 19000 | 2.6 | 18900 | 1.96
MDV | MCD series | 207338219 | HRCU-A-CB-O | MOD30-24HFN1-MU0W | MCD1-24HRFN1-MT0W(GA) | Singlezone Non-Ducted, Wall Placement | 25000 | 21000 | 2.64 | 26000 | 1.95
MDV | MFA series | 209248923 | HRCU-A-CB-O | MOX330-09HFN1-MY6W | MFA2U-09HRFN1-MY6W | Singlezone Non-Ducted, Wall Placement | 9000 | 10600 | 2.85 | 12300 | 2.1
MDV | MFA series | 209248924 | HRCU-A-CB-O | MOX330-12HFN1-MW5W | MFA2U-12HRFN1-MW5W | Singlezone Non-Ducted, Wall Placement | 12000 | 10200 | 2.72 | 12300 | 2.1
MDV | MFA series | 209248925 | HRCU-A-CB-O | MOX230-09HFN1-MY2W | MFA2U-09HRFN1-MY6W | Singlezone Non-Ducted, Wall Placement | 9000 | 9400 | 2.9 | 8600 | 2.45
MDV | MCBU series | 209270208 | HRCU-A-CB-O | MOX430-18HFN1-MU0W | MCBU-18HRFN1-MU2W | Singlezone Non-Ducted, Ceiling Placement | 19000 | 12200 | 2.79 | 13100 | 2.3
MDV | MCBU series | 209270209 | HRCU-A-CB-O | MOX230-09HFN1-MW5W | MCBU-09HRFN1-MW0W | Singlezone Non-Ducted, Ceiling Placement | 11000 | 8000 | 2.66 | 8500 | 2.37
MDV | MCBU series | 209270213 | HRCU-A-CB-O | MOX230-09HFN1-MW5W | MCBU-06HRFN1-MV0W | Singlezone Non-Ducted, Ceiling Placement | 7100 | 5700 | 2.61 | 8500 | 2.03
MDV | MCA series | 206330119 | HRCU-A-CB-O | MOX230-12HFN1-MV5W | MCA3U-12HRFN1-M(C) | Singlezone Non-Ducted, Ceiling Placement | 12000 | 8900 | 2.75 | 8000 | 2.28
MDV | MFA series | 206330125 | HRCU-A-CB-O | MOX230-12HFN1-MV5W | MFAU-12HRFN1-M(C) | Singlezone Non-Ducted, Wall Placement | 12000 | 9000 | 2.69 | 8400 | 2.26
MDV | MCA series | 206330126 | HRCU-A-CB-O | MOX330-12HFN1-MW5W | MCA3U-12HRFN1-M(C) | Singlezone Non-Ducted, Ceiling Placement | 12000 | 9900 | 2.55 | 11500 | 1.9
MDV | MUE series | 207614046 | HRCU-A-CB-O | MOX430-18HFN1-MU0W | MUEU-18HRFN1-M(C) | Singlezone Non-Ducted, Floor Placement | 20000 | 12800 | 2.52 | 13000 | 2.08
MDV | MUE series | 210135400 | HRCU-A-CB-O | MOE30U-55HFN1-M-[X](GA) | MUE-60HRFN1-MW | Singlezone Non-Ducted, Floor Placement | 60000 | 40000 | 2.58 | 56500 | 1.97
MDV | MTI series | 207614049 | HRCU-A-CB | MOX430-17HFN1-MT0W | MTIU-24HWFN1-M | Singlezone Ducted, Compact Ducted | 19000 | 15800 | 2.63 | 16000 | 2
MDV | MTI series | 206330121 | HRCU-A-CB | MOX230-09HFN1-MW5W | MTIU-09HWFN1-M | Singlezone Ducted, Compact Ducted | 10000 | 7700 | 2.59 | 8000 | 2.09
MDV | MTI series | 206330124 | HRCU-A-CB | MOX230-12HFN1-MV5W | MTIU-12HWFN1-M | Singlezone Ducted, Compact Ducted | 12000 | 9300 | 2.78 | 8400 | 2.26
MDV | MTI series | 207614048 | HRCU-A-CB | MOX430-18HFN1-MU0W | MTIU-18HWFN1-M | Singlezone Ducted, Compact Ducted | 20000 | 12600 | 2.66 | 13000 | 2.4
MDV | MSEP seris | 205993844 | HRCU-A-CB-O | MOX230-12HFN1-BW0W | MSEPB-12HRFN1-BW0W | Singlezone Non-Ducted, Wall Placement | 12000 | 8400 | 2.8 | 7094 | 2.19
MDV | MSAG series | 206369511 | HRCU-A-CB-O | MOX230-09HFN1-MT0W | MSAG11A-09HRFN1-MT0W | Singlezone Non-Ducted, Wall Placement | 10000 | 6000 | 2.51 | 6933 | 1.97
MDV | MSEP seris | 206369558 | HRCU-A-CB-O | MOX230-09HFN1-MW5W | MSEPB-09HRFN1-MY5W(GA) | Singlezone Non-Ducted, Wall Placement | 10000 | 8500 | 2.8 | 8581 | 2.19
MDV | MSEP seris | 206369559 | HRCU-A-CB-O | MOX230-12HFN1-MV5W | MSEPB-12HRFN1-MW5W(GA) | Singlezone Non-Ducted, Wall Placement | 12000 | 9000 | 2.69 | 8981 | 2.19
MDV | MSAG series | 206361861 | HRCU-A-CB-O | MOX330-12HFN1-MW5W | MSAG11B-12HRFN1-MV0W(GA) | Singlezone Non-Ducted, Wall Placement | 12000 | 10300 | 2.56 | 12113 | 1.9
MDV | MSAG series | 206361864 | HRCU-A-CB-O | MOX230-12HFN1-BW0W | MSAG11B-12HRFN1-BU5W | Singlezone Non-Ducted, Wall Placement | 12000 | 8900 | 2.75 | 6858 | 2.07
MDV | MSAG series | 207215956 | HRCU-A-CB-O | MOX230-09HFN1-MW5W | MSAG11B-09HRFN1-MX7W(GA) | Singlezone Non-Ducted, Wall Placement | 10000 | 8100 | 2.7 | 8564 | 2.22
MDV | MSAG series | 206361866 | HRCU-A-CB-O | MOX230-12HFN1-MV5W | MSAG11B-12HRFN1-MV0W(GA) | Singlezone Non-Ducted, Wall Placement | 12000 | 10000 | 2.69 | 8820 | 2.25
MDV | MSAG series | 206361859 | HRCU-A-CB-O | MOX430-18HFN1-MT8W | MSAG11D-18HRFN1-MT8W | Singlezone Non-Ducted, Wall Placement | 18000 | 14100 | 2.65 | 12829 | 2.35
MDV | MSAG series | 207613861 | HRCU-A-CB-O | MOX430-18HFN1-MU0W | MSAG11D-18HRFN1-MT8W | Singlezone Non-Ducted, Wall Placement | 18000 | 14100 | 2.65 | 12829 | 2.35
MDV | MSAB series | 207338220 | HRCU-A-CB-O | MOX230-12HFN1-BV0Q1W | MSABB-12HRFN1-BV0Q1W | Singlezone Non-Ducted, Wall Placement | 12000 | 7500 | 2.59 | 6400 | 1.95
MDV | MSAB series | 207338221 | HRCU-A-CB-O | MOX430-18HFN1-MT2Q1W | MSABE-18HRFN1-MT2Q1W | Singlezone Non-Ducted, Wall Placement | 18000 | 13800 | 2.54 | 11700 | 2.05
MDV | MSAB series | 207591136 | HRCU-A-CB-O | MOX230-12HFN1-BW0W | MSABB-12HRFN1-BU5W | Singlezone Non-Ducted, Wall Placement | 12000 | 8400 | 2.77 | 6725 | 2.07
MDV | MSAB series | 207591144 | HRCU-A-CB-O | MOX230-09HFN1-MW5W | MSABB-09HRFN1-MX0W | Singlezone Non-Ducted, Wall Placement | 10000 | 8300 | 2.67 | 6544 | 1.98
MDV | MSEP seris | 207178564 | HRCU-A-CB-O | MOX230-09HFN1-MW5W | MSEPB-06HRFN1-MY5W | Singlezone Non-Ducted, Wall Placement | 7000 | 8500 | 2.9 | 8581 | 2.19
MDV | MSAG series | 210434543 | HRCU-A-CB-O | MOX230-12HFN1-BW0W-9K | MSAG11B-12HRFN1-BU5W-6K | Singlezone Non-Ducted, Wall Placement | 7000 | 5900 | 2.93 | 6858 | 2.07
MDV | MSAB series | 207591132 | HRCU-A-CB-O | MOX230-09HFN1-MT0W | MSABA-09HRFN1-MU5W | Singlezone Non-Ducted, Wall Placement | 10000 | 6900 | 2.53 | 6400 | 1.95
MDV | MSAG series | 207178565 | HRCU-A-CB-O | MOX230-09HFN1-MW5W | MSAG11A-06HRFN1-MU0W | Singlezone Non-Ducted, Wall Placement | 7000 | 7500 | 2.5 | 7200 | 1.92
MDV | MCBU series | 210857291 | HRCU-A-CB-O | MOX230-09HFN1-MW5W | MCBU-09HRFN1-MU0-CA | Singlezone Non-Ducted, Ceiling Placement | 7100 | 5700 | 2.61 | 8500 | 2.03
AMERICAN STANDARD |  | 208141276 | HRCU-A-CB | 4TXD2036A10NU** | 4MXA2024A10NU** | Singlezone Ducted, Centrally Ducted | 24000 | 16300 | 2.7 | 24000 | 2.1
TRANE |  | 208141269 | HRCU-A-CB | 4TXD2036A10NU** | 4MXA2024A10NU** | Singlezone Ducted, Centrally Ducted | 24000 | 16300 | 2.7 | 24000 | 2.1
AMERICAN STANDARD |  | 207629150 | HRCU-A-CB-O | 4TXK2512A10N0** | 4MXW2512A10N0** | Singlezone Non-Ducted, Ceiling Placement | 12000 | 7700 | 2.59 | 9200 | 1.93
TRANE |  | 207629149 | HRCU-A-CB-O | 4TXK2512A10N0** | 4MXW2512A10N0** | Singlezone Non-Ducted, Ceiling Placement | 12000 | 7700 | 2.59 | 9200 | 1.93
MIDEA | Excel | 207826680 | HMSV-A-CB | 38MARBQ24AA3 | 40MBABQ24XB3 | Singlezone Ducted, Centrally Ducted | 26000 | 16200 | 2.79 | 21511 | 1.95
CARRIER | Performance | 207826660 | HMSV-A-CB | 38MARBQ24AA3 | 40MBABQ24XB3 | Singlezone Ducted, Centrally Ducted | 26000 | 16200 | 2.79 | 21507 | 1.95
BRYANT | Preferred Series | 207826665 | HMSV-A-CB | 38MARBQ24AA3 | 40MBABQ24XB3 | Singlezone Ducted, Centrally Ducted | 26000 | 16200 | 2.79 | 21503 | 1.95
TEMPSTAR | QuietComfort | 207826608 | HMSV-A-CB | DLCSRBH24AAK | DLFSABH24XBK | Singlezone Ducted, Centrally Ducted | 26000 | 16200 | 2.79 | 21526 | 1.95
MIDEA | Advantage | 207826606 | HMSV-A-CB | DLCSRBH24AAK | DLFSABH24XBK | Singlezone Ducted, Centrally Ducted | 26000 | 16200 | 2.79 | 21523 | 1.95
KENMORE | Mid-Tier | 207826604 | HMSV-A-CB | DLCSRBH24AAK | DLFSABH24XBK | Singlezone Ducted, Centrally Ducted | 26000 | 16200 | 2.79 | 21520 | 1.95
KEEPRITE | ProComfort | 207826602 | HMSV-A-CB | DLCSRBH24AAK | DLFSABH24XBK | Singlezone Ducted, Centrally Ducted | 26000 | 16200 | 2.79 | 21517 | 1.95
HEIL | QuietComfort | 207826600 | HMSV-A-CB | DLCSRBH24AAK | DLFSABH24XBK | Singlezone Ducted, Centrally Ducted | 26000 | 16200 | 2.79 | 21514 | 1.95
DAY & NIGHT | Constant Comfort | 207826598 | HMSV-A-CB | DLCSRBH24AAK | DLFSABH24XBK | Singlezone Ducted, Centrally Ducted | 26000 | 16200 | 2.79 | 21511 | 1.95
COMFORTMAKER | SoftSound | 207826596 | HMSV-A-CB | DLCSRBH24AAK | DLFSABH24XBK | Singlezone Ducted, Centrally Ducted | 26000 | 16200 | 2.79 | 21508 | 1.95
ARCOAIRE | DuraComfort | 207826594 | HMSV-A-CB | DLCSRBH24AAK | DLFSABH24XBK | Singlezone Ducted, Centrally Ducted | 26000 | 16200 | 2.79 | 21505 | 1.95
AIRQUEST | QuietComfort | 207826612 | HMSV-A-CB | DLCSRBH24AAK | DLFSABH24XBK | Singlezone Ducted, Centrally Ducted | 26000 | 16200 | 2.79 | 21502 | 1.95
Conforto |  | 210605807 | HRCU-A-CB-O | MHSZ112DA | MHCAS12DA | Singlezone Non-Ducted, Ceiling Placement | 12000 | 9900 | 2.55 | 11500 | 1.9
AC PRO.COM |  | 207827152 | HRCU-A-CB-O | AOX330-12HFN1-MW5W | ACCA3U-12HRFN1-M | Singlezone Non-Ducted, Ceiling Placement | 12000 | 9900 | 2.55 | 11500 | 1.9
MOOVAIR |  | 207742509 | HRCU-A-CB-O | DMA12HOS28230E8 | DUA12HICU230X5 | Singlezone Non-Ducted, Ceiling Placement | 12000 | 9900 | 2.55 | 11500 | 1.9
BLUERIDGE |  | 207571388 | HRCU-A-CB-O | BMY12HH26C | BM12MCC | Singlezone Non-Ducted, Ceiling Placement | 12000 | 9900 | 2.55 | 11500 | 1.9
C&H |  | 207742329 | HRCU-A-CB-O | CH-HPR12-230VO | CH-12MSPHCT-230VI | Singlezone Non-Ducted, Ceiling Placement | 12000 | 9900 | 2.55 | 11500 | 1.9
ELIOS |  | 207742440 | HRCU-A-CB-O | DEA12HOS28230E8 | DUA12HICU230X5 | Singlezone Non-Ducted, Ceiling Placement | 12000 | 9900 | 2.55 | 11500 | 1.9
ELIOS |  | 207742459 | HRCU-A-CB-O | DEA12HOS25230E8 | DUA12HIFU230E5 | Singlezone Non-Ducted, Wall Placement | 12000 | 9000 | 2.69 | 8400 | 2.26
C&H |  | 207742320 | HRCU-A-CB-O | CH-ES12-230VO | CH-12MSPHMC-230VI | Singlezone Non-Ducted, Wall Placement | 12000 | 9000 | 2.69 | 8400 | 2.26
MOOVAIR |  | 207742528 | HRCU-A-CB-O | DMA12HOS25230E8 | DUA12HIFU230E5 | Singlezone Non-Ducted, Wall Placement | 12000 | 9000 | 2.69 | 8400 | 2.26
MOOVAIR |  | 207742515 | HRCU-A-CB | DMA12HOS25230E8 | DUA12HIDU230X5 | Singlezone Ducted, Compact Ducted | 12000 | 9300 | 2.78 | 8400 | 2.26
C&H |  | 207742319 | HRCU-A-CB | CH-ES12-230VO | CH-M12DTUI | Singlezone Ducted, Compact Ducted | 12000 | 9300 | 2.78 | 8400 | 2.26
LENNOX | MMA SERIES | 212348044 | HRCU-A-CB | MPC018S4S-1P | MMA018SM4-*P | Singlezone Ducted, Centrally Ducted | 19000 | 13200 | 2.67 | 12800 | 2.32
LENNOX | MMA SERIES | 212348045 | HRCU-A-CB | MPC024S4S-1P | MMA024SM4-*P | Singlezone Ducted, Centrally Ducted | 25000 | 17000 | 2.98 | 18000 | 1.9
LENNOX | MMA SERIES | 212348049 | HRCU-A-CB | MLB018S4S-1P | MMA018SM4-*P | Singlezone Ducted, Centrally Ducted | 19000 | 15400 | 2.7 | 18295 | 2
ELIOS |  | 207742446 | HRCU-A-CB | DEA12HOS25230E8 | DUA12HIDU230X5 | Singlezone Ducted, Compact Ducted | 12000 | 9300 | 2.78 | 8400 | 2.26
BOSCH | Bosch Climate 5000 ductless minisplit series | 207760033 | HMSV-A-CB | BMS500-AAM018-1CSXHC |  | Multizone All Non-Ducted | 20000 | 15000 | 2.6 | 19000 | 1.96
BOSCH | Bosch Climate 5000 ductless minisplit series | 207760042 | HMSV-A-CB | BMS500-AAM048-1CSXHC |  | Multizone All Non-Ducted | 49000 | 36000 | 2.51 | 48000 | 2.01
BOSCH | Bosch Climate 5000 ductless minisplit series | 207759988 | HRCU-A-CB-O | BMS500-AAS012-0CSXRC | BMS500-AAS012-0AHWXC | Singlezone Non-Ducted, Wall Placement | 12000 | 8400 | 2.8 | 7094 | 2.19
HISENSE | Hi UNI | 211302340 | HRCU-A-CB-O | AUW-18U3SF | AST-18UW3SBBDL00 | Singlezone Non-Ducted, Wall Placement | 19000 | 12000 | 2.71 | 13300 | 2.29
HISENSE | Hi ULTRA Xtreme | 208193232 | HRCU-A-CB-O | AST-09UW3SXE01 | AST-09UW3SXE**01 | Singlezone Non-Ducted, Wall Placement | 10000 | 5500 | 2.93 | 8600 | 1.94
HISENSE | Hi UNI | 204976793 | HRCU-A-CB-O | AUW-12U3SS | ACT-12UR3SCA | Singlezone Non-Ducted, Ceiling Placement | 12000 | 7600 | 2.72 | 8500 | 2.31
HISENSE | Hi UNI | 204835478 | HRCU-A-CB-O | AUW-09U3SS | ACT-09UR3SCA | Singlezone Non-Ducted, Ceiling Placement | 10000 | 7200 | 2.81 | 8300 | 2.25
MIDEA | Max | 202463654 | HRCU-A-CB-O | DLCPRAH18AAK | DLFPHAH18XAK | Singlezone Non-Ducted, Wall Placement | 18000 | 12300 | 3.19 | 18000 | 2
KENMORE | High Tier | 202463652 | HRCU-A-CB-O | DLCPRAH18AAK | DLFPHAH18XAK | Singlezone Non-Ducted, Wall Placement | 18000 | 12300 | 3.19 | 18000 | 2
SMART COMFORT | High Tier | 202463658 | HRCU-A-CB-O | DLCPRAH18AAK | DLFPHAH18XAK | Singlezone Non-Ducted, Wall Placement | 18000 | 12300 | 3.19 | 18000 | 2
TEMPSTAR | High Tier | 202463656 | HRCU-A-CB-O | DLCPRAH18AAK | DLFPHAH18XAK | Singlezone Non-Ducted, Wall Placement | 18000 | 12300 | 3.19 | 18000 | 2
KEEPRITE | High Tier | 202463650 | HRCU-A-CB-O | DLCPRAH18AAK | DLFPHAH18XAK | Singlezone Non-Ducted, Wall Placement | 18000 | 12300 | 3.19 | 18000 | 2
HEIL | High Tier | 202463648 | HRCU-A-CB-O | DLCPRAH18AAK | DLFPHAH18XAK | Singlezone Non-Ducted, Wall Placement | 18000 | 12300 | 3.19 | 18000 | 2
COMFORTMAKER | High Tier | 202463644 | HRCU-A-CB-O | DLCPRAH18AAK | DLFPHAH18XAK | Singlezone Non-Ducted, Wall Placement | 18000 | 12300 | 3.19 | 18000 | 2
ARCOAIRE | High Tier | 202463642 | HRCU-A-CB-O | DLCPRAH18AAK | DLFPHAH18XAK | Singlezone Non-Ducted, Wall Placement | 18000 | 12300 | 3.19 | 18000 | 2
DAY & NIGHT | High Tier | 202463646 | HRCU-A-CB-O | DLCPRAH18AAK | DLFPHAH18XAK | Singlezone Non-Ducted, Wall Placement | 18000 | 12300 | 3.19 | 18000 | 2
Weathermaker |  | 207683313 | HRCU-A-CB-O | 38MARBQ24AA3 | 40MBCAQ24XA3 | Singlezone Non-Ducted, Ceiling Placement | 25000 | 21000 | 2.64 | 26000 | 1.95
Payne |  | 207683306 | HRCU-A-CB-O | 38MARBQ24AA3 | 40MBCAQ24XA3 | Singlezone Non-Ducted, Ceiling Placement | 25000 | 21000 | 2.64 | 26000 | 1.95
Bryant |  | 207683299 | HRCU-A-CB-O | 38MARBQ24AA3 | 40MBCAQ24XA3 | Singlezone Non-Ducted, Ceiling Placement | 25000 | 21000 | 2.64 | 26000 | 1.95
Carrier |  | 207683292 | HRCU-A-CB-O | 38MARBQ24AA3 | 40MBCAQ24XA3 | Singlezone Non-Ducted, Ceiling Placement | 25000 | 21000 | 2.64 | 26000 | 1.95
CLIMA SMART |  | 211257106 | HRCU-A-CB-O | MCH24-CS-S23-O | MCH24-CS-S23-I | Singlezone Non-Ducted, Wall Placement | 24000 | 13900 | 2.75 | 16720 | 1.96
CLIMA SMART |  | 211257105 | HRCU-A-CB-O | MCH18-CS-S23-O | MCH18-CS-S23-I | Singlezone Non-Ducted, Wall Placement | 18000 | 10000 | 2.85 | 12600 | 2.21
ELIOS |  | 207742445 | HRCU-A-CB | DEA09HOS25230E8 | DUA09HIDU230X5 | Singlezone Ducted, Compact Ducted | 10000 | 7700 | 2.59 | 8000 | 2.09
C&H |  | 207742317 | HRCU-A-CB | CH-ES09-230VO | CH-M09DTUI | Singlezone Ducted, Compact Ducted | 10000 | 7700 | 2.59 | 8000 | 2.09
MOOVAIR |  | 207742514 | HRCU-A-CB | DMA09HOS25230E8 | DUA09HIDU230X5 | Singlezone Ducted, Compact Ducted | 10000 | 7700 | 2.59 | 8000 | 2.09
LENNOX |  | 207699109 | HMSV-A-CB | MLB048S4M-2P |  | Multizone Mix of Ducted and Non-Ducted | 49500 | 29000 | 2.62 | 48000 | 1.99
AC PRO.COM |  | 207827154 | HRCU-A-CB | AOX330-09HFN1-MY5W | ATIU-09HWFN1-M | Singlezone Ducted, Compact Ducted | 10000 | 7700 | 2.59 | 8000 | 2.09
LG | Single Zone Cassette | 211234514 | HRCU-A-CB-O | LUU420HV | LCN429HV | Singlezone Non-Ducted, Ceiling Placement | 47000 | 28000 | 2.97 | 40000 | 2.2
LG | Single Zone Cassette | 211234508 | HRCU-A-CB-O | LUU360HV | LCN369HV | Singlezone Non-Ducted, Ceiling Placement | 40000 | 24000 | 2.65 | 37000 | 2.1
LG | Single HSD | 211234506 | HRCU-A-CB | LUU240HV | LHN248HV | Singlezone Ducted, Compact Ducted | 27000 | 17500 | 2.64 | 21400 | 1.94
LG | Single V.AHU | 211234505 | HRCU-A-CB | LUU180HV | LVN181HV4 | Singlezone Ducted, Centrally Ducted | 20000 | 13000 | 2.66 | 16200 | 2.02
LG | Single Zone Console | 211234503 | HRCU-A-CB-O | LUU120HV | LQN120HV4 | Singlezone Non-Ducted, Floor Placement | 13000 | 9200 | 2.72 | 10800 | 2.1
LG | Single Zone Cassette | 211234502 | HRCU-A-CB-O | LUU120HV | LCN128HV4 | Singlezone Non-Ducted, Ceiling Placement | 14000 | 9100 | 2.72 | 10700 | 2.13
LG | Single Zone Console | 211234501 | HRCU-A-CB-O | LUU090HV | LQN090HV4 | Singlezone Non-Ducted, Floor Placement | 10100 | 6800 | 2.89 | 10200 | 1.94
LG | Single Zone Cassette | 211234500 | HRCU-A-CB-O | LUU090HV | LCN098HV4 | Singlezone Non-Ducted, Ceiling Placement | 11000 | 7000 | 2.93 | 10100 | 2.11
LG |  | 207348503 | HRCU-A-CB-O | LSU181HSV5 | LSN181HSV5 | Singlezone Non-Ducted, Wall Placement | 21600 | 13000 | 2.78 | 19300 | 2.28
LG |  | 207462345 | HRCU-A-CB-O | LSU181HSV5 | LAN181HSV5 | Singlezone Non-Ducted, Wall Placement | 21600 | 13000 | 2.78 | 19300 | 2.28
LG | Single Zone Console | 205049408 | HRCU-A-CB-O | LUU097HV | LQN090HV4 | Singlezone Non-Ducted, Floor Placement | 10100 | 6800 | 2.89 | 10200 | 1.94
LG |  | 204825181 | HRCU-A-CB-O | LAU240HYV3 | LAN240HYV3 | Singlezone Non-Ducted, Wall Placement | 26000 | 15800 | 2.82 | 23700 | 2.24
LG |  | 204825180 | HRCU-A-CB-O | LAU180HYV3 | LAN180HYV3 | Singlezone Non-Ducted, Wall Placement | 21600 | 13100 | 3.15 | 21600 | 2.44
LG |  | 204825182 | HRCU-A-CB-O | LSU243HLV3 | LSN243HLV3 | Singlezone Non-Ducted, Wall Placement | 26000 | 15800 | 2.82 | 23700 | 2.24
LG | Single Zone Console | 205049407 | HRCU-A-CB-O | LUU127HV | LQN120HV4 | Singlezone Non-Ducted, Floor Placement | 13000 | 9200 | 2.72 | 10800 | 2.1
LG | Single Zone Cassette | 203381526 | HRCU-A-CB-O | LUU097HV | LCN098HV4 | Singlezone Non-Ducted, Ceiling Placement | 11000 | 7000 | 2.93 | 10100 | 2.11
LG | Single V.AHU | 203161351 | HRCU-A-CB | LUU189HV | LVN181HV4 | Singlezone Ducted, Centrally Ducted | 20000 | 13000 | 2.66 | 16200 | 2.02
LG | Multi F Max LGRED | 206717014 | HMSV-A-CB | LMU480HHV |  | Multizone Mix of Ducted and Non-Ducted | 52500 | 35000 | 2.59 | 52500 | 2.33
LG | Multi F Max LGRED | 206717009 | HMSV-A-CB | LMU480HHV |  | Multizone All Ducted | 52500 | 35000 | 2.55 | 52500 | 2.33
LG | Multi F Max LGRED | 206717008 | HMSV-A-CB | LMU421HHV |  | Multizone All Ducted | 48000 | 31600 | 2.6 | 48000 | 2.27
LG | Single V.AHU | 10400575 | HRCU-A-CB | LUU428HV | LVN420HV | Singlezone Ducted, Centrally Ducted | 47000 | 30600 | 2.7 | 36200 | 2.16
LG |  | 10567393 | HRCU-A-CB-O | LSU090HSV5 | LAN090HSV5 | Singlezone Non-Ducted, Wall Placement | 10900 | 6600 | 3.45 | 9570 | 2.8
LG |  | 10567394 | HRCU-A-CB-O | LSU090HSV5 | LSN090HSV5 | Singlezone Non-Ducted, Wall Placement | 10900 | 6600 | 3.45 | 9570 | 2.8
LG |  | 10567390 | HRCU-A-CB-O | LSU180HSV5 | LAN180HSV5 | Singlezone Non-Ducted, Wall Placement | 21600 | 13000 | 2.72 | 19300 | 2.28
LG |  | 10567391 | HRCU-A-CB-O | LSU180HSV5 | LSN180HSV5 | Singlezone Non-Ducted, Wall Placement | 21600 | 13000 | 2.72 | 19300 | 2.28
LG | Single V.AHU | 203161352 | HRCU-A-CB | LUU249HV | LVN241HV4 | Singlezone Ducted, Centrally Ducted | 27000 | 18700 | 2.6 | 21400 | 2.15
LG |  | 204825177 | HRCU-A-CB-O | LAU090HYV3 | LAN090HYV3 | Singlezone Non-Ducted, Wall Placement | 11000 | 6700 | 3.51 | 11000 | 3.13
LG |  | 204825178 | HRCU-A-CB-O | LAU120HYV3 | LAN120HYV3 | Singlezone Non-Ducted, Wall Placement | 13600 | 8300 | 3.16 | 13600 | 2.91
LG | Single Zone Cassette | 203381517 | HRCU-A-CB-O | LUU127HV | LCN128HV4 | Singlezone Non-Ducted, Ceiling Placement | 14000 | 9100 | 2.72 | 10700 | 2.13
LG | Single V.AHU LGRED | 205788777 | HRCU-A-CB | LUU480HHV | LVN480HV | Singlezone Ducted, Centrally Ducted | 50000 | 30800 | 2.84 | 40500 | 2.25
LG | Single HSD LGRED | 205788772 | HRCU-A-CB | LUU480HHV | LHN488HV | Singlezone Ducted, Compact Ducted | 50000 | 31600 | 2.92 | 41000 | 2.07
LG | Single Cassette LGRED | 205788765 | HRCU-A-CB-O | LUU420HHV | LCN429HV | Singlezone Non-Ducted, Ceiling Placement | 48000 | 29200 | 3.1 | 40000 | 2.2
LG | Single V.AHU LGRED | 205788776 | HRCU-A-CB | LUU420HHV | LVN420HV | Singlezone Ducted, Centrally Ducted | 48000 | 29200 | 2.87 | 40000 | 2.27
LG | Single HSD LGRED | 205788770 | HRCU-A-CB | LUU420HHV | LHN428HV | Singlezone Ducted, Compact Ducted | 48000 | 28400 | 2.92 | 39500 | 2.07
LG | Single Cassette LGRED | 205788771 | HRCU-A-CB-O | LUU480HHV | LCN489HV | Singlezone Non-Ducted, Ceiling Placement | 52000 | 32600 | 2.99 | 40500 | 2.2
LG | Single V.AHU LGRED | 205788774 | HRCU-A-CB | LUU180HHV | LVN181HV4 | Singlezone Ducted, Centrally Ducted | 20000 | 13400 | 2.57 | 16500 | 2.09
LG | Single Cassette LGRED | 205788768 | HRCU-A-CB-O | LUU360HHV | LCN369HV | Singlezone Non-Ducted, Ceiling Placement | 40000 | 25400 | 2.81 | 37000 | 2.1
LG |  | 204825179 | HRCU-A-CB-O | LAU150HYV3 | LAN150HYV3 | Singlezone Non-Ducted, Wall Placement | 18000 | 10900 | 3.59 | 18950 | 2.55
LG | Multi F | 208132540 | HMSV-A-CB | LMU363HV |  | Multizone Mix of Ducted and Non-Ducted | 35000 | 20400 | 2.67 | 25000 | 2.36
LG | Multi F | 208131891 | HMSV-A-CB | LMU363HV |  | Multizone All Ducted | 34000 | 20000 | 2.55 | 24000 | 2.24
LG | Multi F Max LGRED | 206717013 | HMSV-A-CB | LMU421HHV |  | Multizone Mix of Ducted and Non-Ducted | 48000 | 31600 | 2.66 | 48000 | 2.28
LG | Multi F Max LGRED | 206717006 | HMSV-A-CB | LMU361HHV |  | Multizone All Ducted | 45000 | 29600 | 2.65 | 45000 | 2.25
LG | Single HSD | 203161353 | HRCU-A-CB | LUU249HV | LHN248HV | Singlezone Ducted, Compact Ducted | 27000 | 17500 | 2.64 | 21400 | 1.94
LG | Multi F | 208132539 | HMSV-A-CB | LMU303HV |  | Multizone Mix of Ducted and Non-Ducted | 31000 | 19000 | 2.76 | 23800 | 2.57
LG | Multi F | 208131889 | HMSV-A-CB | LMU303HV |  | Multizone All Ducted | 30000 | 18000 | 2.64 | 23200 | 2.43
LG | Multi F | 208132538 | HMSV-A-CB | LMU243HV |  | Multizone Mix of Ducted and Non-Ducted | 23800 | 14700 | 2.87 | 18100 | 2.38
LG | Multi F | 208132537 | HMSV-A-CB | LMU183HV |  | Multizone Mix of Ducted and Non-Ducted | 21000 | 13600 | 2.64 | 17450 | 2.25
LG | Multi F | 208131885 | HMSV-A-CB | LMU183HV |  | Multizone All Ducted | 20000 | 13400 | 2.58 | 17200 | 2.21
LG | Multi F Max LGRED | 206717012 | HMSV-A-CB | LMU361HHV |  | Multizone Mix of Ducted and Non-Ducted | 45000 | 29600 | 2.72 | 45000 | 2.26
LG | Multi F Max LGRED | 10445377 | HMSV-A-CB | LMU300HHV |  | Multizone All Ducted | 27000 | 17700 | 2.51 | 27000 | 2
LG | Multi F Max LGRED | 10525928 | HMSV-A-CB | LMU300HHV |  | Multizone Mix of Ducted and Non-Ducted | 27800 | 18300 | 2.66 | 27800 | 2.08
ELIOS |  | 207742434 | HRCU-A-CB-O | DEA12HOS25230E8 | DUA12HICU230X5 | Singlezone Non-Ducted, Ceiling Placement | 12000 | 8900 | 2.75 | 8000 | 2.28
LG | Multi F LGRED | 10516997 | HMSV-A-CB | LMU240HHV |  | Multizone Mix of Ducted and Non-Ducted | 25000 | 16300 | 2.54 | 25000 | 2
C&H |  | 207742318 | HRCU-A-CB-O | CH-ES12-230VO | CH-12MSPHCT-230VI | Singlezone Non-Ducted, Ceiling Placement | 12000 | 8900 | 2.75 | 8000 | 2.28
MOOVAIR |  | 207742503 | HRCU-A-CB-O | DMA12HOS25230E8 | DUA12HICU230X5 | Singlezone Non-Ducted, Ceiling Placement | 12000 | 8900 | 2.75 | 8000 | 2.28
PIONEER |  | 208141953 | HRCU-A-CB | YN018GMFI22RPE | RB018GMFILDFHD | Singlezone Ducted, Compact Ducted | 20000 | 12600 | 2.66 | 13000 | 2.4
DIRECT AIR |  | 207743756 | HRCU-A-CB | DIRM-18DA25-1Z | DIRM-18HP-DUV | Singlezone Ducted, Compact Ducted | 20000 | 12600 | 2.66 | 13000 | 2.4
DIRECT AIR |  | 207743755 | HRCU-A-CB | DIRM-18DA25-1Z | DIRM-18HP-DUH | Singlezone Ducted, Compact Ducted | 20000 | 12600 | 2.66 | 13000 | 2.4
PIONEER |  | 208141956 | HRCU-A-CB-O | YN018GMFI22RPE | UB018GMFILCFHD | Singlezone Non-Ducted, Floor Placement | 20000 | 12800 | 2.52 | 13000 | 2.08
DIRECT AIR |  | 207743730 | HRCU-A-CB-O | DIRM-18DA25-1Z | DIRM-18HP-CF | Singlezone Non-Ducted, Floor Placement | 20000 | 12800 | 2.52 | 13000 | 2.08
SLIMAIR |  | 208447938 | HRCU-A-CB-O | SHC18VE2AG | SHM18VE2AG | Singlezone Non-Ducted, Wall Placement | 18000 | 14100 | 2.65 | 12829 | 2.35
SLIMAIR |  | 208447946 | HRCU-A-CB-O | SHC18VE2AG | SHMZ18VC2AG | Singlezone Non-Ducted, Wall Placement | 18000 | 14100 | 2.65 | 12829 | 2.35
NAPOLEON |  | 207683231 | HRCU-A-CB-O | NDHAS22-18-O | NDHAS22-18-I | Singlezone Non-Ducted, Wall Placement | 18000 | 14100 | 2.65 | 12829 | 2.35
PIONEER |  | 208101238 | HRCU-A-CB-O | YN009GMFI22RPE | WS009GMFI22HLE | Singlezone Non-Ducted, Wall Placement | 10000 | 8300 | 2.67 | 6544 | 1.98
PIONEER |  | 208101237 | HRCU-A-CB-O | YN012AMFI22RPE | WS012AMFI22HLE | Singlezone Non-Ducted, Wall Placement | 12000 | 8400 | 2.77 | 6725 | 2.07
PIONEER |  | 208101236 | HRCU-A-CB-O | YN009AMFI22RPE | WS009AMFI22HLE | Singlezone Non-Ducted, Wall Placement | 12000 | 8400 | 2.77 | 6725 | 2.07
PIONEER |  | 208101235 | HRCU-A-CB-O | YN009GMFI20RPD | WS009GMFI20HLD | Singlezone Non-Ducted, Wall Placement | 10000 | 6900 | 2.53 | 6400 | 1.95
TOSOT | M-Series | 211164239 | HMSR-A-CB-O | TM18HX4O |  | Multizone All Non-Ducted | 18000 | 14700 | 2.63 | 13600 | 2.23
TOSOT | M-Series | 211727021 | HMSR-A-CB-O | TM18HMO |  | Multizone All Non-Ducted | 18000 | 14700 | 2.63 | 13600 | 2.23
GREE | Multi GEN2 EO | 210278973 | HMSR-A-CB-O | MULTI18HP230V1EO |  | Multizone All Non-Ducted | 18000 | 14700 | 2.63 | 13600 | 2.23
KINGHOME | M-Series | 211497152 | HMSR-A-CB-O | KM18H5O |  | Multizone All Non-Ducted | 18000 | 14700 | 2.63 | 13600 | 2.23
GREE | M-Series | 208786089 | HMSR-A-CB-O | GWHD(18)ND3MO |  | Multizone All Non-Ducted | 18000 | 14700 | 2.63 | 13600 | 2.23
NG Trade | OMEG series | 214442655 | HRCU-A-CB-O | OMEGA181E | IMEGA181E* | Singlezone Non-Ducted, Wall Placement | 18000 | 14100 | 2.65 | 12829 | 2.35
GOODMAN | MSH Series | 214438131 | HMSR-A-CB-O | MST363G22MHAA |  | Multizone All Non-Ducted | 36000 | 27400 | 2.5 | 36000 | 1.95
GOODMAN | MSH Series | 214438127 | HMSV-A-CB | MST183G22MHAA |  | Multizone Mix of Ducted and Non-Ducted | 20000 | 14700 | 2.55 | 20000 | 1.98
GOODMAN | MSH Series | 214438126 | HMSV-A-CB | MST183G22MHAA |  | Multizone All Ducted | 20000 | 16000 | 2.61 | 20000 | 1.95
GOODMAN | MSH Series | 214438134 | HMSR-A-CB-O | MST483G22MHAA |  | Multizone All Non-Ducted | 49000 | 39000 | 2.5 | 46000 | 2.05
GOODMAN | MSH Series | 214438125 | HMSR-A-CB-O | MST183G22MHAA |  | Multizone All Non-Ducted | 20000 | 13500 | 2.5 | 20000 | 2
CENTURY | A-VMH Series | 214442636 | HMSV-A-CB | A-VMH55PV-1 |  | Multizone Mix of Ducted and Non-Ducted | 55000 | 34800 | 2.5 | 47000 | 1.94
CENTURY | A-VMH Series | 214442635 | HMSV-A-CB | A-VMH55PV-1 |  | Multizone All Ducted | 55000 | 35200 | 2.5 | 47000 | 1.94
CENTURY | A-VMH Series | 214442634 | HMSR-A-CB-O | A-VMH55PV-1 |  | Multizone All Non-Ducted | 55000 | 34400 | 2.5 | 47000 | 1.94
TRANE / MITSUBISHI ELECTRIC | P-Series | 206720342 | HRCU-A-CB-O | TRUZA0361KA70** | PLA-A36EA**** | Singlezone Non-Ducted, Ceiling Placement | 42000 | 22000 | 2.59 | 21600 | 2.43
TRANE / MITSUBISHI ELECTRIC | P-Series | 206720337 | HRCU-A-CB-O | TRUZA0301HA70** | PLA-A30EA**** | Singlezone Non-Ducted, Ceiling Placement | 32600 | 18100 | 2.82 | 16800 | 2.9
TRANE / MITSUBISHI ELECTRIC | P-Series | 206720331 | HRCU-A-CB-O | TRUZA0241HA70** | PKA-A24KA**** | Singlezone Non-Ducted, Wall Placement | 28000 | 15700 | 2.63 | 15200 | 1.94
TRANE / MITSUBISHI ELECTRIC | P-Series | 206720330 | HRCU-A-CB-O | TRUZA0241HA70** | PCA-A24KA**** | Singlezone Non-Ducted, Ceiling Placement | 28000 | 15400 | 2.65 | 14900 | 2.3
TRANE / MITSUBISHI ELECTRIC | P-Series | 206720332 | HRCU-A-CB-O | TRUZA0241HA70** | PLA-A24EA**** | Singlezone Non-Ducted, Ceiling Placement | 29000 | 14900 | 2.73 | 13000 | 2.72
TRANE / MITSUBISHI ELECTRIC | P-Series | 206720333 | HRCU-A-CB | TRUZA0241HA70** | PVA-A24AA**** | Singlezone Ducted, Centrally Ducted | 28000 | 15000 | 2.5 | 14500 | 2.24
TRANE / MITSUBISHI ELECTRIC | P-Series | 206720365 | HRCU-A-CB | TRUZA0241HA70** | PEAD-A24AA* | Singlezone Ducted, Compact Ducted | 29400 | 15400 | 2.51 | 14300 | 2.33
TRANE / MITSUBISHI ELECTRIC | M-Series | 207702813 | HRCU-A-CB | SUZ-KA18NA2 | TPEADA0181AA*** | Singlezone Ducted, Compact Ducted | 21600 | 14000 | 2.85 | 12000 | 2.86
MITSUBISHI ELECTRIC | M-Series | 204629215 | HRCU-A-CB | SUZ-KA18NA2 | NTXAMT18A112A* | Singlezone Ducted, Centrally Ducted | 21600 | 14000 | 2.81 | 12200 | 2.88
MITSUBISHI ELECTRIC | M-Series | 204629248 | HRCU-A-CB | SUZ-KA18NA2 | NAXAMT18A112A* | Singlezone Ducted, Centrally Ducted | 21600 | 14000 | 2.81 | 12200 | 2.88
MITSUBISHI ELECTRIC | M-Series | 204629202 | HRCU-A-CB-O | SUZ-KA18NA2 | NTXCKS18A112A* | Singlezone Non-Ducted, Ceiling Placement | 19700 | 12900 | 2.68 | 9800 | 2.37
TRANE / MITSUBISHI ELECTRIC | M-Series | 207699131 | HRCU-A-CB-O | SUZ-KA18NA2 | NTXUKS18A112** | Singlezone Non-Ducted, Ceiling Placement | 20000 | 13100 | 2.63 | 10700 | 2.55
MITSUBISHI ELECTRIC | M-Series | 204629201 | HRCU-A-CB-O | SUZ-KA15NA2 | NTXCKS15A112A* | Singlezone Non-Ducted, Ceiling Placement | 18000 | 11900 | 2.7 | 8900 | 2.29
MITSUBISHI ELECTRIC | M-Series | 204629247 | HRCU-A-CB | SUZ-KA12NA2 | NAXAMT12A112A* | Singlezone Ducted, Centrally Ducted | 15000 | 9900 | 2.59 | 7800 | 2.75
MITSUBISHI ELECTRIC | M-Series | 204629214 | HRCU-A-CB | SUZ-KA12NA2 | NTXAMT12A112A* | Singlezone Ducted, Centrally Ducted | 15000 | 9900 | 2.59 | 7800 | 2.75
TRANE / MITSUBISHI ELECTRIC | M-Series | 207699129 | HRCU-A-CB-O | SUZ-KA12NA2 | NTXUKS12A112** | Singlezone Non-Ducted, Ceiling Placement | 15400 | 9900 | 2.84 | 7900 | 2.36
TRANE / MITSUBISHI ELECTRIC | M-Series | 207702805 | HRCU-A-CB | SUZ-KA12NA2 | TPEADA0121AA*** | Singlezone Ducted, Compact Ducted | 15000 | 9700 | 2.66 | 7900 | 2.86
TRANE / MITSUBISHI ELECTRIC | M-Series | 204629199 | HRCU-A-CB-O | SUZ-KA09NA2 | NTXCKS09A112A* | Singlezone Non-Ducted, Ceiling Placement | 11000 | 6900 | 2.5 | 5600 | 3.04
TRANE / MITSUBISHI ELECTRIC | M-Series | 207699144 | HRCU-A-CB | SUZ-KA09NA2 | TPEADA0091AA*** | Singlezone Ducted, Compact Ducted | 12000 | 7600 | 2.53 | 6100 | 2.93
TRANE / MITSUBISHI ELECTRIC | P-Series | 206720320 | HRCU-A-CB-O | PUZ-A36NKA7*** | TPLA0A0361EA70* | Singlezone Non-Ducted, Ceiling Placement | 42000 | 22000 | 2.5 | 21600 | 2.43
TRANE / MITSUBISHI ELECTRIC | P-Series | 207702783 | HRCU-A-CB | PUZ-A36NKA7*** | TPEADA0361AA*** | Singlezone Ducted, Compact Ducted | 40500 | 20400 | 2.54 | 19800 | 2.23
TRANE / MITSUBISHI ELECTRIC | P-Series | 206720316 | HRCU-A-CB-O | PUZ-A30NHA7*** | TPLA0A0301EA70* | Singlezone Non-Ducted, Ceiling Placement | 32600 | 18100 | 2.82 | 16800 | 2.9
TRANE / MITSUBISHI ELECTRIC | P-Series | 207702781 | HRCU-A-CB | PUZ-A24NHA7*** | TPEADA0241AA*** | Singlezone Ducted, Compact Ducted | 29400 | 15400 | 2.77 | 14300 | 2.33
TRANE / MITSUBISHI ELECTRIC | P-Series | 206720313 | HRCU-A-CB | PUZ-A24NHA7*** | TPVA0A0241AA70* | Singlezone Ducted, Centrally Ducted | 28000 | 15000 | 2.5 | 14500 | 2.24
TRANE / MITSUBISHI ELECTRIC | P-Series | 206720310 | HRCU-A-CB-O | PUZ-A24NHA7*** | TPCA0A0241KA70* | Singlezone Non-Ducted, Ceiling Placement | 28000 | 15400 | 2.65 | 14900 | 2.3
TRANE / MITSUBISHI ELECTRIC | P-Series | 206720358 | HRCU-A-CB-O | PUZ-A24NHA7*** | TPKA0A0241KA70* | Singlezone Non-Ducted, Wall Placement | 28000 | 15700 | 2.63 | 15200 | 1.94
TRANE / MITSUBISHI ELECTRIC | P-Series | 206720312 | HRCU-A-CB-O | PUZ-A24NHA7*** | TPLA0A0241EA70* | Singlezone Non-Ducted, Ceiling Placement | 29000 | 14900 | 2.73 | 13000 | 2.72
TRANE / MITSUBISHI ELECTRIC | NV-Series | 206709470 | HRCU-A-CB-O | NTXSPF18A112A* | NAXFKS18A112A* | Singlezone Non-Ducted, Floor Placement | 21000 | 12800 | 2.62 | 21000 | 2.05
TRANE / MITSUBISHI ELECTRIC | NV-Series | 206709489 | HRCU-A-CB-O | NTXSPF12A112A* | MFZ-KJ12NA*** | Singlezone Non-Ducted, Floor Placement | 13000 | 8800 | 2.77 | 13000 | 2.1
TRANE / MITSUBISHI ELECTRIC | NV-Series | 206709468 | HRCU-A-CB-O | NTXSPF12A112A* | NAXFKS12A112A* | Singlezone Non-Ducted, Floor Placement | 13000 | 8800 | 2.77 | 13000 | 2.1
TRANE / MITSUBISHI ELECTRIC | M-Series H2i | 206709467 | HRCU-A-CB-O | NTXSPF09A112A* | NAXFKS09A112A* | Singlezone Non-Ducted, Floor Placement | 11000 | 7500 | 2.75 | 11000 | 2.01
TRANE / MITSUBISHI ELECTRIC | NV-Series | 204629302 | HRCU-A-CB | NTXSKS18A112A* | SVZ-KP18NA | Singlezone Ducted, Centrally Ducted | 21600 | 14000 | 2.81 | 12200 | 2.88
TRANE / MITSUBISHI ELECTRIC | M-Series | 204629289 | HRCU-A-CB-O | NTXSKS18A112A* | SLZ-KF18NA.TH | Singlezone Non-Ducted, Ceiling Placement | 19700 | 12900 | 2.68 | 9800 | 2.37
TRANE / MITSUBISHI ELECTRIC | M-Series | 207699142 | HRCU-A-CB-O | NTXSKS18A112** | MLZ-KP18NA* | Singlezone Non-Ducted, Ceiling Placement | 20000 | 13100 | 2.63 | 10700 | 2.55
TRANE / MITSUBISHI ELECTRIC | M-Series | 204629288 | HRCU-A-CB-O | NTXSKS15A112AA | SLZ-KF15NA.TH | Singlezone Non-Ducted, Ceiling Placement | 18000 | 11900 | 2.7 | 8900 | 2.29
TRANE / MITSUBISHI ELECTRIC | M-Series | 204629301 | HRCU-A-CB | NTXSKS12A112* | SVZ-KP12NA | Singlezone Ducted, Centrally Ducted | 15000 | 9900 | 2.59 | 7800 | 2.75
TRANE / MITSUBISHI ELECTRIC | M-Series | 207699140 | HRCU-A-CB-O | NTXSKS12A112* | MLZ-KP12NA* | Singlezone Non-Ducted, Ceiling Placement | 15400 | 9900 | 2.84 | 7900 | 2.36
TRANE / MITSUBISHI ELECTRIC | NV-Series | 214236392 | HRCU-A-CB-O | NTXSKS09A112AA | SLZ-KF09NA* | Singlezone Non-Ducted, Ceiling Placement | 11000 | 6900 | 2.5 | 5600 | 3.04
TRANE / MITSUBISHI ELECTRIC | M-Series | 207699139 | HRCU-A-CB-O | NTXSKS09A112** | MLZ-KP09NA* | Singlezone Non-Ducted, Ceiling Placement | 12000 | 7700 | 3.22 | 6100 | 3.08

## July 2024
APS Eligible Small ASHP Models |  |  | Disclaimer: The Massachusetts Department of Energy Resources (DOER) has not investigated, and expressly disclaims any duty to investigate, any company, product, service, process, procedure, design, or the like, which may be presented on the aforementioned list. The presentation of these companies does not constitute endorsement, warranty, or guaranty, by DOER of any company, product, service, process, procedure, design, or the like.
Updated July 2024
Brand (if applicable) | Model Name (if applicable) | AHRI Certificate No. | AHRI Type | Outdoor Unit Model | Indoor Unit Model | Ducting Configuration | Rated Capacity 47°F (btu/hr) | Rated Capacity 17°F (btu/hr) | COP at Rated Capacity 17°F | Maximum Capacity 5°F (btu/hr) | COP at Max. Capacity 5°F
1HVAC | EZ Series | 214810588 | HRCU-A-CB-O | EZ-18ZPL-HP230 | EZ-18W-M | Singlezone Non-Ducted, Wall Placement | 18000 | 13800 | 2.54 | 11700 | 2.05
1HVAC | EZ Series | 214810587 | HRCU-A-CB-O | EZ-12ZPL-HP115 | EZ-12WPL-HP115 | Singlezone Non-Ducted, Wall Placement | 12000 | 7500 | 2.59 | 6400 | 1.95
1HVAC | ACIQ series | 212394312 | HRCU-A-C | ACIQ-24-HPB | ACIQ-24-ACL | Singlezone Ducted, Centrally Ducted | 25000 | 21000 | 2.58 | 20000 | 1.95
1HVAC |  | 207825564 | HMSR-A-CB-O | ACIQ-18Z-HH-M2B |  | Multizone All Non-Ducted | 20000 | 15000 | 2.5 | 20000 | 1.93
1HVAC |  | 210857368 | HMSR-A-CB-O | ES-27Z-M3B |  | Multizone All Non-Ducted | 28000 | 21000 | 2.5 | 20000 | 2.11
1HVAC |  | 210857362 | HMSR-A-CB-O | ACIQ-55Z-HH-M5B |  | Multizone All Non-Ducted | 55000 | 34400 | 2.5 | 47000 | 1.94
1HVAC | ACIQ series | 212394311 | HRCU-A-C | ACIQ-18-HPB | ACIQ-18-ACL | Singlezone Ducted, Centrally Ducted | 19000 | 14700 | 2.6 | 15000 | 2.2
1HVAC | ACIQ series | 213492122 | HRCU-A-C | ACIQ-18-HPB | ACIQ-24-ACL | Singlezone Ducted, Centrally Ducted | 19000 | 14700 | 2.6 | 15000 | 2.2
1HVAC | ACIQ series | 213433234 | HRCU-A-CB | ACIQ-24-HPB | ACIQ-24W-P | Singlezone Ducted, Centrally Ducted | 27400 | 19200 | 2.61 | 24000 | 1.91
1HVAC | ACIQ series | 213433233 | HRCU-A-CB | ACIQ-18-HPB | ACIQ-18W-P | Singlezone Ducted, Centrally Ducted | 19000 | 13500 | 2.6 | 18000 | 2
1HVAC | ACIQ series | 213433229 | HRCU-A-CB | ACIQ-18-HPB | ACIQ-18W-WM | Singlezone Ducted, Centrally Ducted | 19000 | 15800 | 2.82 | 18800 | 2.3
1HVAC | ACIQ series | 213433230 | HRCU-A-CB | ACIQ-24-HPB | ACIQ-24W-WM | Singlezone Ducted, Centrally Ducted | 26000 | 20000 | 2.7 | 24000 | 2
1HVAC | DELUXE 19 VS HP 2-STAGE | 210468207 | HRCU-A-CB | HVH837GKA2*+TSTAT | EHD4X60AAL | Singlezone Ducted, Centrally Ducted | 47000 | 30600 | 2.52 | 24200 | 1.98
1HVAC | DELUXE 19 VS HP 2-STAGE | 210468317 | HRCU-A-CB | HVH837GKA2*+TSTAT | EHD4X60AAL | Singlezone Ducted, Centrally Ducted | 46500 | 30400 | 2.5 | 24200 | 1.98
1HVAC | ACIQ | 210857364 | HMSV-A-CB | ACIQ-55Z-HH-M5B |  | Multizone Mix of Ducted and Non-Ducted | 55000 | 34800 | 2.5 | 47000 | 1.94
1HVAC | ES SERIES | 210857370 | HMSV-A-CB | ES-27Z-M3B |  | Multizone Mix of Ducted and Non-Ducted | 28000 | 21400 | 2.55 | 20000 | 2.13
1HVAC |  | 210857300 | HRCU-A-CB-O | ACIQ-48ZPL-HP230B | ACIQ-48CC-HH-MB | Singlezone Non-Ducted, Wall Placement | 53000 | 35000 | 2.59 | 48000 | 1.98
1HVAC | ES SERIES | 210857367 | HMSV-A-CB | ES-18Z-M2B |  | Multizone Mix of Ducted and Non-Ducted | 19000 | 14500 | 2.5 | 14000 | 2.17
1HVAC | ACIQ | 207825566 | HMSV-A-CB | ACIQ-18Z-HH-M2B |  | Multizone Mix of Ducted and Non-Ducted | 20000 | 15500 | 2.55 | 20000 | 1.95
1HVAC |  | 210857294 | HRCU-A-CB-O | ACIQ-06ZPL-HP230B | ACIQ-06W-HH-MC | Singlezone Non-Ducted, Wall Placement | 7000 | 8500 | 2.9 | 8581 | 2.19
1HVAC |  | 207825522 | HRCU-A-CB | ACIQ-24ZPL-HP230B | ACIQ-24CD-HH-MB | Singlezone Ducted, Compact Ducted | 25000 | 21000 | 2.64 | 27000 | 2
1HVAC |  | 207825525 | HRCU-A-CB-O | ACIQ-24ZPL-HP230B | ACIQ-24FM-HH-MB | Singlezone Non-Ducted, Floor Placement | 25000 | 19000 | 2.64 | 25000 | 2.1
1HVAC |  | 207825520 | HRCU-A-CB | ACIQ-12ZPL-HP230B | ACIQ-12CD-HH-MB | Singlezone Ducted, Compact Ducted | 12500 | 10600 | 2.51 | 12100 | 1.96
1HVAC |  | 207825517 | HRCU-A-CB-O | ACIQ-12ZPL-HP230B | ACIQ-12CC-HH-MB | Singlezone Non-Ducted, Ceiling Placement | 12000 | 9900 | 2.55 | 11500 | 1.9
1HVAC |  | 210857307 | HRCU-A-CB-O | ACIQ-06ZPL-HP230B | SCC-0609-HH-M | Singlezone Non-Ducted, Ceiling Placement | 7100 | 5700 | 2.61 | 8500 | 2.03
1HVAC |  | 210857363 | HMSV-A-CB | ACIQ-55Z-HH-M5B |  | Multizone All Ducted | 55000 | 35200 | 2.5 | 47000 | 1.94
1HVAC |  | 210857369 | HMSV-A-CB | ES-27Z-M3B |  | Multizone All Ducted | 28000 | 22000 | 2.6 | 20000 | 2.14
1HVAC |  | 207825565 | HMSV-A-CB | ACIQ-18Z-HH-M2B |  | Multizone All Ducted | 20000 | 16000 | 2.61 | 20000 | 1.95
1HVAC | DELUXE 19 VS HP 2-STAGE | 210465003 | HRCU-A-CB | HVH837GKA2*+TSTAT | EN(A,D,W)4X60L24** | Singlezone Ducted, Centrally Ducted | 47000 | 30600 | 2.5 | 24000 | 1.96
1HVAC | DELUXE 19 VS HP 2-STAGE | 210464815 | HRCU-A-CB | HVH837GKA2*+TSTAT | EN(A,D)4X48L24** | Singlezone Ducted, Centrally Ducted | 48000 | 31000 | 2.5 | 24400 | 1.94
1HVAC | DELUXE 19 VS HP 2-STAGE | 210464680 | HRCU-A-CB | HVH837GKA2*+TSTAT | EN(A,D)4X48L24** | Singlezone Ducted, Centrally Ducted | 47500 | 30600 | 2.5 | 24200 | 1.94
1HVAC | DELUXE 19 VS HP 2-STAGE | 210464614 | HRCU-A-CB | HVH837GKA2*+TSTAT | EN(A,D)4X48L24** | Singlezone Ducted, Centrally Ducted | 47500 | 30800 | 2.5 | 24200 | 1.96
1HVAC | DELUXE 19 VS HP 2-STAGE | 210464602 | HRCU-A-CB | HVH837GKA2*+TSTAT | EN(A,D)4X48L24** | Singlezone Ducted, Centrally Ducted | 48000 | 31000 | 2.5 | 24400 | 1.96
1HVAC | DELUXE 19 VS HP 2-STAGE | 210464459 | HRCU-A-CB | HVH837GKA2*+TSTAT | EN(A,D,W)4X48L21** | Singlezone Ducted, Centrally Ducted | 48000 | 31000 | 2.5 | 24400 | 1.94
1HVAC | DELUXE 19 VS HP 2-STAGE | 210464304 | HRCU-A-CB | HVH837GKA2*+TSTAT | EN(A,D,W)4X48L21** | Singlezone Ducted, Centrally Ducted | 48000 | 31000 | 2.5 | 24400 | 1.94
1HVAC | DELUXE 19 VS HP 2-STAGE | 210464169 | HRCU-A-CB | HVH837GKA2*+TSTAT | EN(A,D,W)4X48L21** | Singlezone Ducted, Centrally Ducted | 47500 | 30800 | 2.5 | 24200 | 1.96
1HVAC | DELUXE 19 VS HP 2-STAGE | 210462016 | HRCU-A-CB | HVH837GKA2*+TSTAT | EA*4X61L24A* | Singlezone Ducted, Centrally Ducted | 47000 | 30800 | 2.52 | 24400 | 1.98
1HVAC | DELUXE 19 VS HP 2-STAGE | 210461961 | HRCU-A-CB | HVH837GKA2*+TSTAT | EA*4X61L24A* | Singlezone Ducted, Centrally Ducted | 47000 | 30600 | 2.5 | 24400 | 1.98
1HVAC | DELUXE 19 VS HP 2-STAGE | 210461837 | HRCU-A-CB | HVH837GKA2*+TSTAT | EA*4X61L24A* | Singlezone Ducted, Centrally Ducted | 47000 | 30600 | 2.5 | 24400 | 1.98
1HVAC | DELUXE 19 VS HP 2-STAGE | 210461826 | HRCU-A-CB | HVH837GKA2*+TSTAT | EA*4X61L24A* | Singlezone Ducted, Centrally Ducted | 46500 | 30400 | 2.5 | 24000 | 1.96
1HVAC | DELUXE 19 VS HP 2-STAGE | 210461804 | HRCU-A-CB | HVH837GKA2*+TSTAT | EA*4X61L24A* | Singlezone Ducted, Centrally Ducted | 47000 | 30600 | 2.5 | 24400 | 1.98
1HVAC | DELUXE 19 VS HP 2-STAGE | 210461793 | HRCU-A-CB | HVH837GKA2*+TSTAT | EA*4X61L24A* | Singlezone Ducted, Centrally Ducted | 47000 | 30600 | 2.5 | 24400 | 1.96
1HVAC | DELUXE 19 VS HP 2-STAGE | 210461760 | HRCU-A-CB | HVH837GKA2*+TSTAT | EA*4X61L24A* | Singlezone Ducted, Centrally Ducted | 46500 | 30400 | 2.5 | 24200 | 1.98
1HVAC | DELUXE 19 VS HP 2-STAGE | 210461748 | HRCU-A-CB | HVH837GKA2*+TSTAT | EA*4X61L24A* | Singlezone Ducted, Centrally Ducted | 46500 | 30600 | 2.5 | 24200 | 1.98
1HVAC | DELUXE 19 VS HP 2-STAGE | 210461450 | HRCU-A-CB | HVH837GKA2*+TSTAT | EA*4X61L21A* | Singlezone Ducted, Centrally Ducted | 46500 | 30600 | 2.5 | 24400 | 1.96
1HVAC | DELUXE 19 VS HP 2-STAGE | 210461427 | HRCU-A-CB | HVH837GKA2*+TSTAT | EA*4X61L21A* | Singlezone Ducted, Centrally Ducted | 47000 | 30600 | 2.5 | 24400 | 1.98
1HVAC | DELUXE 19 VS HP 2-STAGE | 210461414 | HRCU-A-CB | HVH837GKA2*+TSTAT | EA*4X61L21A* | Singlezone Ducted, Centrally Ducted | 47000 | 30600 | 2.5 | 24400 | 1.98
1HVAC | DELUXE 19 VS HP 2-STAGE | 210461326 | HRCU-A-CB | HVH837GKA2*+TSTAT | EA*4X61L21A* | Singlezone Ducted, Centrally Ducted | 46500 | 30400 | 2.5 | 24200 | 1.96
1HVAC | DELUXE 19 VS HP 2-STAGE | 210459737 | HRCU-A-CB | HVH837GKA2*+TSTAT | EA*4X43L21A* | Singlezone Ducted, Centrally Ducted | 47500 | 30800 | 2.52 | 24400 | 1.98
1HVAC |  | 210857311 | HRCU-A-CB-O | ACIQ-12ZPL-HP230B | ACIQ-12FM-HH-MC | Singlezone Non-Ducted, Wall Placement | 12000 | 10200 | 2.72 | 12300 | 2.1
1HVAC | DELUXE 19 VS HP 2-STAGE | 210458480 | HRCU-A-CB | HVH837GKA2*+TSTAT | EA*4X37L21A* | Singlezone Ducted, Centrally Ducted | 47500 | 30800 | 2.52 | 24400 | 1.98
1HVAC |  | 210857295 | HRCU-A-CB-O | ACIQ-09ZPL-HP230B | ACIQ-09W-HH-MC | Singlezone Non-Ducted, Wall Placement | 12000 | 9500 | 2.53 | 11109 | 1.97
1HVAC |  | 207825512 | HRCU-A-CB-O | ACIQ-09ZPL-HP230B | ACIQ-09W-HH-MB | Singlezone Non-Ducted, Wall Placement | 12000 | 9500 | 2.53 | 11109 | 1.97
1HVAC |  | 210857306 | HRCU-A-CB-O | ACIQ-60ZPL-HP230B | ACIQ-60FM-HH-MB | Singlezone Non-Ducted, Floor Placement | 60000 | 40000 | 2.58 | 56500 | 1.97
AC PRO.COM |  | 207827135 | HMSR-A-CB-O | A3OJ-27HFN1-M |  | Multizone All Non-Ducted | 28000 | 21000 | 2.5 | 20000 | 2.11
AC PRO.COM |  | 214010093 | HRCU-A-C | AOX430-24HFN1-MR0 | AAC-24HWDN1-MN0 | Singlezone Ducted, Centrally Ducted | 25600 | 22000 | 2.5 | 18500 | 2.2
AC PRO.COM | AVBL series | 213386503 | HRCU-A-CB | AOD30-24HFN1-MW | AVBL-24HWFN1-MI3 | Singlezone Ducted, Centrally Ducted | 27400 | 19200 | 2.61 | 24000 | 1.91
AC PRO.COM | AVBL series | 213386502 | HRCU-A-CB | AOX430U-18HFN1-M | AVBL-18HWFN1-MH3 | Singlezone Ducted, Centrally Ducted | 19000 | 13500 | 2.6 | 18000 | 2
AC PRO.COM |  | 205921395 | HRCU-A-CB-O | AOBA30-09HFN1-MT0W | AS11M-09HRFN1-MXOW(A) | Singlezone Non-Ducted, Wall Placement | 9800 | 5800 | 2.74 | 7989 | 2
AC PRO.COM |  | 205355555 | HRCU-A-CB | AOCA31-18HFN1-MT0W | ATIU-18HWFN1-M | Singlezone Ducted, Compact Ducted | 18000 | 12000 | 2.61 | 10300 | 1.95
AC PRO.COM |  | 205921397 | HRCU-A-CB-O | AOCA31-18HFN1-MT0W | AS11M-18HRFN1-MTOW | Singlezone Non-Ducted, Wall Placement | 18000 | 11400 | 2.72 | 11178 | 2.02
AC PRO.COM |  | 205355556 | HRCU-A-CB | AOD31-24HFN1-MT0W | ATIU-24HWFN1-M | Singlezone Ducted, Compact Ducted | 24400 | 16000 | 2.69 | 18500 | 2.04
AC PRO.COM |  | 205355567 | HRCU-A-CB-O | AOD31-24HFN1-MT0W | AUEU-24HRFN1-M(C) | Singlezone Non-Ducted, Floor Placement | 24000 | 15000 | 2.85 | 17817 | 1.9
AC PRO.COM |  | 209748102 | HRCU-A-CB-O | AOD32-24HFN1-MT0W | ACD1-24HRFN1-MT0W | Singlezone Non-Ducted, Wall Placement | 25000 | 19000 | 2.6 | 18900 | 1.96
AC PRO.COM |  | 209748100 | HRCU-A-CB-O | AOX230-12HFN1-MV5W | ACCA3U-12HRFN1-M(C) | Singlezone Non-Ducted, Ceiling Placement | 12000 | 8900 | 2.75 | 8000 | 2.28
AC PRO.COM | A series | 207827127 | HMSV-A-CB | A3OJ-27HFN1-M |  | Multizone Mix of Ducted and Non-Ducted | 28000 | 21400 | 2.55 | 20000 | 2.13
AC PRO.COM | A series | 207827134 | HMSV-A-CB | A2OA-18HFN1-M |  | Multizone Mix of Ducted and Non-Ducted | 19000 | 14500 | 2.5 | 14000 | 2.17
AC PRO.COM |  | 209748103 | HRCU-A-CB | AOX230-09HFN1-MW5W | ATIU-09HWFN1-M | Singlezone Ducted, Compact Ducted | 10000 | 7700 | 2.59 | 8000 | 2.09
AC PRO.COM |  | 209748104 | HRCU-A-CB | AOX230-12HFN1-MV5W | ATIU-12HWFN1-M | Singlezone Ducted, Compact Ducted | 12000 | 9300 | 2.78 | 8400 | 2.26
AC PRO.COM |  | 209748106 | HRCU-A-CB-O | AOX230-12HFN1-MV5W | AFAU-12HRFN1-M(C) | Singlezone Non-Ducted, Wall Placement | 12000 | 9000 | 2.69 | 8400 | 2.26
AC PRO.COM |  | 211001948 | HRCU-A-CB-O | AOX230-09HFN1-MW5W | ACBU-09HRFN1-MW0W | Singlezone Non-Ducted, Ceiling Placement | 11000 | 8000 | 2.66 | 8500 | 2.37
AC PRO.COM |  | 211001950 | HRCU-A-CB-O | AOX430-18HFN1-MT8W | ACBU-18HRFN1-MU2W | Singlezone Non-Ducted, Ceiling Placement | 19000 | 12200 | 2.79 | 13100 | 2.3
AC PRO.COM |  | 207827126 | HMSV-A-CB | A3OJ-27HFN1-M |  | Multizone All Ducted | 28000 | 22000 | 2.6 | 20000 | 2.14
AC PRO.COM |  | 209748107 | HRCU-A-CB-O | AOX430-18HFN1-MT8W | AUEU-18HRFN1-M(C) | Singlezone Non-Ducted, Floor Placement | 20000 | 12800 | 2.52 | 13000 | 2.08
AC PRO.COM |  | 209748101 | HRCU-A-CB-O | AOX430-18HFN1-MT8W | ACCA3U-18HRFN1-M(C) | Singlezone Non-Ducted, Ceiling Placement | 19000 | 12000 | 2.51 | 12700 | 2.16
AC PRO.COM |  | 209748105 | HRCU-A-CB | AOX430-18HFN1-MT8W | ATIU-18HWFN1-M | Singlezone Ducted, Compact Ducted | 20000 | 12600 | 2.66 | 13000 | 2.4
AC PRO.COM |  | 207827153 | HRCU-A-CB-O | AOX430-17HFN1-MT0W | ACCA3U-18HRFN1-M | Singlezone Non-Ducted, Ceiling Placement | 19000 | 12000 | 2.51 | 12700 | 2.16
AC PRO.COM |  | 207827139 | HRCU-A-CB-O | AOX230-09HFN1-MT0W | ASABA-09HRFN1-MU5W | Singlezone Non-Ducted, Wall Placement | 10000 | 6900 | 2.53 | 6400 | 1.95
AC PRO.COM |  | 207827146 | HRCU-A-CB-O | AOX230-12HFN1-MV5W | ASEPB-12HRFN1-MW5W(GA) | Singlezone Non-Ducted, Wall Placement | 12000 | 9000 | 2.69 | 8981 | 2.19
AC PRO.COM |  | 207827145 | HRCU-A-CB-O | AOX230-09HFN1-MW5W | ASEPB-09HRFN1-MY5W(GA) | Singlezone Non-Ducted, Wall Placement | 10000 | 8500 | 2.8 | 8581 | 2.19
AC PRO.COM |  | 207827157 | HRCU-A-CB | AOD32-24HFN1-MT0W | ATIU-24HWFN1-M | Singlezone Ducted, Compact Ducted | 25000 | 20000 | 2.61 | 20000 | 2.3
AC PRO.COM |  | 207827155 | HRCU-A-CB | AOX330-12HFN1-MW5W | ATIU-12HWFN1-M | Singlezone Ducted, Compact Ducted | 12500 | 10600 | 2.51 | 12100 | 1.96
AC PRO.COM |  | 207827152 | HRCU-A-CB-O | AOX330-12HFN1-MW5W | ACCA3U-12HRFN1-M | Singlezone Non-Ducted, Ceiling Placement | 12000 | 9900 | 2.55 | 11500 | 1.9
AC PRO.COM |  | 207827154 | HRCU-A-CB | AOX330-09HFN1-MY5W | ATIU-09HWFN1-M | Singlezone Ducted, Compact Ducted | 10000 | 7700 | 2.59 | 8000 | 2.09
ACD | UHD-38 | 211749865 | HRCU-A-CB-O | UHD09KCH38SB-O | UHD09KCH38SC-I | Singlezone Non-Ducted, Wall Placement | 9000 | 8000 | 2.89 | 13000 | 1.91
ACD | UHD-38 | 211749866 | HRCU-A-CB-O | UHD12KCH31S-O | UHD12KCH31SB-I | Singlezone Non-Ducted, Wall Placement | 12200 | 8100 | 2.86 | 12000 | 1.91
ACD | UHD-38 | 211749868 | HRCU-A-CB-O | UHD24KCH22S-O | UHD24KCH22SB-I | Singlezone Non-Ducted, Wall Placement | 24000 | 15500 | 2.86 | 24000 | 1.9
ACD | Free Match | 210534127 | HMSR-A-CB-O | MPD18KCH21SB-O |  | Multizone All Non-Ducted | 18000 | 14700 | 2.63 | 13600 | 2.23
ACD | UHD-38 | 202110484 | HRCU-A-CB-O | UHD12KCH31S-O | UHD12KCH31S-I | Singlezone Non-Ducted, Wall Placement | 12200 | 8100 | 2.86 | 12000 | 1.91
ACD | Pular | 210534143 | HRCU-A-CB-O | PUD12KCH24S-O | PUD12KCH24S-I | Singlezone Non-Ducted, Wall Placement | 12000 | 7000 | 2.81 | 9000 | 1.9
ACD | Pular | 214229583 | HRCU-A-CB-O | PUD18KCH23S-O* | PUD18KCH23S-I* | Singlezone Non-Ducted, Wall Placement | 18000 | 10800 | 2.64 | 13500 | 1.9
ACD | Pular | 211619266 | HRCU-A-CB-O | PUD18KCH23S-O | PUD18KCH23S-I | Singlezone Non-Ducted, Wall Placement | 18000 | 10800 | 2.64 | 13500 | 1.9
ACD | UHD-38 | 202132789 | HRCU-A-CB-O | UHD24KCH22S-O | UHD24KCH22S-I | Singlezone Non-Ducted, Wall Placement | 24000 | 15500 | 2.86 | 26443 | 2.15
ACD | OCD-23 | 201863350 | HRCU-A-CB-O | OCD09KCH23S-O | OCD09KCH23S-I | Singlezone Non-Ducted, Wall Placement | 11000 | 7300 | 2.85 | 12976 | 2.09
ACD |  | 201863351 | HRCU-A-CB-O | OCD12KCH22S-O | OCD12KCH22S-I | Singlezone Non-Ducted, Wall Placement | 13000 | 7700 | 2.59 | 9110 | 1.98
ACIQ |  | 214602072 | HRCU-A-CB | ACIQ-12-EHPB | ACIQ-12-AHB | Singlezone Ducted, Centrally Ducted | 13000 | 12000 | 2.61 | 11000 | 2
ACIQ |  | 207825576 | HMSR-A-CB-O | ACIQ-18Z-HH-M2B |  | Multizone All Non-Ducted | 20000 | 15000 | 2.5 | 20000 | 1.93
ACIQ |  | 210857380 | HMSR-A-CB-O | ACIQ-55Z-HH-M5B |  | Multizone All Non-Ducted | 55000 | 34400 | 2.5 | 47000 | 1.94
ACIQ |  | 210857386 | HMSR-A-CB-O | ES-27Z-M3B |  | Multizone All Non-Ducted | 28000 | 21000 | 2.5 | 20000 | 2.11
ACIQ | ACIQ series | 212394322 | HRCU-A-C | ACIQ-18-HPB | ACIQ-18-ACL | Singlezone Ducted, Centrally Ducted | 19000 | 14700 | 2.6 | 15000 | 2.2
ACIQ | ACIQ series | 213433253 | HRCU-A-CB | ACIQ-24-HPB | ACIQ-24W-P | Singlezone Ducted, Centrally Ducted | 27400 | 19200 | 2.61 | 24000 | 1.91
ACIQ | ACIQ series | 213433252 | HRCU-A-CB | ACIQ-18-HPB | ACIQ-18W-P | Singlezone Ducted, Centrally Ducted | 19000 | 13500 | 2.6 | 18000 | 2
ACIQ | ACIQ series | 213433248 | HRCU-A-CB | ACIQ-18-HPB | ACIQ-18W-WM | Singlezone Ducted, Centrally Ducted | 19000 | 15800 | 2.82 | 18800 | 2.3
ACIQ | ACIQ series | 213433249 | HRCU-A-CB | ACIQ-24-HPB | ACIQ-24W-WM | Singlezone Ducted, Centrally Ducted | 26000 | 20000 | 2.7 | 24000 | 2
ACIQ | ACIQ series | 213492134 | HRCU-A-C | ACIQ-18-HPB | ACIQ-24-ACL | Singlezone Ducted, Centrally Ducted | 19000 | 14700 | 2.6 | 15000 | 2.2
ACIQ | ACIQ | 210857382 | HMSV-A-CB | ACIQ-55Z-HH-M5B |  | Multizone Mix of Ducted and Non-Ducted | 55000 | 34800 | 2.5 | 47000 | 1.94
ACIQ | ES SERIES | 210857388 | HMSV-A-CB | ES-27Z-M3B |  | Multizone Mix of Ducted and Non-Ducted | 28000 | 21400 | 2.55 | 20000 | 2.13
ACIQ |  | 210857320 | HRCU-A-CB-O | ACIQ-48ZPL-HP230B | ACIQ-48CC-HH-MB | Singlezone Non-Ducted, Wall Placement | 53000 | 35000 | 2.59 | 48000 | 1.98
ACIQ | ES SERIES | 210857385 | HMSV-A-CB | ES-18Z-M2B |  | Multizone Mix of Ducted and Non-Ducted | 19000 | 14500 | 2.5 | 14000 | 2.17
ACIQ | ACIQ | 207825578 | HMSV-A-CB | ACIQ-18Z-HH-M2B |  | Multizone Mix of Ducted and Non-Ducted | 20000 | 15500 | 2.55 | 20000 | 1.95
ACIQ |  | 210857314 | HRCU-A-CB-O | ACIQ-06ZPL-HP230B | ACIQ-06W-HH-MC | Singlezone Non-Ducted, Wall Placement | 7000 | 8500 | 2.9 | 8581 | 2.19
ACIQ |  | 207825541 | HRCU-A-CB | ACIQ-24ZPL-HP230B | ACIQ-24CD-HH-MB | Singlezone Ducted, Compact Ducted | 25000 | 21000 | 2.64 | 27000 | 2
ACIQ |  | 207825544 | HRCU-A-CB-O | ACIQ-24ZPL-HP230B | ACIQ-24FM-HH-MB | Singlezone Non-Ducted, Floor Placement | 25000 | 19000 | 2.64 | 25000 | 2.1
ACIQ |  | 207825539 | HRCU-A-CB | ACIQ-12ZPL-HP230B | ACIQ-12CD-HH-MB | Singlezone Ducted, Compact Ducted | 12500 | 10600 | 2.51 | 12100 | 1.96
ACIQ |  | 207825536 | HRCU-A-CB-O | ACIQ-12ZPL-HP230B | ACIQ-12CC-HH-MB | Singlezone Non-Ducted, Ceiling Placement | 12000 | 9900 | 2.55 | 11500 | 1.9
ACIQ |  | 210857327 | HRCU-A-CB-O | ACIQ-06ZPL-HP230B | SCC-0609-HH-M | Singlezone Non-Ducted, Ceiling Placement | 7100 | 5700 | 2.61 | 8500 | 2.03
ACIQ |  | 210857387 | HMSV-A-CB | ES-27Z-M3B |  | Multizone All Ducted | 28000 | 22000 | 2.6 | 20000 | 2.14
ACIQ |  | 210857381 | HMSV-A-CB | ACIQ-55Z-HH-M5B |  | Multizone All Ducted | 55000 | 35200 | 2.5 | 47000 | 1.94
ACIQ |  | 207825577 | HMSV-A-CB | ACIQ-18Z-HH-M2B |  | Multizone All Ducted | 20000 | 16000 | 2.61 | 20000 | 1.95
ACIQ |  | 210857331 | HRCU-A-CB-O | ACIQ-12ZPL-HP230B | ACIQ-12FM-HH-MC | Singlezone Non-Ducted, Wall Placement | 12000 | 10200 | 2.72 | 12300 | 2.1
ACIQ |  | 210857315 | HRCU-A-CB-O | ACIQ-09ZPL-HP230B | ACIQ-09W-HH-MC | Singlezone Non-Ducted, Wall Placement | 12000 | 9500 | 2.53 | 11109 | 1.97
ACIQ |  | 207825531 | HRCU-A-CB-O | ACIQ-09ZPL-HP230B | ACIQ-09W-HH-MB | Singlezone Non-Ducted, Wall Placement | 12000 | 9500 | 2.53 | 11109 | 1.97
ACIQ |  | 210857326 | HRCU-A-CB-O | ACIQ-60ZPL-HP230B | ACIQ-60FM-HH-MB | Singlezone Non-Ducted, Floor Placement | 60000 | 40000 | 2.58 | 56500 | 1.97
AI AIR CONDITIONING | AW Series | 213769944 | HRCU-A-CB-O | AO25-12N1-M1H | AW25-12N1-M1 | Singlezone Non-Ducted, Wall Placement | 12000 | 10300 | 2.56 | 12113 | 1.9
AI AIR CONDITIONING | AW Series | 213769943 | HRCU-A-CB-O | AO25-09N1-M1H | AW25-09N1-M1 | Singlezone Non-Ducted, Wall Placement | 12000 | 9300 | 2.5 | 11300 | 1.9
AI AIR CONDITIONING |  | 213769927 | HRCU-A-CB | AUO18-60N1-M3H | AUH2-60N1-DM3E | Singlezone Ducted, Centrally Ducted | 59000 | 42000 | 2.6 | 54356 | 1.91
AI AIR CONDITIONING |  | 213769965 | HMSV-A-CB | A5MO22-55N1-M1H |  | Multizone All Ducted | 55000 | 35200 | 2.5 | 47000 | 1.94
AI AIR CONDITIONING |  | 213769954 | HMSV-A-CB | A2MO22-18N1-M1H |  | Multizone Mix of Ducted and Non-Ducted | 20000 | 14700 | 2.55 | 20000 | 1.98
AI AIR CONDITIONING |  | 213769953 | HMSV-A-CB | A2MO22-18N1-M1H |  | Multizone All Ducted | 20000 | 16000 | 2.61 | 20000 | 1.95
AI AIR CONDITIONING |  | 213769961 | HMSR-A-CB-O | A5MO22-48N1-M1H |  | Multizone All Non-Ducted | 49000 | 39000 | 2.5 | 46000 | 2.05
AI AIR CONDITIONING |  | 213769952 | HMSR-A-CB-O | A2MO22-18N1-M1H |  | Multizone All Non-Ducted | 20000 | 13500 | 2.5 | 20000 | 2
AI AIR CONDITIONING |  | 213769940 | HRCU-A-CB-O | AO24-18N1-M1H | AW25-18N1-M1 | Singlezone Non-Ducted, Wall Placement | 18000 | 14100 | 2.65 | 12829 | 2.35
AI AIR CONDITIONING |  | 213769938 | HRCU-A-CB-O | AO24-09N1-M1H | AW25-09N1-M1 | Singlezone Non-Ducted, Wall Placement | 10000 | 8100 | 2.7 | 8564 | 2.22
AI AIR CONDITIONING |  | 213769942 | HRCU-A-CB-O | AO25-06N1-M1H | AW25-06N1-M1 | Singlezone Non-Ducted, Wall Placement | 7000 | 7500 | 2.5 | 7200 | 1.92
AI AIR CONDITIONING |  | 213927637 | HRCU-A-CB-O | AO25-09N1-B1H | AW25-09N1-B1 | Singlezone Non-Ducted, Wall Placement | 10000 | 5900 | 2.93 | 6858 | 2.07
AI AIR CONDITIONING |  | 213769936 | HRCU-A-CB-O | AO24-09N1-B1H | AW24-09N1-B1 | Singlezone Non-Ducted, Wall Placement | 10000 | 5900 | 2.93 | 6858 | 2.07
AI AIR CONDITIONING |  | 213769930 | HRCU-A-CB-O | AO21-09N1-M1 | AW21-09N1-M1 | Singlezone Non-Ducted, Wall Placement | 10000 | 6000 | 2.51 | 6933 | 1.97
AI AIR CONDITIONING |  | 213769939 | HRCU-A-CB-O | AO24-12N1-M1H | AW25-12N1-M1 | Singlezone Non-Ducted, Wall Placement | 12000 | 10000 | 2.69 | 8820 | 2.25
AI AIR CONDITIONING |  | 213927638 | HRCU-A-CB-O | AO25-12N1-B1H | AW25-12N1-B1 | Singlezone Non-Ducted, Wall Placement | 12000 | 8900 | 2.75 | 6858 | 2.07
AI AIR CONDITIONING |  | 213769937 | HRCU-A-CB-O | AO24-12N1-B1H | AW24-12N1-B1 | Singlezone Non-Ducted, Wall Placement | 12000 | 8900 | 2.75 | 6858 | 2.07
AI AIR CONDITIONING |  | 214311544 | HMSR-A-CB-O | A2MO21-18N1-M1 |  | Multizone All Non-Ducted | 19000 | 14400 | 2.5 | 14000 | 2.22
AI AIR CONDITIONING |  | 214311546 | HMSV-A-CB | A2MO21-18N1-M1 |  | Multizone Mix of Ducted and Non-Ducted | 19000 | 14600 | 2.5 | 14000 | 2.17
AI AIR CONDITIONING |  | 214311548 | HMSV-A-CB | A3MO21-27N1-M1 |  | Multizone All Ducted | 28000 | 22000 | 2.6 | 20000 | 2.14
AIREASE | 4SHP22LX SERIES | 214716364 | HRCU-A-CB | 4SHP22LX136P-**A | 7EC48BX-0*+TDR | Singlezone Ducted, Centrally Ducted | 33800 | 22600 | 2.5 | 18500 | 2.18
AIREASE | 4SHP22LX SERIES | 214716365 | HRCU-A-CB | 4SHP22LX136P-**A | 7EC48BX-0*+TDR | Singlezone Ducted, Centrally Ducted | 33200 | 22000 | 2.52 | 18100 | 2.24
AIREASE | 4SHP22LX SERIES | 214716366 | HRCU-A-CB | 4SHP22LX136P-**A | 7EC48BX-0*+TDR | Singlezone Ducted, Centrally Ducted | 33200 | 22000 | 2.54 | 18000 | 2.24
AIREASE | 4SHP22LX SERIES | 214716371 | HRCU-A-CB | 4SHP22LX136P-**A | 7EC48BX-0*+TDR | Singlezone Ducted, Centrally Ducted | 33400 | 22200 | 2.52 | 18200 | 2.22
AIREASE | 4SHP22LX SERIES | 214716372 | HRCU-A-CB | 4SHP22LX136P-**A | 7EC48BX-0*+TDR | Singlezone Ducted, Centrally Ducted | 33600 | 22200 | 2.56 | 18200 | 2.24
AIREASE | 4SHP22LX SERIES | 214716379 | HRCU-A-CB | 4SHP22LX136P-**A | 7EC48BX-0*+TDR | Singlezone Ducted, Centrally Ducted | 33800 | 22600 | 2.52 | 18500 | 2.2
AIREASE | 4SHP22LX SERIES | 214716380 | HRCU-A-CB | 4SHP22LX136P-**A | 7EC48BX-0*+TDR | Singlezone Ducted, Centrally Ducted | 33800 | 22400 | 2.52 | 18400 | 2.22
AIREASE | 4SHP22LX SERIES | 214716381 | HRCU-A-CB | 4SHP22LX136P-**A | 7EC48BX-0*+TDR | Singlezone Ducted, Centrally Ducted | 33800 | 22400 | 2.54 | 18400 | 2.22
AIREASE | 4SHP22LX SERIES | 214716382 | HRCU-A-CB | 4SHP22LX136P-**A | 7EC48BX-0*+TDR | Singlezone Ducted, Centrally Ducted | 33800 | 22400 | 2.54 | 18400 | 2.22
AIREASE | 4SHP22LX SERIES | 214716268 | HRCU-A-CB | 4SHP22LX136P-**A | 7EH42CX-0*+TDR | Singlezone Ducted, Centrally Ducted | 33200 | 22000 | 2.52 | 17700 | 2.06
AIREASE | 4SHP22LX SERIES | 214716269 | HRCU-A-CB | 4SHP22LX136P-**A | 7EH42CX-0*+TDR | Singlezone Ducted, Centrally Ducted | 33800 | 22600 | 2.52 | 18200 | 2.04
AIREASE | 4SHP22LX SERIES | 214716277 | HRCU-A-CB | 4SHP22LX136P-**A | 7EH42CX-0*+TDR | Singlezone Ducted, Centrally Ducted | 33400 | 22200 | 2.52 | 17900 | 2.06
AIREASE | 4SHP22LX SERIES | 214716278 | HRCU-A-CB | 4SHP22LX136P-**A | 7EH42CX-0*+TDR | Singlezone Ducted, Centrally Ducted | 33400 | 22200 | 2.5 | 17900 | 2.04
AIREASE | 4SHP22LX SERIES | 214716280 | HRCU-A-CB | 4SHP22LX136P-**A | 7EH42CX-0*+TDR | Singlezone Ducted, Centrally Ducted | 33400 | 22400 | 2.5 | 18000 | 2.04
AIREASE | 4SHP22LX SERIES | 214716281 | HRCU-A-CB | 4SHP22LX136P-**A | 7EH42CX-0*+TDR | Singlezone Ducted, Centrally Ducted | 33400 | 22200 | 2.5 | 17900 | 2.04
AIREASE | 4SHP22LX SERIES | 214716282 | HRCU-A-CB | 4SHP22LX136P-**A | 7EH42CX-0*+TDR | Singlezone Ducted, Centrally Ducted | 33600 | 22400 | 2.5 | 18100 | 2.04
AIREASE | 4SHP22LX SERIES | 214716284 | HRCU-A-CB | 4SHP22LX136P-**A | 7EH42CX-0*+TDR | Singlezone Ducted, Centrally Ducted | 33800 | 22600 | 2.52 | 18200 | 2.04
AIREASE | 4SHP22LX SERIES | 214716285 | HRCU-A-CB | 4SHP22LX136P-**A | 7EH42CX-0*+TDR | Singlezone Ducted, Centrally Ducted | 33600 | 22400 | 2.5 | 18100 | 2.04
AIREASE | 4SHP22LX SERIES | 214716286 | HRCU-A-CB | 4SHP22LX136P-**A | 7EH42CX-0*+TDR | Singlezone Ducted, Centrally Ducted | 33600 | 22400 | 2.52 | 18100 | 2.06
AIREASE | 4SHP22LX SERIES | 214716288 | HRCU-A-CB | 4SHP22LX136P-**A | 7EH42CX-0*+TDR | Singlezone Ducted, Centrally Ducted | 33600 | 22400 | 2.5 | 18100 | 2.04
AIREASE | 4SHP22LX SERIES | 214716289 | HRCU-A-CB | 4SHP22LX136P-**A | 7EH42CX-0*+TDR | Singlezone Ducted, Centrally Ducted | 33600 | 22400 | 2.5 | 18100 | 2.04
AIREASE | 4SHP22LX SERIES | 214716290 | HRCU-A-CB | 4SHP22LX136P-**A | 7EH42CX-0*+TDR | Singlezone Ducted, Centrally Ducted | 33800 | 22600 | 2.5 | 18200 | 2.04
AIREASE | 4SHP22LX SERIES | 214716498 | HRCU-A-CB | 4SHP22LX124P-**A | 7EC30AX-0*+TDR | Singlezone Ducted, Centrally Ducted | 23400 | 14200 | 2.51 | 16100 | 1.96
AIREASE | 4SHP22LX SERIES | 214716499 | HRCU-A-CB | 4SHP22LX124P-**A | 7EC30AX-0*+TDR | Singlezone Ducted, Centrally Ducted | 23400 | 14200 | 2.51 | 16100 | 1.96
AIREASE | 4SHP22LX SERIES | 214716500 | HRCU-A-CB | 4SHP22LX124P-**A | 7EC30AX-0*+TDR | Singlezone Ducted, Centrally Ducted | 23000 | 13900 | 2.51 | 15800 | 1.94
AIREASE | 4SHP22LX SERIES | 214716502 | HRCU-A-CB | 4SHP22LX124P-**A | 7EC30AX-0*+TDR | Singlezone Ducted, Centrally Ducted | 23400 | 14200 | 2.52 | 16100 | 1.96
AIREASE | 4SHP22LX SERIES | 214716503 | HRCU-A-CB | 4SHP22LX124P-**A | 7EC30AX-0*+TDR | Singlezone Ducted, Centrally Ducted | 23200 | 14000 | 2.52 | 15900 | 1.94
AIREASE | 4SHP22LX SERIES | 214716504 | HRCU-A-CB | 4SHP22LX124P-**A | 7EC30AX-0*+TDR | Singlezone Ducted, Centrally Ducted | 23400 | 14200 | 2.52 | 16100 | 1.98
AIREASE | 4SHP22LX SERIES | 214716505 | HRCU-A-CB | 4SHP22LX124P-**A | 7EC30AX-0*+TDR | Singlezone Ducted, Centrally Ducted | 23600 | 14200 | 2.51 | 16100 | 1.96
AIREASE | 4SHP22LX SERIES | 214716506 | HRCU-A-CB | 4SHP22LX124P-**A | 7EC30AX-0*+TDR | Singlezone Ducted, Centrally Ducted | 23600 | 14200 | 2.51 | 16100 | 1.96
AIREASE | 4SHP22LX SERIES | 214716510 | HRCU-A-CB | 4SHP22LX124P-**A | 7EC30BX-0*+TDR | Singlezone Ducted, Centrally Ducted | 23200 | 14000 | 2.52 | 15900 | 1.96
AIREASE | 4SHP22LX SERIES | 214716514 | HRCU-A-CB | 4SHP22LX124P-**A | 7EC30BX-0*+TDR | Singlezone Ducted, Centrally Ducted | 23600 | 14200 | 2.51 | 16100 | 1.96
AIREASE | 4SHP22LX SERIES | 214716519 | HRCU-A-CB | 4SHP22LX124P-**A | 7EC30BX-0*+TDR | Singlezone Ducted, Centrally Ducted | 23400 | 14100 | 2.54 | 16000 | 1.98
AIREASE | 4SHP22LX SERIES | 214716520 | HRCU-A-CB | 4SHP22LX124P-**A | 7EC30BX-0*+TDR | Singlezone Ducted, Centrally Ducted | 23400 | 14100 | 2.54 | 16000 | 1.98
AIREASE | 4SHP22LX SERIES | 214716521 | HRCU-A-CB | 4SHP22LX124P-**A | 7EC30BX-0*+TDR | Singlezone Ducted, Centrally Ducted | 23400 | 14100 | 2.54 | 16000 | 1.98
AIREASE | 4SHP22LX SERIES | 214716522 | HRCU-A-CB | 4SHP22LX124P-**A | 7EC30BX-0*+TDR | Singlezone Ducted, Centrally Ducted | 23600 | 14200 | 2.51 | 16100 | 1.96
AIREASE | 4SHP22LX SERIES | 214716523 | HRCU-A-CB | 4SHP22LX124P-**A | 7EC30BX-0*+TDR | Singlezone Ducted, Centrally Ducted | 23600 | 14200 | 2.51 | 16200 | 1.96
AIREASE | 4SHP22LX SERIES | 214716525 | HRCU-A-CB | 4SHP22LX124P-**A | 7EC30BX-0*+TDR | Singlezone Ducted, Centrally Ducted | 23600 | 14200 | 2.51 | 16100 | 1.96
AIREASE | 4SHP22LX SERIES | 214716524 | HRCU-A-CB | 4SHP22LX124P-**A | 7EC30BX-0*+TDR | Singlezone Ducted, Centrally Ducted | 23600 | 14200 | 2.51 | 16100 | 1.96
AIREASE | 4SHP22LX SERIES | 214716471 | HRCU-A-CB | 4SHP22LX124P-**A | 7EC24AX-0*+TDR | Singlezone Ducted, Centrally Ducted | 23600 | 14700 | 2.52 | 15700 | 1.9
AIREASE | 4SHP22LX SERIES | 214716472 | HRCU-A-CB | 4SHP22LX124P-**A | 7EC24AX-0*+TDR | Singlezone Ducted, Centrally Ducted | 23600 | 14700 | 2.52 | 15700 | 1.9
AIREASE | 4SHP22LX SERIES | 214716473 | HRCU-A-CB | 4SHP22LX124P-**A | 7EC24AX-0*+TDR | Singlezone Ducted, Centrally Ducted | 23000 | 14300 | 2.52 | 15400 | 1.9
AIREASE | 4SHP22LX SERIES | 214716474 | HRCU-A-CB | 4SHP22LX124P-**A | 7EC24AX-0*+TDR | Singlezone Ducted, Centrally Ducted | 23600 | 14700 | 2.5 | 15800 | 1.92
AIREASE | 4SHP22LX SERIES | 214716476 | HRCU-A-CB | 4SHP22LX124P-**A | 7EC24AX-0*+TDR | Singlezone Ducted, Centrally Ducted | 23200 | 14500 | 2.51 | 15500 | 1.9
AIREASE | 4SHP22LX SERIES | 214716477 | HRCU-A-CB | 4SHP22LX124P-**A | 7EC24AX-0*+TDR | Singlezone Ducted, Centrally Ducted | 23600 | 14700 | 2.53 | 15700 | 1.92
AIREASE | 4SHP22LX SERIES | 214716478 | HRCU-A-CB | 4SHP22LX124P-**A | 7EC24AX-0*+TDR | Singlezone Ducted, Centrally Ducted | 23600 | 14700 | 2.52 | 15700 | 1.9
AIREASE | 4SHP22LX SERIES | 214716479 | HRCU-A-CB | 4SHP22LX124P-**A | 7EC24AX-0*+TDR | Singlezone Ducted, Centrally Ducted | 23600 | 14700 | 2.52 | 15700 | 1.9
AIREASE | 4SHP22LX SERIES | 214716481 | HRCU-A-CB | 4SHP22LX124P-**A | 7EC24BX-0*+TDR | Singlezone Ducted, Centrally Ducted | 23600 | 14700 | 2.5 | 15800 | 1.92
AIREASE | 4SHP22LX SERIES | 214716483 | HRCU-A-CB | 4SHP22LX124P-**A | 7EC24BX-0*+TDR | Singlezone Ducted, Centrally Ducted | 23200 | 14500 | 2.54 | 15500 | 1.9
AIREASE | 4SHP22LX SERIES | 214716487 | HRCU-A-CB | 4SHP22LX124P-**A | 7EC24BX-0*+TDR | Singlezone Ducted, Centrally Ducted | 23600 | 14700 | 2.52 | 15700 | 1.9
AIREASE | 4SHP22LX SERIES | 214716492 | HRCU-A-CB | 4SHP22LX124P-**A | 7EC24BX-0*+TDR | Singlezone Ducted, Centrally Ducted | 23600 | 14600 | 2.55 | 15700 | 1.92
AIREASE | 4SHP22LX SERIES | 214716493 | HRCU-A-CB | 4SHP22LX124P-**A | 7EC24BX-0*+TDR | Singlezone Ducted, Centrally Ducted | 23600 | 14600 | 2.55 | 15700 | 1.92
AIREASE | 4SHP22LX SERIES | 214716494 | HRCU-A-CB | 4SHP22LX124P-**A | 7EC24BX-0*+TDR | Singlezone Ducted, Centrally Ducted | 23600 | 14600 | 2.55 | 15700 | 1.92
AIREASE | 4SHP22LX SERIES | 214716495 | HRCU-A-CB | 4SHP22LX124P-**A | 7EC24BX-0*+TDR | Singlezone Ducted, Centrally Ducted | 23600 | 14700 | 2.5 | 15800 | 1.92
AIREASE | 4SHP22LX SERIES | 214716496 | HRCU-A-CB | 4SHP22LX124P-**A | 7EC24BX-0*+TDR | Singlezone Ducted, Centrally Ducted | 23600 | 14700 | 2.5 | 15800 | 1.9
AIREASE | 4SHP22LX SERIES | 214716497 | HRCU-A-CB | 4SHP22LX124P-**A | 7EC24BX-0*+TDR | Singlezone Ducted, Centrally Ducted | 23600 | 14700 | 2.52 | 15800 | 1.92
AIREASE | 4SHP22LX SERIES | 214716409 | HRCU-A-CB | 4SHP22LX136P-**A | 7EC48CX-0*+TDR | Singlezone Ducted, Centrally Ducted | 33800 | 22400 | 2.54 | 18500 | 2.24
AIREASE | 4SHP22LX SERIES | 214716411 | HRCU-A-CB | 4SHP22LX136P-**A | 7EC48CX-0*+TDR | Singlezone Ducted, Centrally Ducted | 33800 | 22400 | 2.52 | 18600 | 2.24
AIREASE | 4SHP22LX SERIES | 214716412 | HRCU-A-CB | 4SHP22LX136P-**A | 7EC48CX-0*+TDR | Singlezone Ducted, Centrally Ducted | 33800 | 22400 | 2.52 | 18600 | 2.24
AIREASE | 4SHP22LX SERIES | 214716414 | HRCU-A-CB | 4SHP22LX136P-**A | 7EC48CX-0*+TDR | Singlezone Ducted, Centrally Ducted | 33600 | 22400 | 2.56 | 18500 | 2.26
AIREASE | 4SHP22LX SERIES | 211528760 | HRCU-A-CB | 4SHP22LX136P-**A | EAC4X48B+TDR | Singlezone Ducted, Centrally Ducted | 33800 | 22400 | 2.54 | 18400 | 2.22
AIREASE | 4SHP22LX SERIES | 211528759 | HRCU-A-CB | 4SHP22LX136P-**A | EAC4X48B+TDR | Singlezone Ducted, Centrally Ducted | 33800 | 22400 | 2.54 | 18400 | 2.22
AIREASE | 4SHP22LX SERIES | 211528758 | HRCU-A-CB | 4SHP22LX136P-**A | EAC4X48B+TDR | Singlezone Ducted, Centrally Ducted | 33800 | 22400 | 2.52 | 18400 | 2.22
AIREASE | 4SHP22LX SERIES | 211528757 | HRCU-A-CB | 4SHP22LX136P-**A | EAC4X48B+TDR | Singlezone Ducted, Centrally Ducted | 33800 | 22600 | 2.52 | 18500 | 2.2
AIREASE | 4SHP22LX SERIES | 211528750 | HRCU-A-CB | 4SHP22LX136P-**A | EAC4X48B+TDR | Singlezone Ducted, Centrally Ducted | 33600 | 22200 | 2.56 | 18200 | 2.24
AIREASE | 4SHP22LX SERIES | 211528749 | HRCU-A-CB | 4SHP22LX136P-**A | EAC4X48B+TDR | Singlezone Ducted, Centrally Ducted | 33400 | 22200 | 2.52 | 18200 | 2.22
AIREASE | 4SHP22LX SERIES | 211528745 | HRCU-A-CB | 4SHP22LX136P-**A | EAC4X48B+TDR | Singlezone Ducted, Centrally Ducted | 33600 | 22400 | 2.5 | 18400 | 2.2
AIREASE | 4SHP22LX SERIES | 211528744 | HRCU-A-CB | 4SHP22LX136P-**A | EAC4X48B+TDR | Singlezone Ducted, Centrally Ducted | 33200 | 22000 | 2.54 | 18000 | 2.24
AIREASE | 4SHP22LX SERIES | 211528743 | HRCU-A-CB | 4SHP22LX136P-**A | EAC4X48B+TDR | Singlezone Ducted, Centrally Ducted | 33200 | 22000 | 2.52 | 18100 | 2.24
AIREASE | 4SHP22LX SERIES | 211528742 | HRCU-A-CB | 4SHP22LX136P-**A | EAC4X48B+TDR | Singlezone Ducted, Centrally Ducted | 33800 | 22600 | 2.5 | 18500 | 2.18
AIREASE | 4SHP22LX SERIES | 211528677 | HRCU-A-CB | 4SHP22LX136P-**A | ED1P48B+TDR+TXV | Singlezone Ducted, Centrally Ducted | 33400 | 21400 | 2.5 | 17700 | 2.18
AIREASE | 4SHP22LX SERIES | 211528672 | HRCU-A-CB | 4SHP22LX136P-**A | ED1P30/36C+TDR+TXV | Singlezone Ducted, Centrally Ducted | 35800 | 23400 | 2.5 | 19000 | 2.18
AIREASE | 4SHP22LX SERIES | 211528671 | HRCU-A-CB | 4SHP22LX136P-**A | ED1P30/36C+TDR+TXV | Singlezone Ducted, Centrally Ducted | 35400 | 23000 | 2.54 | 18700 | 2.22
AIREASE | 4SHP22LX SERIES | 211528670 | HRCU-A-CB | 4SHP22LX136P-**A | ED1P30/36C+TDR+TXV | Singlezone Ducted, Centrally Ducted | 35000 | 22800 | 2.56 | 18500 | 2.24
AIREASE | 4SHP22LX SERIES | 211528669 | HRCU-A-CB | 4SHP22LX136P-**A | ED1P30/36C+TDR+TXV | Singlezone Ducted, Centrally Ducted | 35000 | 22800 | 2.54 | 18500 | 2.22
AIREASE | 4SHP22LX SERIES | 211528668 | HRCU-A-CB | 4SHP22LX136P-**A | ED1P30/36C+TDR+TXV | Singlezone Ducted, Centrally Ducted | 35000 | 22800 | 2.58 | 18400 | 2.24
AIREASE | 4SHP22LX SERIES | 211528667 | HRCU-A-CB | 4SHP22LX136P-**A | ED1P30/36C+TDR+TXV | Singlezone Ducted, Centrally Ducted | 35400 | 23000 | 2.54 | 18700 | 2.22
AIREASE | 4SHP22LX SERIES | 211528666 | HRCU-A-CB | 4SHP22LX136P-**A | ED1P30/36C+TDR+TXV | Singlezone Ducted, Centrally Ducted | 35000 | 22800 | 2.54 | 18500 | 2.22
AIREASE | 4SHP22LX SERIES | 211528665 | HRCU-A-CB | 4SHP22LX136P-**A | ED1P30/36B+TDR+TXV | Singlezone Ducted, Centrally Ducted | 35600 | 23200 | 2.5 | 18900 | 2.18
AIREASE | 4SHP22LX SERIES | 211528664 | HRCU-A-CB | 4SHP22LX136P-**A | ED1P30/36B+TDR+TXV | Singlezone Ducted, Centrally Ducted | 35600 | 23200 | 2.5 | 18900 | 2.18
AIREASE | 4SHP22LX SERIES | 211528663 | HRCU-A-CB | 4SHP22LX136P-**A | ED1P30/36B+TDR+TXV | Singlezone Ducted, Centrally Ducted | 35400 | 23200 | 2.52 | 18800 | 2.2
AIREASE | 4SHP22LX SERIES | 211528662 | HRCU-A-CB | 4SHP22LX136P-**A | ED1P30/36B+TDR+TXV | Singlezone Ducted, Centrally Ducted | 34800 | 22800 | 2.52 | 18400 | 2.2
AIREASE | 4SHP22LX SERIES | 211528661 | HRCU-A-CB | 4SHP22LX136P-**A | ED1P30/36B+TDR+TXV | Singlezone Ducted, Centrally Ducted | 35200 | 23000 | 2.52 | 18600 | 2.2
AIREASE | 4SHP22LX SERIES | 211528660 | HRCU-A-CB | 4SHP22LX136P-**A | ED1P30/36B+TDR+TXV | Singlezone Ducted, Centrally Ducted | 35200 | 23000 | 2.52 | 18600 | 2.2
AIREASE | 4SHP22LX SERIES | 211528659 | HRCU-A-CB | 4SHP22LX136P-**A | ED1P30/36B+TDR+TXV | Singlezone Ducted, Centrally Ducted | 35000 | 22800 | 2.58 | 18500 | 2.26
AIREASE | 4SHP22LX SERIES | 211528658 | HRCU-A-CB | 4SHP22LX136P-**A | ED1P30/36B+TDR+TXV | Singlezone Ducted, Centrally Ducted | 34800 | 22600 | 2.52 | 18400 | 2.22
AIREASE | 4SHP22LX SERIES | 211528656 | HRCU-A-CB | 4SHP22LX136P-**A | ED1P30/36B+TDR+TXV | Singlezone Ducted, Centrally Ducted | 35400 | 23000 | 2.5 | 18800 | 2.2
AIREASE | 4SHP22LX SERIES | 211528655 | HRCU-A-CB | 4SHP22LX136P-**A | ED1P30/36B+TDR+TXV | Singlezone Ducted, Centrally Ducted | 35800 | 23400 | 2.5 | 19000 | 2.16
AIREASE | 4SHP22LX SERIES | 211528654 | HRCU-A-CB | 4SHP22LX136P-**A | ED1P30/36A+TDR+TXV | Singlezone Ducted, Centrally Ducted | 35800 | 23400 | 2.5 | 19000 | 2.16
AIREASE | 4SHP22LX SERIES | 211528653 | HRCU-A-CB | 4SHP22LX136P-**A | ED1P30/36A+TDR+TXV | Singlezone Ducted, Centrally Ducted | 35000 | 22800 | 2.52 | 18500 | 2.2
AIREASE | 4SHP22LX SERIES | 211528647 | HRCU-A-CB | 4SHP22LX136P-**A | EAH1P42C+TDR+TXV | Singlezone Ducted, Centrally Ducted | 33800 | 22600 | 2.5 | 18200 | 2.04
AIREASE | 4SHP22LX SERIES | 211528646 | HRCU-A-CB | 4SHP22LX136P-**A | EAH1P42C+TDR+TXV | Singlezone Ducted, Centrally Ducted | 33600 | 22400 | 2.5 | 18100 | 2.04
AIREASE | 4SHP22LX SERIES | 211528645 | HRCU-A-CB | 4SHP22LX136P-**A | EAH1P42C+TDR+TXV | Singlezone Ducted, Centrally Ducted | 33600 | 22400 | 2.5 | 18100 | 2.04
AIREASE | 4SHP22LX SERIES | 211528643 | HRCU-A-CB | 4SHP22LX136P-**A | EAH1P42C+TDR+TXV | Singlezone Ducted, Centrally Ducted | 33600 | 22400 | 2.52 | 18100 | 2.06
AIREASE | 4SHP22LX SERIES | 211528642 | HRCU-A-CB | 4SHP22LX136P-**A | EAH1P42C+TDR+TXV | Singlezone Ducted, Centrally Ducted | 33600 | 22400 | 2.5 | 18100 | 2.04
AIREASE | 4SHP22LX SERIES | 211528641 | HRCU-A-CB | 4SHP22LX136P-**A | EAH1P42C+TDR+TXV | Singlezone Ducted, Centrally Ducted | 33800 | 22600 | 2.52 | 18200 | 2.04
AIREASE | 4SHP22LX SERIES | 211528639 | HRCU-A-CB | 4SHP22LX136P-**A | EAH1P42C+TDR+TXV | Singlezone Ducted, Centrally Ducted | 33600 | 22400 | 2.5 | 18100 | 2.04
AIREASE | 4SHP22LX SERIES | 211528638 | HRCU-A-CB | 4SHP22LX136P-**A | EAH1P42C+TDR+TXV | Singlezone Ducted, Centrally Ducted | 33400 | 22200 | 2.5 | 17900 | 2.04
AIREASE | 4SHP22LX SERIES | 211528637 | HRCU-A-CB | 4SHP22LX136P-**A | EAH1P42C+TDR+TXV | Singlezone Ducted, Centrally Ducted | 33400 | 22400 | 2.5 | 18000 | 2.04
AIREASE | 4SHP22LX SERIES | 211528635 | HRCU-A-CB | 4SHP22LX136P-**A | EAH1P42C+TDR+TXV | Singlezone Ducted, Centrally Ducted | 33400 | 22200 | 2.5 | 17900 | 2.04
AIREASE | 4SHP22LX SERIES | 211528634 | HRCU-A-CB | 4SHP22LX136P-**A | EAH1P42C+TDR+TXV | Singlezone Ducted, Centrally Ducted | 33400 | 22200 | 2.52 | 17900 | 2.06
AIREASE | 4SHP22LX SERIES | 211528633 | HRCU-A-CB | 4SHP22LX136P-**A | EAH1P42C+TDR+TXV | Singlezone Ducted, Centrally Ducted | 33800 | 22400 | 2.5 | 18200 | 2.04
AIREASE | 4SHP22LX SERIES | 211528631 | HRCU-A-CB | 4SHP22LX136P-**A | EAH1P42C+TDR+TXV | Singlezone Ducted, Centrally Ducted | 33800 | 22600 | 2.5 | 18200 | 2.04
AIREASE | 4SHP22LX SERIES | 211528630 | HRCU-A-CB | 4SHP22LX136P-**A | EAH1P42C+TDR+TXV | Singlezone Ducted, Centrally Ducted | 33800 | 22600 | 2.5 | 18200 | 2.02
AIREASE | 4SHP22LX SERIES | 211528627 | HRCU-A-CB | 4SHP22LX136P-**A | EAH1P42C+TDR+TXV | Singlezone Ducted, Centrally Ducted | 33200 | 22200 | 2.5 | 17800 | 2.04
AIREASE | 4SHP22LX SERIES | 211528626 | HRCU-A-CB | 4SHP22LX136P-**A | EAH1P42C+TDR+TXV | Singlezone Ducted, Centrally Ducted | 33800 | 22600 | 2.52 | 18200 | 2.04
AIREASE | 4SHP22LX SERIES | 211528625 | HRCU-A-CB | 4SHP22LX136P-**A | EAH1P42C+TDR+TXV | Singlezone Ducted, Centrally Ducted | 33200 | 22000 | 2.52 | 17700 | 2.06
AIREASE | 4SHP22LX SERIES | 211528572 | HRCU-A-CB | 4SHP22LX136P-**A | BCE7S42M*4X | Singlezone Ducted, Centrally Ducted | 35000 | 22800 | 2.64 | 18400 | 2.3
AIREASE | 4SHP22LX SERIES | 211528571 | HRCU-A-CB | 4SHP22LX136P-**A | BCE7E42M*4X | Singlezone Ducted, Centrally Ducted | 34400 | 22200 | 2.6 | 18000 | 2.3
AIREASE | 4SHP22LX SERIES | 211528570 | HRCU-A-CB | 4SHP22LX136P-**A | BCE7E36M*4X | Singlezone Ducted, Centrally Ducted | 33600 | 23000 | 2.6 | 18300 | 2.24
AIREASE | 4SHP22LX SERIES | 211528569 | HRCU-A-CB | 4SHP22LX136P-**A | BCE5V42M*4X | Singlezone Ducted, Centrally Ducted | 33600 | 22200 | 2.6 | 18000 | 2.24
AIREASE | 4SHP22LX SERIES | 211528568 | HRCU-A-CB | 4SHP22LX136P-**A | BCE5V36M*4X | Singlezone Ducted, Centrally Ducted | 33400 | 22200 | 2.58 | 18000 | 2.24
AIREASE | 4SHP22LX SERIES | 211528564 | HRCU-A-CB | 4SHP22LX136P-**A | EA(C;U)1P48B+TDR+TXV | Singlezone Ducted, Centrally Ducted | 33800 | 22400 | 2.54 | 18400 | 2.22
AIREASE | 4SHP22LX SERIES | 211528563 | HRCU-A-CB | 4SHP22LX136P-**A | EA(C;U)1P48B+TDR+TXV | Singlezone Ducted, Centrally Ducted | 33800 | 22400 | 2.54 | 18400 | 2.22
AIREASE | 4SHP22LX SERIES | 211528562 | HRCU-A-CB | 4SHP22LX136P-**A | EA(C;U)1P48B+TDR+TXV | Singlezone Ducted, Centrally Ducted | 33800 | 22400 | 2.52 | 18400 | 2.22
AIREASE | 4SHP22LX SERIES | 211528561 | HRCU-A-CB | 4SHP22LX136P-**A | EA(C;U)1P48B+TDR+TXV | Singlezone Ducted, Centrally Ducted | 33800 | 22600 | 2.52 | 18500 | 2.2
AIREASE | 4SHP22LX SERIES | 211528554 | HRCU-A-CB | 4SHP22LX136P-**A | EA(C;U)1P48B+TDR+TXV | Singlezone Ducted, Centrally Ducted | 33600 | 22200 | 2.56 | 18200 | 2.24
AIREASE | 4SHP22LX SERIES | 211528553 | HRCU-A-CB | 4SHP22LX136P-**A | EA(C;U)1P48B+TDR+TXV | Singlezone Ducted, Centrally Ducted | 33400 | 22200 | 2.52 | 18200 | 2.22
AIREASE | 4SHP22LX SERIES | 211528549 | HRCU-A-CB | 4SHP22LX136P-**A | EA(C;U)1P48B+TDR+TXV | Singlezone Ducted, Centrally Ducted | 33600 | 22400 | 2.5 | 18400 | 2.2
AIREASE | 4SHP22LX SERIES | 211528548 | HRCU-A-CB | 4SHP22LX136P-**A | EA(C;U)1P48B+TDR+TXV | Singlezone Ducted, Centrally Ducted | 33200 | 22000 | 2.54 | 18000 | 2.24
AIREASE | 4SHP22LX SERIES | 211528547 | HRCU-A-CB | 4SHP22LX136P-**A | EA(C;U)1P48B+TDR+TXV | Singlezone Ducted, Centrally Ducted | 33200 | 22000 | 2.52 | 18100 | 2.24
AIREASE | 4SHP22LX SERIES | 211528546 | HRCU-A-CB | 4SHP22LX136P-**A | EA(C;U)1P48B+TDR+TXV | Singlezone Ducted, Centrally Ducted | 33800 | 22600 | 2.5 | 18500 | 2.18
AIREASE | 4SHP22LX Series | 211708569 | HRCU-A-CB | 4SHP22LX136P-**A | BCE5E42M | Singlezone Ducted, Centrally Ducted | 33000 | 22000 | 2.56 | 18000 | 2.2
AIREASE | 4SHP22LX Series | 211708568 | HRCU-A-CB | 4SHP22LX136P-**A | BCE5E36M | Singlezone Ducted, Centrally Ducted | 32800 | 21800 | 2.5 | 17700 | 2.18
AIREASE | 4SHP22LX Series | 211708566 | HRCU-A-CB | 4SHP22LX136P-**A | BCE7S36M*4X | Singlezone Ducted, Centrally Ducted | 33400 | 22800 | 2.6 | 18300 | 2.28
AIREASE | 4SHP22LX SERIES | 211709612 | HRCU-A-CB | 4SHP22LX124P-**A | EAC4X24B+TDR | Singlezone Ducted, Centrally Ducted | 23200 | 14500 | 2.54 | 15500 | 1.9
AIREASE | 4SHP22LX SERIES | 211709611 | HRCU-A-CB | 4SHP22LX124P-**A | EAC4X24B+TDR | Singlezone Ducted, Centrally Ducted | 23600 | 14700 | 2.52 | 15800 | 1.92
AIREASE | 4SHP22LX SERIES | 211709606 | HRCU-A-CB | 4SHP22LX124P-**A | EAC4X24B+TDR | Singlezone Ducted, Centrally Ducted | 23600 | 14700 | 2.5 | 15800 | 1.92
AIREASE | 4SHP22LX SERIES | 211709604 | HRCU-A-CB | 4SHP22LX124P-**A | EAC4X24A+TDR | Singlezone Ducted, Centrally Ducted | 23600 | 14700 | 2.52 | 15700 | 1.9
AIREASE | 4SHP22LX SERIES | 211709603 | HRCU-A-CB | 4SHP22LX124P-**A | EAC4X24A+TDR | Singlezone Ducted, Centrally Ducted | 23600 | 14700 | 2.52 | 15700 | 1.9
AIREASE | 4SHP22LX SERIES | 211709602 | HRCU-A-CB | 4SHP22LX124P-**A | EAC4X24A+TDR | Singlezone Ducted, Centrally Ducted | 23600 | 14700 | 2.53 | 15700 | 1.92
AIREASE | 4SHP22LX SERIES | 211709601 | HRCU-A-CB | 4SHP22LX124P-**A | EAC4X24A+TDR | Singlezone Ducted, Centrally Ducted | 23200 | 14500 | 2.51 | 15500 | 1.9
AIREASE | 4SHP22LX SERIES | 211709599 | HRCU-A-CB | 4SHP22LX124P-**A | EAC4X24A+TDR | Singlezone Ducted, Centrally Ducted | 23600 | 14700 | 2.5 | 15800 | 1.92
AIREASE | 4SHP22LX SERIES | 211709598 | HRCU-A-CB | 4SHP22LX124P-**A | EAC4X24A+TDR | Singlezone Ducted, Centrally Ducted | 23000 | 14300 | 2.52 | 15400 | 1.9
AIREASE | 4SHP22LX SERIES | 211709597 | HRCU-A-CB | 4SHP22LX124P-**A | EAC4X24A+TDR | Singlezone Ducted, Centrally Ducted | 23600 | 14700 | 2.52 | 15700 | 1.9
AIREASE | 4SHP22LX SERIES | 211709596 | HRCU-A-CB | 4SHP22LX124P-**A | EAC4X24A+TDR | Singlezone Ducted, Centrally Ducted | 23600 | 14700 | 2.52 | 15700 | 1.9
AIREASE | 4SHP22LX SERIES | 211709595 | HRCU-A-CB | 4SHP22LX124P-**A | ED1P24B+TDR+TXV | Singlezone Ducted, Centrally Ducted | 23200 | 15000 | 2.7 | 15100 | 2.06
AIREASE | 4SHP22LX SERIES | 211709594 | HRCU-A-CB | 4SHP22LX124P-**A | ED1P24B+TDR+TXV | Singlezone Ducted, Centrally Ducted | 23400 | 15100 | 2.67 | 15200 | 2.04
AIREASE | 4SHP22LX SERIES | 211709593 | HRCU-A-CB | 4SHP22LX124P-**A | ED1P24B+TDR+TXV | Singlezone Ducted, Centrally Ducted | 23200 | 15000 | 2.68 | 15100 | 2.04
AIREASE | 4SHP22LX SERIES | 211709592 | HRCU-A-CB | 4SHP22LX124P-**A | ED1P24B+TDR+TXV | Singlezone Ducted, Centrally Ducted | 23200 | 15000 | 2.71 | 15000 | 2.04
AIREASE | 4SHP22LX SERIES | 211709591 | HRCU-A-CB | 4SHP22LX124P-**A | ED1P24B+TDR+TXV | Singlezone Ducted, Centrally Ducted | 23200 | 14900 | 2.71 | 15000 | 2.06
AIREASE | 4SHP22LX SERIES | 211709590 | HRCU-A-CB | 4SHP22LX124P-**A | ED1P24B+TDR+TXV | Singlezone Ducted, Centrally Ducted | 23200 | 14900 | 2.71 | 15000 | 2.06
AIREASE | 4SHP22LX SERIES | 211709589 | HRCU-A-CB | 4SHP22LX124P-**A | ED1P24B+TDR+TXV | Singlezone Ducted, Centrally Ducted | 23400 | 15100 | 2.71 | 15100 | 2.04
AIREASE | 4SHP22LX SERIES | 211709588 | HRCU-A-CB | 4SHP22LX124P-**A | ED1P24B+TDR+TXV | Singlezone Ducted, Centrally Ducted | 23200 | 15000 | 2.7 | 15000 | 2.04
AIREASE | 4SHP22LX SERIES | 211709587 | HRCU-A-CB | 4SHP22LX124P-**A | ED1P24B+TDR+TXV | Singlezone Ducted, Centrally Ducted | 23400 | 15200 | 2.62 | 15300 | 2.02
AIREASE | 4SHP22LX SERIES | 211709586 | HRCU-A-CB | 4SHP22LX124P-**A | ED1P24B+TDR+TXV | Singlezone Ducted, Centrally Ducted | 23200 | 14900 | 2.66 | 15000 | 2.02
AIREASE | 4SHP22LX SERIES | 211709585 | HRCU-A-CB | 4SHP22LX124P-**A | ED1P24B+TDR+TXV | Singlezone Ducted, Centrally Ducted | 23200 | 15000 | 2.76 | 15000 | 2.06
AIREASE | 4SHP22LX SERIES | 211709584 | HRCU-A-CB | 4SHP22LX124P-**A | ED1P24B+TDR+TXV | Singlezone Ducted, Centrally Ducted | 23200 | 14900 | 2.68 | 15000 | 2.04
AIREASE | 4SHP22LX SERIES | 211709583 | HRCU-A-CB | 4SHP22LX124P-**A | ED1P24A+TDR+TXV | Singlezone Ducted, Centrally Ducted | 23200 | 15000 | 2.76 | 15000 | 2.08
AIREASE | 4SHP22LX SERIES | 211709582 | HRCU-A-CB | 4SHP22LX124P-**A | ED1P24A+TDR+TXV | Singlezone Ducted, Centrally Ducted | 23000 | 14900 | 2.75 | 14900 | 2.06
AIREASE | 4SHP22LX SERIES | 211709581 | HRCU-A-CB | 4SHP22LX124P-**A | ED1P24A+TDR+TXV | Singlezone Ducted, Centrally Ducted | 23000 | 14900 | 2.71 | 14900 | 2.04
AIREASE | 4SHP22LX SERIES | 211709580 | HRCU-A-CB | 4SHP22LX124P-**A | BCE7S24M*4X | Singlezone Ducted, Centrally Ducted | 23000 | 14400 | 2.56 | 15400 | 2.08
AIREASE | 4SHP22LX SERIES | 211709579 | HRCU-A-CB | 4SHP22LX124P-**A | BCE7E30M*4X | Singlezone Ducted, Centrally Ducted | 22400 | 14300 | 2.85 | 16100 | 2.34
AIREASE | 4SHP22LX SERIES | 211709578 | HRCU-A-CB | 4SHP22LX124P-**A | BCE7E24M*4X | Singlezone Ducted, Centrally Ducted | 23200 | 14500 | 2.56 | 15500 | 2.08
AIREASE | 4SHP22LX SERIES | 211709577 | HRCU-A-CB | 4SHP22LX124P-**A | BCE7E18M*4X | Singlezone Ducted, Centrally Ducted | 22600 | 14100 | 2.54 | 15100 | 2.06
AIREASE | 4SHP22LX SERIES | 211709576 | HRCU-A-CB | 4SHP22LX124P-**A | BCE5V30M*4X | Singlezone Ducted, Centrally Ducted | 22400 | 14500 | 2.67 | 14900 | 2.12
AIREASE | 4SHP22LX SERIES | 211709575 | HRCU-A-CB | 4SHP22LX124P-**A | BCE5V24M*4X | Singlezone Ducted, Centrally Ducted | 22200 | 14900 | 2.68 | 15400 | 2.12
AIREASE | 4SHP22LX SERIES | 211709574 | HRCU-A-CB | 4SHP22LX124P-**A | BCE5C30M*4X | Singlezone Ducted, Centrally Ducted | 22800 | 14900 | 2.6 | 15200 | 2.08
AIREASE | 4SHP22LX SERIES | 211709573 | HRCU-A-CB | 4SHP22LX124P-**A | BCE5C24M*4X | Singlezone Ducted, Centrally Ducted | 23400 | 14700 | 2.5 | 15300 | 2.06
AIREASE | 4SHP22LX SERIES | 211709572 | HRCU-A-CB | 4SHP22LX124P-**A | EA(C;U)1P30B+TDR+TXV | Singlezone Ducted, Centrally Ducted | 23600 | 14200 | 2.51 | 16100 | 1.96
AIREASE | 4SHP22LX SERIES | 211709571 | HRCU-A-CB | 4SHP22LX124P-**A | EA(C;U)1P30B+TDR+TXV | Singlezone Ducted, Centrally Ducted | 23600 | 14200 | 2.51 | 16100 | 1.96
AIREASE | 4SHP22LX SERIES | 211709570 | HRCU-A-CB | 4SHP22LX124P-**A | EA(C;U)1P30B+TDR+TXV | Singlezone Ducted, Centrally Ducted | 23600 | 14200 | 2.51 | 16200 | 1.96
AIREASE | 4SHP22LX SERIES | 211709569 | HRCU-A-CB | 4SHP22LX124P-**A | EA(C;U)1P30B+TDR+TXV | Singlezone Ducted, Centrally Ducted | 23600 | 14200 | 2.51 | 16100 | 1.96
AIREASE | 4SHP22LX SERIES | 211709568 | HRCU-A-CB | 4SHP22LX124P-**A | EA(C;U)1P30B+TDR+TXV | Singlezone Ducted, Centrally Ducted | 23400 | 14100 | 2.54 | 16000 | 1.98
AIREASE | 4SHP22LX SERIES | 211709567 | HRCU-A-CB | 4SHP22LX124P-**A | EA(C;U)1P30B+TDR+TXV | Singlezone Ducted, Centrally Ducted | 23400 | 14100 | 2.54 | 16000 | 1.98
AIREASE | 4SHP22LX SERIES | 211709566 | HRCU-A-CB | 4SHP22LX124P-**A | EA(C;U)1P30B+TDR+TXV | Singlezone Ducted, Centrally Ducted | 23400 | 14100 | 2.54 | 16000 | 1.98
AIREASE | 4SHP22LX SERIES | 211709561 | HRCU-A-CB | 4SHP22LX124P-**A | EA(C;U)1P30B+TDR+TXV | Singlezone Ducted, Centrally Ducted | 23600 | 14200 | 2.51 | 16100 | 1.96
AIREASE | 4SHP22LX SERIES | 211709557 | HRCU-A-CB | 4SHP22LX124P-**A | EA(C;U)1P30B+TDR+TXV | Singlezone Ducted, Centrally Ducted | 23200 | 14000 | 2.52 | 15900 | 1.96
AIREASE | 4SHP22LX SERIES | 211709556 | HRCU-A-CB | 4SHP22LX124P-**A | EA(C;U)1P30B+TDR+TXV | Singlezone Ducted, Centrally Ducted | 23600 | 14200 | 2.51 | 16100 | 1.96
AIREASE | 4SHP22LX SERIES | 211709549 | HRCU-A-CB | 4SHP22LX124P-**A | EA(C;U)1P30A+TDR+TXV | Singlezone Ducted, Centrally Ducted | 23600 | 14200 | 2.51 | 16100 | 1.96
AIREASE | 4SHP22LX SERIES | 211709548 | HRCU-A-CB | 4SHP22LX124P-**A | EA(C;U)1P30A+TDR+TXV | Singlezone Ducted, Centrally Ducted | 23600 | 14200 | 2.51 | 16100 | 1.96
AIREASE | 4SHP22LX SERIES | 211709547 | HRCU-A-CB | 4SHP22LX124P-**A | EA(C;U)1P30A+TDR+TXV | Singlezone Ducted, Centrally Ducted | 23400 | 14200 | 2.52 | 16100 | 1.98
AIREASE | 4SHP22LX SERIES | 211709546 | HRCU-A-CB | 4SHP22LX124P-**A | EA(C;U)1P30A+TDR+TXV | Singlezone Ducted, Centrally Ducted | 23200 | 14000 | 2.52 | 15900 | 1.94
AIREASE | 4SHP22LX SERIES | 211709545 | HRCU-A-CB | 4SHP22LX124P-**A | EA(C;U)1P30A+TDR+TXV | Singlezone Ducted, Centrally Ducted | 23400 | 14200 | 2.52 | 16100 | 1.96
AIREASE | 4SHP22LX SERIES | 211709543 | HRCU-A-CB | 4SHP22LX124P-**A | EA(C;U)1P30A+TDR+TXV | Singlezone Ducted, Centrally Ducted | 23000 | 13900 | 2.51 | 15800 | 1.94
AIREASE | 4SHP22LX SERIES | 211709542 | HRCU-A-CB | 4SHP22LX124P-**A | EA(C;U)1P30A+TDR+TXV | Singlezone Ducted, Centrally Ducted | 23400 | 14200 | 2.51 | 16100 | 1.96
AIREASE | 4SHP22LX SERIES | 211709541 | HRCU-A-CB | 4SHP22LX124P-**A | EA(C;U)1P30A+TDR+TXV | Singlezone Ducted, Centrally Ducted | 23400 | 14200 | 2.51 | 16100 | 1.96
AIREASE | 4SHP22LX SERIES | 211709540 | HRCU-A-CB | 4SHP22LX124P-**A | EA(C;U)1P24B+TDR+TXV | Singlezone Ducted, Centrally Ducted | 23600 | 14700 | 2.52 | 15800 | 1.92
AIREASE | 4SHP22LX SERIES | 211709539 | HRCU-A-CB | 4SHP22LX124P-**A | EA(C;U)1P24B+TDR+TXV | Singlezone Ducted, Centrally Ducted | 23600 | 14700 | 2.5 | 15800 | 1.9
AIREASE | 4SHP22LX SERIES | 211709538 | HRCU-A-CB | 4SHP22LX124P-**A | EA(C;U)1P24B+TDR+TXV | Singlezone Ducted, Centrally Ducted | 23600 | 14700 | 2.5 | 15800 | 1.92
AIREASE | 4SHP22LX SERIES | 211709537 | HRCU-A-CB | 4SHP22LX124P-**A | EA(C;U)1P24B+TDR+TXV | Singlezone Ducted, Centrally Ducted | 23600 | 14600 | 2.55 | 15700 | 1.92
AIREASE | 4SHP22LX SERIES | 211709536 | HRCU-A-CB | 4SHP22LX124P-**A | EA(C;U)1P24B+TDR+TXV | Singlezone Ducted, Centrally Ducted | 23600 | 14600 | 2.55 | 15700 | 1.92
AIREASE | 4SHP22LX SERIES | 211709535 | HRCU-A-CB | 4SHP22LX124P-**A | EA(C;U)1P24B+TDR+TXV | Singlezone Ducted, Centrally Ducted | 23600 | 14600 | 2.55 | 15700 | 1.92
AIREASE | 4SHP22LX SERIES | 211709530 | HRCU-A-CB | 4SHP22LX124P-**A | EA(C;U)1P24B+TDR+TXV | Singlezone Ducted, Centrally Ducted | 23600 | 14700 | 2.52 | 15700 | 1.9
AIREASE | 4SHP22LX SERIES | 211709526 | HRCU-A-CB | 4SHP22LX124P-**A | EA(C;U)1P24B+TDR+TXV | Singlezone Ducted, Centrally Ducted | 23200 | 14500 | 2.54 | 15500 | 1.9
AIREASE | 4SHP22LX SERIES | 211709525 | HRCU-A-CB | 4SHP22LX124P-**A | EA(C;U)1P24B+TDR+TXV | Singlezone Ducted, Centrally Ducted | 23600 | 14700 | 2.52 | 15800 | 1.92
AIREASE | 4SHP22LX SERIES | 211709520 | HRCU-A-CB | 4SHP22LX124P-**A | EA(C;U)1P24B+TDR+TXV | Singlezone Ducted, Centrally Ducted | 23600 | 14700 | 2.5 | 15800 | 1.92
AIREASE | 4SHP22LX SERIES | 211709518 | HRCU-A-CB | 4SHP22LX124P-**A | EA(C;U)1P24A+TDR+TXV | Singlezone Ducted, Centrally Ducted | 23600 | 14700 | 2.52 | 15700 | 1.9
AIREASE | 4SHP22LX SERIES | 211709517 | HRCU-A-CB | 4SHP22LX124P-**A | EA(C;U)1P24A+TDR+TXV | Singlezone Ducted, Centrally Ducted | 23600 | 14700 | 2.52 | 15700 | 1.9
AIREASE | 4SHP22LX SERIES | 211709516 | HRCU-A-CB | 4SHP22LX124P-**A | EA(C;U)1P24A+TDR+TXV | Singlezone Ducted, Centrally Ducted | 23600 | 14700 | 2.53 | 15700 | 1.92
AIREASE | 4SHP22LX SERIES | 211709515 | HRCU-A-CB | 4SHP22LX124P-**A | EA(C;U)1P24A+TDR+TXV | Singlezone Ducted, Centrally Ducted | 23200 | 14500 | 2.51 | 15500 | 1.9
AIREASE | 4SHP22LX SERIES | 211709513 | HRCU-A-CB | 4SHP22LX124P-**A | EA(C;U)1P24A+TDR+TXV | Singlezone Ducted, Centrally Ducted | 23600 | 14700 | 2.5 | 15800 | 1.92
AIREASE | 4SHP22LX SERIES | 211709512 | HRCU-A-CB | 4SHP22LX124P-**A | EA(C;U)1P24A+TDR+TXV | Singlezone Ducted, Centrally Ducted | 23000 | 14300 | 2.52 | 15400 | 1.9
AIREASE | 4SHP22LX SERIES | 211709511 | HRCU-A-CB | 4SHP22LX124P-**A | EA(C;U)1P24A+TDR+TXV | Singlezone Ducted, Centrally Ducted | 23600 | 14700 | 2.52 | 15700 | 1.9
AIREASE | 4SHP22LX SERIES | 211709510 | HRCU-A-CB | 4SHP22LX124P-**A | EA(C;U)1P24A+TDR+TXV | Singlezone Ducted, Centrally Ducted | 23600 | 14700 | 2.52 | 15700 | 1.9
AIREASE | 4SHP22LX SERIES | 211804162 | HRCU-A-CB | 4SHP22LX136P-**A | EAC4X48C+TDR | Singlezone Ducted, Centrally Ducted | 33600 | 22400 | 2.56 | 18500 | 2.26
AIREASE | 4SHP22LX SERIES | 211804160 | HRCU-A-CB | 4SHP22LX136P-**A | EAC4X48C+TDR | Singlezone Ducted, Centrally Ducted | 33800 | 22400 | 2.52 | 18600 | 2.24
AIREASE | 4SHP22LX SERIES | 211804159 | HRCU-A-CB | 4SHP22LX136P-**A | EAC4X48C+TDR | Singlezone Ducted, Centrally Ducted | 33800 | 22400 | 2.52 | 18600 | 2.24
AIREASE | 4SHP22LX SERIES | 211804157 | HRCU-A-CB | 4SHP22LX136P-**A | EAC4X48C+TDR | Singlezone Ducted, Centrally Ducted | 33800 | 22400 | 2.54 | 18500 | 2.24
AIREASE | 4SHP22LX SERIES | 211804153 | HRCU-A-CB | 4SHP22LX136P-**A | EAC4X48C+TDR | Singlezone Ducted, Centrally Ducted | 33800 | 22400 | 2.52 | 18600 | 2.24
AIREASE | 4SHP22LX SERIES | 211804150 | HRCU-A-CB | 4SHP22LX136P-**A | EAC4X48C+TDR | Singlezone Ducted, Centrally Ducted | 33800 | 22400 | 2.52 | 18600 | 2.24
AIREASE | 4SHP22LX SERIES | 211804149 | HRCU-A-CB | 4SHP22LX136P-**A | EAC4X48C+TDR | Singlezone Ducted, Centrally Ducted | 33800 | 22400 | 2.54 | 18500 | 2.24
AIREASE | 4SHP22LX SERIES | 211804147 | HRCU-A-CB | 4SHP22LX136P-**A | EA(C;U)1P48C+TDR+TXV | Singlezone Ducted, Centrally Ducted | 33600 | 22400 | 2.56 | 18500 | 2.26
AIREASE | 4SHP22LX SERIES | 211804145 | HRCU-A-CB | 4SHP22LX136P-**A | EA(C;U)1P48C+TDR+TXV | Singlezone Ducted, Centrally Ducted | 33800 | 22400 | 2.52 | 18600 | 2.24
AIREASE | 4SHP22LX SERIES | 211804144 | HRCU-A-CB | 4SHP22LX136P-**A | EA(C;U)1P48C+TDR+TXV | Singlezone Ducted, Centrally Ducted | 33800 | 22400 | 2.52 | 18600 | 2.24
AIREASE | 4SHP22LX SERIES | 211804142 | HRCU-A-CB | 4SHP22LX136P-**A | EA(C;U)1P48C+TDR+TXV | Singlezone Ducted, Centrally Ducted | 33800 | 22400 | 2.54 | 18500 | 2.24
AIREASE | 4SHP22LX SERIES | 211804138 | HRCU-A-CB | 4SHP22LX136P-**A | EA(C;U)1P48C+TDR+TXV | Singlezone Ducted, Centrally Ducted | 33800 | 22400 | 2.52 | 18600 | 2.24
AIREASE | 4SHP22LX SERIES | 211804135 | HRCU-A-CB | 4SHP22LX136P-**A | EA(C;U)1P48C+TDR+TXV | Singlezone Ducted, Centrally Ducted | 33800 | 22400 | 2.52 | 18600 | 2.24
AIREASE | 4SHP22LX SERIES | 211804134 | HRCU-A-CB | 4SHP22LX136P-**A | EA(C;U)1P48C+TDR+TXV | Singlezone Ducted, Centrally Ducted | 33800 | 22400 | 2.54 | 18500 | 2.24
AIREASE | 4SHP22LX SERIES | 211729604 | HRCU-A-CB | 4SHP22LX124P-**A | BCE5E30M | Singlezone Ducted, Centrally Ducted | 22000 | 14300 | 2.7 | 14900 | 2.14
AIREASE | 4SHP22LX SERIES | 211729603 | HRCU-A-CB | 4SHP22LX124P-**A | BCE5E24M | Singlezone Ducted, Centrally Ducted | 21000 | 14100 | 2.52 | 15500 | 2.16
AIREASE | 4SHP22LX SERIES | 211709658 | HRCU-A-CB | 4SHP22LX124P-**A | EAC4X30A+TDR | Singlezone Ducted, Centrally Ducted | 23600 | 14200 | 2.51 | 16100 | 1.96
AIREASE | 4SHP22LX SERIES | 211709657 | HRCU-A-CB | 4SHP22LX124P-**A | EAC4X30A+TDR | Singlezone Ducted, Centrally Ducted | 23600 | 14200 | 2.51 | 16100 | 1.96
AIREASE | 4SHP22LX SERIES | 211709656 | HRCU-A-CB | 4SHP22LX124P-**A | EAC4X30A+TDR | Singlezone Ducted, Centrally Ducted | 23400 | 14200 | 2.52 | 16100 | 1.98
AIREASE | 4SHP22LX SERIES | 211709655 | HRCU-A-CB | 4SHP22LX124P-**A | EAC4X30A+TDR | Singlezone Ducted, Centrally Ducted | 23200 | 14000 | 2.52 | 15900 | 1.94
AIREASE | 4SHP22LX SERIES | 211709654 | HRCU-A-CB | 4SHP22LX124P-**A | EAC4X30A+TDR | Singlezone Ducted, Centrally Ducted | 23400 | 14200 | 2.52 | 16100 | 1.96
AIREASE | 4SHP22LX SERIES | 211709652 | HRCU-A-CB | 4SHP22LX124P-**A | EAC4X30A+TDR | Singlezone Ducted, Centrally Ducted | 23000 | 13900 | 2.51 | 15800 | 1.94
AIREASE | 4SHP22LX SERIES | 211709651 | HRCU-A-CB | 4SHP22LX124P-**A | EAC4X30A+TDR | Singlezone Ducted, Centrally Ducted | 23400 | 14200 | 2.51 | 16100 | 1.96
AIREASE | 4SHP22LX SERIES | 211709650 | HRCU-A-CB | 4SHP22LX124P-**A | EAC4X30A+TDR | Singlezone Ducted, Centrally Ducted | 23400 | 14200 | 2.51 | 16100 | 1.96
AIREASE | 4SHP22LX SERIES | 211709649 | HRCU-A-CB | 4SHP22LX124P-**A | EAC4X30B+TDR | Singlezone Ducted, Centrally Ducted | 23600 | 14200 | 2.51 | 16100 | 1.96
AIREASE | 4SHP22LX SERIES | 211709648 | HRCU-A-CB | 4SHP22LX124P-**A | EAC4X30B+TDR | Singlezone Ducted, Centrally Ducted | 23600 | 14200 | 2.51 | 16100 | 1.96
AIREASE | 4SHP22LX SERIES | 211709647 | HRCU-A-CB | 4SHP22LX124P-**A | EAC4X30B+TDR | Singlezone Ducted, Centrally Ducted | 23600 | 14200 | 2.51 | 16200 | 1.96
AIREASE | 4SHP22LX SERIES | 211709646 | HRCU-A-CB | 4SHP22LX124P-**A | EAC4X30B+TDR | Singlezone Ducted, Centrally Ducted | 23600 | 14200 | 2.51 | 16100 | 1.96
AIREASE | 4SHP22LX SERIES | 211709645 | HRCU-A-CB | 4SHP22LX124P-**A | EAC4X30B+TDR | Singlezone Ducted, Centrally Ducted | 23400 | 14100 | 2.54 | 16000 | 1.98
AIREASE | 4SHP22LX SERIES | 211709644 | HRCU-A-CB | 4SHP22LX124P-**A | EAC4X30B+TDR | Singlezone Ducted, Centrally Ducted | 23400 | 14100 | 2.54 | 16000 | 1.98
AIREASE | 4SHP22LX SERIES | 211709643 | HRCU-A-CB | 4SHP22LX124P-**A | EAC4X30B+TDR | Singlezone Ducted, Centrally Ducted | 23400 | 14100 | 2.54 | 16000 | 1.98
AIREASE | 4SHP22LX SERIES | 211709638 | HRCU-A-CB | 4SHP22LX124P-**A | EAC4X30B+TDR | Singlezone Ducted, Centrally Ducted | 23600 | 14200 | 2.51 | 16100 | 1.96
AIREASE | 4SHP22LX SERIES | 211709634 | HRCU-A-CB | 4SHP22LX124P-**A | EAC4X30B+TDR | Singlezone Ducted, Centrally Ducted | 23200 | 14000 | 2.52 | 15900 | 1.96
AIREASE | 4SHP22LX SERIES | 211709633 | HRCU-A-CB | 4SHP22LX124P-**A | EAC4X30B+TDR | Singlezone Ducted, Centrally Ducted | 23600 | 14200 | 2.51 | 16100 | 1.96
AIREASE | 4SHP22LX SERIES | 211709626 | HRCU-A-CB | 4SHP22LX124P-**A | EAC4X24B+TDR | Singlezone Ducted, Centrally Ducted | 23600 | 14700 | 2.52 | 15800 | 1.92
AIREASE | 4SHP22LX SERIES | 211709625 | HRCU-A-CB | 4SHP22LX124P-**A | EAC4X24B+TDR | Singlezone Ducted, Centrally Ducted | 23600 | 14700 | 2.5 | 15800 | 1.9
AIREASE | 4SHP22LX SERIES | 211709624 | HRCU-A-CB | 4SHP22LX124P-**A | EAC4X24B+TDR | Singlezone Ducted, Centrally Ducted | 23600 | 14700 | 2.5 | 15800 | 1.92
AIREASE | 4SHP22LX SERIES | 211709623 | HRCU-A-CB | 4SHP22LX124P-**A | EAC4X24B+TDR | Singlezone Ducted, Centrally Ducted | 23600 | 14600 | 2.55 | 15700 | 1.92
AIREASE | 4SHP22LX SERIES | 211709622 | HRCU-A-CB | 4SHP22LX124P-**A | EAC4X24B+TDR | Singlezone Ducted, Centrally Ducted | 23600 | 14600 | 2.55 | 15700 | 1.92
AIREASE | 4SHP22LX SERIES | 211709621 | HRCU-A-CB | 4SHP22LX124P-**A | EAC4X24B+TDR | Singlezone Ducted, Centrally Ducted | 23600 | 14600 | 2.55 | 15700 | 1.92
AIREASE | 4SHP22LX SERIES | 211709616 | HRCU-A-CB | 4SHP22LX124P-**A | EAC4X24B+TDR | Singlezone Ducted, Centrally Ducted | 23600 | 14700 | 2.52 | 15700 | 1.9
AIREASE | 4SHP18LX SERIES | 213270494 | HRCU-A-CB | 4SHP18LX136P | EAC4X30A+TDR | Singlezone Ducted, Centrally Ducted | 24000 | 15600 | 2.74 | 14800 | 1.96
AIREASE | 4SHP18LX SERIES | 213270492 | HRCU-A-CB | 4SHP18LX136P | EA(C;U)1P30A+TDR+TXV | Singlezone Ducted, Centrally Ducted | 24000 | 15600 | 2.74 | 14800 | 1.96
AIREASE | 4SHP18LX SERIES | 213270493 | HRCU-A-CB | 4SHP18LX136P | EAC4X24A+TDR | Singlezone Ducted, Centrally Ducted | 24000 | 16000 | 2.65 | 15300 | 1.94
AIREASE | 4SHP18LX SERIES | 213270491 | HRCU-A-CB | 4SHP18LX136P | EA(C;U)1P24A+TDR+TXV | Singlezone Ducted, Centrally Ducted | 24000 | 16000 | 2.65 | 15300 | 1.94
AIREASE |  | 208106685 | HRCU-A-CB-O | 4DHP2S18S-1P | D22C118S4-1P | Singlezone Non-Ducted, Ceiling Placement | 18500 | 12000 | 2.51 | 11331 | 2.01
AIREASE |  | 208106686 | HRCU-A-CB-O | 4DHP2S24S-1P | D33C224S4-1P | Singlezone Non-Ducted, Wall Placement | 25000 | 15600 | 2.86 | 17540 | 2.12
AIREASE |  | 208106689 | HRCU-A-CB | 4DHP2S24S-1P | DMD224S4-1P | Singlezone Ducted, Compact Ducted | 24600 | 13500 | 2.59 | 17000 | 2.05
AIREASE |  | 208106687 | HRCU-A-CB | 4DHP2S12S-1P | DMD212S4-1P | Singlezone Ducted, Compact Ducted | 12000 | 9300 | 3.13 | 8500 | 1.99
AIREASE |  | 208106681 | HRCU-A-CB-O | 4DHP2S12S-1P | DWM212S4-1P | Singlezone Non-Ducted, Wall Placement | 12000 | 9000 | 3.22 | 8465 | 2.26
AIREASE |  | 208106797 | HMSV-A-CB | 4DHP2S18M-1P |  | Multizone All Non-Ducted | 19000 | 14300 | 3.64 | 12427 | 1.91
AIREASE |  | 208106798 | HMSV-A-CB | 4DHP2S18M-1P |  | Multizone All Ducted | 19000 | 14800 | 3.5 | 13300 | 2.03
AIREASE |  | 208106682 | HRCU-A-CB-O | 4DHP2S18S-1P | DWM218S4-1P | Singlezone Non-Ducted, Wall Placement | 19000 | 14900 | 2.99 | 12184 | 2.25
AIREASE |  | 208106688 | HRCU-A-CB | 4DHP2S18S-1P | DMD218S4-1P | Singlezone Ducted, Compact Ducted | 20000 | 12600 | 2.74 | 11966 | 2.21
AIREASE |  | 208106801 | HMSV-A-CB | 4DHP2S24M-1P |  | Multizone All Ducted | 24000 | 21600 | 3.37 | 20263 | 1.99
AIREASE |  | 208106683 | HRCU-A-CB-O | 4DHP2S24S-1P | DWM224S4-1P | Singlezone Non-Ducted, Wall Placement | 25000 | 16200 | 3.08 | 17500 | 2.04
AIREASE |  | 208106716 | HRCU-A-CB-O | 4DHPS209S-1P | D22C109S4-1P | Singlezone Non-Ducted, Ceiling Placement | 10000 | 7500 | 3.33 | 8588 | 2.05
AIREASE |  | 208106717 | HRCU-A-CB | 4DHPS209S-1P | DMD209S4-1P | Singlezone Ducted, Compact Ducted | 10000 | 7700 | 3.53 | 8499 | 2.4
AIREASE |  | 208106725 | HRCU-A-CB-O | 4DHPS209S-1P | DWM209S4-1P | Singlezone Non-Ducted, Wall Placement | 10000 | 8500 | 4.15 | 8622 | 2.38
AirEase |  | 211034467 | HRCU-A-CB-O | 4DHP2S12S-1L | DWM212S4-*L | Singlezone Non-Ducted, Wall Placement | 12000 | 8400 | 3.04 | 7094 | 2.19
AirEase |  | 208106809 | HRCU-A-CB | 4DHP2S48M-1P |  | Multizone All Non-Ducted | 49000 | 36000 | 3.29 | 45000 | 2
AirEase |  | 211034484 | HRCU-A-CB-O | 4DHP2S24S-1P | D33C224S4-*P | Singlezone Non-Ducted, Ceiling Placement | 26000 | 19000 | 3.48 | 18550 | 2.16
AirEase |  | 211034483 | HRCU-A-CB-O | 4DHP2S18S-1P | D22C118S4-*P | Singlezone Non-Ducted, Ceiling Placement | 19000 | 12000 | 2.51 | 11330 | 2.01
AirEase |  | 211034482 | HRCU-A-CB-O | 4DHP2S12S-1P | D22C112S4-*P | Singlezone Non-Ducted, Ceiling Placement | 12000 | 8900 | 3.22 | 7786 | 1.92
AirEase |  | 211034481 | HRCU-A-CB-O | 4DHPS209S-1P | D22C109S4-*P | Singlezone Non-Ducted, Ceiling Placement | 10000 | 7500 | 3.33 | 8588 | 2.05
AirEase |  | 211034478 | HRCU-A-CB | 4DHP2S24S-1P | DMD224S4-*P | Singlezone Ducted, Compact Ducted | 25000 | 20000 | 3.71 | 20500 | 2.28
AirEase |  | 211034477 | HRCU-A-CB | 4DHP2S18S-1P | DMD218S4-*P | Singlezone Ducted, Compact Ducted | 20000 | 12600 | 2.74 | 11966 | 2.21
AirEase |  | 211034476 | HRCU-A-CB | 4DHP2S12S-1P | DMD212S4-*P | Singlezone Ducted, Compact Ducted | 12000 | 9300 | 3.13 | 8500 | 1.99
AirEase |  | 211034475 | HRCU-A-CB | 4DHPS209S-1P | DMD209S4-*P | Singlezone Ducted, Compact Ducted | 10000 | 7700 | 3.53 | 8499 | 2.4
AirEase |  | 211034471 | HRCU-A-CB-O | 4DHP2S24S-1P | DWM224S4-*P | Singlezone Non-Ducted, Wall Placement | 25000 | 16200 | 3.08 | 17500 | 2.04
AirEase |  | 211034470 | HRCU-A-CB-O | 4DHP2S18S-1P | DWM218S4-*P | Singlezone Non-Ducted, Wall Placement | 19000 | 14900 | 2.99 | 12184 | 2.25
AirEase |  | 211034469 | HRCU-A-CB-O | 4DHP2S12S-1P | DWM212S4-*P | Singlezone Non-Ducted, Wall Placement | 12000 | 9000 | 3.22 | 8465 | 2.26
AirEase |  | 211034468 | HRCU-A-CB-O | 4DHPS209S-1P | DWM209S4-*P | Singlezone Non-Ducted, Wall Placement | 10000 | 8500 | 4.15 | 8622 | 2.38
AIREASE |  | 208106802 | HMSV-A-CB | 4DHP2S24M-1P |  | Multizone Mix of Ducted and Non-Ducted | 24400 | 16700 | 3.2 | 18380 | 1.98
AIREASE |  | 208106799 | HMSV-A-CB | 4DHP2S18M-1P |  | Multizone Mix of Ducted and Non-Ducted | 19000 | 11400 | 2.91 | 12427 | 1.91
AIRQUEST | DLC-series | 208447772 | HRCU-A-CB-O | DLCERBH09AAK | DLFEHBH09XAK | Singlezone Non-Ducted, Wall Placement | 10000 | 6000 | 2.51 | 6933 | 1.97
AIRQUEST | DLC-series | 208447692 | HRCU-A-CB-O | DLCSRBH12AAJ | DLFSHCH12XAJ | Singlezone Non-Ducted, Wall Placement | 12000 | 8400 | 2.8 | 7094 | 2.19
AIRQUEST | DLC-series | 208447689 | HRCU-A-CB-O | DLCSRBH09AAK | DLFSHCH09XAK | Singlezone Non-Ducted, Wall Placement | 12000 | 9500 | 2.53 | 11109 | 1.97
AIRQUEST | DLC-series | 208447693 | HRCU-A-CB-O | DLCSRBH06AAK | DLFSHCH06XAK | Singlezone Non-Ducted, Wall Placement | 7000 | 8500 | 2.9 | 8581 | 2.19
AIRQUEST | DLC-series | 207683390 | HRCU-A-CB-O | DLCSRBH24AAK | DLFSCBH24XAK | Singlezone Non-Ducted, Wall Placement | 25000 | 21000 | 2.64 | 26000 | 1.95
AIRQUEST | DLC-series | 209948200 | HRCU-A-CB-O | DLCSRBH12AAK | DLFSFBH12XAK | Singlezone Non-Ducted, Wall Placement | 12000 | 10200 | 2.72 | 12300 | 2.1
AIRQUEST | DLC-series | 211132748 | HRCU-A-CB | DLCSRBH24AAK | DLFSDAH24XHK | Singlezone Ducted, Compact Ducted | 25000 | 21000 | 2.75 | 24000 | 2
AIRQUEST | DLC-series | 211132706 | HRCU-A-CB | DLCSRBH18AAK | DLFSDAH18XHK | Singlezone Ducted, Compact Ducted | 19000 | 15700 | 2.6 | 18000 | 2.2
AIRQUEST | DLC-series | 210857462 | HRCU-A-CB-O | DLCSRBH06AAK | DLFSOAH09XAK | Singlezone Non-Ducted, Ceiling Placement | 7100 | 5700 | 2.61 | 8500 | 2.03
AIRQUEST | Dlseries | 210025750 | HRCU-A-CB | DLCURAH60ABK | DLFUAAH60XAK | Singlezone Ducted, Centrally Ducted | 59000 | 42000 | 2.6 | 54356 | 1.91
AIRQUEST | DL series | 213372188 | HRCU-A-C | DLCURAH18ABK | DLFULAH24XBX + CI | Singlezone Ducted, Centrally Ducted | 19000 | 14700 | 2.6 | 15000 | 2.2
AIRQUEST | DLC-series | 206361915 | HRCU-A-CB-O | DLCSRBH12AAK | DLFSHBH12XAK | Singlezone Non-Ducted, Wall Placement | 12000 | 10300 | 2.56 | 12113 | 1.9
AIRQUEST | DLC-series | 206361913 | HRCU-A-CB-O | DLCSRBH12AAJ | DLFSHBH12XAJ | Singlezone Non-Ducted, Wall Placement | 12000 | 8900 | 2.75 | 6858 | 2.07
AIRQUEST | DLC-series | 207188932 | HRCU-A-CB-O | DLCSRBH06AAK | DLFSHBH06XAK | Singlezone Non-Ducted, Wall Placement | 7000 | 7500 | 2.5 | 7200 | 1.92
AIRQUEST | QuietComfort | 206350490 | HRCU-A-CB | DLCSRBH24AAK | DLFSDAH24XAK | Singlezone Ducted, Compact Ducted | 24600 | 14500 | 2.8 | 27910 | 2.01
AIRQUEST | Performance Series | 207643190 | HMSV-A-CB | DLCMHBH48EAK |  | Multizone Mix of Ducted and Non-Ducted | 49000 | 31000 | 2.65 | 48000 | 1.9
AIRQUEST | Performance Series | 207643180 | HMSV-A-CB | DLCMHBH24CAK |  | Multizone All Ducted | 24000 | 18500 | 2.85 | 21500 | 1.95
AIRQUEST | DELUXE 19 VS HP 2-STAGE | 210468208 | HRCU-A-CB | HVH837GKA2*+TSTAT | EHD4X60AAL | Singlezone Ducted, Centrally Ducted | 47000 | 30600 | 2.52 | 24200 | 1.98
AIRQUEST | DELUXE 19 VS HP 2-STAGE | 210468318 | HRCU-A-CB | HVH837GKA2*+TSTAT | EHD4X60AAL | Singlezone Ducted, Centrally Ducted | 46500 | 30400 | 2.5 | 24200 | 1.98
AIRQUEST | DELUXE 19 VS HP | 206766034 | HRCU-A-CB | HVH825GKA3* | EA*4X37L21A*+WALLCON | Singlezone Ducted, Centrally Ducted | 21000 | 20400 | 2.54 | 18100 | 2.24
AIRQUEST | DELUXE 19 VS HP | 210473241 | HRCU-A-CB | HVH825GKA3* | EA*4X43L21A*+WALLCON | Singlezone Ducted, Centrally Ducted | 21000 | 20400 | 2.54 | 18100 | 2.24
AIRQUEST | Performance Series | 207643188 | HMSR-A-CB-O | DLCMHBH48EAK |  | Multizone All Non-Ducted | 48000 | 34000 | 2.83 | 48000 | 2
AIRQUEST | Performance Series | 207643182 | HMSR-A-CB-O | DLCMHBH30DAK |  | Multizone All Non-Ducted | 30000 | 18500 | 2.98 | 29400 | 1.9
AIRQUEST | DELUXE 19 VS HP | 210470268 | HRCU-A-CB | HVH837GKA2* | EA*4X60L24A*+WALLCON | Singlezone Ducted, Centrally Ducted | 31800 | 31000 | 2.5 | 27400 | 2.2
AIRQUEST | DELUXE 19 VS HP | 210470279 | HRCU-A-CB | HVH837GKA2* | EA*4X60L24A*+WALLCON | Singlezone Ducted, Centrally Ducted | 31800 | 31000 | 2.52 | 27400 | 2.22
AIRQUEST | DELUXE 19 VS HP | 210470290 | HRCU-A-CB | HVH837GKA2* | EA*4X60L24A*+WALLCON | Singlezone Ducted, Centrally Ducted | 31800 | 31000 | 2.52 | 27400 | 2.22
AIRQUEST | DELUXE 19 VS HP | 210470312 | HRCU-A-CB | HVH837GKA2* | EA*4X60L24A*+WALLCON | Singlezone Ducted, Centrally Ducted | 31800 | 31000 | 2.52 | 27400 | 2.22
AIRQUEST | DELUXE 19 VS HP | 210470323 | HRCU-A-CB | HVH837GKA2* | EA*4X60L24A*+WALLCON | Singlezone Ducted, Centrally Ducted | 32000 | 31200 | 2.5 | 27600 | 2.2
AIRQUEST | DELUXE 19 VS HP | 210470345 | HRCU-A-CB | HVH837GKA2* | EA*4X60L24A*+WALLCON | Singlezone Ducted, Centrally Ducted | 31800 | 31000 | 2.52 | 27400 | 2.22
AIRQUEST | DELUXE 19 VS HP | 210470433 | HRCU-A-CB | HVH837GKA2* | EA*4X61L21A*+WALLCON | Singlezone Ducted, Centrally Ducted | 32200 | 31400 | 2.5 | 27800 | 2.2
AIRQUEST | DELUXE 19 VS HP | 210470444 | HRCU-A-CB | HVH837GKA2* | EA*4X61L21A*+WALLCON | Singlezone Ducted, Centrally Ducted | 32000 | 31200 | 2.52 | 27600 | 2.22
AIRQUEST | DELUXE 19 VS HP | 210470466 | HRCU-A-CB | HVH837GKA2* | EA*4X61L21A*+WALLCON | Singlezone Ducted, Centrally Ducted | 32000 | 31200 | 2.52 | 27600 | 2.22
AIRQUEST | DELUXE 19 VS HP | 210470488 | HRCU-A-CB | HVH837GKA2* | EA*4X61L21A*+WALLCON | Singlezone Ducted, Centrally Ducted | 32000 | 31200 | 2.52 | 27600 | 2.22
AIRQUEST | DELUXE 19 VS HP | 210470499 | HRCU-A-CB | HVH837GKA2* | EA*4X61L21A*+WALLCON | Singlezone Ducted, Centrally Ducted | 32000 | 31200 | 2.54 | 27600 | 2.22
AIRQUEST | DELUXE 19 VS HP | 210470554 | HRCU-A-CB | HVH837GKA2* | EA*4X61L24A*+WALLCON | Singlezone Ducted, Centrally Ducted | 32000 | 31200 | 2.52 | 27600 | 2.22
AIRQUEST | DELUXE 19 VS HP | 210470565 | HRCU-A-CB | HVH837GKA2* | EA*4X61L24A*+WALLCON | Singlezone Ducted, Centrally Ducted | 32000 | 31200 | 2.54 | 27400 | 2.24
AIRQUEST | DELUXE 19 VS HP | 210470576 | HRCU-A-CB | HVH837GKA2* | EA*4X61L24A*+WALLCON | Singlezone Ducted, Centrally Ducted | 32000 | 31200 | 2.54 | 27600 | 2.22
AIRQUEST | DELUXE 19 VS HP | 210470598 | HRCU-A-CB | HVH837GKA2* | EA*4X61L24A*+WALLCON | Singlezone Ducted, Centrally Ducted | 32000 | 31200 | 2.54 | 27600 | 2.22
AIRQUEST | DELUXE 19 VS HP | 210470609 | HRCU-A-CB | HVH837GKA2* | EA*4X61L24A*+WALLCON | Singlezone Ducted, Centrally Ducted | 32000 | 31200 | 2.52 | 27600 | 2.22
AIRQUEST | DELUXE 19 VS HP | 210470631 | HRCU-A-CB | HVH837GKA2* | EA*4X61L24A*+WALLCON | Singlezone Ducted, Centrally Ducted | 32000 | 31200 | 2.54 | 27600 | 2.22
AIRQUEST | DELUXE 19 VS HP | 206771273 | HRCU-A-CB | HVH837GKA2* | EA*4X37L21A*+WALLCON | Singlezone Ducted, Centrally Ducted | 33000 | 31800 | 2.52 | 28000 | 2.2
AIRQUEST | DELUXE 19 VS HP | 206771327 | HRCU-A-CB | HVH837GKA2* | EA*4X37L21A*+WALLCON | Singlezone Ducted, Centrally Ducted | 32800 | 31800 | 2.54 | 28000 | 2.22
AIRQUEST | DELUXE 19 VS HP | 206771345 | HRCU-A-CB | HVH837GKA2* | EA*4X37L21A*+WALLCON | Singlezone Ducted, Centrally Ducted | 32800 | 31800 | 2.54 | 28000 | 2.22
AIRQUEST | DELUXE 19 VS HP | 206771354 | HRCU-A-CB | HVH837GKA2* | EA*4X37L21A*+WALLCON | Singlezone Ducted, Centrally Ducted | 32800 | 31800 | 2.54 | 27800 | 2.22
AIRQUEST | DELUXE 19 VS HP | 206771624 | HRCU-A-CB | HVH837GKA2* | EA*4X43L21A*+WALLCON | Singlezone Ducted, Centrally Ducted | 33000 | 32000 | 2.52 | 28000 | 2.2
AIRQUEST | DELUXE 19 VS HP | 206771642 | HRCU-A-CB | HVH837GKA2* | EA*4X43L21A*+WALLCON | Singlezone Ducted, Centrally Ducted | 32800 | 31800 | 2.54 | 28000 | 2.2
AIRQUEST | DELUXE 19 VS HP | 206771696 | HRCU-A-CB | HVH837GKA2* | EA*4X43L21A*+WALLCON | Singlezone Ducted, Centrally Ducted | 32800 | 31800 | 2.54 | 27800 | 2.22
AIRQUEST | DELUXE 19 VS HP | 206771714 | HRCU-A-CB | HVH837GKA2* | EA*4X43L21A*+WALLCON | Singlezone Ducted, Centrally Ducted | 32800 | 31800 | 2.54 | 27800 | 2.22
AIRQUEST | DELUXE 19 VS HP | 206771723 | HRCU-A-CB | HVH837GKA2* | EA*4X43L21A*+WALLCON | Singlezone Ducted, Centrally Ducted | 32800 | 31800 | 2.56 | 27800 | 2.22
AIRQUEST | DELUXE 19 VS HP | 206771777 | HRCU-A-CB | HVH837GKA2* | EA*4X48L21A*+WALLCON | Singlezone Ducted, Centrally Ducted | 32600 | 31400 | 2.52 | 27800 | 2.2
AIRQUEST | DELUXE 19 VS HP | 206771831 | HRCU-A-CB | HVH837GKA2* | EA*4X48L21A*+WALLCON | Singlezone Ducted, Centrally Ducted | 32400 | 31400 | 2.52 | 27600 | 2.2
AIRQUEST | DELUXE 19 VS HP | 206771849 | HRCU-A-CB | HVH837GKA2* | EA*4X48L21A*+WALLCON | Singlezone Ducted, Centrally Ducted | 32400 | 31400 | 2.52 | 27600 | 2.2
AIRQUEST | DELUXE 19 VS HP | 206771858 | HRCU-A-CB | HVH837GKA2* | EA*4X48L21A*+WALLCON | Singlezone Ducted, Centrally Ducted | 32400 | 31400 | 2.52 | 27600 | 2.2
AIRQUEST | DELUXE 19 VS HP | 206771894 | HRCU-A-CB | HVH837GKA2* | EA*4X48L24A*+WALLCON | Singlezone Ducted, Centrally Ducted | 32400 | 31400 | 2.52 | 27600 | 2.2
AIRQUEST | DELUXE 19 VS HP | 206771903 | HRCU-A-CB | HVH837GKA2* | EA*4X48L24A*+WALLCON | Singlezone Ducted, Centrally Ducted | 32400 | 31400 | 2.54 | 27600 | 2.22
AIRQUEST | DELUXE 19 VS HP | 206771912 | HRCU-A-CB | HVH837GKA2* | EA*4X48L24A*+WALLCON | Singlezone Ducted, Centrally Ducted | 32400 | 31400 | 2.54 | 27600 | 2.22
AIRQUEST | DELUXE 19 VS HP | 206771930 | HRCU-A-CB | HVH837GKA2* | EA*4X48L24A*+WALLCON | Singlezone Ducted, Centrally Ducted | 32400 | 31400 | 2.52 | 27600 | 2.22
AIRQUEST | DELUXE 19 VS HP | 206771939 | HRCU-A-CB | HVH837GKA2* | EA*4X48L24A*+WALLCON | Singlezone Ducted, Centrally Ducted | 32600 | 31400 | 2.52 | 27800 | 2.2
AIRQUEST | DELUXE 19 VS HP | 206771957 | HRCU-A-CB | HVH837GKA2* | EA*4X48L24A*+WALLCON | Singlezone Ducted, Centrally Ducted | 32400 | 31400 | 2.52 | 27600 | 2.22
AIRQUEST | DELUXE 19 VS HP 2-STAGE | 210465004 | HRCU-A-CB | HVH837GKA2*+TSTAT | EN(A,D,W)4X60L24** | Singlezone Ducted, Centrally Ducted | 47000 | 30600 | 2.5 | 24000 | 1.96
AIRQUEST | DELUXE 19 VS HP 2-STAGE | 210464816 | HRCU-A-CB | HVH837GKA2*+TSTAT | EN(A,D)4X48L24** | Singlezone Ducted, Centrally Ducted | 48000 | 31000 | 2.5 | 24400 | 1.94
AIRQUEST | DELUXE 19 VS HP 2-STAGE | 210464681 | HRCU-A-CB | HVH837GKA2*+TSTAT | EN(A,D)4X48L24** | Singlezone Ducted, Centrally Ducted | 47500 | 30600 | 2.5 | 24200 | 1.94
AIRQUEST | DELUXE 19 VS HP 2-STAGE | 210464615 | HRCU-A-CB | HVH837GKA2*+TSTAT | EN(A,D)4X48L24** | Singlezone Ducted, Centrally Ducted | 47500 | 30800 | 2.5 | 24200 | 1.96
AIRQUEST | DELUXE 19 VS HP 2-STAGE | 210464603 | HRCU-A-CB | HVH837GKA2*+TSTAT | EN(A,D)4X48L24** | Singlezone Ducted, Centrally Ducted | 48000 | 31000 | 2.5 | 24400 | 1.96
AIRQUEST | DELUXE 19 VS HP 2-STAGE | 210464460 | HRCU-A-CB | HVH837GKA2*+TSTAT | EN(A,D,W)4X48L21** | Singlezone Ducted, Centrally Ducted | 48000 | 31000 | 2.5 | 24400 | 1.94
AIRQUEST | DELUXE 19 VS HP 2-STAGE | 210464305 | HRCU-A-CB | HVH837GKA2*+TSTAT | EN(A,D,W)4X48L21** | Singlezone Ducted, Centrally Ducted | 48000 | 31000 | 2.5 | 24400 | 1.94
AIRQUEST | DELUXE 19 VS HP 2-STAGE | 210464170 | HRCU-A-CB | HVH837GKA2*+TSTAT | EN(A,D,W)4X48L21** | Singlezone Ducted, Centrally Ducted | 47500 | 30800 | 2.5 | 24200 | 1.96
AIRQUEST | DELUXE 19 VS HP 2-STAGE | 210462017 | HRCU-A-CB | HVH837GKA2*+TSTAT | EA*4X61L24A* | Singlezone Ducted, Centrally Ducted | 47000 | 30800 | 2.52 | 24400 | 1.98
AIRQUEST | DELUXE 19 VS HP 2-STAGE | 210461962 | HRCU-A-CB | HVH837GKA2*+TSTAT | EA*4X61L24A* | Singlezone Ducted, Centrally Ducted | 47000 | 30600 | 2.5 | 24400 | 1.98
AIRQUEST | DELUXE 19 VS HP 2-STAGE | 210461838 | HRCU-A-CB | HVH837GKA2*+TSTAT | EA*4X61L24A* | Singlezone Ducted, Centrally Ducted | 47000 | 30600 | 2.5 | 24400 | 1.98
AIRQUEST | DELUXE 19 VS HP 2-STAGE | 210461827 | HRCU-A-CB | HVH837GKA2*+TSTAT | EA*4X61L24A* | Singlezone Ducted, Centrally Ducted | 46500 | 30400 | 2.5 | 24000 | 1.96
AIRQUEST | DELUXE 19 VS HP 2-STAGE | 210461805 | HRCU-A-CB | HVH837GKA2*+TSTAT | EA*4X61L24A* | Singlezone Ducted, Centrally Ducted | 47000 | 30600 | 2.5 | 24400 | 1.98
AIRQUEST | DELUXE 19 VS HP 2-STAGE | 210461794 | HRCU-A-CB | HVH837GKA2*+TSTAT | EA*4X61L24A* | Singlezone Ducted, Centrally Ducted | 47000 | 30600 | 2.5 | 24400 | 1.96
AIRQUEST | DELUXE 19 VS HP 2-STAGE | 210461761 | HRCU-A-CB | HVH837GKA2*+TSTAT | EA*4X61L24A* | Singlezone Ducted, Centrally Ducted | 46500 | 30400 | 2.5 | 24200 | 1.98
AIRQUEST | DELUXE 19 VS HP 2-STAGE | 210461749 | HRCU-A-CB | HVH837GKA2*+TSTAT | EA*4X61L24A* | Singlezone Ducted, Centrally Ducted | 46500 | 30600 | 2.5 | 24200 | 1.98
AIRQUEST | DELUXE 19 VS HP 2-STAGE | 210461451 | HRCU-A-CB | HVH837GKA2*+TSTAT | EA*4X61L21A* | Singlezone Ducted, Centrally Ducted | 46500 | 30600 | 2.5 | 24400 | 1.96
AIRQUEST | DELUXE 19 VS HP 2-STAGE | 210461428 | HRCU-A-CB | HVH837GKA2*+TSTAT | EA*4X61L21A* | Singlezone Ducted, Centrally Ducted | 47000 | 30600 | 2.5 | 24400 | 1.98
AIRQUEST | DELUXE 19 VS HP 2-STAGE | 210461415 | HRCU-A-CB | HVH837GKA2*+TSTAT | EA*4X61L21A* | Singlezone Ducted, Centrally Ducted | 47000 | 30600 | 2.5 | 24400 | 1.98
AIRQUEST | DELUXE 19 VS HP 2-STAGE | 210461327 | HRCU-A-CB | HVH837GKA2*+TSTAT | EA*4X61L21A* | Singlezone Ducted, Centrally Ducted | 46500 | 30400 | 2.5 | 24200 | 1.96
AIRQUEST | DELUXE 19 VS HP 2-STAGE | 210459738 | HRCU-A-CB | HVH837GKA2*+TSTAT | EA*4X43L21A* | Singlezone Ducted, Centrally Ducted | 47500 | 30800 | 2.52 | 24400 | 1.98
AIRQUEST | DELUXE 19 VS HP 2-STAGE | 210458481 | HRCU-A-CB | HVH837GKA2*+TSTAT | EA*4X37L21A* | Singlezone Ducted, Centrally Ducted | 47500 | 30800 | 2.52 | 24400 | 1.98
AIRQUEST |  | 209852135 | HRCU-A-CB | DLCURAH18ABK | DLFUAAH18XAK | Singlezone Ducted, Centrally Ducted | 19000 | 13500 | 2.5 | 18000 | 2
AIRQUEST | QuietComfort | 207826612 | HMSV-A-CB | DLCSRBH24AAK | DLFSABH24XBK | Singlezone Ducted, Centrally Ducted | 26000 | 16200 | 2.79 | 21502 | 1.95
AIRTEMP |  | 210276805 | HMSR-A-CB-O | GXH18(5.3)FMK4DH-1 |  | Multizone All Non-Ducted | 18000 | 14700 | 2.63 | 13600 | 2.23
ALLIED |  | 208106658 | HRCU-A-CB-O | 4DHP2S18S-1P | D22C118S4-1P | Singlezone Non-Ducted, Ceiling Placement | 18500 | 12000 | 2.51 | 11331 | 2.01
ALLIED |  | 208106659 | HRCU-A-CB-O | 4DHP2S24S-1P | D33C224S4-1P | Singlezone Non-Ducted, Wall Placement | 25000 | 15600 | 2.86 | 17540 | 2.12
ALLIED |  | 208106662 | HRCU-A-CB | 4DHP2S24S-1P | DMD224S4-1P | Singlezone Ducted, Compact Ducted | 24600 | 13500 | 2.59 | 17000 | 2.05
ALLIED |  | 208106657 | HRCU-A-CB-O | 4DHP2S12S-1P | D22C112S4-1P | Singlezone Non-Ducted, Ceiling Placement | 12000 | 8900 | 3.22 | 7786 | 1.92
ALLIED |  | 208106660 | HRCU-A-CB | 4DHP2S12S-1P | DMD212S4-1P | Singlezone Ducted, Compact Ducted | 12000 | 9300 | 3.13 | 8500 | 1.99
ALLIED |  | 208106653 | HRCU-A-CB-O | 4DHP2S12S-1P | DWM212S4-1P | Singlezone Non-Ducted, Wall Placement | 12000 | 9000 | 3.22 | 8465 | 2.26
ALLIED |  | 208106782 | HMSV-A-CB | 4DHP2S18M-1P |  | Multizone All Non-Ducted | 19000 | 14300 | 3.64 | 12427 | 1.91
ALLIED |  | 208106783 | HMSV-A-CB | 4DHP2S18M-1P |  | Multizone All Ducted | 19000 | 14800 | 3.5 | 13300 | 2.03
ALLIED |  | 208106654 | HRCU-A-CB-O | 4DHP2S18S-1P | DWM218S4-1P | Singlezone Non-Ducted, Wall Placement | 19000 | 14900 | 2.99 | 12184 | 2.25
ALLIED |  | 208106661 | HRCU-A-CB | 4DHP2S18S-1P | DMD218S4-1P | Singlezone Ducted, Compact Ducted | 20000 | 12600 | 2.74 | 11966 | 2.21
ALLIED |  | 208106786 | HMSV-A-CB | 4DHP2S24M-1P |  | Multizone All Ducted | 24000 | 21600 | 3.37 | 20263 | 1.99
ALLIED |  | 208106655 | HRCU-A-CB-O | 4DHP2S24S-1P | DWM224S4-1P | Singlezone Non-Ducted, Wall Placement | 25000 | 16200 | 3.08 | 17500 | 2.04
ALLIED |  | 208106705 | HRCU-A-CB-O | 4DHPS209S-1P | D22C109S4-1P | Singlezone Non-Ducted, Ceiling Placement | 10000 | 7500 | 3.33 | 8588 | 2.05
ALLIED |  | 208106706 | HRCU-A-CB | 4DHPS209S-1P | DMD209S4-1P | Singlezone Ducted, Compact Ducted | 10000 | 7700 | 3.53 | 8499 | 2.4
ALLIED |  | 208106703 | HRCU-A-CB-O | 4DHPS209S-1P | DWM209S4-1P | Singlezone Non-Ducted, Wall Placement | 10000 | 8500 | 4.15 | 8622 | 2.38
Allied |  | 211034493 | HRCU-A-CB-O | 4DHP2S12S-1L | DWM212S4-*L | Singlezone Non-Ducted, Wall Placement | 12000 | 8400 | 3.04 | 7094 | 2.19
Allied |  | 208106794 | HRCU-A-CB | 4DHP2S48M-1P |  | Multizone All Non-Ducted | 49000 | 36000 | 3.29 | 45000 | 2
Allied |  | 211034510 | HRCU-A-CB-O | 4DHP2S24S-1P | D33C224S4-*P | Singlezone Non-Ducted, Ceiling Placement | 26000 | 19000 | 3.48 | 18550 | 2.16
Allied |  | 211034509 | HRCU-A-CB-O | 4DHP2S18S-1P | D22C118S4-*P | Singlezone Non-Ducted, Ceiling Placement | 19000 | 12000 | 2.51 | 11330 | 2.01
Allied |  | 211034508 | HRCU-A-CB-O | 4DHP2S12S-1P | D22C112S4-*P | Singlezone Non-Ducted, Ceiling Placement | 12000 | 8900 | 3.22 | 7786 | 1.92
Allied |  | 211034507 | HRCU-A-CB-O | 4DHPS209S-1P | D22C109S4-*P | Singlezone Non-Ducted, Ceiling Placement | 10000 | 7500 | 3.33 | 8588 | 2.05
Allied |  | 211034504 | HRCU-A-CB | 4DHP2S24S-1P | DMD224S4-*P | Singlezone Ducted, Compact Ducted | 25000 | 20000 | 3.71 | 20500 | 2.28
Allied |  | 211034503 | HRCU-A-CB | 4DHP2S18S-1P | DMD218S4-*P | Singlezone Ducted, Compact Ducted | 20000 | 12600 | 2.74 | 11966 | 2.21
Allied |  | 211034502 | HRCU-A-CB | 4DHP2S12S-1P | DMD212S4-*P | Singlezone Ducted, Compact Ducted | 12000 | 9300 | 3.13 | 8500 | 1.99
Allied |  | 211034501 | HRCU-A-CB | 4DHPS209S-1P | DMD209S4-*P | Singlezone Ducted, Compact Ducted | 10000 | 7700 | 3.53 | 8499 | 2.4
Allied |  | 211034497 | HRCU-A-CB-O | 4DHP2S24S-1P | DWM224S4-*P | Singlezone Non-Ducted, Wall Placement | 25000 | 16200 | 3.08 | 17500 | 2.04
Allied |  | 211034496 | HRCU-A-CB-O | 4DHP2S18S-1P | DWM218S4-*P | Singlezone Non-Ducted, Wall Placement | 19000 | 14900 | 2.99 | 12184 | 2.25
Allied |  | 211034495 | HRCU-A-CB-O | 4DHP2S12S-1P | DWM212S4-*P | Singlezone Non-Ducted, Wall Placement | 12000 | 9000 | 3.22 | 8465 | 2.26
Allied |  | 211034494 | HRCU-A-CB-O | 4DHPS209S-1P | DWM209S4-*P | Singlezone Non-Ducted, Wall Placement | 10000 | 8500 | 4.15 | 8622 | 2.38
ALLIED |  | 208106787 | HMSV-A-CB | 4DHP2S24M-1P |  | Multizone Mix of Ducted and Non-Ducted | 24400 | 16700 | 3.2 | 18380 | 1.98
ALLIED |  | 208106784 | HMSV-A-CB | 4DHP2S18M-1P |  | Multizone Mix of Ducted and Non-Ducted | 19000 | 11400 | 2.91 | 12427 | 1.91
AMANA | ASZS6 | 213872277 | HRCU-A-CB | ASZS60481EA* | CA*EA6030*4A* | Singlezone Ducted, Centrally Ducted | 43500 | 28000 | 2.67 | 31000 | 2.22
AMANA | ASZS6 | 214505419 | HRCU-A-CB | ASZS60241EA* | CA*EA3026*4B*+MBVK16CP1X00A* | Singlezone Ducted, Centrally Ducted | 23000 | 16000 | 2.65 | 16100 | 2
AMANA | ASZS6 | 214505416 | HRCU-A-CB | ASZS60241EA* | CA*EA3026*4B*+MBVK12BP1X00A* | Singlezone Ducted, Centrally Ducted | 23000 | 16000 | 2.65 | 16100 | 2
AMANA | ASZS6 | 214505414 | HRCU-A-CB | ASZS60241EA* | CA*EA2422*4B*+MBVK16CP1X00A* | Singlezone Ducted, Centrally Ducted | 23000 | 16000 | 2.65 | 16100 | 2
AMANA | ASZS6 | 214505411 | HRCU-A-CB | ASZS60241EA* | CA*EA2422*4B*+MBVK12BP1X00A* | Singlezone Ducted, Centrally Ducted | 23000 | 16000 | 2.65 | 16100 | 2
AMANA | ASZS6 | 214505389 | HRCU-A-CB | ASZS60241EA* | CA*EA3026*4B* | Singlezone Ducted, Centrally Ducted | 23000 | 16000 | 2.65 | 16100 | 2
AMANA | ASZS6 | 214505387 | HRCU-A-CB | ASZS60241EA* | CA*EA3026*4B* | Singlezone Ducted, Centrally Ducted | 23000 | 16000 | 2.65 | 16100 | 2
AMANA | ASZS6 | 214505384 | HRCU-A-CB | ASZS60241EA* | CA*EA3026*4B* | Singlezone Ducted, Centrally Ducted | 23000 | 16000 | 2.65 | 16100 | 2
AMANA | ASZS6 | 214505381 | HRCU-A-CB | ASZS60241EA* | CA*EA3026*4B* | Singlezone Ducted, Centrally Ducted | 23000 | 16000 | 2.65 | 16100 | 2
AMANA | ASZS6 | 214505378 | HRCU-A-CB | ASZS60241EA* | CA*EA3026*4B* | Singlezone Ducted, Centrally Ducted | 23000 | 16000 | 2.65 | 16100 | 2
AMANA | ASZS6 | 214505375 | HRCU-A-CB | ASZS60241EA* | CA*EA3026*4B* | Singlezone Ducted, Centrally Ducted | 23000 | 16000 | 2.65 | 16100 | 2
AMANA | ASZS6 | 214505372 | HRCU-A-CB | ASZS60241EA* | CA*EA3026*4B* | Singlezone Ducted, Centrally Ducted | 23000 | 16000 | 2.65 | 16100 | 2
AMANA | ASZS6 | 214505369 | HRCU-A-CB | ASZS60241EA* | CA*EA3026*4B* | Singlezone Ducted, Centrally Ducted | 23000 | 16000 | 2.65 | 16100 | 2
AMANA | ASZS6 | 214505367 | HRCU-A-CB | ASZS60241EA* | CA*EA3026*4B* | Singlezone Ducted, Centrally Ducted | 23000 | 16000 | 2.65 | 16100 | 2
AMANA | ASZS6 | 214505364 | HRCU-A-CB | ASZS60241EA* | CA*EA3026*4B* | Singlezone Ducted, Centrally Ducted | 23000 | 16000 | 2.65 | 16100 | 2
AMANA | ASZS6 | 214505361 | HRCU-A-CB | ASZS60241EA* | CA*EA3026*4B* | Singlezone Ducted, Centrally Ducted | 23000 | 16000 | 2.65 | 16100 | 2
AMANA | ASZS6 | 214505358 | HRCU-A-CB | ASZS60241EA* | CA*EA3026*4B* | Singlezone Ducted, Centrally Ducted | 23000 | 16000 | 2.65 | 16100 | 2
AMANA | ASZS6 | 214505355 | HRCU-A-CB | ASZS60241EA* | CA*EA3026*4B* | Singlezone Ducted, Centrally Ducted | 23000 | 16000 | 2.65 | 16100 | 2
AMANA | ASZS6 | 214505352 | HRCU-A-CB | ASZS60241EA* | CA*EA3026*4B* | Singlezone Ducted, Centrally Ducted | 23000 | 16000 | 2.65 | 16100 | 2
AMANA | ASZS6 | 214505349 | HRCU-A-CB | ASZS60241EA* | CA*EA3026*4B* | Singlezone Ducted, Centrally Ducted | 23000 | 16000 | 2.65 | 16100 | 2
AMANA | ASZS6 | 214505346 | HRCU-A-CB | ASZS60241EA* | CA*EA3026*4B* | Singlezone Ducted, Centrally Ducted | 23000 | 16000 | 2.65 | 16100 | 2
AMANA | ASZS6 | 214505344 | HRCU-A-CB | ASZS60241EA* | CA*EA3026*4B* | Singlezone Ducted, Centrally Ducted | 23000 | 16000 | 2.65 | 16100 | 2
AMANA | ASZS6 | 214505341 | HRCU-A-CB | ASZS60241EA* | CA*EA3026*4B* | Singlezone Ducted, Centrally Ducted | 23000 | 16000 | 2.65 | 16100 | 2
AMANA | ASZS6 | 214505339 | HRCU-A-CB | ASZS60241EA* | CA*EA3026*4B* | Singlezone Ducted, Centrally Ducted | 23000 | 16000 | 2.65 | 16100 | 2
AMANA | ASZS6 | 214505336 | HRCU-A-CB | ASZS60241EA* | CA*EA3026*4B*+MBVC1600**-1A* | Singlezone Ducted, Centrally Ducted | 23000 | 16000 | 2.65 | 16100 | 2
AMANA | ASZS6 | 214505334 | HRCU-A-CB | ASZS60241EA* | CA*EA3026*4B*+MBVC1200**-1A* | Singlezone Ducted, Centrally Ducted | 23000 | 16000 | 2.65 | 16100 | 2
AMANA | ASZS6 | 214505331 | HRCU-A-CB | ASZS60241EA* | CA*EA2422*4B* | Singlezone Ducted, Centrally Ducted | 23000 | 16000 | 2.65 | 16100 | 2
AMANA | ASZS6 | 214505328 | HRCU-A-CB | ASZS60241EA* | CA*EA2422*4B* | Singlezone Ducted, Centrally Ducted | 23000 | 16000 | 2.65 | 16100 | 2
AMANA | ASZS6 | 214505325 | HRCU-A-CB | ASZS60241EA* | CA*EA2422*4B* | Singlezone Ducted, Centrally Ducted | 23000 | 16000 | 2.65 | 16100 | 2
AMANA | ASZS6 | 214505322 | HRCU-A-CB | ASZS60241EA* | CA*EA2422*4B* | Singlezone Ducted, Centrally Ducted | 23000 | 16000 | 2.65 | 16100 | 2
AMANA | ASZS6 | 214505319 | HRCU-A-CB | ASZS60241EA* | CA*EA2422*4B* | Singlezone Ducted, Centrally Ducted | 23000 | 16000 | 2.65 | 16100 | 2
AMANA | ASZS6 | 214505316 | HRCU-A-CB | ASZS60241EA* | CA*EA2422*4B* | Singlezone Ducted, Centrally Ducted | 23000 | 16000 | 2.65 | 16100 | 2
AMANA | ASZS6 | 214505313 | HRCU-A-CB | ASZS60241EA* | CA*EA2422*4B* | Singlezone Ducted, Centrally Ducted | 23000 | 16000 | 2.65 | 16100 | 2
AMANA | ASZS6 | 214505310 | HRCU-A-CB | ASZS60241EA* | CA*EA2422*4B* | Singlezone Ducted, Centrally Ducted | 23000 | 16000 | 2.65 | 16100 | 2
AMANA | ASZS6 | 214505308 | HRCU-A-CB | ASZS60241EA* | CA*EA2422*4B* | Singlezone Ducted, Centrally Ducted | 23000 | 16000 | 2.65 | 16100 | 2
AMANA | ASZS6 | 214505305 | HRCU-A-CB | ASZS60241EA* | CA*EA2422*4B* | Singlezone Ducted, Centrally Ducted | 23000 | 16000 | 2.65 | 16100 | 2
AMANA | ASZS6 | 214505302 | HRCU-A-CB | ASZS60241EA* | CA*EA2422*4B* | Singlezone Ducted, Centrally Ducted | 23000 | 16000 | 2.65 | 16100 | 2
AMANA | ASZS6 | 214505299 | HRCU-A-CB | ASZS60241EA* | CA*EA2422*4B* | Singlezone Ducted, Centrally Ducted | 23000 | 16000 | 2.65 | 16100 | 2
AMANA | ASZS6 | 214505296 | HRCU-A-CB | ASZS60241EA* | CA*EA2422*4B* | Singlezone Ducted, Centrally Ducted | 23000 | 16000 | 2.65 | 16100 | 2
AMANA | ASZS6 | 214505293 | HRCU-A-CB | ASZS60241EA* | CA*EA2422*4B* | Singlezone Ducted, Centrally Ducted | 23000 | 16000 | 2.65 | 16100 | 2
AMANA | ASZS6 | 214505290 | HRCU-A-CB | ASZS60241EA* | CA*EA2422*4B* | Singlezone Ducted, Centrally Ducted | 23000 | 16000 | 2.65 | 16100 | 2
AMANA | ASZS6 | 214505287 | HRCU-A-CB | ASZS60241EA* | CA*EA2422*4B* | Singlezone Ducted, Centrally Ducted | 23000 | 16000 | 2.65 | 16100 | 2
AMANA | ASZS6 | 214505284 | HRCU-A-CB | ASZS60241EA* | CA*EA2422*4B* | Singlezone Ducted, Centrally Ducted | 23000 | 16000 | 2.65 | 16100 | 2
AMANA | ASZS6 | 214505282 | HRCU-A-CB | ASZS60241EA* | CA*EA2422*4B* | Singlezone Ducted, Centrally Ducted | 23000 | 16000 | 2.65 | 16100 | 2
AMANA | ASZS6 | 214505279 | HRCU-A-CB | ASZS60241EA* | CA*EA2422*4B* | Singlezone Ducted, Centrally Ducted | 23000 | 16000 | 2.65 | 16100 | 2
AMANA | ASZS6 | 214505276 | HRCU-A-CB | ASZS60241EA* | CA*EA2422*4B*+MBVC1600**-1A* | Singlezone Ducted, Centrally Ducted | 23000 | 16000 | 2.65 | 16100 | 2
AMANA | ASZS6 | 214505274 | HRCU-A-CB | ASZS60241EA* | CA*EA2422*4B*+MBVC1200**-1A* | Singlezone Ducted, Centrally Ducted | 23000 | 16000 | 2.65 | 16100 | 2
AMANA | ASZS6 | 213815741 | HRCU-A-CB | ASZS60481EA* | CAPEA6030*4A*+MBVK20DP1X00A* | Singlezone Ducted, Centrally Ducted | 44000 | 28000 | 2.67 | 31000 | 2.22
AMANA | ASZS6 | 213815740 | HRCU-A-CB | ASZS60421EA* | CAPEA6030*4A*+MBVK20DP1X00A* | Singlezone Ducted, Centrally Ducted | 40000 | 28000 | 2.67 | 30600 | 2.19
AMANA | ASZS6 | 213815739 | HRCU-A-CB | ASZS60361EA* | CAPEA4830*4A*+MBVK16CP1X00A* | Singlezone Ducted, Centrally Ducted | 34200 | 23000 | 2.59 | 29000 | 2
AMANA | ASZS6 | 213815738 | HRCU-A-CB | ASZS60361EA* | CAPEA6030*4A*+MBVK20DP1X00A* | Singlezone Ducted, Centrally Ducted | 34200 | 23000 | 2.59 | 30000 | 2.11
AMANA | ASZS6 | 213815737 | HRCU-A-CB | ASZS60241EA* | CAPEA3026*4A*+MBVK16CP1X00A* | Singlezone Ducted, Centrally Ducted | 23000 | 16000 | 2.65 | 16100 | 2
AMANA | ASZS6 | 213815736 | HRCU-A-CB | ASZS60241EA* | CAPEA3026*4A*+MBVK12BP1X00A* | Singlezone Ducted, Centrally Ducted | 23000 | 16000 | 2.65 | 16100 | 2
AMANA | ASZS6 | 213815735 | HRCU-A-CB | ASZS60241EA* | CAPEA2422*4A*+MBVK16CP1X00A* | Singlezone Ducted, Centrally Ducted | 23000 | 16000 | 2.65 | 16100 | 2
AMANA | ASZS6 | 213815734 | HRCU-A-CB | ASZS60241EA* | CAPEA2422*4A*+MBVK12BP1X00A* | Singlezone Ducted, Centrally Ducted | 23000 | 16000 | 2.65 | 16100 | 2
AMANA | ASZS6 | 213613306 | HRCU-A-CB | ASZS60361EA* | AHVE42CP1400B* | Singlezone Ducted, Centrally Ducted | 34200 | 23000 | 2.59 | 29000 | 2
AMANA | ASZS6 | 213613304 | HRCU-A-CB | ASZS60481EA* | AHVE60DP1400B* | Singlezone Ducted, Centrally Ducted | 44000 | 28000 | 2.67 | 31000 | 2.22
AMANA | ASZS6 | 213613303 | HRCU-A-CB | ASZS60421EA* | AHVE60DP1400B* | Singlezone Ducted, Centrally Ducted | 40000 | 28000 | 2.67 | 30600 | 2.19
AMANA | ASZS6 | 213613302 | HRCU-A-CB | ASZS60361EA* | AHVE48DP1400B* | Singlezone Ducted, Centrally Ducted | 34200 | 23000 | 2.59 | 30000 | 2.11
AMANA | ASZS6 | 213613305 | HRCU-A-CB | ASZS60361EA* | AHVE60DP1400B* | Singlezone Ducted, Centrally Ducted | 34200 | 23000 | 2.59 | 30000 | 2.11
AMANA | ASZS6 | 213613301 | HRCU-A-CB | ASZS60241EA* | AHVE36CP1400B* | Singlezone Ducted, Centrally Ducted | 23000 | 16000 | 2.65 | 16100 | 2
AMANA | ASZS6 | 213872274 | HRCU-A-CB | ASZS60481EA* | CA*EA6030*4A* | Singlezone Ducted, Centrally Ducted | 44000 | 28000 | 2.67 | 31000 | 2.22
AMANA | ASZS6 | 213872272 | HRCU-A-CB | ASZS60481EA* | CA*EA6030*4A* | Singlezone Ducted, Centrally Ducted | 44000 | 28000 | 2.67 | 31000 | 2.22
AMANA | ASZS6 | 213872270 | HRCU-A-CB | ASZS60481EA* | CA*EA6030*4A* | Singlezone Ducted, Centrally Ducted | 44000 | 28000 | 2.67 | 31000 | 2.22
AMANA | ASZS6 | 213872268 | HRCU-A-CB | ASZS60481EA* | CA*EA6030*4A* | Singlezone Ducted, Centrally Ducted | 44000 | 28000 | 2.67 | 31000 | 2.22
AMANA | ASZS6 | 213872266 | HRCU-A-CB | ASZS60421EA* | CA*EA6030*4A* | Singlezone Ducted, Centrally Ducted | 40000 | 28000 | 2.67 | 30600 | 2.19
AMANA | ASZS6 | 213872264 | HRCU-A-CB | ASZS60421EA* | CA*EA6030*4A* | Singlezone Ducted, Centrally Ducted | 40000 | 28000 | 2.67 | 30600 | 2.19
AMANA | ASZS6 | 213872262 | HRCU-A-CB | ASZS60421EA* | CA*EA6030*4A* | Singlezone Ducted, Centrally Ducted | 40000 | 28000 | 2.67 | 30600 | 2.19
AMANA | ASZS6 | 213872260 | HRCU-A-CB | ASZS60421EA* | CA*EA6030*4A* | Singlezone Ducted, Centrally Ducted | 40000 | 28000 | 2.67 | 30600 | 2.19
AMANA | ASZS6 | 212614868 | HRCU-A-CB | ASZS60241EA* | AHVE36CP1400A* | Singlezone Ducted, Centrally Ducted | 23000 | 16000 | 2.65 | 16100 | 2
AMANA | ASZS6 | 212614943 | HRCU-A-CB | ASZS60241EA* | AHVE36CP0400A* | Singlezone Ducted, Centrally Ducted | 23000 | 16000 | 2.65 | 16100 | 2
AMANA | ASZS6 | 212614944 | HRCU-A-CB | ASZS60241EA* | CA*EA2422*4A*+MBVC1200**-1A* | Singlezone Ducted, Centrally Ducted | 23000 | 16000 | 2.65 | 16100 | 2
AMANA | ASZS6 | 212614945 | HRCU-A-CB | ASZS60241EA* | CA*EA2422*4A*+MBVC1600**-1A* | Singlezone Ducted, Centrally Ducted | 23000 | 16000 | 2.65 | 16100 | 2
AMANA | ASZS6 | 212614946 | HRCU-A-CB | ASZS60241EA* | CA*EA2422*4A* | Singlezone Ducted, Centrally Ducted | 23000 | 16000 | 2.65 | 16100 | 2
AMANA | ASZS6 | 212614947 | HRCU-A-CB | ASZS60241EA* | CA*EA2422*4A* | Singlezone Ducted, Centrally Ducted | 23000 | 16000 | 2.65 | 16100 | 2
AMANA | ASZS6 | 212614948 | HRCU-A-CB | ASZS60241EA* | CA*EA2422*4A* | Singlezone Ducted, Centrally Ducted | 23000 | 16000 | 2.65 | 16100 | 2
AMANA | ASZS6 | 212614949 | HRCU-A-CB | ASZS60241EA* | CA*EA2422*4A* | Singlezone Ducted, Centrally Ducted | 23000 | 16000 | 2.65 | 16100 | 2
AMANA | ASZS6 | 212614950 | HRCU-A-CB | ASZS60241EA* | CA*EA2422*4A* | Singlezone Ducted, Centrally Ducted | 23000 | 16000 | 2.65 | 16100 | 2
AMANA | ASZS6 | 212614951 | HRCU-A-CB | ASZS60241EA* | CA*EA2422*4A* | Singlezone Ducted, Centrally Ducted | 23000 | 16000 | 2.65 | 16100 | 2
AMANA | ASZS6 | 212614952 | HRCU-A-CB | ASZS60241EA* | CA*EA2422*4A* | Singlezone Ducted, Centrally Ducted | 23000 | 16000 | 2.65 | 16100 | 2
AMANA | ASZS6 | 212614953 | HRCU-A-CB | ASZS60241EA* | CA*EA2422*4A* | Singlezone Ducted, Centrally Ducted | 23000 | 16000 | 2.65 | 16100 | 2
AMANA | ASZS6 | 212614954 | HRCU-A-CB | ASZS60241EA* | CA*EA2422*4A* | Singlezone Ducted, Centrally Ducted | 23000 | 16000 | 2.65 | 16100 | 2
AMANA | ASZS6 | 212614955 | HRCU-A-CB | ASZS60241EA* | CA*EA2422*4A* | Singlezone Ducted, Centrally Ducted | 23000 | 16000 | 2.65 | 16100 | 2
AMANA | ASZS6 | 212614956 | HRCU-A-CB | ASZS60241EA* | CA*EA2422*4A* | Singlezone Ducted, Centrally Ducted | 23000 | 16000 | 2.65 | 16100 | 2
AMANA | ASZS6 | 212614957 | HRCU-A-CB | ASZS60241EA* | CA*EA2422*4A* | Singlezone Ducted, Centrally Ducted | 23000 | 16000 | 2.65 | 16100 | 2
AMANA | ASZS6 | 212614958 | HRCU-A-CB | ASZS60241EA* | CA*EA2422*4A* | Singlezone Ducted, Centrally Ducted | 23000 | 16000 | 2.65 | 16100 | 2
AMANA | ASZS6 | 212614959 | HRCU-A-CB | ASZS60241EA* | CA*EA2422*4A* | Singlezone Ducted, Centrally Ducted | 23000 | 16000 | 2.65 | 16100 | 2
AMANA | ASZS6 | 212614960 | HRCU-A-CB | ASZS60241EA* | CA*EA2422*4A* | Singlezone Ducted, Centrally Ducted | 23000 | 16000 | 2.65 | 16100 | 2
AMANA | ASZS6 | 212614961 | HRCU-A-CB | ASZS60241EA* | CA*EA2422*4A* | Singlezone Ducted, Centrally Ducted | 23000 | 16000 | 2.65 | 16100 | 2
AMANA | ASZS6 | 212614962 | HRCU-A-CB | ASZS60241EA* | CA*EA2422*4A* | Singlezone Ducted, Centrally Ducted | 23000 | 16000 | 2.65 | 16100 | 2
AMANA | ASZS6 | 212614963 | HRCU-A-CB | ASZS60241EA* | CA*EA2422*4A* | Singlezone Ducted, Centrally Ducted | 23000 | 16000 | 2.65 | 16100 | 2
AMANA | ASZS6 | 212614964 | HRCU-A-CB | ASZS60241EA* | CA*EA2422*4A* | Singlezone Ducted, Centrally Ducted | 23000 | 16000 | 2.65 | 16100 | 2
AMANA | ASZS6 | 212614965 | HRCU-A-CB | ASZS60241EA* | CA*EA3026*4A*+MBVC1200**-1A* | Singlezone Ducted, Centrally Ducted | 23000 | 16000 | 2.65 | 16100 | 2
AMANA | ASZS6 | 212614966 | HRCU-A-CB | ASZS60241EA* | CA*EA3026*4A*+MBVC1600**-1A* | Singlezone Ducted, Centrally Ducted | 23000 | 16000 | 2.65 | 16100 | 2
AMANA | ASZS6 | 212614967 | HRCU-A-CB | ASZS60241EA* | CA*EA3026*4A* | Singlezone Ducted, Centrally Ducted | 23000 | 16000 | 2.65 | 16100 | 2
AMANA | ASZS6 | 212614968 | HRCU-A-CB | ASZS60241EA* | CA*EA3026*4A* | Singlezone Ducted, Centrally Ducted | 23000 | 16000 | 2.65 | 16100 | 2
AMANA | ASZS6 | 212614969 | HRCU-A-CB | ASZS60241EA* | CA*EA3026*4A* | Singlezone Ducted, Centrally Ducted | 23000 | 16000 | 2.65 | 16100 | 2
AMANA | ASZS6 | 212614970 | HRCU-A-CB | ASZS60241EA* | CA*EA3026*4A* | Singlezone Ducted, Centrally Ducted | 23000 | 16000 | 2.65 | 16100 | 2
AMANA | ASZS6 | 212614971 | HRCU-A-CB | ASZS60241EA* | CA*EA3026*4A* | Singlezone Ducted, Centrally Ducted | 23000 | 16000 | 2.65 | 16100 | 2
AMANA | ASZS6 | 212614972 | HRCU-A-CB | ASZS60241EA* | CA*EA3026*4A* | Singlezone Ducted, Centrally Ducted | 23000 | 16000 | 2.65 | 16100 | 2
AMANA | ASZS6 | 212614973 | HRCU-A-CB | ASZS60241EA* | CA*EA3026*4A* | Singlezone Ducted, Centrally Ducted | 23000 | 16000 | 2.65 | 16100 | 2
AMANA | ASZS6 | 212614974 | HRCU-A-CB | ASZS60241EA* | CA*EA3026*4A* | Singlezone Ducted, Centrally Ducted | 23000 | 16000 | 2.65 | 16100 | 2
AMANA | ASZS6 | 212614975 | HRCU-A-CB | ASZS60241EA* | CA*EA3026*4A* | Singlezone Ducted, Centrally Ducted | 23000 | 16000 | 2.65 | 16100 | 2
AMANA | ASZS6 | 212614976 | HRCU-A-CB | ASZS60241EA* | CA*EA3026*4A* | Singlezone Ducted, Centrally Ducted | 23000 | 16000 | 2.65 | 16100 | 2
AMANA | ASZS6 | 212614977 | HRCU-A-CB | ASZS60241EA* | CA*EA3026*4A* | Singlezone Ducted, Centrally Ducted | 23000 | 16000 | 2.65 | 16100 | 2
AMANA | ASZS6 | 212614978 | HRCU-A-CB | ASZS60241EA* | CA*EA3026*4A* | Singlezone Ducted, Centrally Ducted | 23000 | 16000 | 2.65 | 16100 | 2
AMANA | ASZS6 | 212614979 | HRCU-A-CB | ASZS60241EA* | CA*EA3026*4A* | Singlezone Ducted, Centrally Ducted | 23000 | 16000 | 2.65 | 16100 | 2
AMANA | ASZS6 | 212614980 | HRCU-A-CB | ASZS60241EA* | CA*EA3026*4A* | Singlezone Ducted, Centrally Ducted | 23000 | 16000 | 2.65 | 16100 | 2
AMANA | ASZS6 | 212614981 | HRCU-A-CB | ASZS60241EA* | CA*EA3026*4A* | Singlezone Ducted, Centrally Ducted | 23000 | 16000 | 2.65 | 16100 | 2
AMANA | ASZS6 | 212614982 | HRCU-A-CB | ASZS60241EA* | CA*EA3026*4A* | Singlezone Ducted, Centrally Ducted | 23000 | 16000 | 2.65 | 16100 | 2
AMANA | ASZS6 | 212614983 | HRCU-A-CB | ASZS60241EA* | CA*EA3026*4A* | Singlezone Ducted, Centrally Ducted | 23000 | 16000 | 2.65 | 16100 | 2
AMANA | ASZS6 | 212614984 | HRCU-A-CB | ASZS60241EA* | CA*EA3026*4A* | Singlezone Ducted, Centrally Ducted | 23000 | 16000 | 2.65 | 16100 | 2
AMANA | ASZS6 | 212614985 | HRCU-A-CB | ASZS60241EA* | CA*EA3026*4A* | Singlezone Ducted, Centrally Ducted | 23000 | 16000 | 2.65 | 16100 | 2
AMANA | ASZS6 | 212615010 | HRCU-A-CB | ASZS60481EA* | CA*EA6030*4A* | Singlezone Ducted, Centrally Ducted | 44000 | 28000 | 2.67 | 31000 | 2.22
AMANA | ASZS6 | 212615009 | HRCU-A-CB | ASZS60481EA* | CA*EA6030*4A* | Singlezone Ducted, Centrally Ducted | 44000 | 28000 | 2.67 | 31000 | 2.22
AMANA | ASZS6 | 212615008 | HRCU-A-CB | ASZS60481EA* | CA*EA6030*4A*+MBVC2000**-1A* | Singlezone Ducted, Centrally Ducted | 44000 | 28000 | 2.67 | 31000 | 2.22
AMANA | ASZS6 | 212615007 | HRCU-A-CB | ASZS60481EA* | AHVE60DP0400A* | Singlezone Ducted, Centrally Ducted | 44000 | 28000 | 2.67 | 31000 | 2.22
AMANA | ASZS6 | 212614871 | HRCU-A-CB | ASZS60481EA* | AHVE60DP1400A* | Singlezone Ducted, Centrally Ducted | 44000 | 28000 | 2.67 | 31000 | 2.22
AMANA | ASZS6 | 212615006 | HRCU-A-CB | ASZS60421EA* | CA*EA6030*4A* | Singlezone Ducted, Centrally Ducted | 40000 | 28000 | 2.67 | 30600 | 2.19
AMANA | ASZS6 | 212615005 | HRCU-A-CB | ASZS60421EA* | CA*EA6030*4A* | Singlezone Ducted, Centrally Ducted | 40000 | 28000 | 2.67 | 30600 | 2.19
AMANA | ASZS6 | 212615004 | HRCU-A-CB | ASZS60421EA* | CA*EA6030*4A*+MBVC2000**-1A* | Singlezone Ducted, Centrally Ducted | 40000 | 28000 | 2.67 | 30600 | 2.19
AMANA | ASZS6 | 212615003 | HRCU-A-CB | ASZS60421EA* | AHVE60DP0400A* | Singlezone Ducted, Centrally Ducted | 40000 | 28000 | 2.67 | 30600 | 2.19
AMANA | ASZS6 | 212614870 | HRCU-A-CB | ASZS60421EA* | AHVE60DP1400A* | Singlezone Ducted, Centrally Ducted | 40000 | 28000 | 2.67 | 30600 | 2.19
AMANA | ASZS6 | 212928696 | HRCU-A-CB | ASZS60361EA* | AHVE42CP1400A* | Singlezone Ducted, Centrally Ducted | 34200 | 23000 | 2.59 | 29000 | 2
AMANA | ASZS6 | 212928697 | HRCU-A-CB | ASZS60361EA* | AHVE42CP0400A* | Singlezone Ducted, Centrally Ducted | 34200 | 23000 | 2.59 | 29000 | 2
AMANA | ASZS6 | 212615002 | HRCU-A-CB | ASZS60361EA* | CA*EA4830*4A* | Singlezone Ducted, Centrally Ducted | 34200 | 23000 | 2.59 | 29000 | 2
AMANA | ASZS6 | 212615001 | HRCU-A-CB | ASZS60361EA* | CA*EA4830*4A* | Singlezone Ducted, Centrally Ducted | 34200 | 23000 | 2.59 | 29000 | 2
AMANA | ASZS6 | 212614993 | HRCU-A-CB | ASZS60361EA* | CA*EA4830*4A* | Singlezone Ducted, Centrally Ducted | 34200 | 23000 | 2.59 | 29000 | 2
AMANA | ASZS6 | 212615000 | HRCU-A-CB | ASZS60361EA* | CA*EA4830*4A* | Singlezone Ducted, Centrally Ducted | 34200 | 23000 | 2.59 | 29000 | 2
AMANA | ASZS6 | 212614999 | HRCU-A-CB | ASZS60361EA* | CA*EA4830*4A* | Singlezone Ducted, Centrally Ducted | 34200 | 23000 | 2.59 | 29000 | 2
AMANA | ASZS6 | 212614998 | HRCU-A-CB | ASZS60361EA* | CA*EA6030*4A* | Singlezone Ducted, Centrally Ducted | 34200 | 23000 | 2.59 | 30000 | 2.11
AMANA | ASZS6 | 212614997 | HRCU-A-CB | ASZS60361EA* | CA*EA4830*4A* | Singlezone Ducted, Centrally Ducted | 34200 | 23000 | 2.59 | 29000 | 2
AMANA | ASZS6 | 212614996 | HRCU-A-CB | ASZS60361EA* | CA*EA4830*4A* | Singlezone Ducted, Centrally Ducted | 34200 | 23000 | 2.59 | 29000 | 2
AMANA | ASZS6 | 212614995 | HRCU-A-CB | ASZS60361EA* | CA*EA4830*4A* | Singlezone Ducted, Centrally Ducted | 34200 | 23000 | 2.59 | 29000 | 2
AMANA | ASZS6 | 212614994 | HRCU-A-CB | ASZS60361EA* | CA*EA6030*4A* | Singlezone Ducted, Centrally Ducted | 34200 | 23000 | 2.59 | 30000 | 2.11
AMANA | ASZS6 | 212614992 | HRCU-A-CB | ASZS60361EA* | CA*EA4830*4A* | Singlezone Ducted, Centrally Ducted | 34200 | 23000 | 2.59 | 29000 | 2.04
AMANA | ASZS6 | 212614991 | HRCU-A-CB | ASZS60361EA* | CA*EA6030*4A* | Singlezone Ducted, Centrally Ducted | 34200 | 23000 | 2.59 | 30000 | 2.11
AMANA | ASZS6 | 212614990 | HRCU-A-CB | ASZS60361EA* | CA*EA4830*4A*+MBVC1600**-1A* | Singlezone Ducted, Centrally Ducted | 34200 | 23000 | 2.59 | 29000 | 2
AMANA | ASZS6 | 212614989 | HRCU-A-CB | ASZS60361EA* | CA*EA6030*4A*+MBVC2000**-1A* | Singlezone Ducted, Centrally Ducted | 34200 | 23000 | 2.59 | 30000 | 2.11
AMANA | ASZS6 | 212614988 | HRCU-A-CB | ASZS60361EA* | AHVE48DP0400A* | Singlezone Ducted, Centrally Ducted | 34200 | 23000 | 2.59 | 30000 | 2.11
AMANA | ASZS6 | 212614987 | HRCU-A-CB | ASZS60361EA* | AHVE60DP0400A* | Singlezone Ducted, Centrally Ducted | 34200 | 23000 | 2.59 | 30000 | 2.11
AMANA | ASZS6 | 212614986 | HRCU-A-CB | ASZS60361EA* | AHVE60DP1400A* | Singlezone Ducted, Centrally Ducted | 34200 | 23000 | 2.59 | 30000 | 2.11
AMANA | ASZS6 | 212614869 | HRCU-A-CB | ASZS60361EA* | AHVE48DP1400A* | Singlezone Ducted, Centrally Ducted | 34200 | 23000 | 2.59 | 30000 | 2.11
AMANA | ASZS6 | 213156957 | HRCU-A-CB | ASZS60481EA* | CA*EA6030*4A* | Singlezone Ducted, Centrally Ducted | 44000 | 28000 | 2.67 | 31000 | 2.22
AMANA | ASZS6 | 213156956 | HRCU-A-CB | ASZS60421EA* | CA*EA6030*4A* | Singlezone Ducted, Centrally Ducted | 40000 | 28000 | 2.67 | 30600 | 2.19
AMANA | ASZV9 | 210607572 | HRCU-A-CB | ASZV902410A* | CA*F3137*6A*+MBVC1201**-1A*+TX | Singlezone Ducted, Centrally Ducted | 23000 | 14000 | 2.6 | 13100 | 2.19
AMERICAN STANDARD |  | 207590073 | HRCU-A-CB | 4A6V8X48A1 | TEM8A0C60V51+TDR | Singlezone Ducted, Centrally Ducted | 44500 | 36800 | 4.49 | 28520 | 1.92
AMERICAN STANDARD |  | 207629144 | HRCU-A-CB-O | 4TXK2509A10N0** | 4MXW2509A10N0** | Singlezone Non-Ducted, Ceiling Placement | 11000 | 7300 | 2.61 | 9000 | 1.93
AMERICAN STANDARD |  | 210435420 | HMSR-A-CB-O | 4TXM2118A12N0** |  | Multizone All Non-Ducted | 18000 | 14700 | 2.63 | 13600 | 2.23
AMERICAN STANDARD |  | 207590187 | HRCU-A-CB | 4A6V8X36A1 | 4TXCB006DS3 | Singlezone Ducted, Centrally Ducted | 33000 | 26400 | 3.31 | 20740 | 1.9
AMERICAN STANDARD |  | 207590189 | HRCU-A-CB | 4A6V8X36A1 | 4TXCB006DS3 | Singlezone Ducted, Centrally Ducted | 32800 | 26400 | 3.31 | 20800 | 1.9
AMERICAN STANDARD |  | 207590114 | HRCU-A-CB | 4A6V8X36A1 | 4TXCB006DS3 | Singlezone Ducted, Centrally Ducted | 33000 | 26600 | 3.3 | 21000 | 1.92
AMERICAN STANDARD |  | 207590188 | HRCU-A-CB | 4A6V8X36A1 | 4TXCB006DS3 | Singlezone Ducted, Centrally Ducted | 33000 | 26600 | 3.3 | 21000 | 1.92
AMERICAN STANDARD |  | 10093447 | HRCU-A-CB | 4A6V0036A1 | TAM9A0B30V31 | Singlezone Ducted, Centrally Ducted | 32600 | 26200 | 3.17 | 20220 | 1.92
AMERICAN STANDARD |  | 207629150 | HRCU-A-CB-O | 4TXK2512A10N0** | 4MXW2512A10N0** | Singlezone Non-Ducted, Ceiling Placement | 12000 | 7700 | 2.59 | 9200 | 1.93
AMERICAN STANDARD / MITSUBISHI ELECTRIC | M-Series | 207705487 | HRCU-A-CB-O | MUZ-GS12NA*** | NAXWST12B112** | Singlezone Non-Ducted, Wall Placement | 14400 | 9000 | 2.64 | 10100 | 2
AMERICAN STANDARD / MITSUBISHI ELECTRIC | M-Series | 207705488 | HRCU-A-CB-O | MUZ-GS15NA*** | NAXWST15B112** | Singlezone Non-Ducted, Wall Placement | 18000 | 12100 | 2.67 | 14000 | 2.03
AMERICAN STANDARD / MITSUBISHI ELECTRIC | NV-Series | 212925515 | HMSR-A-CB-O | NTXMPH30A132C** |  | Multizone All Non-Ducted | 28600 | 18000 | 2.65 | 28600 | 1.95
AMERICAN STANDARD / MITSUBISHI ELECTRIC | NV-Series | 212925514 | HMSR-A-CB-O | NTXMPH24A132C** |  | Multizone All Non-Ducted | 25000 | 14500 | 2.62 | 25000 | 1.95
AMERICAN STANDARD / MITSUBISHI ELECTRIC |  | 213499807 | HMSR-A-CB-O | NTXMMX20A122C** |  | Multizone All Non-Ducted | 22000 | 13500 | 2.91 | 11100 | 2.03
AMERICAN STANDARD / MITSUBISHI ELECTRIC | M-Series | 209832999 | HRCU-A-CB-O | MUZ-FS18NA*** | NAXWPH18B112A* | Singlezone Non-Ducted, Wall Placement | 19000 | 12800 | 3.23 | 23000 | 2.15
AMERICAN STANDARD / MITSUBISHI ELECTRIC | M-Series | 209832989 | HRCU-A-CB-O | MUZ-FS12NA*** | NAXWPH12B112A* | Singlezone Non-Ducted, Wall Placement | 12300 | 8400 | 4.04 | 14690 | 2.42
AMERICAN STANDARD / MITSUBISHI ELECTRIC | M-Series | 209832984 | HRCU-A-CB-O | MUZ-FS09NA*** | NAXWPH09B112A* | Singlezone Non-Ducted, Wall Placement | 9600 | 5900 | 3.84 | 11590 | 2.41
AMERICAN STANDARD / MITSUBISHI ELECTRIC | M-Series | 209832979 | HRCU-A-CB-O | MUZ-FS06NA*** | NAXWPH06B112A* | Singlezone Non-Ducted, Wall Placement | 8700 | 5900 | 4.43 | 10500 | 2.46
AMERICAN STANDARD / MITSUBISHI ELECTRIC |  | 209424925 | HMSR-A-CB-O | NTXMMX20A122C* |  | Multizone All Non-Ducted | 22000 | 13500 | 2.91 | 11100 | 2.03
AMERICAN STANDARD / MITSUBISHI ELECTRIC | M-Series | 207705504 | HRCU-A-CB-O | MUZ-GS24NAHZ*** | NAXWST24B112** | Singlezone Non-Ducted, Wall Placement | 21200 | 13300 | 2.78 | 21200 | 1.95
AMERICAN STANDARD / MITSUBISHI ELECTRIC | M-Series | 207705491 | HRCU-A-CB-O | MUZ-GS24NA*** | NAXWST24B112** | Singlezone Non-Ducted, Wall Placement | 27600 | 17600 | 2.67 | 19640 | 2.25
AMERICAN STANDARD / MITSUBISHI ELECTRIC | M-Series | 207705501 | HRCU-A-CB-O | MUZ-GS15NAHZ*** | NAXWST15B112** | Singlezone Non-Ducted, Wall Placement | 14000 | 8700 | 2.68 | 14000 | 1.91
AMERICAN STANDARD / MITSUBISHI ELECTRIC | M-Series | 207705499 | HRCU-A-CB-O | MUZ-GS09NAHZ*** | NAXWST09B112** | Singlezone Non-Ducted, Wall Placement | 9600 | 5700 | 2.57 | 9600 | 2.01
AMERICAN STANDARD / MITSUBISHI ELECTRIC | M-Series | 207705485 | HRCU-A-CB-O | MUZ-GS09NA*** | NAXWST09B112** | Singlezone Non-Ducted, Wall Placement | 10900 | 6500 | 2.61 | 7900 | 2.12
AMERICAN STANDARD / MITSUBISHI ELECTRIC | M-Series | 209832994 | HRCU-A-CB-O | MUZ-FS15NA*** | NAXWPH15B112A* | Singlezone Non-Ducted, Wall Placement | 16000 | 10000 | 3.53 | 19360 | 2.17
AMERICAN STANDARD / MITSUBISHI ELECTRIC | M-Series | 213879424 | HRCU-A-CB-O | MUZ-FS18NAH*** | NAXWPH18B112A* | Singlezone Non-Ducted, Wall Placement | 19000 | 12800 | 2.93 | 23000 | 2.07
AMERICAN STANDARD / MITSUBISHI ELECTRIC | M-Series | 213879423 | HRCU-A-CB-O | MUZ-FS15NAH*** | NAXWPH15B112A* | Singlezone Non-Ducted, Wall Placement | 16000 | 10000 | 3.08 | 19360 | 2.08
AMERICAN STANDARD / MITSUBISHI ELECTRIC | M-Series | 213879422 | HRCU-A-CB-O | MUZ-FS12NAH*** | NAXWPH12B112A* | Singlezone Non-Ducted, Wall Placement | 12300 | 8400 | 3.33 | 14690 | 2.25
AMERICAN STANDARD / MITSUBISHI ELECTRIC | M-Series | 213879421 | HRCU-A-CB-O | MUZ-FS09NAH*** | NAXWPH09B112A* | Singlezone Non-Ducted, Wall Placement | 9600 | 5900 | 2.98 | 11590 | 2.21
AMERISTAR |  | 207642983 | HRCU-A-CB-O | M4THS2309A11N** | M4MHW2309A1N0** | Singlezone Non-Ducted, Ceiling Placement | 11000 | 7300 | 2.61 | 9000 | 1.93
AMERISTAR |  | 207642985 | HRCU-A-CB-O | M4THS2312A11N** | M4MHW2312A1N0** | Singlezone Non-Ducted, Ceiling Placement | 12000 | 7700 | 2.59 | 9200 | 1.93
AMERISTAR |  | 210488259 | HMSR-A-CB-O | M4THM1918A12N** |  | Multizone All Non-Ducted | 18000 | 14700 | 2.63 | 13600 | 2.23
ARCOAIRE | DLC-series | 208447700 | HRCU-A-CB-O | DLCERBH09AAK | DLFEHBH09XAK | Singlezone Non-Ducted, Wall Placement | 10000 | 6000 | 2.51 | 6933 | 1.97
ARCOAIRE | DLC-series | 208447620 | HRCU-A-CB-O | DLCSRBH12AAJ | DLFSHCH12XAJ | Singlezone Non-Ducted, Wall Placement | 12000 | 8400 | 2.8 | 7094 | 2.19
ARCOAIRE | DLC-series | 208447617 | HRCU-A-CB-O | DLCSRBH09AAK | DLFSHCH09XAK | Singlezone Non-Ducted, Wall Placement | 12000 | 9500 | 2.53 | 11109 | 1.97
ARCOAIRE | DLC-series | 208447621 | HRCU-A-CB-O | DLCSRBH06AAK | DLFSHCH06XAK | Singlezone Non-Ducted, Wall Placement | 7000 | 8500 | 2.9 | 8581 | 2.19
ARCOAIRE | DLC-series | 207683327 | HRCU-A-CB-O | DLCSRBH24AAK | DLFSCBH24XAK | Singlezone Non-Ducted, Wall Placement | 25000 | 21000 | 2.64 | 26000 | 1.95
ARCOAIRE | DLC-series | 209948191 | HRCU-A-CB-O | DLCSRBH12AAK | DLFSFBH12XAK | Singlezone Non-Ducted, Wall Placement | 12000 | 10200 | 2.72 | 12300 | 2.1
ARCOAIRE | DLC-series | 211132712 | HRCU-A-CB | DLCSRBH24AAK | DLFSDAH24XHK | Singlezone Ducted, Compact Ducted | 25000 | 21000 | 2.75 | 24000 | 2
ARCOAIRE | DLC-series | 211132679 | HRCU-A-CB | DLCSRBH18AAK | DLFSDAH18XHK | Singlezone Ducted, Compact Ducted | 19000 | 15700 | 2.6 | 18000 | 2.2
ARCOAIRE | DLC-series | 210857426 | HRCU-A-CB-O | DLCSRBH06AAK | DLFSOAH09XAK | Singlezone Non-Ducted, Ceiling Placement | 7100 | 5700 | 2.61 | 8500 | 2.03
ARCOAIRE | Dlseries | 210025741 | HRCU-A-CB | DLCURAH60ABK | DLFUAAH60XAK | Singlezone Ducted, Centrally Ducted | 59000 | 42000 | 2.6 | 54356 | 1.91
ARCOAIRE | DL series | 213372116 | HRCU-A-C | DLCURAH18ABK | DLFULAH24XBX + CI | Singlezone Ducted, Centrally Ducted | 19000 | 14700 | 2.6 | 15000 | 2.2
ARCOAIRE | DLC-series | 206361870 | HRCU-A-CB-O | DLCSRBH12AAK | DLFSHBH12XAK | Singlezone Non-Ducted, Wall Placement | 12000 | 10300 | 2.56 | 12113 | 1.9
ARCOAIRE | DLC-series | 206361868 | HRCU-A-CB-O | DLCSRBH12AAJ | DLFSHBH12XAJ | Singlezone Non-Ducted, Wall Placement | 12000 | 8900 | 2.75 | 6858 | 2.07
ARCOAIRE | DLC-series | 207188905 | HRCU-A-CB-O | DLCSRBH06AAK | DLFSHBH06XAK | Singlezone Non-Ducted, Wall Placement | 7000 | 7500 | 2.5 | 7200 | 1.92
ARCOAIRE |  | 201835506 | HRCU-A-CB-O | DLCPRAH09AAK | DLFPHAH09XAK | Singlezone Non-Ducted, Wall Placement | 10000 | 7200 | 2.78 | 13047 | 1.97
ARCOAIRE | High Tier | 202463643 | HRCU-A-CB-O | DLCPRAH24AAK | DLFPHAH24XAK | Singlezone Non-Ducted, Wall Placement | 24000 | 15450 | 3 | 24000 | 2
ARCOAIRE | DuraComfort | 206350391 | HRCU-A-CB | DLCSRBH24AAK | DLFSDAH24XAK | Singlezone Ducted, Compact Ducted | 24600 | 14500 | 2.8 | 27910 | 2.01
ARCOAIRE | Performance Series | 207643001 | HMSV-A-CB | DLCMHBH48EAK |  | Multizone Mix of Ducted and Non-Ducted | 49000 | 31000 | 2.65 | 48000 | 1.9
ARCOAIRE | Performance Series | 207642991 | HMSV-A-CB | DLCMHBH24CAK |  | Multizone All Ducted | 24000 | 18500 | 2.85 | 21500 | 1.95
ARCOAIRE | DURACOMFORT DELUXE 18 VS HP 2-STAGE | 210468209 | HRCU-A-CB | HVH837GKA2*+TSTAT | EHD4X60AAL | Singlezone Ducted, Centrally Ducted | 47000 | 30600 | 2.52 | 24200 | 1.98
ARCOAIRE | DURACOMFORT DELUXE 18 VS HP 2-STAGE | 210468319 | HRCU-A-CB | HVH837GKA2*+TSTAT | EHD4X60AAL | Singlezone Ducted, Centrally Ducted | 46500 | 30400 | 2.5 | 24200 | 1.98
ARCOAIRE | DURACOMFORT DELUXE 18 VS HP | 206766035 | HRCU-A-CB | HVH825GKA3* | EA*4X37L21A*+WALLCON | Singlezone Ducted, Centrally Ducted | 21000 | 20400 | 2.54 | 18100 | 2.24
ARCOAIRE | DURACOMFORT DELUXE 18 VS HP | 210473242 | HRCU-A-CB | HVH825GKA3* | EA*4X43L21A*+WALLCON | Singlezone Ducted, Centrally Ducted | 21000 | 20400 | 2.54 | 18100 | 2.24
ARCOAIRE | Performance Series | 207642999 | HMSR-A-CB-O | DLCMHBH48EAK |  | Multizone All Non-Ducted | 48000 | 34000 | 2.83 | 48000 | 2
ARCOAIRE | Performance Series | 207642993 | HMSR-A-CB-O | DLCMHBH30DAK |  | Multizone All Non-Ducted | 30000 | 18500 | 2.98 | 29400 | 1.9
ARCOAIRE | DURACOMFORT DELUXE 18 VS HP | 210470269 | HRCU-A-CB | HVH837GKA2* | EA*4X60L24A*+WALLCON | Singlezone Ducted, Centrally Ducted | 31800 | 31000 | 2.5 | 27400 | 2.2
ARCOAIRE | DURACOMFORT DELUXE 18 VS HP | 210470280 | HRCU-A-CB | HVH837GKA2* | EA*4X60L24A*+WALLCON | Singlezone Ducted, Centrally Ducted | 31800 | 31000 | 2.52 | 27400 | 2.22
ARCOAIRE | DURACOMFORT DELUXE 18 VS HP | 210470291 | HRCU-A-CB | HVH837GKA2* | EA*4X60L24A*+WALLCON | Singlezone Ducted, Centrally Ducted | 31800 | 31000 | 2.52 | 27400 | 2.22
ARCOAIRE | DURACOMFORT DELUXE 18 VS HP | 210470313 | HRCU-A-CB | HVH837GKA2* | EA*4X60L24A*+WALLCON | Singlezone Ducted, Centrally Ducted | 31800 | 31000 | 2.52 | 27400 | 2.22
ARCOAIRE | DURACOMFORT DELUXE 18 VS HP | 210470324 | HRCU-A-CB | HVH837GKA2* | EA*4X60L24A*+WALLCON | Singlezone Ducted, Centrally Ducted | 32000 | 31200 | 2.5 | 27600 | 2.2
ARCOAIRE | DURACOMFORT DELUXE 18 VS HP | 210470346 | HRCU-A-CB | HVH837GKA2* | EA*4X60L24A*+WALLCON | Singlezone Ducted, Centrally Ducted | 31800 | 31000 | 2.52 | 27400 | 2.22
ARCOAIRE | DURACOMFORT DELUXE 18 VS HP | 210470434 | HRCU-A-CB | HVH837GKA2* | EA*4X61L21A*+WALLCON | Singlezone Ducted, Centrally Ducted | 32200 | 31400 | 2.5 | 27800 | 2.2
ARCOAIRE | DURACOMFORT DELUXE 18 VS HP | 210470445 | HRCU-A-CB | HVH837GKA2* | EA*4X61L21A*+WALLCON | Singlezone Ducted, Centrally Ducted | 32000 | 31200 | 2.52 | 27600 | 2.22
ARCOAIRE | DURACOMFORT DELUXE 18 VS HP | 210470467 | HRCU-A-CB | HVH837GKA2* | EA*4X61L21A*+WALLCON | Singlezone Ducted, Centrally Ducted | 32000 | 31200 | 2.52 | 27600 | 2.22
ARCOAIRE | DURACOMFORT DELUXE 18 VS HP | 210470489 | HRCU-A-CB | HVH837GKA2* | EA*4X61L21A*+WALLCON | Singlezone Ducted, Centrally Ducted | 32000 | 31200 | 2.52 | 27600 | 2.22
ARCOAIRE | DURACOMFORT DELUXE 18 VS HP | 210470500 | HRCU-A-CB | HVH837GKA2* | EA*4X61L21A*+WALLCON | Singlezone Ducted, Centrally Ducted | 32000 | 31200 | 2.54 | 27600 | 2.22
ARCOAIRE | DURACOMFORT DELUXE 18 VS HP | 210470555 | HRCU-A-CB | HVH837GKA2* | EA*4X61L24A*+WALLCON | Singlezone Ducted, Centrally Ducted | 32000 | 31200 | 2.52 | 27600 | 2.22
ARCOAIRE | DURACOMFORT DELUXE 18 VS HP | 210470566 | HRCU-A-CB | HVH837GKA2* | EA*4X61L24A*+WALLCON | Singlezone Ducted, Centrally Ducted | 32000 | 31200 | 2.54 | 27400 | 2.24
ARCOAIRE | DURACOMFORT DELUXE 18 VS HP | 210470577 | HRCU-A-CB | HVH837GKA2* | EA*4X61L24A*+WALLCON | Singlezone Ducted, Centrally Ducted | 32000 | 31200 | 2.54 | 27600 | 2.22
ARCOAIRE | DURACOMFORT DELUXE 18 VS HP | 210470599 | HRCU-A-CB | HVH837GKA2* | EA*4X61L24A*+WALLCON | Singlezone Ducted, Centrally Ducted | 32000 | 31200 | 2.54 | 27600 | 2.22
ARCOAIRE | DURACOMFORT DELUXE 18 VS HP | 210470610 | HRCU-A-CB | HVH837GKA2* | EA*4X61L24A*+WALLCON | Singlezone Ducted, Centrally Ducted | 32000 | 31200 | 2.52 | 27600 | 2.22
ARCOAIRE | DURACOMFORT DELUXE 18 VS HP | 210470632 | HRCU-A-CB | HVH837GKA2* | EA*4X61L24A*+WALLCON | Singlezone Ducted, Centrally Ducted | 32000 | 31200 | 2.54 | 27600 | 2.22
ARCOAIRE | DURACOMFORT DELUXE 18 VS HP | 206771274 | HRCU-A-CB | HVH837GKA2* | EA*4X37L21A*+WALLCON | Singlezone Ducted, Centrally Ducted | 33000 | 31800 | 2.52 | 28000 | 2.2
ARCOAIRE | DURACOMFORT DELUXE 18 VS HP | 206771328 | HRCU-A-CB | HVH837GKA2* | EA*4X37L21A*+WALLCON | Singlezone Ducted, Centrally Ducted | 32800 | 31800 | 2.54 | 28000 | 2.22
ARCOAIRE | DURACOMFORT DELUXE 18 VS HP | 206771346 | HRCU-A-CB | HVH837GKA2* | EA*4X37L21A*+WALLCON | Singlezone Ducted, Centrally Ducted | 32800 | 31800 | 2.54 | 28000 | 2.22
ARCOAIRE | DURACOMFORT DELUXE 18 VS HP | 206771355 | HRCU-A-CB | HVH837GKA2* | EA*4X37L21A*+WALLCON | Singlezone Ducted, Centrally Ducted | 32800 | 31800 | 2.54 | 27800 | 2.22
ARCOAIRE | DURACOMFORT DELUXE 18 VS HP | 206771625 | HRCU-A-CB | HVH837GKA2* | EA*4X43L21A*+WALLCON | Singlezone Ducted, Centrally Ducted | 33000 | 32000 | 2.52 | 28000 | 2.2
ARCOAIRE | DURACOMFORT DELUXE 18 VS HP | 206771643 | HRCU-A-CB | HVH837GKA2* | EA*4X43L21A*+WALLCON | Singlezone Ducted, Centrally Ducted | 32800 | 31800 | 2.54 | 28000 | 2.2
ARCOAIRE | DURACOMFORT DELUXE 18 VS HP | 206771697 | HRCU-A-CB | HVH837GKA2* | EA*4X43L21A*+WALLCON | Singlezone Ducted, Centrally Ducted | 32800 | 31800 | 2.54 | 27800 | 2.22
ARCOAIRE | DURACOMFORT DELUXE 18 VS HP | 206771715 | HRCU-A-CB | HVH837GKA2* | EA*4X43L21A*+WALLCON | Singlezone Ducted, Centrally Ducted | 32800 | 31800 | 2.54 | 27800 | 2.22
ARCOAIRE | DURACOMFORT DELUXE 18 VS HP | 206771724 | HRCU-A-CB | HVH837GKA2* | EA*4X43L21A*+WALLCON | Singlezone Ducted, Centrally Ducted | 32800 | 31800 | 2.56 | 27800 | 2.22
ARCOAIRE | DURACOMFORT DELUXE 18 VS HP | 206771778 | HRCU-A-CB | HVH837GKA2* | EA*4X48L21A*+WALLCON | Singlezone Ducted, Centrally Ducted | 32600 | 31400 | 2.52 | 27800 | 2.2
ARCOAIRE | DURACOMFORT DELUXE 18 VS HP | 206771832 | HRCU-A-CB | HVH837GKA2* | EA*4X48L21A*+WALLCON | Singlezone Ducted, Centrally Ducted | 32400 | 31400 | 2.52 | 27600 | 2.2
ARCOAIRE | DURACOMFORT DELUXE 18 VS HP | 206771850 | HRCU-A-CB | HVH837GKA2* | EA*4X48L21A*+WALLCON | Singlezone Ducted, Centrally Ducted | 32400 | 31400 | 2.52 | 27600 | 2.2
ARCOAIRE | DURACOMFORT DELUXE 18 VS HP | 206771859 | HRCU-A-CB | HVH837GKA2* | EA*4X48L21A*+WALLCON | Singlezone Ducted, Centrally Ducted | 32400 | 31400 | 2.52 | 27600 | 2.2
ARCOAIRE | DURACOMFORT DELUXE 18 VS HP | 206771895 | HRCU-A-CB | HVH837GKA2* | EA*4X48L24A*+WALLCON | Singlezone Ducted, Centrally Ducted | 32400 | 31400 | 2.52 | 27600 | 2.2
ARCOAIRE | DURACOMFORT DELUXE 18 VS HP | 206771904 | HRCU-A-CB | HVH837GKA2* | EA*4X48L24A*+WALLCON | Singlezone Ducted, Centrally Ducted | 32400 | 31400 | 2.54 | 27600 | 2.22
ARCOAIRE | DURACOMFORT DELUXE 18 VS HP | 206771913 | HRCU-A-CB | HVH837GKA2* | EA*4X48L24A*+WALLCON | Singlezone Ducted, Centrally Ducted | 32400 | 31400 | 2.54 | 27600 | 2.22
ARCOAIRE | DURACOMFORT DELUXE 18 VS HP | 206771931 | HRCU-A-CB | HVH837GKA2* | EA*4X48L24A*+WALLCON | Singlezone Ducted, Centrally Ducted | 32400 | 31400 | 2.52 | 27600 | 2.22
ARCOAIRE | DURACOMFORT DELUXE 18 VS HP | 206771940 | HRCU-A-CB | HVH837GKA2* | EA*4X48L24A*+WALLCON | Singlezone Ducted, Centrally Ducted | 32600 | 31400 | 2.52 | 27800 | 2.2
ARCOAIRE | DURACOMFORT DELUXE 18 VS HP | 206771958 | HRCU-A-CB | HVH837GKA2* | EA*4X48L24A*+WALLCON | Singlezone Ducted, Centrally Ducted | 32400 | 31400 | 2.52 | 27600 | 2.22
ARCOAIRE | DURACOMFORT DELUXE 18 VS HP 2-STAGE | 210465005 | HRCU-A-CB | HVH837GKA2*+TSTAT | EN(A,D,W)4X60L24** | Singlezone Ducted, Centrally Ducted | 47000 | 30600 | 2.5 | 24000 | 1.96
ARCOAIRE | DURACOMFORT DELUXE 18 VS HP 2-STAGE | 210464817 | HRCU-A-CB | HVH837GKA2*+TSTAT | EN(A,D)4X48L24** | Singlezone Ducted, Centrally Ducted | 48000 | 31000 | 2.5 | 24400 | 1.94
ARCOAIRE | DURACOMFORT DELUXE 18 VS HP 2-STAGE | 210464682 | HRCU-A-CB | HVH837GKA2*+TSTAT | EN(A,D)4X48L24** | Singlezone Ducted, Centrally Ducted | 47500 | 30600 | 2.5 | 24200 | 1.94
ARCOAIRE | DURACOMFORT DELUXE 18 VS HP 2-STAGE | 210464616 | HRCU-A-CB | HVH837GKA2*+TSTAT | EN(A,D)4X48L24** | Singlezone Ducted, Centrally Ducted | 47500 | 30800 | 2.5 | 24200 | 1.96
ARCOAIRE | DURACOMFORT DELUXE 18 VS HP 2-STAGE | 210464604 | HRCU-A-CB | HVH837GKA2*+TSTAT | EN(A,D)4X48L24** | Singlezone Ducted, Centrally Ducted | 48000 | 31000 | 2.5 | 24400 | 1.96
ARCOAIRE | DURACOMFORT DELUXE 18 VS HP 2-STAGE | 210464461 | HRCU-A-CB | HVH837GKA2*+TSTAT | EN(A,D,W)4X48L21** | Singlezone Ducted, Centrally Ducted | 48000 | 31000 | 2.5 | 24400 | 1.94
ARCOAIRE | DURACOMFORT DELUXE 18 VS HP 2-STAGE | 210464306 | HRCU-A-CB | HVH837GKA2*+TSTAT | EN(A,D,W)4X48L21** | Singlezone Ducted, Centrally Ducted | 48000 | 31000 | 2.5 | 24400 | 1.94
ARCOAIRE | DURACOMFORT DELUXE 18 VS HP 2-STAGE | 210464171 | HRCU-A-CB | HVH837GKA2*+TSTAT | EN(A,D,W)4X48L21** | Singlezone Ducted, Centrally Ducted | 47500 | 30800 | 2.5 | 24200 | 1.96
ARCOAIRE | DURACOMFORT DELUXE 18 VS HP 2-STAGE | 210462018 | HRCU-A-CB | HVH837GKA2*+TSTAT | EA*4X61L24A* | Singlezone Ducted, Centrally Ducted | 47000 | 30800 | 2.52 | 24400 | 1.98
ARCOAIRE | DURACOMFORT DELUXE 18 VS HP 2-STAGE | 210461963 | HRCU-A-CB | HVH837GKA2*+TSTAT | EA*4X61L24A* | Singlezone Ducted, Centrally Ducted | 47000 | 30600 | 2.5 | 24400 | 1.98
ARCOAIRE | DURACOMFORT DELUXE 18 VS HP 2-STAGE | 210461839 | HRCU-A-CB | HVH837GKA2*+TSTAT | EA*4X61L24A* | Singlezone Ducted, Centrally Ducted | 47000 | 30600 | 2.5 | 24400 | 1.98
ARCOAIRE | DURACOMFORT DELUXE 18 VS HP 2-STAGE | 210461828 | HRCU-A-CB | HVH837GKA2*+TSTAT | EA*4X61L24A* | Singlezone Ducted, Centrally Ducted | 46500 | 30400 | 2.5 | 24000 | 1.96
ARCOAIRE | DURACOMFORT DELUXE 18 VS HP 2-STAGE | 210461806 | HRCU-A-CB | HVH837GKA2*+TSTAT | EA*4X61L24A* | Singlezone Ducted, Centrally Ducted | 47000 | 30600 | 2.5 | 24400 | 1.98
ARCOAIRE | DURACOMFORT DELUXE 18 VS HP 2-STAGE | 210461795 | HRCU-A-CB | HVH837GKA2*+TSTAT | EA*4X61L24A* | Singlezone Ducted, Centrally Ducted | 47000 | 30600 | 2.5 | 24400 | 1.96
ARCOAIRE | DURACOMFORT DELUXE 18 VS HP 2-STAGE | 210461762 | HRCU-A-CB | HVH837GKA2*+TSTAT | EA*4X61L24A* | Singlezone Ducted, Centrally Ducted | 46500 | 30400 | 2.5 | 24200 | 1.98
ARCOAIRE | DURACOMFORT DELUXE 18 VS HP 2-STAGE | 210461750 | HRCU-A-CB | HVH837GKA2*+TSTAT | EA*4X61L24A* | Singlezone Ducted, Centrally Ducted | 46500 | 30600 | 2.5 | 24200 | 1.98
ARCOAIRE | DURACOMFORT DELUXE 18 VS HP 2-STAGE | 210461452 | HRCU-A-CB | HVH837GKA2*+TSTAT | EA*4X61L21A* | Singlezone Ducted, Centrally Ducted | 46500 | 30600 | 2.5 | 24400 | 1.96
ARCOAIRE | DURACOMFORT DELUXE 18 VS HP 2-STAGE | 210461429 | HRCU-A-CB | HVH837GKA2*+TSTAT | EA*4X61L21A* | Singlezone Ducted, Centrally Ducted | 47000 | 30600 | 2.5 | 24400 | 1.98
ARCOAIRE | DURACOMFORT DELUXE 18 VS HP 2-STAGE | 210461416 | HRCU-A-CB | HVH837GKA2*+TSTAT | EA*4X61L21A* | Singlezone Ducted, Centrally Ducted | 47000 | 30600 | 2.5 | 24400 | 1.98
ARCOAIRE | DURACOMFORT DELUXE 18 VS HP 2-STAGE | 210461328 | HRCU-A-CB | HVH837GKA2*+TSTAT | EA*4X61L21A* | Singlezone Ducted, Centrally Ducted | 46500 | 30400 | 2.5 | 24200 | 1.96
ARCOAIRE | DURACOMFORT DELUXE 18 VS HP 2-STAGE | 210459739 | HRCU-A-CB | HVH837GKA2*+TSTAT | EA*4X43L21A* | Singlezone Ducted, Centrally Ducted | 47500 | 30800 | 2.52 | 24400 | 1.98
ARCOAIRE | DURACOMFORT DELUXE 18 VS HP 2-STAGE | 210458482 | HRCU-A-CB | HVH837GKA2*+TSTAT | EA*4X37L21A* | Singlezone Ducted, Centrally Ducted | 47500 | 30800 | 2.52 | 24400 | 1.98
ARCOAIRE |  | 209852036 | HRCU-A-CB | DLCURAH18ABK | DLFUAAH18XAK | Singlezone Ducted, Centrally Ducted | 19000 | 13500 | 2.5 | 18000 | 2
ARCOAIRE | DuraComfort | 207826594 | HMSV-A-CB | DLCSRBH24AAK | DLFSABH24XBK | Singlezone Ducted, Centrally Ducted | 26000 | 16200 | 2.79 | 21505 | 1.95
ARCOAIRE | High Tier | 202463642 | HRCU-A-CB-O | DLCPRAH18AAK | DLFPHAH18XAK | Singlezone Non-Ducted, Wall Placement | 18000 | 12300 | 3.19 | 18000 | 2
ARMSTRONG AIR | 4SHP22LX SERIES | 211528484 | HRCU-A-CB | 4SHP22LX136P-**A | EAC4X48B+TDR | Singlezone Ducted, Centrally Ducted | 33800 | 22400 | 2.54 | 18400 | 2.22
ARMSTRONG AIR | 4SHP22LX SERIES | 211528483 | HRCU-A-CB | 4SHP22LX136P-**A | EAC4X48B+TDR | Singlezone Ducted, Centrally Ducted | 33800 | 22400 | 2.54 | 18400 | 2.22
ARMSTRONG AIR | 4SHP22LX SERIES | 211528482 | HRCU-A-CB | 4SHP22LX136P-**A | EAC4X48B+TDR | Singlezone Ducted, Centrally Ducted | 33800 | 22400 | 2.52 | 18400 | 2.22
ARMSTRONG AIR | 4SHP22LX SERIES | 211528481 | HRCU-A-CB | 4SHP22LX136P-**A | EAC4X48B+TDR | Singlezone Ducted, Centrally Ducted | 33800 | 22600 | 2.52 | 18500 | 2.2
ARMSTRONG AIR | 4SHP22LX SERIES | 211528474 | HRCU-A-CB | 4SHP22LX136P-**A | EAC4X48B+TDR | Singlezone Ducted, Centrally Ducted | 33600 | 22200 | 2.56 | 18200 | 2.24
ARMSTRONG AIR | 4SHP22LX SERIES | 211528473 | HRCU-A-CB | 4SHP22LX136P-**A | EAC4X48B+TDR | Singlezone Ducted, Centrally Ducted | 33400 | 22200 | 2.52 | 18200 | 2.22
ARMSTRONG AIR | 4SHP22LX SERIES | 211528469 | HRCU-A-CB | 4SHP22LX136P-**A | EAC4X48B+TDR | Singlezone Ducted, Centrally Ducted | 33600 | 22400 | 2.5 | 18400 | 2.2
ARMSTRONG AIR | 4SHP22LX SERIES | 211528468 | HRCU-A-CB | 4SHP22LX136P-**A | EAC4X48B+TDR | Singlezone Ducted, Centrally Ducted | 33200 | 22000 | 2.54 | 18000 | 2.24
ARMSTRONG AIR | 4SHP22LX SERIES | 211528467 | HRCU-A-CB | 4SHP22LX136P-**A | EAC4X48B+TDR | Singlezone Ducted, Centrally Ducted | 33200 | 22000 | 2.52 | 18100 | 2.24
ARMSTRONG AIR | 4SHP22LX SERIES | 211528466 | HRCU-A-CB | 4SHP22LX136P-**A | EAC4X48B+TDR | Singlezone Ducted, Centrally Ducted | 33800 | 22600 | 2.5 | 18500 | 2.18
ARMSTRONG AIR | 4SHP22LX SERIES | 211528401 | HRCU-A-CB | 4SHP22LX136P-**A | ED1P48B+TDR+TXV | Singlezone Ducted, Centrally Ducted | 33400 | 21400 | 2.5 | 17700 | 2.18
ARMSTRONG AIR | 4SHP22LX SERIES | 211528396 | HRCU-A-CB | 4SHP22LX136P-**A | ED1P30/36C+TDR+TXV | Singlezone Ducted, Centrally Ducted | 35800 | 23400 | 2.5 | 19000 | 2.18
ARMSTRONG AIR | 4SHP22LX SERIES | 211528395 | HRCU-A-CB | 4SHP22LX136P-**A | ED1P30/36C+TDR+TXV | Singlezone Ducted, Centrally Ducted | 35400 | 23000 | 2.54 | 18700 | 2.22
ARMSTRONG AIR | 4SHP22LX SERIES | 211528394 | HRCU-A-CB | 4SHP22LX136P-**A | ED1P30/36C+TDR+TXV | Singlezone Ducted, Centrally Ducted | 35000 | 22800 | 2.56 | 18500 | 2.24
ARMSTRONG AIR | 4SHP22LX SERIES | 211528393 | HRCU-A-CB | 4SHP22LX136P-**A | ED1P30/36C+TDR+TXV | Singlezone Ducted, Centrally Ducted | 35000 | 22800 | 2.54 | 18500 | 2.22
ARMSTRONG AIR | 4SHP22LX SERIES | 211528392 | HRCU-A-CB | 4SHP22LX136P-**A | ED1P30/36C+TDR+TXV | Singlezone Ducted, Centrally Ducted | 35000 | 22800 | 2.58 | 18400 | 2.24
ARMSTRONG AIR | 4SHP22LX SERIES | 211528391 | HRCU-A-CB | 4SHP22LX136P-**A | ED1P30/36C+TDR+TXV | Singlezone Ducted, Centrally Ducted | 35400 | 23000 | 2.54 | 18700 | 2.22
ARMSTRONG AIR | 4SHP22LX SERIES | 211528390 | HRCU-A-CB | 4SHP22LX136P-**A | ED1P30/36C+TDR+TXV | Singlezone Ducted, Centrally Ducted | 35000 | 22800 | 2.54 | 18500 | 2.22
ARMSTRONG AIR | 4SHP22LX SERIES | 211528389 | HRCU-A-CB | 4SHP22LX136P-**A | ED1P30/36B+TDR+TXV | Singlezone Ducted, Centrally Ducted | 35600 | 23200 | 2.5 | 18900 | 2.18
ARMSTRONG AIR | 4SHP22LX SERIES | 211528388 | HRCU-A-CB | 4SHP22LX136P-**A | ED1P30/36B+TDR+TXV | Singlezone Ducted, Centrally Ducted | 35600 | 23200 | 2.5 | 18900 | 2.18
ARMSTRONG AIR | 4SHP22LX SERIES | 211528387 | HRCU-A-CB | 4SHP22LX136P-**A | ED1P30/36B+TDR+TXV | Singlezone Ducted, Centrally Ducted | 35400 | 23200 | 2.52 | 18800 | 2.2
ARMSTRONG AIR | 4SHP22LX SERIES | 211528386 | HRCU-A-CB | 4SHP22LX136P-**A | ED1P30/36B+TDR+TXV | Singlezone Ducted, Centrally Ducted | 34800 | 22800 | 2.52 | 18400 | 2.2
ARMSTRONG AIR | 4SHP22LX SERIES | 211528385 | HRCU-A-CB | 4SHP22LX136P-**A | ED1P30/36B+TDR+TXV | Singlezone Ducted, Centrally Ducted | 35200 | 23000 | 2.52 | 18600 | 2.2
ARMSTRONG AIR | 4SHP22LX SERIES | 211528384 | HRCU-A-CB | 4SHP22LX136P-**A | ED1P30/36B+TDR+TXV | Singlezone Ducted, Centrally Ducted | 35200 | 23000 | 2.52 | 18600 | 2.2
ARMSTRONG AIR | 4SHP22LX SERIES | 211528383 | HRCU-A-CB | 4SHP22LX136P-**A | ED1P30/36B+TDR+TXV | Singlezone Ducted, Centrally Ducted | 35000 | 22800 | 2.58 | 18500 | 2.26
ARMSTRONG AIR | 4SHP22LX SERIES | 211528382 | HRCU-A-CB | 4SHP22LX136P-**A | ED1P30/36B+TDR+TXV | Singlezone Ducted, Centrally Ducted | 34800 | 22600 | 2.52 | 18400 | 2.22
ARMSTRONG AIR | 4SHP22LX SERIES | 211528380 | HRCU-A-CB | 4SHP22LX136P-**A | ED1P30/36B+TDR+TXV | Singlezone Ducted, Centrally Ducted | 35400 | 23000 | 2.5 | 18800 | 2.2
ARMSTRONG AIR | 4SHP22LX SERIES | 211528379 | HRCU-A-CB | 4SHP22LX136P-**A | ED1P30/36B+TDR+TXV | Singlezone Ducted, Centrally Ducted | 35800 | 23400 | 2.5 | 19000 | 2.16
ARMSTRONG AIR | 4SHP22LX SERIES | 211528378 | HRCU-A-CB | 4SHP22LX136P-**A | ED1P30/36A+TDR+TXV | Singlezone Ducted, Centrally Ducted | 35800 | 23400 | 2.5 | 19000 | 2.16
ARMSTRONG AIR | 4SHP22LX SERIES | 211528377 | HRCU-A-CB | 4SHP22LX136P-**A | ED1P30/36A+TDR+TXV | Singlezone Ducted, Centrally Ducted | 35000 | 22800 | 2.52 | 18500 | 2.2
ARMSTRONG AIR | 4SHP22LX SERIES | 211528371 | HRCU-A-CB | 4SHP22LX136P-**A | EAH1P42C+TDR+TXV | Singlezone Ducted, Centrally Ducted | 33800 | 22600 | 2.5 | 18200 | 2.04
ARMSTRONG AIR | 4SHP22LX SERIES | 211528370 | HRCU-A-CB | 4SHP22LX136P-**A | EAH1P42C+TDR+TXV | Singlezone Ducted, Centrally Ducted | 33600 | 22400 | 2.5 | 18100 | 2.04
ARMSTRONG AIR | 4SHP22LX SERIES | 211528369 | HRCU-A-CB | 4SHP22LX136P-**A | EAH1P42C+TDR+TXV | Singlezone Ducted, Centrally Ducted | 33600 | 22400 | 2.5 | 18100 | 2.04
ARMSTRONG AIR | 4SHP22LX SERIES | 211528367 | HRCU-A-CB | 4SHP22LX136P-**A | EAH1P42C+TDR+TXV | Singlezone Ducted, Centrally Ducted | 33600 | 22400 | 2.52 | 18100 | 2.06
ARMSTRONG AIR | 4SHP22LX SERIES | 211528366 | HRCU-A-CB | 4SHP22LX136P-**A | EAH1P42C+TDR+TXV | Singlezone Ducted, Centrally Ducted | 33600 | 22400 | 2.5 | 18100 | 2.04
ARMSTRONG AIR | 4SHP22LX SERIES | 211528365 | HRCU-A-CB | 4SHP22LX136P-**A | EAH1P42C+TDR+TXV | Singlezone Ducted, Centrally Ducted | 33800 | 22600 | 2.52 | 18200 | 2.04
ARMSTRONG AIR | 4SHP22LX SERIES | 211528363 | HRCU-A-CB | 4SHP22LX136P-**A | EAH1P42C+TDR+TXV | Singlezone Ducted, Centrally Ducted | 33600 | 22400 | 2.5 | 18100 | 2.04
ARMSTRONG AIR | 4SHP22LX SERIES | 211528362 | HRCU-A-CB | 4SHP22LX136P-**A | EAH1P42C+TDR+TXV | Singlezone Ducted, Centrally Ducted | 33400 | 22200 | 2.5 | 17900 | 2.04
ARMSTRONG AIR | 4SHP22LX SERIES | 211528361 | HRCU-A-CB | 4SHP22LX136P-**A | EAH1P42C+TDR+TXV | Singlezone Ducted, Centrally Ducted | 33400 | 22400 | 2.5 | 18000 | 2.04
ARMSTRONG AIR | 4SHP22LX SERIES | 211528359 | HRCU-A-CB | 4SHP22LX136P-**A | EAH1P42C+TDR+TXV | Singlezone Ducted, Centrally Ducted | 33400 | 22200 | 2.5 | 17900 | 2.04
ARMSTRONG AIR | 4SHP22LX SERIES | 211528358 | HRCU-A-CB | 4SHP22LX136P-**A | EAH1P42C+TDR+TXV | Singlezone Ducted, Centrally Ducted | 33400 | 22200 | 2.52 | 17900 | 2.06
ARMSTRONG AIR | 4SHP22LX SERIES | 211528357 | HRCU-A-CB | 4SHP22LX136P-**A | EAH1P42C+TDR+TXV | Singlezone Ducted, Centrally Ducted | 33800 | 22400 | 2.5 | 18200 | 2.04
ARMSTRONG AIR | 4SHP22LX SERIES | 211528355 | HRCU-A-CB | 4SHP22LX136P-**A | EAH1P42C+TDR+TXV | Singlezone Ducted, Centrally Ducted | 33800 | 22600 | 2.5 | 18200 | 2.04
ARMSTRONG AIR | 4SHP22LX SERIES | 211528354 | HRCU-A-CB | 4SHP22LX136P-**A | EAH1P42C+TDR+TXV | Singlezone Ducted, Centrally Ducted | 33800 | 22600 | 2.5 | 18200 | 2.02
ARMSTRONG AIR | 4SHP22LX SERIES | 211528351 | HRCU-A-CB | 4SHP22LX136P-**A | EAH1P42C+TDR+TXV | Singlezone Ducted, Centrally Ducted | 33200 | 22200 | 2.5 | 17800 | 2.04
ARMSTRONG AIR | 4SHP22LX SERIES | 211528350 | HRCU-A-CB | 4SHP22LX136P-**A | EAH1P42C+TDR+TXV | Singlezone Ducted, Centrally Ducted | 33800 | 22600 | 2.52 | 18200 | 2.04
ARMSTRONG AIR | 4SHP22LX SERIES | 211528349 | HRCU-A-CB | 4SHP22LX136P-**A | EAH1P42C+TDR+TXV | Singlezone Ducted, Centrally Ducted | 33200 | 22000 | 2.52 | 17700 | 2.06
ARMSTRONG AIR | 4SHP22LX SERIES | 211528296 | HRCU-A-CB | 4SHP22LX136P-**A | BCE7S42M*4X | Singlezone Ducted, Centrally Ducted | 35000 | 22800 | 2.64 | 18400 | 2.3
ARMSTRONG AIR | 4SHP22LX SERIES | 211528295 | HRCU-A-CB | 4SHP22LX136P-**A | BCE7E42M*4X | Singlezone Ducted, Centrally Ducted | 34400 | 22200 | 2.6 | 18000 | 2.3
ARMSTRONG AIR | 4SHP22LX SERIES | 211528294 | HRCU-A-CB | 4SHP22LX136P-**A | BCE7E36M*4X | Singlezone Ducted, Centrally Ducted | 33600 | 23000 | 2.6 | 18300 | 2.24
ARMSTRONG AIR | 4SHP22LX SERIES | 211528293 | HRCU-A-CB | 4SHP22LX136P-**A | BCE5V42M*4X | Singlezone Ducted, Centrally Ducted | 33600 | 22200 | 2.6 | 18000 | 2.24
ARMSTRONG AIR | 4SHP22LX SERIES | 211528292 | HRCU-A-CB | 4SHP22LX136P-**A | BCE5V36M*4X | Singlezone Ducted, Centrally Ducted | 33400 | 22200 | 2.58 | 18000 | 2.24
ARMSTRONG AIR | 4SHP22LX SERIES | 211528288 | HRCU-A-CB | 4SHP22LX136P-**A | EA(C;U)1P48B+TDR+TXV | Singlezone Ducted, Centrally Ducted | 33800 | 22400 | 2.54 | 18400 | 2.22
ARMSTRONG AIR | 4SHP22LX SERIES | 211528287 | HRCU-A-CB | 4SHP22LX136P-**A | EA(C;U)1P48B+TDR+TXV | Singlezone Ducted, Centrally Ducted | 33800 | 22400 | 2.54 | 18400 | 2.22
ARMSTRONG AIR | 4SHP22LX SERIES | 211528286 | HRCU-A-CB | 4SHP22LX136P-**A | EA(C;U)1P48B+TDR+TXV | Singlezone Ducted, Centrally Ducted | 33800 | 22400 | 2.52 | 18400 | 2.22
ARMSTRONG AIR | 4SHP22LX SERIES | 211528285 | HRCU-A-CB | 4SHP22LX136P-**A | EA(C;U)1P48B+TDR+TXV | Singlezone Ducted, Centrally Ducted | 33800 | 22600 | 2.52 | 18500 | 2.2
ARMSTRONG AIR | 4SHP22LX SERIES | 211528278 | HRCU-A-CB | 4SHP22LX136P-**A | EA(C;U)1P48B+TDR+TXV | Singlezone Ducted, Centrally Ducted | 33600 | 22200 | 2.56 | 18200 | 2.24
ARMSTRONG AIR | 4SHP22LX SERIES | 211528277 | HRCU-A-CB | 4SHP22LX136P-**A | EA(C;U)1P48B+TDR+TXV | Singlezone Ducted, Centrally Ducted | 33400 | 22200 | 2.52 | 18200 | 2.22
ARMSTRONG AIR | 4SHP22LX SERIES | 211528273 | HRCU-A-CB | 4SHP22LX136P-**A | EA(C;U)1P48B+TDR+TXV | Singlezone Ducted, Centrally Ducted | 33600 | 22400 | 2.5 | 18400 | 2.2
ARMSTRONG AIR | 4SHP22LX SERIES | 211528272 | HRCU-A-CB | 4SHP22LX136P-**A | EA(C;U)1P48B+TDR+TXV | Singlezone Ducted, Centrally Ducted | 33200 | 22000 | 2.54 | 18000 | 2.24
ARMSTRONG AIR | 4SHP22LX SERIES | 211528271 | HRCU-A-CB | 4SHP22LX136P-**A | EA(C;U)1P48B+TDR+TXV | Singlezone Ducted, Centrally Ducted | 33200 | 22000 | 2.52 | 18100 | 2.24
ARMSTRONG AIR | 4SHP22LX SERIES | 211528270 | HRCU-A-CB | 4SHP22LX136P-**A | EA(C;U)1P48B+TDR+TXV | Singlezone Ducted, Centrally Ducted | 33800 | 22600 | 2.5 | 18500 | 2.18
ARMSTRONG AIR | 4SHP22LX SERIES | 211709363 | HRCU-A-CB | 4SHP22LX124P-**A | EA(C;U)1P24A+TDR+TXV | Singlezone Ducted, Centrally Ducted | 23600 | 14700 | 2.5 | 15800 | 1.92
ARMSTRONG AIR | 4SHP22LX SERIES | 211709362 | HRCU-A-CB | 4SHP22LX124P-**A | EA(C;U)1P24A+TDR+TXV | Singlezone Ducted, Centrally Ducted | 23000 | 14300 | 2.52 | 15400 | 1.9
ARMSTRONG AIR | 4SHP22LX SERIES | 211709361 | HRCU-A-CB | 4SHP22LX124P-**A | EA(C;U)1P24A+TDR+TXV | Singlezone Ducted, Centrally Ducted | 23600 | 14700 | 2.52 | 15700 | 1.9
ARMSTRONG AIR | 4SHP22LX SERIES | 211709360 | HRCU-A-CB | 4SHP22LX124P-**A | EA(C;U)1P24A+TDR+TXV | Singlezone Ducted, Centrally Ducted | 23600 | 14700 | 2.52 | 15700 | 1.9
ARMSTRONG AIR | 4SHP22LX Series | 211708571 | HRCU-A-CB | 4SHP22LX136P-**A | BCE5E42M | Singlezone Ducted, Centrally Ducted | 33000 | 22000 | 2.56 | 18000 | 2.2
ARMSTRONG AIR | 4SHP22LX Series | 211708570 | HRCU-A-CB | 4SHP22LX136P-**A | BCE5E36M | Singlezone Ducted, Centrally Ducted | 32800 | 21800 | 2.5 | 17700 | 2.18
ARMSTRONG AIR | 4SHP22LX Series | 211708567 | HRCU-A-CB | 4SHP22LX136P-**A | BCE7S36M*4X | Singlezone Ducted, Centrally Ducted | 33400 | 22800 | 2.6 | 18300 | 2.28
ARMSTRONG AIR | 4SHP22LX SERIES | 211709508 | HRCU-A-CB | 4SHP22LX124P-**A | EAC4X30A+TDR | Singlezone Ducted, Centrally Ducted | 23600 | 14200 | 2.51 | 16100 | 1.96
ARMSTRONG AIR | 4SHP22LX SERIES | 211709507 | HRCU-A-CB | 4SHP22LX124P-**A | EAC4X30A+TDR | Singlezone Ducted, Centrally Ducted | 23600 | 14200 | 2.51 | 16100 | 1.96
ARMSTRONG AIR | 4SHP22LX SERIES | 211709506 | HRCU-A-CB | 4SHP22LX124P-**A | EAC4X30A+TDR | Singlezone Ducted, Centrally Ducted | 23400 | 14200 | 2.52 | 16100 | 1.98
ARMSTRONG AIR | 4SHP22LX SERIES | 211709505 | HRCU-A-CB | 4SHP22LX124P-**A | EAC4X30A+TDR | Singlezone Ducted, Centrally Ducted | 23200 | 14000 | 2.52 | 15900 | 1.94
ARMSTRONG AIR | 4SHP22LX SERIES | 211709504 | HRCU-A-CB | 4SHP22LX124P-**A | EAC4X30A+TDR | Singlezone Ducted, Centrally Ducted | 23400 | 14200 | 2.52 | 16100 | 1.96
ARMSTRONG AIR | 4SHP22LX SERIES | 211709502 | HRCU-A-CB | 4SHP22LX124P-**A | EAC4X30A+TDR | Singlezone Ducted, Centrally Ducted | 23000 | 13900 | 2.51 | 15800 | 1.94
ARMSTRONG AIR | 4SHP22LX SERIES | 211709501 | HRCU-A-CB | 4SHP22LX124P-**A | EAC4X30A+TDR | Singlezone Ducted, Centrally Ducted | 23400 | 14200 | 2.51 | 16100 | 1.96
ARMSTRONG AIR | 4SHP22LX SERIES | 211709500 | HRCU-A-CB | 4SHP22LX124P-**A | EAC4X30A+TDR | Singlezone Ducted, Centrally Ducted | 23400 | 14200 | 2.51 | 16100 | 1.96
ARMSTRONG AIR | 4SHP22LX SERIES | 211709499 | HRCU-A-CB | 4SHP22LX124P-**A | EAC4X30B+TDR | Singlezone Ducted, Centrally Ducted | 23600 | 14200 | 2.51 | 16100 | 1.96
ARMSTRONG AIR | 4SHP22LX SERIES | 211709498 | HRCU-A-CB | 4SHP22LX124P-**A | EAC4X30B+TDR | Singlezone Ducted, Centrally Ducted | 23600 | 14200 | 2.51 | 16100 | 1.96
ARMSTRONG AIR | 4SHP22LX SERIES | 211709497 | HRCU-A-CB | 4SHP22LX124P-**A | EAC4X30B+TDR | Singlezone Ducted, Centrally Ducted | 23600 | 14200 | 2.51 | 16200 | 1.96
ARMSTRONG AIR | 4SHP22LX SERIES | 211709496 | HRCU-A-CB | 4SHP22LX124P-**A | EAC4X30B+TDR | Singlezone Ducted, Centrally Ducted | 23600 | 14200 | 2.51 | 16100 | 1.96
ARMSTRONG AIR | 4SHP22LX SERIES | 211709495 | HRCU-A-CB | 4SHP22LX124P-**A | EAC4X30B+TDR | Singlezone Ducted, Centrally Ducted | 23400 | 14100 | 2.54 | 16000 | 1.98
ARMSTRONG AIR | 4SHP22LX SERIES | 211709494 | HRCU-A-CB | 4SHP22LX124P-**A | EAC4X30B+TDR | Singlezone Ducted, Centrally Ducted | 23400 | 14100 | 2.54 | 16000 | 1.98
ARMSTRONG AIR | 4SHP22LX SERIES | 211709493 | HRCU-A-CB | 4SHP22LX124P-**A | EAC4X30B+TDR | Singlezone Ducted, Centrally Ducted | 23400 | 14100 | 2.54 | 16000 | 1.98
ARMSTRONG AIR | 4SHP22LX SERIES | 211709488 | HRCU-A-CB | 4SHP22LX124P-**A | EAC4X30B+TDR | Singlezone Ducted, Centrally Ducted | 23600 | 14200 | 2.51 | 16100 | 1.96
ARMSTRONG AIR | 4SHP22LX SERIES | 211709484 | HRCU-A-CB | 4SHP22LX124P-**A | EAC4X30B+TDR | Singlezone Ducted, Centrally Ducted | 23200 | 14000 | 2.52 | 15900 | 1.96
ARMSTRONG AIR | 4SHP22LX SERIES | 211709483 | HRCU-A-CB | 4SHP22LX124P-**A | EAC4X30B+TDR | Singlezone Ducted, Centrally Ducted | 23600 | 14200 | 2.51 | 16100 | 1.96
ARMSTRONG AIR | 4SHP22LX SERIES | 211709476 | HRCU-A-CB | 4SHP22LX124P-**A | EAC4X24B+TDR | Singlezone Ducted, Centrally Ducted | 23600 | 14700 | 2.52 | 15800 | 1.92
ARMSTRONG AIR | 4SHP22LX SERIES | 211709475 | HRCU-A-CB | 4SHP22LX124P-**A | EAC4X24B+TDR | Singlezone Ducted, Centrally Ducted | 23600 | 14700 | 2.5 | 15800 | 1.9
ARMSTRONG AIR | 4SHP22LX SERIES | 211709474 | HRCU-A-CB | 4SHP22LX124P-**A | EAC4X24B+TDR | Singlezone Ducted, Centrally Ducted | 23600 | 14700 | 2.5 | 15800 | 1.92
ARMSTRONG AIR | 4SHP22LX SERIES | 211709473 | HRCU-A-CB | 4SHP22LX124P-**A | EAC4X24B+TDR | Singlezone Ducted, Centrally Ducted | 23600 | 14600 | 2.55 | 15700 | 1.92
ARMSTRONG AIR | 4SHP22LX SERIES | 211709472 | HRCU-A-CB | 4SHP22LX124P-**A | EAC4X24B+TDR | Singlezone Ducted, Centrally Ducted | 23600 | 14600 | 2.55 | 15700 | 1.92
ARMSTRONG AIR | 4SHP22LX SERIES | 211709471 | HRCU-A-CB | 4SHP22LX124P-**A | EAC4X24B+TDR | Singlezone Ducted, Centrally Ducted | 23600 | 14600 | 2.55 | 15700 | 1.92
ARMSTRONG AIR | 4SHP22LX SERIES | 211709466 | HRCU-A-CB | 4SHP22LX124P-**A | EAC4X24B+TDR | Singlezone Ducted, Centrally Ducted | 23600 | 14700 | 2.52 | 15700 | 1.9
ARMSTRONG AIR | 4SHP22LX SERIES | 211709462 | HRCU-A-CB | 4SHP22LX124P-**A | EAC4X24B+TDR | Singlezone Ducted, Centrally Ducted | 23200 | 14500 | 2.54 | 15500 | 1.9
ARMSTRONG AIR | 4SHP22LX SERIES | 211709461 | HRCU-A-CB | 4SHP22LX124P-**A | EAC4X24B+TDR | Singlezone Ducted, Centrally Ducted | 23600 | 14700 | 2.52 | 15800 | 1.92
ARMSTRONG AIR | 4SHP22LX SERIES | 211709456 | HRCU-A-CB | 4SHP22LX124P-**A | EAC4X24B+TDR | Singlezone Ducted, Centrally Ducted | 23600 | 14700 | 2.5 | 15800 | 1.92
ARMSTRONG AIR | 4SHP22LX SERIES | 211709454 | HRCU-A-CB | 4SHP22LX124P-**A | EAC4X24A+TDR | Singlezone Ducted, Centrally Ducted | 23600 | 14700 | 2.52 | 15700 | 1.9
ARMSTRONG AIR | 4SHP22LX SERIES | 211709453 | HRCU-A-CB | 4SHP22LX124P-**A | EAC4X24A+TDR | Singlezone Ducted, Centrally Ducted | 23600 | 14700 | 2.52 | 15700 | 1.9
ARMSTRONG AIR | 4SHP22LX SERIES | 211709452 | HRCU-A-CB | 4SHP22LX124P-**A | EAC4X24A+TDR | Singlezone Ducted, Centrally Ducted | 23600 | 14700 | 2.53 | 15700 | 1.92
ARMSTRONG AIR | 4SHP22LX SERIES | 211709451 | HRCU-A-CB | 4SHP22LX124P-**A | EAC4X24A+TDR | Singlezone Ducted, Centrally Ducted | 23200 | 14500 | 2.51 | 15500 | 1.9
ARMSTRONG AIR | 4SHP22LX SERIES | 211709449 | HRCU-A-CB | 4SHP22LX124P-**A | EAC4X24A+TDR | Singlezone Ducted, Centrally Ducted | 23600 | 14700 | 2.5 | 15800 | 1.92
ARMSTRONG AIR | 4SHP22LX SERIES | 211709448 | HRCU-A-CB | 4SHP22LX124P-**A | EAC4X24A+TDR | Singlezone Ducted, Centrally Ducted | 23000 | 14300 | 2.52 | 15400 | 1.9
ARMSTRONG AIR | 4SHP22LX SERIES | 211709447 | HRCU-A-CB | 4SHP22LX124P-**A | EAC4X24A+TDR | Singlezone Ducted, Centrally Ducted | 23600 | 14700 | 2.52 | 15700 | 1.9
ARMSTRONG AIR | 4SHP22LX SERIES | 211709446 | HRCU-A-CB | 4SHP22LX124P-**A | EAC4X24A+TDR | Singlezone Ducted, Centrally Ducted | 23600 | 14700 | 2.52 | 15700 | 1.9
ARMSTRONG AIR | 4SHP22LX SERIES | 211709445 | HRCU-A-CB | 4SHP22LX124P-**A | ED1P24B+TDR+TXV | Singlezone Ducted, Centrally Ducted | 23200 | 15000 | 2.7 | 15100 | 2.06
ARMSTRONG AIR | 4SHP22LX SERIES | 211709444 | HRCU-A-CB | 4SHP22LX124P-**A | ED1P24B+TDR+TXV | Singlezone Ducted, Centrally Ducted | 23400 | 15100 | 2.67 | 15200 | 2.04
ARMSTRONG AIR | 4SHP22LX SERIES | 211709443 | HRCU-A-CB | 4SHP22LX124P-**A | ED1P24B+TDR+TXV | Singlezone Ducted, Centrally Ducted | 23200 | 15000 | 2.68 | 15100 | 2.04
ARMSTRONG AIR | 4SHP22LX SERIES | 211709442 | HRCU-A-CB | 4SHP22LX124P-**A | ED1P24B+TDR+TXV | Singlezone Ducted, Centrally Ducted | 23200 | 15000 | 2.71 | 15000 | 2.04
ARMSTRONG AIR | 4SHP22LX SERIES | 211709441 | HRCU-A-CB | 4SHP22LX124P-**A | ED1P24B+TDR+TXV | Singlezone Ducted, Centrally Ducted | 23200 | 14900 | 2.71 | 15000 | 2.06
ARMSTRONG AIR | 4SHP22LX SERIES | 211709440 | HRCU-A-CB | 4SHP22LX124P-**A | ED1P24B+TDR+TXV | Singlezone Ducted, Centrally Ducted | 23200 | 14900 | 2.71 | 15000 | 2.06
ARMSTRONG AIR | 4SHP22LX SERIES | 211709439 | HRCU-A-CB | 4SHP22LX124P-**A | ED1P24B+TDR+TXV | Singlezone Ducted, Centrally Ducted | 23400 | 15100 | 2.71 | 15100 | 2.04
ARMSTRONG AIR | 4SHP22LX SERIES | 211709438 | HRCU-A-CB | 4SHP22LX124P-**A | ED1P24B+TDR+TXV | Singlezone Ducted, Centrally Ducted | 23200 | 15000 | 2.7 | 15000 | 2.04
ARMSTRONG AIR | 4SHP22LX SERIES | 211709437 | HRCU-A-CB | 4SHP22LX124P-**A | ED1P24B+TDR+TXV | Singlezone Ducted, Centrally Ducted | 23400 | 15200 | 2.62 | 15300 | 2.02
ARMSTRONG AIR | 4SHP22LX SERIES | 211709436 | HRCU-A-CB | 4SHP22LX124P-**A | ED1P24B+TDR+TXV | Singlezone Ducted, Centrally Ducted | 23200 | 14900 | 2.66 | 15000 | 2.02
ARMSTRONG AIR | 4SHP22LX SERIES | 211709435 | HRCU-A-CB | 4SHP22LX124P-**A | ED1P24B+TDR+TXV | Singlezone Ducted, Centrally Ducted | 23200 | 15000 | 2.76 | 15000 | 2.06
ARMSTRONG AIR | 4SHP22LX SERIES | 211709434 | HRCU-A-CB | 4SHP22LX124P-**A | ED1P24B+TDR+TXV | Singlezone Ducted, Centrally Ducted | 23200 | 14900 | 2.68 | 15000 | 2.04
ARMSTRONG AIR | 4SHP22LX SERIES | 211709433 | HRCU-A-CB | 4SHP22LX124P-**A | ED1P24A+TDR+TXV | Singlezone Ducted, Centrally Ducted | 23200 | 15000 | 2.76 | 15000 | 2.08
ARMSTRONG AIR | 4SHP22LX SERIES | 211709432 | HRCU-A-CB | 4SHP22LX124P-**A | ED1P24A+TDR+TXV | Singlezone Ducted, Centrally Ducted | 23000 | 14900 | 2.75 | 14900 | 2.06
ARMSTRONG AIR | 4SHP22LX SERIES | 211709431 | HRCU-A-CB | 4SHP22LX124P-**A | ED1P24A+TDR+TXV | Singlezone Ducted, Centrally Ducted | 23000 | 14900 | 2.71 | 14900 | 2.04
ARMSTRONG AIR | 4SHP22LX SERIES | 211709430 | HRCU-A-CB | 4SHP22LX124P-**A | BCE7S24M*4X | Singlezone Ducted, Centrally Ducted | 23000 | 14400 | 2.56 | 15400 | 2.08
ARMSTRONG AIR | 4SHP22LX SERIES | 211709429 | HRCU-A-CB | 4SHP22LX124P-**A | BCE7E30M*4X | Singlezone Ducted, Centrally Ducted | 22400 | 14300 | 2.85 | 16100 | 2.34
ARMSTRONG AIR | 4SHP22LX SERIES | 211709428 | HRCU-A-CB | 4SHP22LX124P-**A | BCE7E24M*4X | Singlezone Ducted, Centrally Ducted | 23200 | 14500 | 2.56 | 15500 | 2.08
ARMSTRONG AIR | 4SHP22LX SERIES | 211709427 | HRCU-A-CB | 4SHP22LX124P-**A | BCE7E18M*4X | Singlezone Ducted, Centrally Ducted | 22600 | 14100 | 2.54 | 15100 | 2.06
ARMSTRONG AIR | 4SHP22LX SERIES | 211709426 | HRCU-A-CB | 4SHP22LX124P-**A | BCE5V30M*4X | Singlezone Ducted, Centrally Ducted | 22400 | 14500 | 2.67 | 14900 | 2.12
ARMSTRONG AIR | 4SHP22LX SERIES | 211709425 | HRCU-A-CB | 4SHP22LX124P-**A | BCE5V24M*4X | Singlezone Ducted, Centrally Ducted | 22200 | 14900 | 2.68 | 15400 | 2.12
ARMSTRONG AIR | 4SHP22LX SERIES | 211709424 | HRCU-A-CB | 4SHP22LX124P-**A | BCE5C30M*4X | Singlezone Ducted, Centrally Ducted | 22800 | 14900 | 2.6 | 15200 | 2.08
ARMSTRONG AIR | 4SHP22LX SERIES | 211709423 | HRCU-A-CB | 4SHP22LX124P-**A | BCE5C24M*4X | Singlezone Ducted, Centrally Ducted | 23400 | 14700 | 2.5 | 15300 | 2.06
ARMSTRONG AIR | 4SHP22LX SERIES | 211709422 | HRCU-A-CB | 4SHP22LX124P-**A | EA(C;U)1P30B+TDR+TXV | Singlezone Ducted, Centrally Ducted | 23600 | 14200 | 2.51 | 16100 | 1.96
ARMSTRONG AIR | 4SHP22LX SERIES | 211709421 | HRCU-A-CB | 4SHP22LX124P-**A | EA(C;U)1P30B+TDR+TXV | Singlezone Ducted, Centrally Ducted | 23600 | 14200 | 2.51 | 16100 | 1.96
ARMSTRONG AIR | 4SHP22LX SERIES | 211709420 | HRCU-A-CB | 4SHP22LX124P-**A | EA(C;U)1P30B+TDR+TXV | Singlezone Ducted, Centrally Ducted | 23600 | 14200 | 2.51 | 16200 | 1.96
ARMSTRONG AIR | 4SHP22LX SERIES | 211709419 | HRCU-A-CB | 4SHP22LX124P-**A | EA(C;U)1P30B+TDR+TXV | Singlezone Ducted, Centrally Ducted | 23600 | 14200 | 2.51 | 16100 | 1.96
ARMSTRONG AIR | 4SHP22LX SERIES | 211709418 | HRCU-A-CB | 4SHP22LX124P-**A | EA(C;U)1P30B+TDR+TXV | Singlezone Ducted, Centrally Ducted | 23400 | 14100 | 2.54 | 16000 | 1.98
ARMSTRONG AIR | 4SHP22LX SERIES | 211709417 | HRCU-A-CB | 4SHP22LX124P-**A | EA(C;U)1P30B+TDR+TXV | Singlezone Ducted, Centrally Ducted | 23400 | 14100 | 2.54 | 16000 | 1.98
ARMSTRONG AIR | 4SHP22LX SERIES | 211709416 | HRCU-A-CB | 4SHP22LX124P-**A | EA(C;U)1P30B+TDR+TXV | Singlezone Ducted, Centrally Ducted | 23400 | 14100 | 2.54 | 16000 | 1.98
ARMSTRONG AIR | 4SHP22LX SERIES | 211709411 | HRCU-A-CB | 4SHP22LX124P-**A | EA(C;U)1P30B+TDR+TXV | Singlezone Ducted, Centrally Ducted | 23600 | 14200 | 2.51 | 16100 | 1.96
ARMSTRONG AIR | 4SHP22LX SERIES | 211709407 | HRCU-A-CB | 4SHP22LX124P-**A | EA(C;U)1P30B+TDR+TXV | Singlezone Ducted, Centrally Ducted | 23200 | 14000 | 2.52 | 15900 | 1.96
ARMSTRONG AIR | 4SHP22LX SERIES | 211709406 | HRCU-A-CB | 4SHP22LX124P-**A | EA(C;U)1P30B+TDR+TXV | Singlezone Ducted, Centrally Ducted | 23600 | 14200 | 2.51 | 16100 | 1.96
ARMSTRONG AIR | 4SHP22LX SERIES | 211709399 | HRCU-A-CB | 4SHP22LX124P-**A | EA(C;U)1P30A+TDR+TXV | Singlezone Ducted, Centrally Ducted | 23600 | 14200 | 2.51 | 16100 | 1.96
ARMSTRONG AIR | 4SHP22LX SERIES | 211709398 | HRCU-A-CB | 4SHP22LX124P-**A | EA(C;U)1P30A+TDR+TXV | Singlezone Ducted, Centrally Ducted | 23600 | 14200 | 2.51 | 16100 | 1.96
ARMSTRONG AIR | 4SHP22LX SERIES | 211709397 | HRCU-A-CB | 4SHP22LX124P-**A | EA(C;U)1P30A+TDR+TXV | Singlezone Ducted, Centrally Ducted | 23400 | 14200 | 2.52 | 16100 | 1.98
ARMSTRONG AIR | 4SHP22LX SERIES | 211709396 | HRCU-A-CB | 4SHP22LX124P-**A | EA(C;U)1P30A+TDR+TXV | Singlezone Ducted, Centrally Ducted | 23200 | 14000 | 2.52 | 15900 | 1.94
ARMSTRONG AIR | 4SHP22LX SERIES | 211709395 | HRCU-A-CB | 4SHP22LX124P-**A | EA(C;U)1P30A+TDR+TXV | Singlezone Ducted, Centrally Ducted | 23400 | 14200 | 2.52 | 16100 | 1.96
ARMSTRONG AIR | 4SHP22LX SERIES | 211709393 | HRCU-A-CB | 4SHP22LX124P-**A | EA(C;U)1P30A+TDR+TXV | Singlezone Ducted, Centrally Ducted | 23000 | 13900 | 2.51 | 15800 | 1.94
ARMSTRONG AIR | 4SHP22LX SERIES | 211709392 | HRCU-A-CB | 4SHP22LX124P-**A | EA(C;U)1P30A+TDR+TXV | Singlezone Ducted, Centrally Ducted | 23400 | 14200 | 2.51 | 16100 | 1.96
ARMSTRONG AIR | 4SHP22LX SERIES | 211709391 | HRCU-A-CB | 4SHP22LX124P-**A | EA(C;U)1P30A+TDR+TXV | Singlezone Ducted, Centrally Ducted | 23400 | 14200 | 2.51 | 16100 | 1.96
ARMSTRONG AIR | 4SHP22LX SERIES | 211709390 | HRCU-A-CB | 4SHP22LX124P-**A | EA(C;U)1P24B+TDR+TXV | Singlezone Ducted, Centrally Ducted | 23600 | 14700 | 2.52 | 15800 | 1.92
ARMSTRONG AIR | 4SHP22LX SERIES | 211709389 | HRCU-A-CB | 4SHP22LX124P-**A | EA(C;U)1P24B+TDR+TXV | Singlezone Ducted, Centrally Ducted | 23600 | 14700 | 2.5 | 15800 | 1.9
ARMSTRONG AIR | 4SHP22LX SERIES | 211709388 | HRCU-A-CB | 4SHP22LX124P-**A | EA(C;U)1P24B+TDR+TXV | Singlezone Ducted, Centrally Ducted | 23600 | 14700 | 2.5 | 15800 | 1.92
ARMSTRONG AIR | 4SHP22LX SERIES | 211709387 | HRCU-A-CB | 4SHP22LX124P-**A | EA(C;U)1P24B+TDR+TXV | Singlezone Ducted, Centrally Ducted | 23600 | 14600 | 2.55 | 15700 | 1.92
ARMSTRONG AIR | 4SHP22LX SERIES | 211709386 | HRCU-A-CB | 4SHP22LX124P-**A | EA(C;U)1P24B+TDR+TXV | Singlezone Ducted, Centrally Ducted | 23600 | 14600 | 2.55 | 15700 | 1.92
ARMSTRONG AIR | 4SHP22LX SERIES | 211709385 | HRCU-A-CB | 4SHP22LX124P-**A | EA(C;U)1P24B+TDR+TXV | Singlezone Ducted, Centrally Ducted | 23600 | 14600 | 2.55 | 15700 | 1.92
ARMSTRONG AIR | 4SHP22LX SERIES | 211709380 | HRCU-A-CB | 4SHP22LX124P-**A | EA(C;U)1P24B+TDR+TXV | Singlezone Ducted, Centrally Ducted | 23600 | 14700 | 2.52 | 15700 | 1.9
ARMSTRONG AIR | 4SHP22LX SERIES | 211709376 | HRCU-A-CB | 4SHP22LX124P-**A | EA(C;U)1P24B+TDR+TXV | Singlezone Ducted, Centrally Ducted | 23200 | 14500 | 2.54 | 15500 | 1.9
ARMSTRONG AIR | 4SHP22LX SERIES | 211709375 | HRCU-A-CB | 4SHP22LX124P-**A | EA(C;U)1P24B+TDR+TXV | Singlezone Ducted, Centrally Ducted | 23600 | 14700 | 2.52 | 15800 | 1.92
ARMSTRONG AIR | 4SHP22LX SERIES | 211709370 | HRCU-A-CB | 4SHP22LX124P-**A | EA(C;U)1P24B+TDR+TXV | Singlezone Ducted, Centrally Ducted | 23600 | 14700 | 2.5 | 15800 | 1.92
ARMSTRONG AIR | 4SHP22LX SERIES | 211709368 | HRCU-A-CB | 4SHP22LX124P-**A | EA(C;U)1P24A+TDR+TXV | Singlezone Ducted, Centrally Ducted | 23600 | 14700 | 2.52 | 15700 | 1.9
ARMSTRONG AIR | 4SHP22LX SERIES | 211709367 | HRCU-A-CB | 4SHP22LX124P-**A | EA(C;U)1P24A+TDR+TXV | Singlezone Ducted, Centrally Ducted | 23600 | 14700 | 2.52 | 15700 | 1.9
ARMSTRONG AIR | 4SHP22LX SERIES | 211709366 | HRCU-A-CB | 4SHP22LX124P-**A | EA(C;U)1P24A+TDR+TXV | Singlezone Ducted, Centrally Ducted | 23600 | 14700 | 2.53 | 15700 | 1.92
ARMSTRONG AIR | 4SHP22LX SERIES | 211709365 | HRCU-A-CB | 4SHP22LX124P-**A | EA(C;U)1P24A+TDR+TXV | Singlezone Ducted, Centrally Ducted | 23200 | 14500 | 2.51 | 15500 | 1.9
ARMSTRONG AIR | 4SHP22LX SERIES | 211804088 | HRCU-A-CB | 4SHP22LX136P-**A | EAC4X48C+TDR | Singlezone Ducted, Centrally Ducted | 33600 | 22400 | 2.56 | 18500 | 2.26
ARMSTRONG AIR | 4SHP22LX SERIES | 211804086 | HRCU-A-CB | 4SHP22LX136P-**A | EAC4X48C+TDR | Singlezone Ducted, Centrally Ducted | 33800 | 22400 | 2.52 | 18600 | 2.24
ARMSTRONG AIR | 4SHP22LX SERIES | 211804085 | HRCU-A-CB | 4SHP22LX136P-**A | EAC4X48C+TDR | Singlezone Ducted, Centrally Ducted | 33800 | 22400 | 2.52 | 18600 | 2.24
ARMSTRONG AIR | 4SHP22LX SERIES | 211804083 | HRCU-A-CB | 4SHP22LX136P-**A | EAC4X48C+TDR | Singlezone Ducted, Centrally Ducted | 33800 | 22400 | 2.54 | 18500 | 2.24
ARMSTRONG AIR | 4SHP22LX SERIES | 211804079 | HRCU-A-CB | 4SHP22LX136P-**A | EAC4X48C+TDR | Singlezone Ducted, Centrally Ducted | 33800 | 22400 | 2.52 | 18600 | 2.24
ARMSTRONG AIR | 4SHP22LX SERIES | 211804076 | HRCU-A-CB | 4SHP22LX136P-**A | EAC4X48C+TDR | Singlezone Ducted, Centrally Ducted | 33800 | 22400 | 2.52 | 18600 | 2.24
ARMSTRONG AIR | 4SHP22LX SERIES | 211804075 | HRCU-A-CB | 4SHP22LX136P-**A | EAC4X48C+TDR | Singlezone Ducted, Centrally Ducted | 33800 | 22400 | 2.54 | 18500 | 2.24
ARMSTRONG AIR | 4SHP22LX SERIES | 211804073 | HRCU-A-CB | 4SHP22LX136P-**A | EA(C;U)1P48C+TDR+TXV | Singlezone Ducted, Centrally Ducted | 33600 | 22400 | 2.56 | 18500 | 2.26
ARMSTRONG AIR | 4SHP22LX SERIES | 211804071 | HRCU-A-CB | 4SHP22LX136P-**A | EA(C;U)1P48C+TDR+TXV | Singlezone Ducted, Centrally Ducted | 33800 | 22400 | 2.52 | 18600 | 2.24
ARMSTRONG AIR | 4SHP22LX SERIES | 211804070 | HRCU-A-CB | 4SHP22LX136P-**A | EA(C;U)1P48C+TDR+TXV | Singlezone Ducted, Centrally Ducted | 33800 | 22400 | 2.52 | 18600 | 2.24
ARMSTRONG AIR | 4SHP22LX SERIES | 211804068 | HRCU-A-CB | 4SHP22LX136P-**A | EA(C;U)1P48C+TDR+TXV | Singlezone Ducted, Centrally Ducted | 33800 | 22400 | 2.54 | 18500 | 2.24
ARMSTRONG AIR | 4SHP22LX SERIES | 211804064 | HRCU-A-CB | 4SHP22LX136P-**A | EA(C;U)1P48C+TDR+TXV | Singlezone Ducted, Centrally Ducted | 33800 | 22400 | 2.52 | 18600 | 2.24
ARMSTRONG AIR | 4SHP22LX SERIES | 211804061 | HRCU-A-CB | 4SHP22LX136P-**A | EA(C;U)1P48C+TDR+TXV | Singlezone Ducted, Centrally Ducted | 33800 | 22400 | 2.52 | 18600 | 2.24
ARMSTRONG AIR | 4SHP22LX SERIES | 211804060 | HRCU-A-CB | 4SHP22LX136P-**A | EA(C;U)1P48C+TDR+TXV | Singlezone Ducted, Centrally Ducted | 33800 | 22400 | 2.54 | 18500 | 2.24
ARMSTRONG AIR | 4SHP22LX SERIES | 211729606 | HRCU-A-CB | 4SHP22LX124P-**A | BCE5E30M | Singlezone Ducted, Centrally Ducted | 22000 | 14300 | 2.7 | 14900 | 2.14
ARMSTRONG AIR | 4SHP22LX SERIES | 211729605 | HRCU-A-CB | 4SHP22LX124P-**A | BCE5E24M | Singlezone Ducted, Centrally Ducted | 21000 | 14100 | 2.52 | 15500 | 2.16
ARMSTRONG AIR | 4SHP18LX SERIES | 213270490 | HRCU-A-CB | 4SHP18LX136P | EAC4X30A+TDR | Singlezone Ducted, Centrally Ducted | 24000 | 15600 | 2.74 | 14800 | 1.96
ARMSTRONG AIR | 4SHP18LX SERIES | 213270488 | HRCU-A-CB | 4SHP18LX136P | EA(C;U)1P30A+TDR+TXV | Singlezone Ducted, Centrally Ducted | 24000 | 15600 | 2.74 | 14800 | 1.96
ARMSTRONG AIR | 4SHP18LX SERIES | 213270489 | HRCU-A-CB | 4SHP18LX136P | EAC4X24A+TDR | Singlezone Ducted, Centrally Ducted | 24000 | 16000 | 2.65 | 15300 | 1.94
ARMSTRONG AIR | 4SHP18LX SERIES | 213270487 | HRCU-A-CB | 4SHP18LX136P | EA(C;U)1P24A+TDR+TXV | Singlezone Ducted, Centrally Ducted | 24000 | 16000 | 2.65 | 15300 | 1.94
ARMSTRONG AIR |  | 208106676 | HRCU-A-CB-O | 4DHP2S18S-1P | D22C118S4-1P | Singlezone Non-Ducted, Ceiling Placement | 18500 | 12000 | 2.51 | 11331 | 2.01
ARMSTRONG AIR |  | 208106677 | HRCU-A-CB-O | 4DHP2S24S-1P | D33C224S4-1P | Singlezone Non-Ducted, Wall Placement | 25000 | 15600 | 2.86 | 17540 | 2.12
ARMSTRONG AIR |  | 208106680 | HRCU-A-CB | 4DHP2S24S-1P | DMD224S4-1P | Singlezone Ducted, Compact Ducted | 24600 | 13500 | 2.59 | 17000 | 2.05
ARMSTRONG AIR |  | 208106678 | HRCU-A-CB | 4DHP2S12S-1P | DMD212S4-1P | Singlezone Ducted, Compact Ducted | 12000 | 9300 | 3.13 | 8500 | 1.99
ARMSTRONG AIR |  | 208106675 | HRCU-A-CB-O | 4DHP2S12S-1P | D22C112S4-1P | Singlezone Non-Ducted, Ceiling Placement | 12000 | 8900 | 3.22 | 7786 | 1.92
ARMSTRONG AIR |  | 208106672 | HRCU-A-CB-O | 4DHP2S12S-1P | DWM212S4-1P | Singlezone Non-Ducted, Wall Placement | 12000 | 9000 | 3.22 | 8465 | 2.26
ARMSTRONG AIR |  | 208106812 | HMSV-A-CB | 4DHP2S18M-1P |  | Multizone All Non-Ducted | 19000 | 14300 | 3.64 | 12427 | 1.91
ARMSTRONG AIR |  | 208106813 | HMSV-A-CB | 4DHP2S18M-1P |  | Multizone All Ducted | 19000 | 14800 | 3.5 | 13300 | 2.03
ARMSTRONG AIR |  | 208106673 | HRCU-A-CB-O | 4DHP2S18S-1P | DWM218S4-1P | Singlezone Non-Ducted, Wall Placement | 19000 | 14900 | 2.99 | 12184 | 2.25
ARMSTRONG AIR |  | 208106679 | HRCU-A-CB | 4DHP2S18S-1P | DMD218S4-1P | Singlezone Ducted, Compact Ducted | 20000 | 12600 | 2.74 | 11966 | 2.21
ARMSTRONG AIR |  | 208106816 | HMSV-A-CB | 4DHP2S24M-1P | Ducted Indoor Units | Multizone All Ducted | 24000 | 21600 | 3.37 | 20263 | 1.99
ARMSTRONG AIR |  | 208106674 | HRCU-A-CB-O | 4DHP2S24S-1P | DWM224S4-1P | Singlezone Non-Ducted, Wall Placement | 25000 | 16200 | 3.08 | 17500 | 2.04
ARMSTRONG AIR |  | 208106736 | HRCU-A-CB-O | 4DHPS209S-1P | DWM209S4-1P | Singlezone Non-Ducted, Wall Placement | 10000 | 8500 | 4.15 | 8622 | 2.38
ARMSTRONG AIR |  | 208106738 | HRCU-A-CB-O | 4DHPS209S-1P | D22C109S4-1P | Singlezone Non-Ducted, Ceiling Placement | 10000 | 7500 | 3.33 | 8588 | 2.05
ARMSTRONG AIR |  | 208106739 | HRCU-A-CB | 4DHPS209S-1P | DMD209S4-1P | Singlezone Ducted, Compact Ducted | 10000 | 7700 | 3.53 | 8499 | 2.4
Armstrong Air |  | 211034519 | HRCU-A-CB-O | 4DHP2S12S-1L | DWM212S4-*L | Singlezone Non-Ducted, Wall Placement | 12000 | 8400 | 3.04 | 7094 | 2.19
Armstrong Air |  | 208106824 | HRCU-A-CB | 4DHP2S48M-1P |  | Multizone All Non-Ducted | 49000 | 36000 | 3.29 | 45000 | 2
Armstrong Air |  | 211034536 | HRCU-A-CB-O | 4DHP2S24S-1P | D33C224S4-*P | Singlezone Non-Ducted, Ceiling Placement | 26000 | 19000 | 3.48 | 18550 | 2.16
Armstrong Air |  | 211034535 | HRCU-A-CB-O | 4DHP2S18S-1P | D22C118S4-*P | Singlezone Non-Ducted, Ceiling Placement | 19000 | 12000 | 2.51 | 11330 | 2.01
Armstrong Air |  | 211034534 | HRCU-A-CB-O | 4DHP2S12S-1P | D22C112S4-*P | Singlezone Non-Ducted, Ceiling Placement | 12000 | 8900 | 3.22 | 7786 | 1.92
Armstrong Air |  | 211034533 | HRCU-A-CB-O | 4DHPS209S-1P | D22C109S4-*P | Singlezone Non-Ducted, Ceiling Placement | 10000 | 7500 | 3.33 | 8588 | 2.05
Armstrong Air |  | 211034530 | HRCU-A-CB | 4DHP2S24S-1P | DMD224S4-*P | Singlezone Ducted, Compact Ducted | 25000 | 20000 | 3.71 | 20500 | 2.28
Armstrong Air |  | 211034529 | HRCU-A-CB | 4DHP2S18S-1P | DMD218S4-*P | Singlezone Ducted, Compact Ducted | 20000 | 12600 | 2.74 | 11966 | 2.21
Armstrong Air |  | 211034528 | HRCU-A-CB | 4DHP2S12S-1P | DMD212S4-*P | Singlezone Ducted, Compact Ducted | 12000 | 9300 | 3.13 | 8500 | 1.99
Armstrong Air |  | 211034527 | HRCU-A-CB | 4DHPS209S-1P | DMD209S4-*P | Singlezone Ducted, Compact Ducted | 10000 | 7700 | 3.53 | 8499 | 2.4
Armstrong Air |  | 211034523 | HRCU-A-CB-O | 4DHP2S24S-1P | DWM224S4-*P | Singlezone Non-Ducted, Wall Placement | 25000 | 16200 | 3.08 | 17500 | 2.04
Armstrong Air |  | 211034522 | HRCU-A-CB-O | 4DHP2S18S-1P | DWM218S4-*P | Singlezone Non-Ducted, Wall Placement | 19000 | 14900 | 2.99 | 12184 | 2.25
Armstrong Air |  | 211034521 | HRCU-A-CB-O | 4DHP2S12S-1P | DWM212S4-*P | Singlezone Non-Ducted, Wall Placement | 12000 | 9000 | 3.22 | 8465 | 2.26
Armstrong Air |  | 211034520 | HRCU-A-CB-O | 4DHPS209S-1P | DWM209S4-*P | Singlezone Non-Ducted, Wall Placement | 10000 | 8500 | 4.15 | 8622 | 2.38
ARMSTRONG AIR |  | 208106817 | HMSV-A-CB | 4DHP2S24M-1P |  | Multizone Mix of Ducted and Non-Ducted | 24400 | 16700 | 3.2 | 18380 | 1.98
ARMSTRONG AIR |  | 208106814 | HMSV-A-CB | 4DHP2S18M-1P |  | Multizone Mix of Ducted and Non-Ducted | 19000 | 11400 | 2.91 | 12427 | 1.91
AUX | A-Series | 214291425 | HRCU-A-CB-O | ASPR30HPMULO | AFEB09HP230V1CHAFEB07HP220V1CHAFEB07HP220V1CHAFEB07HP220V1CH | Singlezone Non-Ducted, Wall Placement | 30000 | 27000 | 2.55 | 24600 | 1.98
AUX | C-series | 214290021 | HRCU-A-CB-O | AMAR12HP230V1CO | AMAR12HP230V1CH | Singlezone Non-Ducted, Wall Placement | 12300 | 8800 | 2.69 | 10700 | 2.61
AUX | C-series | 214290020 | HRCU-A-CB-O | AFEB12HP230V1CO | AFEB12HP230V1CH | Singlezone Non-Ducted, Wall Placement | 12300 | 8300 | 2.51 | 10200 | 2.39
AUX | C-series | 214290013 | HRCU-A-CB-O | AJAN09HP230V1CO | AJAN09HP230V1CH | Singlezone Non-Ducted, Wall Placement | 10000 | 5800 | 2.79 | 9200 | 1.93
AUX | C-series | 214290014 | HRCU-A-CB-O | AFEB09HP230V1CO | AFEB09HP230V1CH | Singlezone Non-Ducted, Wall Placement | 10000 | 7600 | 2.93 | 9600 | 2.08
AUX | C-series | 214290022 | HRCU-A-CB-O | AMAR18HP230V1CO | AMAR18HP230V1CH | Singlezone Non-Ducted, Wall Placement | 18200 | 16000 | 2.63 | 14000 | 2.16
AUX | C-series | 214290018 | HRCU-A-CB-O | AMAR12HP115V1CO | AMAR12HP115V1CH | Singlezone Non-Ducted, Wall Placement | 12300 | 8600 | 3.07 | 9300 | 2.02
AUX | C-series | 214290017 | HRCU-A-CB-O | AFEB09HP115V1CO | AFEB09HP115V1C | Singlezone Non-Ducted, Wall Placement | 9700 | 8800 | 2.58 | 9600 | 2.01
AUX | C-series | 214290016 | HRCU-A-CB-O | AMAR09HP115V1CO | AMAR09HP115V1CH | Singlezone Non-Ducted, Wall Placement | 10000 | 6700 | 2.81 | 8600 | 2.29
BLUEFIN | BFM Series | 213769907 | HRCU-A-CB-O | BFMS12PR-01O | BFMS12PL-01I | Singlezone Non-Ducted, Wall Placement | 12000 | 10300 | 2.56 | 12113 | 1.9
BLUEFIN | BFM Series | 213769915 | HRCU-A-CB-O | BFMS09PR-01O | BFMS09PL-01I | Singlezone Non-Ducted, Wall Placement | 12000 | 9300 | 2.5 | 11300 | 1.9
BLUERIDGE |  | 207641300 | HMSR-A-CB-O | BMM48HHC |  | Multizone All Non-Ducted | 49000 | 39000 | 2.5 | 46000 | 2.05
BLUERIDGE |  | 207641291 | HMSR-A-CB-O | BMM18HHC |  | Multizone All Non-Ducted | 20000 | 13500 | 2.5 | 20000 | 2
BLUERIDGE | BMM series | 213363376 | HMSR-A-CB-O | BMM36HH2C |  | Multizone All Non-Ducted | 36000 | 27400 | 2.5 | 36000 | 1.95
BLUERIDGE |  | 207641279 | HMSR-A-CB-O | BMM18C |  | Multizone All Non-Ducted | 19000 | 14400 | 2.5 | 14000 | 2.22
BLUERIDGE | BM series | 207641293 | HMSV-A-CB | BMM18HHC |  | Multizone Mix of Ducted and Non-Ducted | 20000 | 14700 | 2.55 | 20000 | 1.98
BLUERIDGE | BM series | 207641281 | HMSV-A-CB | BMM18C |  | Multizone Mix of Ducted and Non-Ducted | 19000 | 14600 | 2.5 | 14000 | 2.17
BLUERIDGE |  | 208650623 | HMSV-A-CB | BMM55HHC |  | Multizone All Ducted | 55000 | 35200 | 2.5 | 47000 | 1.94
BLUERIDGE |  | 207641292 | HMSV-A-CB | BMM18HHC |  | Multizone All Ducted | 20000 | 16000 | 2.61 | 20000 | 1.95
BLUERIDGE |  | 207641282 | HMSV-A-CB | BMM27C |  | Multizone All Ducted | 28000 | 22000 | 2.6 | 20000 | 2.14
BLUERIDGE |  | 209550311 | HRCU-A-CB-O | BMY12HH26C | BMM12LW | Singlezone Non-Ducted, Wall Placement | 12000 | 10200 | 2.72 | 12300 | 2.1
BLUERIDGE |  | 209550307 | HRCU-A-CB-O | BMY6HH27C | BMM6CC2 | Singlezone Non-Ducted, Ceiling Placement | 7100 | 5700 | 2.61 | 8500 | 2.03
BLUERIDGE |  | 210191032 | HRCU-A-CB-O | BMY60HHUC | BM60MFCC | Singlezone Non-Ducted, Floor Placement | 60000 | 40000 | 2.58 | 56500 | 1.97
BLUERIDGE |  | 207339180 | HRCU-A-CB-O | BMY18DIY22C | BMY18DIY22WM | Singlezone Non-Ducted, Wall Placement | 18000 | 13800 | 2.54 | 11700 | 2.05
BLUERIDGE |  | 207339179 | HRCU-A-CB-O | BMY12DIY22C | BMY12DIY22WM | Singlezone Non-Ducted, Wall Placement | 12000 | 7500 | 2.59 | 6400 | 1.95
BLUERIDGE |  | 207826692 | HRCU-A-CB-O | BMY6HH27C | BMY6HH27WM | Singlezone Non-Ducted, Wall Placement | 7000 | 8500 | 2.9 | 8581 | 2.19
BLUERIDGE |  | 207339173 | HRCU-A-CB-O | BMY922C | BMY922WM | Singlezone Non-Ducted, Wall Placement | 10000 | 6000 | 2.51 | 6933 | 1.97
BLUERIDGE |  | 207571393 | HRCU-A-CB | BMY24HH22C | BM24MCD | Singlezone Ducted, Compact Ducted | 25000 | 21000 | 2.64 | 27000 | 2
BLUERIDGE |  | 207571394 | HRCU-A-CB-O | BMY24HH22C | BM24MFCC | Singlezone Non-Ducted, Floor Placement | 25000 | 19000 | 2.64 | 25000 | 2.1
BLUERIDGE |  | 207571387 | HRCU-A-CB | BMY12HH26C | BM12MCD | Singlezone Ducted, Compact Ducted | 12500 | 10600 | 2.51 | 12100 | 1.96
BLUERIDGE |  | 207571388 | HRCU-A-CB-O | BMY12HH26C | BM12MCC | Singlezone Non-Ducted, Ceiling Placement | 12000 | 9900 | 2.55 | 11500 | 1.9
BLUERIDGE |  | 207339183 | HRCU-A-CB-O | BMY9HH28C | BMY9HH28WM | Singlezone Non-Ducted, Wall Placement | 12000 | 9500 | 2.53 | 11109 | 1.97
BOREAL | ENERMAXX | 208130264 | HRCU-A-CB | ENVBR36HPJ1OA | ENVBR24HPJ1IB | Singlezone Ducted, Centrally Ducted | 24000 | 16300 | 2.7 | 24000 | 2.1
BOSCH | Inverter Ducted Split Family (IDS) | 214771733 | HRCU-A-CB | BOVA-60RTB-M20S | BIVA-60RCB-M20X | Singlezone Ducted, Centrally Ducted | 55000 | 44000 | 2.5 | 38500 | 2
BOSCH | Inverter Ducted Split Family (IDS) | 214771732 | HRCU-A-CB | BOVA-60RTB-M20S | BIVA-48RCB-M20X | Singlezone Ducted, Centrally Ducted | 48000 | 40000 | 2.5 | 33600 | 2
BOSCH | Inverter Ducted Split Family (IDS) | 214771711 | HRCU-A-CB | BOVA-36RTB-M20S | BIVA-36RCB-M20X | Singlezone Ducted, Centrally Ducted | 34200 | 28000 | 2.5 | 24400 | 2
BOSCH | Inverter Ducted Split Family (IDS) | 214771710 | HRCU-A-CB | BOVA-36RTB-M20S | BIVA-24RCB-M20X | Singlezone Ducted, Centrally Ducted | 24000 | 22400 | 2.51 | 17400 | 2.01
BOSCH | Inverter Ducted Split Family (IDS) | 214053824 | HRCU-A-CB | BOVD-36HDN1-M20G | BVA-36WN1-M20 | Singlezone Ducted, Centrally Ducted | 34200 | 28000 | 2.5 | 24000 | 1.9
BOSCH | Inverter Ducted Split Family (IDS) | 214053805 | HRCU-A-CB | BOVC-36HDN1-M20G | BVA-36WN1-M20 | Singlezone Ducted, Centrally Ducted | 34200 | 28000 | 2.5 | 24000 | 1.9
BOSCH | Inverter Ducted Split Family (IDS) | 202868495 | HRCU-A-CB | BOVA-60HDN1-M20G | BVA-48WN1-M20 | Singlezone Ducted, Centrally Ducted | 48000 | 40000 | 2.5 | 33600 | 2
BOSCH | Inverter Ducted Split Family (IDS) | 202868496 | HRCU-A-CB | BOVA-36HDN1-M20G | BVA-36WN1-M20 | Singlezone Ducted, Centrally Ducted | 34200 | 28000 | 2.5 | 21200 | 2.02
BOSCH | Inverter Ducted Split Family (IDS) | 207658523 | HRCU-A-CB | BOVB-60HDN1-M20G | BVA-48WN1-M20 | Singlezone Ducted, Centrally Ducted | 48000 | 40000 | 2.5 | 33600 | 2
BOSCH | Inverter Ducted Split Family (IDS) | 207658524 | HRCU-A-CB | BOVB-36HDN1-M20G | BVA-36WN1-M20 | Singlezone Ducted, Centrally Ducted | 34200 | 28000 | 2.5 | 21200 | 2.02
BOSCH | Bosch Climate 5000 ductless minisplit series | 207760000 | HRCU-A-CB | BMS500-AAS009-1CSXRC | BMS500-AAU009-1AHDXB | Singlezone Ducted, Compact Ducted | 10000 | 7700 | 3.53 | 7630 | 2.17
BOSCH | Bosch Climate 5000 ductless minisplit series | 207760002 | HRCU-A-CB | BMS500-AAS012-1CSXRC | BMS500-AAU012-1AHDXB | Singlezone Ducted, Compact Ducted | 12000 | 9300 | 3.13 | 10460 | 2.51
BOSCH | Bosch Climate 5000 ductless minisplit series | 207759989 | HRCU-A-CB-O | BMS500-AAS009-1CSXRC | BMS500-AAU009-1AHWXC | Singlezone Non-Ducted, Wall Placement | 10000 | 8500 | 4.15 | 8581 | 2.19
BOSCH | Bosch Climate 5000 ductless minisplit series | 207759992 | HRCU-A-CB-O | BMS500-AAS024-1CSXRC | BMS500-AAU024-1AHWXC | Singlezone Non-Ducted, Wall Placement | 25000 | 16200 | 3.08 | 17500 | 2.04
BOSCH | Bosch Climate 5000 ductless minisplit series | 207760022 | HMSV-A-CB | BMS500-AAM018-1CSXRC |  | Multizone All Ducted | 19000 | 14800 | 3.5 | 13000 | 1.9
BOSCH | Bosch Climate 5000 ductless minisplit series | 207760034 | HMSV-A-CB | BMS500-AAM018-1CSXHC |  | Multizone All Ducted | 20000 | 16000 | 3.78 | 19000 | 1.95
BOSCH | Bosch Climate 5000 ductless minisplit series | 207760004 | HRCU-A-CB | BMS500-AAS018-1CSXRC | BMS500-AAU018-1AHDXB | Singlezone Ducted, Compact Ducted | 20000 | 12600 | 2.74 | 11965 | 2.21
BOSCH | Bosch Climate 5000 ductless minisplit series | 207759991 | HRCU-A-CB-O | BMS500-AAS018-1CSXRC | BMS500-AAU018-1AHWXC | Singlezone Non-Ducted, Wall Placement | 19000 | 14900 | 2.99 | 12388 | 2.24
BOSCH | Bosch Climate 5000 ductless minisplit series | 207760043 | HMSV-A-CB | BMS500-AAM048-1CSXHC |  | Multizone All Ducted | 49000 | 36000 | 3.26 | 48000 | 1.99
BOSCH | Bosch Climate 5000 ductless minisplit series | 207760037 | HMSV-A-CB | BMS500-AAM027-1CSXHC |  | Multizone All Ducted | 28000 | 27000 | 4.14 | 22505 | 1.92
BOSCH | Bosch Climate 5000 ductless minisplit series | 207760045 | HRCU-A-CB-O | BMS500-AAS012-1CSXRC | BMS500-AAU012-1AHCXB | Singlezone Non-Ducted, Ceiling Placement | 12000 | 8900 | 3.26 | 8120 | 2.22
BOSCH | Bosch Climate 5000 ductless minisplit series | 207759990 | HRCU-A-CB-O | BMS500-AAS012-1CSXRC | BMS500-AAU012-1AHWXC | Singlezone Non-Ducted, Wall Placement | 12000 | 9000 | 3.22 | 8981 | 2.19
BOSCH | Bosch Climate 5000 ductless minisplit series | 207759995 | HRCU-A-CB-O | BMS500-AAS012-1CSXHC | BMS500-AAU012-1AHWXC | Singlezone Non-Ducted, Wall Placement | 12000 | 10000 | 4.01 | 11782 | 2.07
BOSCH | Bosch Climate 5000 ductless minisplit series | 207759993 | HRCU-A-CB-O | BMS500-AAS009-1CSXRC | BMS500-AAU006-1AHWXC | Singlezone Non-Ducted, Ceiling Placement | 7000 | 8500 | 4.15 | 8581 | 2.19
BOSCH | Bosch Climate 5000 ductless minisplit series | 203991148 | HRCU-A-CB-O | BMS500-AAS009-1CSXRA | BMS500-AAU009-1AHWXB | Singlezone Non-Ducted, Wall Placement | 9800 | 5800 | 2.74 | 7990 | 1.98
BOSCH | Bosch Climate 5000 ductless minisplit series | 204014467 | HRCU-A-CB | BMS500-AAS009-1CSXHB | BMS500-AAU009-1AHDXB | Singlezone Ducted, Compact Ducted | 10000 | 10100 | 3.84 | 8343 | 2.07
BOSCH | Bosch Climate 5000 ductless minisplit series | 204014470 | HRCU-A-CB | BMS500-AAS024-1CSXHB | BMS500-AAU024-1AHDXB | Singlezone Ducted, Compact Ducted | 24000 | 23000 | 3.42 | 25166 | 2.07
BOSCH | Bosch Climate 5000 ductless minisplit series | 203991162 | HRCU-A-CB | BMS500-AAS024-1CSXRA | BMS500-AAU024-1AHDXB | Singlezone Ducted, Compact Ducted | 24400 | 18000 | 3.03 | 18533 | 2.04
BOSCH | Bosch Climate 5000 ductless minisplit series | 203991161 | HRCU-A-CB | BMS500-AAS018-1CSXRA | BMS500-AAU018-1AHDXB | Singlezone Ducted, Compact Ducted | 18000 | 11600 | 2.52 | 10352 | 1.96
BOSCH | Bosch Climate 5000 ductless minisplit series | 203991174 | HMSV-A-CB | BMS500-AAM027-1CSXRA |  | Multizone All Non-Ducted | 28000 | 17200 | 2.8 | 17040 | 1.97
BOSCH | Bosch Climate 5000 ductless minisplit series | 203991172 | HMSV-A-CB | BMS500-AAM018-1CSXRA |  | Multizone All Non-Ducted | 18000 | 11800 | 2.74 | 10205 | 1.97
BOSCH | Bosch Climate 5000 ductless minisplit series | 207760017 | HRCU-A-CB-O | BMS500-AAS024-1CSXRC | BMS500-AAU024-1AHCXC | Singlezone Non-Ducted, Wall Placement | 25000 | 19000 | 3.48 | 17540 | 2.12
BOSCH | Bosch Climate 5000 ductless minisplit series | 207760006 | HRCU-A-CB | BMS500-AAS024-1CSXRC | BMS500-AAU024-1AHDXB | Singlezone Ducted, Compact Ducted | 25000 | 20000 | 3.83 | 17000 | 2.05
BOSCH | Bosch Climate 5000 ductless minisplit series | 207760015 | HRCU-A-CB-O | BMS500-AAS018-1CSXRC | BMS500-AAU018-1AHCXB | Singlezone Non-Ducted, Ceiling Placement | 19000 | 12000 | 2.51 | 11331 | 2.01
BOSCH | Bosch Climate 5000 ductless minisplit series | 207760008 | HRCU-A-CB | BMS500-AAS024-1CSXHC | BMS500-AAU024-1AHDXB | Singlezone Ducted, Compact Ducted | 25000 | 21000 | 3.29 | 25166 | 2.07
BOSCH | Bosch Climate 5000 ductless minisplit series | 207760033 | HMSV-A-CB | BMS500-AAM018-1CSXHC |  | Multizone All Non-Ducted | 20000 | 15000 | 2.6 | 19000 | 1.96
BOSCH | Bosch Climate 5000 ductless minisplit series | 207760042 | HMSV-A-CB | BMS500-AAM048-1CSXHC |  | Multizone All Non-Ducted | 49000 | 36000 | 2.51 | 48000 | 2.01
BOSCH | Bosch Climate 5000 ductless minisplit series | 207760035 | HMSV-A-CB | BMS500-AAM018-1CSXHC |  | Multizone Mix of Ducted and Non-Ducted | 20000 | 15500 | 2.6 | 19000 | 1.95
BOSCH | Bosch Climate 5000 ductless minisplit series | 207760044 | HMSV-A-CB | BMS500-AAM048-1CSXHC |  | Multizone Mix of Ducted and Non-Ducted | 49000 | 36000 | 2.72 | 48000 | 1.99
BOSCH | Bosch Climate 5000 ductless minisplit series | 207759988 | HRCU-A-CB-O | BMS500-AAS012-0CSXRC | BMS500-AAS012-0AHWXC | Singlezone Non-Ducted, Wall Placement | 12000 | 8400 | 2.8 | 7094 | 2.19
BREEZE33 | BZ33 series | 213732640 | HRCU-A-C | BZ33-INV24OUT2-J | BZ33-MSC24B-J | Singlezone Ducted, Centrally Ducted | 25000 | 21000 | 2.58 | 20000 | 1.95
BREEZE33 |  | 207862089 | HMSR-A-CB-O | BZ33-HP273Z2-G2-P |  | Multizone All Non-Ducted | 28000 | 21000 | 2.5 | 20000 | 2.11
BREEZE33 | BZ33 series | 214389568 | HRCU-A-CB | BZ33-INV24OUT2-J | BZ33-WMAHU24-J | Singlezone Ducted, Centrally Ducted | 26000 | 20000 | 2.7 | 24000 | 2
BREEZE33 | BZ33 series | 214389567 | HRCU-A-CB | BZ33-INV18OUT2-J | BZ33-WMAHU18-J | Singlezone Ducted, Centrally Ducted | 19000 | 15800 | 2.82 | 18800 | 2.3
BREEZE33 |  | 213732638 | HRCU-A-C | BZ33-INV18OUT2-J | BZ33-MSC24B-J | Singlezone Ducted, Centrally Ducted | 19000 | 14700 | 2.6 | 15000 | 2.2
Breeze33 |  | 207862078 | HRCU-A-CB-O | BZ33-HYP24OUT2-G2-P | BZ33-CASS24-G2-P | Singlezone Non-Ducted, Wall Placement | 25000 | 21000 | 2.64 | 26000 | 1.95
BREEZE33 | BZ33 series | 207862091 | HMSV-A-CB | BZ33-HP273Z2-G2-P |  | Multizone Mix of Ducted and Non-Ducted | 28000 | 21400 | 2.55 | 20000 | 2.13
BREEZE33 | BZ33 series | 207862100 | HMSV-A-CB | BZ33-HYP182Z2-G2-P |  | Multizone Mix of Ducted and Non-Ducted | 20000 | 15500 | 2.55 | 20000 | 1.95
BREEZE33 | BZ33 series | 207862088 | HMSV-A-CB | BZ33-HP182Z2-G2-P |  | Multizone Mix of Ducted and Non-Ducted | 19000 | 14500 | 2.5 | 14000 | 2.17
Breeze33 |  | 207862069 | HRCU-A-CB-O | BZ33-HYP06OUT2-G2-P | BZ33-HYP06WALL2-G2-P | Singlezone Non-Ducted, Wall Placement | 7000 | 8500 | 2.9 | 8581 | 2.19
Breeze33 |  | 207862084 | HRCU-A-CB-O | BZ33-HYP24OUT2-G2-P | BZ33-IFMU24-G2-P | Singlezone Non-Ducted, Floor Placement | 25000 | 19000 | 2.64 | 25000 | 2.1
BREEZE33 | HS-series | 211277597 | HRCU-A-CB | HSZ18H424ZMO | AH18H424ZMI | Singlezone Ducted, Centrally Ducted | 19000 | 15400 | 2.7 | 18295 | 2
Breeze33 |  | 207862080 | HRCU-A-CB | BZ33-HYP12OUT2-G2-P | BZ33-DIDU12-P | Singlezone Ducted, Compact Ducted | 12500 | 10600 | 2.51 | 12100 | 1.96
Breeze33 |  | 207862077 | HRCU-A-CB-O | BZ33-HYP12OUT2-G2-P | BZ33-CASS12-P | Singlezone Non-Ducted, Ceiling Placement | 12000 | 9900 | 2.55 | 11500 | 1.9
BREEZE33 |  | 207862099 | HMSV-A-CB | BZ33-HYP182Z2-G2-P |  | Multizone All Ducted | 20000 | 16000 | 2.61 | 20000 | 1.95
BREEZE33 |  | 207862090 | HMSV-A-CB | BZ33-HP273Z2-G2-P |  | Multizone All Ducted | 28000 | 22000 | 2.6 | 20000 | 2.14
Breeze33 |  | 207862070 | HRCU-A-CB-O | BZ33-HYP09OUT2-G2-P | BZ33-HYP09WALL2-G2-P | Singlezone Non-Ducted, Wall Placement | 12000 | 9500 | 2.53 | 11109 | 1.97
BRYANT | 38MH-series | 208447847 | HRCU-A-CB-O | 38MHRCQ09AA3 | 40MHHAQ09XA3 | Singlezone Non-Ducted, Wall Placement | 10000 | 6000 | 2.51 | 7300 | 2.14
BRYANT | 38M series | 213372212 | HRCU-A-C | 38MURAQ18AB3 | 40MULAQ24XBX + CI | Singlezone Ducted, Centrally Ducted | 19000 | 14700 | 2.6 | 15000 | 2.2
BRYANT | Preferred | 202345970 | HMSV-A-CB | 38MGRQ18B--3 |  | Multizone All Ducted | 18500 | 11500 | 2.7 | 14400 | 2.1
BRYANT | Preferred | 8738647 | HRCU-A-CB-O | 38MAQB12R--1 | 619PAQ012BBMA | Singlezone Non-Ducted, Wall Placement | 12000 | 7600 | 2.59 | 6490 | 1.94
BRYANT | Preferred Series | 8738646 | HRCU-A-CB-O | 38MAQB09R--3 | 619PEQ009BBMA | Singlezone Non-Ducted, Wall Placement | 10900 | 6900 | 2.73 | 10900 | 1.98
BRYANT | Evolution | 201753409 | HRCU-A-CB-O | 38MPRAQ09AA3 | 619PHAQ09XA3 | Singlezone Non-Ducted, Wall Placement | 10000 | 7200 | 2.78 | 13000 | 2.01
BRYANT | Evolution | 202463636 | HRCU-A-CB-O | 38MPRAQ18AA3 | 619PHAQ18XA3 | Singlezone Non-Ducted, Wall Placement | 18000 | 12300 | 3.19 | 18000 | 2
BRYANT | Evolution | 202463637 | HRCU-A-CB-O | 38MPRAQ24AA3 | 619PHAQ24XA3 | Singlezone Non-Ducted, Wall Placement | 24000 | 15450 | 3 | 24000 | 2
BRYANT | Preferred Series | 8738645 | HRCU-A-CB-O | 38MAQB12R--3 | 619PEQ012BBMA | Singlezone Non-Ducted, Wall Placement | 12000 | 7800 | 2.66 | 12010 | 1.98
BRYANT | Preferred | 206348141 | HRCU-A-CB-O | 38MARBQ12AA1 | 619AHBQ12XA1 | Singlezone Non-Ducted, Wall Placement | 12100 | 7400 | 2.64 | 6980 | 2.18
BRYANT | Preferred | 206396038 | HRCU-A-CB-O | 38MAQB12R--3 | 619AHBQ12XA3 | Singlezone Non-Ducted, Wall Placement | 12000 | 7500 | 2.56 | 12010 | 1.98
BRYANT | Preferred | 206350347 | HRCU-A-CB | 38MARBQ24AA3 | 40MBDQ24--3 | Singlezone Ducted, Compact Ducted | 24600 | 14500 | 2.8 | 27910 | 2.01
BRYANT | Preferred Series | 207642901 | HMSV-A-CB | 38MGHBQ24CA3 |  | Multizone All Ducted | 24000 | 18500 | 2.85 | 21500 | 1.95
BRYANT | Preferred Series | 207642909 | HMSR-A-CB-O | 38MGHBQ48EA3 |  | Multizone All Non-Ducted | 49000 | 30000 | 2.5 | 48000 | 2
BRYANT | Preferred Series | 207642903 | HMSR-A-CB-O | 38MGHBQ30DA3 |  | Multizone All Non-Ducted | 30000 | 17500 | 2.82 | 29400 | 1.9
BRYANT | Preferred Series | 9118462 | HMSR-A-CB-O | 38MGRQ18B--3 |  | Multizone All Non-Ducted | 19000 | 12000 | 2.81 | 13990 | 2.15
BRYANT | Preferred Series | 9118474 | HMSR-A-CB-O | 38MGRQ36D--3 |  | Multizone All Non-Ducted | 36000 | 23200 | 2.79 | 36080 | 1.96
BRYANT | Preferred Series | 9118478 | HMSR-A-CB-O | 38MGRQ48E--3 |  | Multizone All Non-Ducted | 48000 | 29600 | 2.7 | 36340 | 1.98
BRYANT |  | 208447894 | HRCU-A-CB | 38MURAQ18AB3 | 40MUAAQ18XA3 | Singlezone Ducted, Centrally Ducted | 19000 | 13500 | 2.5 | 18000 | 2
BRYANT | Preferred Series | 207826665 | HMSV-A-CB | 38MARBQ24AA3 | 40MBABQ24XB3 | Singlezone Ducted, Centrally Ducted | 26000 | 16200 | 2.79 | 21503 | 1.95
BRYANT HEATING AND COOLING SYSTEMS | EVOLUTION Extreme 24 HP | 213361594 | HRCU-A-CB | 284ANV060*0**B* | FE4BNBD60L*+UI | Singlezone Ducted, Centrally Ducted | 59500 | 49500 | 2.64 | 38000 | 2.22
BRYANT HEATING AND COOLING SYSTEMS | EVOLUTION Extreme 24 HP | 213361592 | HRCU-A-CB | 284ANV048*0**B* | FE4BNBD60L*+UI | Singlezone Ducted, Centrally Ducted | 45500 | 42500 | 2.62 | 35400 | 2.5
BRYANT HEATING AND COOLING SYSTEMS | EVOLUTION Extreme 24 HP | 213361582 | HRCU-A-CB | 284ANV024*0**B* | FE4BNXB24L*+UI | Singlezone Ducted, Centrally Ducted | 26600 | 25000 | 2.54 | 19800 | 2.48
BRYANT HEATING AND COOLING SYSTEMS | EVOLUTION Extreme 24 HP | 213361580 | HRCU-A-CB | 284ANV024*0**B* | FE4BN(B,X)C36L*+UI | Singlezone Ducted, Centrally Ducted | 26400 | 24800 | 2.52 | 19700 | 2.46
BRYANT HEATING AND COOLING SYSTEMS | EVOLUTION V Heat Pump | 210470986 | HRCU-A-CB | 288BNV037*0**B* | CNPV*6024AL*+UI | Singlezone Ducted, Centrally Ducted | 32200 | 31200 | 2.52 | 24600 | 1.98
BRYANT HEATING AND COOLING SYSTEMS | EVOLUTION V Heat Pump | 210470964 | HRCU-A-CB | 288BNV037*0**B* | CNPV*6024AL*+UI | Singlezone Ducted, Centrally Ducted | 32200 | 31400 | 2.5 | 24800 | 1.96
BRYANT HEATING AND COOLING SYSTEMS | EVOLUTION V Heat Pump | 210470953 | HRCU-A-CB | 288BNV037*0**B* | CNPV*6024AL*+UI | Singlezone Ducted, Centrally Ducted | 32200 | 31200 | 2.52 | 24600 | 1.98
BRYANT HEATING AND COOLING SYSTEMS | EVOLUTION V Heat Pump | 210470931 | HRCU-A-CB | 288BNV037*0**B* | CNPV*6024AL*+UI | Singlezone Ducted, Centrally Ducted | 32200 | 31200 | 2.52 | 24600 | 1.98
BRYANT HEATING AND COOLING SYSTEMS | EVOLUTION V Heat Pump | 210470920 | HRCU-A-CB | 288BNV037*0**B* | CNPV*6024AL*+UI | Singlezone Ducted, Centrally Ducted | 32200 | 31200 | 2.52 | 24600 | 1.98
BRYANT HEATING AND COOLING SYSTEMS | EVOLUTION V Heat Pump | 210470909 | HRCU-A-CB | 288BNV037*0**B* | CNPV*6024AL*+UI | Singlezone Ducted, Centrally Ducted | 32200 | 31400 | 2.52 | 24800 | 1.98
BRYANT HEATING AND COOLING SYSTEMS | EVOLUTION V Heat Pump | 210470898 | HRCU-A-CB | 288BNV037*0**B* | CNPV*6024AL*+UI | Singlezone Ducted, Centrally Ducted | 32200 | 31400 | 2.5 | 24800 | 1.98
BRYANT HEATING AND COOLING SYSTEMS | EVOLUTION V Heat Pump | 210470887 | HRCU-A-CB | 288BNV037*0**B* | CNPV*6024AL*+UI | Singlezone Ducted, Centrally Ducted | 32200 | 31200 | 2.52 | 24600 | 1.98
BRYANT HEATING AND COOLING SYSTEMS | EVOLUTION V Heat Pump | 210470876 | HRCU-A-CB | 288BNV037*0**B* | CNPV*6024AL*+UI | Singlezone Ducted, Centrally Ducted | 32200 | 31200 | 2.52 | 24600 | 1.98
BRYANT HEATING AND COOLING SYSTEMS | EVOLUTION V Heat Pump | 210470844 | HRCU-A-CB | 288BNV037*0**B* | CNPV*4824AL*+UI | Singlezone Ducted, Centrally Ducted | 32800 | 31400 | 2.52 | 24600 | 1.98
BRYANT HEATING AND COOLING SYSTEMS | EVOLUTION V Heat Pump | 210470833 | HRCU-A-CB | 288BNV037*0**B* | CNPV*4824AL*+UI | Singlezone Ducted, Centrally Ducted | 32800 | 31400 | 2.52 | 24800 | 1.96
BRYANT HEATING AND COOLING SYSTEMS | EVOLUTION V Heat Pump | 210470810 | HRCU-A-CB | 288BNV037*0**B* | CNPV*4821AL*+UI | Singlezone Ducted, Centrally Ducted | 33000 | 31600 | 2.5 | 24800 | 1.96
BRYANT HEATING AND COOLING SYSTEMS | EVOLUTION V Heat Pump | 210470799 | HRCU-A-CB | 288BNV037*0**B* | CNPV*4821AL*+UI | Singlezone Ducted, Centrally Ducted | 33000 | 31600 | 2.5 | 24800 | 1.96
BRYANT HEATING AND COOLING SYSTEMS | EVOLUTION V Heat Pump | 210470628 | HRCU-A-CB | 288BNV037*0**B* | CAP**6124AL*+UI | Singlezone Ducted, Centrally Ducted | 32000 | 31200 | 2.54 | 24800 | 2
BRYANT HEATING AND COOLING SYSTEMS | EVOLUTION V Heat Pump | 210470606 | HRCU-A-CB | 288BNV037*0**B* | CAP**6124AL*+UI | Singlezone Ducted, Centrally Ducted | 32000 | 31200 | 2.52 | 25000 | 2
BRYANT HEATING AND COOLING SYSTEMS | EVOLUTION V Heat Pump | 210470595 | HRCU-A-CB | 288BNV037*0**B* | CAP**6124AL*+UI | Singlezone Ducted, Centrally Ducted | 32000 | 31200 | 2.54 | 24800 | 2
BRYANT HEATING AND COOLING SYSTEMS | EVOLUTION V Heat Pump | 210470573 | HRCU-A-CB | 288BNV037*0**B* | CAP**6124AL*+UI | Singlezone Ducted, Centrally Ducted | 32000 | 31200 | 2.54 | 24800 | 2
BRYANT HEATING AND COOLING SYSTEMS | EVOLUTION V Heat Pump | 210470562 | HRCU-A-CB | 288BNV037*0**B* | CAP**6124AL*+UI | Singlezone Ducted, Centrally Ducted | 32000 | 31200 | 2.54 | 24800 | 2.02
BRYANT HEATING AND COOLING SYSTEMS | EVOLUTION V Heat Pump | 210470551 | HRCU-A-CB | 288BNV037*0**B* | CAP**6124AL*+UI | Singlezone Ducted, Centrally Ducted | 32000 | 31200 | 2.52 | 24800 | 2
BRYANT HEATING AND COOLING SYSTEMS | EVOLUTION V Heat Pump | 210470496 | HRCU-A-CB | 288BNV037*0**B* | CAP**6121AL*+UI | Singlezone Ducted, Centrally Ducted | 32000 | 31200 | 2.54 | 24800 | 2
BRYANT HEATING AND COOLING SYSTEMS | EVOLUTION V Heat Pump | 210470485 | HRCU-A-CB | 288BNV037*0**B* | CAP**6121AL*+UI | Singlezone Ducted, Centrally Ducted | 32000 | 31200 | 2.52 | 24800 | 2
BRYANT HEATING AND COOLING SYSTEMS | EVOLUTION V Heat Pump | 210470463 | HRCU-A-CB | 288BNV037*0**B* | CAP**6121AL*+UI | Singlezone Ducted, Centrally Ducted | 32000 | 31200 | 2.52 | 24800 | 2
BRYANT HEATING AND COOLING SYSTEMS | EVOLUTION V Heat Pump | 210470441 | HRCU-A-CB | 288BNV037*0**B* | CAP**6121AL*+UI | Singlezone Ducted, Centrally Ducted | 32000 | 31200 | 2.52 | 25000 | 2
BRYANT HEATING AND COOLING SYSTEMS | EVOLUTION V Heat Pump | 210470430 | HRCU-A-CB | 288BNV037*0**B* | CAP**6121AL*+UI | Singlezone Ducted, Centrally Ducted | 32200 | 31400 | 2.5 | 25000 | 1.98
BRYANT HEATING AND COOLING SYSTEMS | EVOLUTION V Heat Pump | 210470342 | HRCU-A-CB | 288BNV037*0**B* | CAP**6024AL*+UI | Singlezone Ducted, Centrally Ducted | 31800 | 31000 | 2.52 | 24800 | 2
BRYANT HEATING AND COOLING SYSTEMS | EVOLUTION V Heat Pump | 210470320 | HRCU-A-CB | 288BNV037*0**B* | CAP**6024AL*+UI | Singlezone Ducted, Centrally Ducted | 32000 | 31200 | 2.5 | 24800 | 1.98
BRYANT HEATING AND COOLING SYSTEMS | EVOLUTION V Heat Pump | 210470309 | HRCU-A-CB | 288BNV037*0**B* | CAP**6024AL*+UI | Singlezone Ducted, Centrally Ducted | 31800 | 31000 | 2.52 | 24800 | 2
BRYANT HEATING AND COOLING SYSTEMS | EVOLUTION V Heat Pump | 210470287 | HRCU-A-CB | 288BNV037*0**B* | CAP**6024AL*+UI | Singlezone Ducted, Centrally Ducted | 31800 | 31000 | 2.52 | 24800 | 2
BRYANT HEATING AND COOLING SYSTEMS | EVOLUTION V Heat Pump | 210470276 | HRCU-A-CB | 288BNV037*0**B* | CAP**6024AL*+UI | Singlezone Ducted, Centrally Ducted | 31800 | 31000 | 2.52 | 24800 | 2
BRYANT HEATING AND COOLING SYSTEMS | EVOLUTION V Heat Pump | 210470265 | HRCU-A-CB | 288BNV037*0**B* | CAP**6024AL*+UI | Singlezone Ducted, Centrally Ducted | 31800 | 31000 | 2.5 | 24800 | 1.98
BRYANT HEATING AND COOLING SYSTEMS | EVOLUTION V Heat Pump | 206773608 | HRCU-A-CB | 288BNV037*0**B* | CNPV*4821AL*+UI | Singlezone Ducted, Centrally Ducted | 32800 | 31400 | 2.52 | 24600 | 1.98
BRYANT HEATING AND COOLING SYSTEMS | EVOLUTION V Heat Pump | 206773599 | HRCU-A-CB | 288BNV037*0**B* | CNPV*4821AL*+UI | Singlezone Ducted, Centrally Ducted | 32800 | 31400 | 2.52 | 24800 | 1.96
BRYANT HEATING AND COOLING SYSTEMS | EVOLUTION V Heat Pump | 206772423 | HRCU-A-CB | 288BNV037*0**B* | CNPV*4824AL*+UI | Singlezone Ducted, Centrally Ducted | 33000 | 31400 | 2.52 | 24800 | 1.96
BRYANT HEATING AND COOLING SYSTEMS | EVOLUTION V Heat Pump | 206772396 | HRCU-A-CB | 288BNV037*0**B* | CNPV*4824AL*+UI | Singlezone Ducted, Centrally Ducted | 33000 | 31400 | 2.52 | 24800 | 1.96
BRYANT HEATING AND COOLING SYSTEMS | EVOLUTION V Heat Pump | 206772378 | HRCU-A-CB | 288BNV037*0**B* | CNPV*4824AL*+UI | Singlezone Ducted, Centrally Ducted | 32800 | 31400 | 2.52 | 24800 | 1.96
BRYANT HEATING AND COOLING SYSTEMS | EVOLUTION V Heat Pump | 206772369 | HRCU-A-CB | 288BNV037*0**B* | CNPV*4824AL*+UI | Singlezone Ducted, Centrally Ducted | 32800 | 31400 | 2.52 | 24800 | 1.98
BRYANT HEATING AND COOLING SYSTEMS | EVOLUTION V Heat Pump | 206772360 | HRCU-A-CB | 288BNV037*0**B* | CNPV*4824AL*+UI | Singlezone Ducted, Centrally Ducted | 33000 | 31600 | 2.52 | 24800 | 1.96
BRYANT HEATING AND COOLING SYSTEMS | EVOLUTION V Heat Pump | 206772324 | HRCU-A-CB | 288BNV037*0**B* | CNPV*4821AL*+UI | Singlezone Ducted, Centrally Ducted | 32800 | 31400 | 2.52 | 24800 | 1.98
BRYANT HEATING AND COOLING SYSTEMS | EVOLUTION V Heat Pump | 206772315 | HRCU-A-CB | 288BNV037*0**B* | CNPV*4821AL*+UI | Singlezone Ducted, Centrally Ducted | 33000 | 31400 | 2.52 | 24800 | 1.96
BRYANT HEATING AND COOLING SYSTEMS | EVOLUTION V Heat Pump | 206772297 | HRCU-A-CB | 288BNV037*0**B* | CNPV*4821AL*+UI | Singlezone Ducted, Centrally Ducted | 33000 | 31400 | 2.52 | 24800 | 1.96
BRYANT HEATING AND COOLING SYSTEMS | EVOLUTION V Heat Pump | 206772243 | HRCU-A-CB | 288BNV037*0**B* | CNPV*4821AL*+UI | Singlezone Ducted, Centrally Ducted | 33000 | 31600 | 2.52 | 24800 | 1.96
BRYANT HEATING AND COOLING SYSTEMS | EVOLUTION V Heat Pump | 206771955 | HRCU-A-CB | 288BNV037*0**B* | CAP**4824AL*+UI | Singlezone Ducted, Centrally Ducted | 32600 | 31400 | 2.52 | 24800 | 2
BRYANT HEATING AND COOLING SYSTEMS | EVOLUTION V Heat Pump | 206771937 | HRCU-A-CB | 288BNV037*0**B* | CAP**4824AL*+UI | Singlezone Ducted, Centrally Ducted | 32600 | 31400 | 2.52 | 25000 | 1.98
BRYANT HEATING AND COOLING SYSTEMS | EVOLUTION V Heat Pump | 206771928 | HRCU-A-CB | 288BNV037*0**B* | CAP**4824AL*+UI | Singlezone Ducted, Centrally Ducted | 32600 | 31400 | 2.52 | 24800 | 2
BRYANT HEATING AND COOLING SYSTEMS | EVOLUTION V Heat Pump | 206771910 | HRCU-A-CB | 288BNV037*0**B* | CAP**4824AL*+UI | Singlezone Ducted, Centrally Ducted | 32400 | 31400 | 2.54 | 24800 | 2
BRYANT HEATING AND COOLING SYSTEMS | EVOLUTION V Heat Pump | 206771901 | HRCU-A-CB | 288BNV037*0**B* | CAP**4824AL*+UI | Singlezone Ducted, Centrally Ducted | 32400 | 31400 | 2.54 | 24800 | 2
BRYANT HEATING AND COOLING SYSTEMS | EVOLUTION V Heat Pump | 206771892 | HRCU-A-CB | 288BNV037*0**B* | CAP**4824AL*+UI | Singlezone Ducted, Centrally Ducted | 32600 | 31400 | 2.52 | 25000 | 1.98
BRYANT HEATING AND COOLING SYSTEMS | EVOLUTION V Heat Pump | 206771856 | HRCU-A-CB | 288BNV037*0**B* | CAP**4821AL*+UI | Singlezone Ducted, Centrally Ducted | 32600 | 31400 | 2.52 | 24800 | 2
BRYANT HEATING AND COOLING SYSTEMS | EVOLUTION V Heat Pump | 206771847 | HRCU-A-CB | 288BNV037*0**B* | CAP**4821AL*+UI | Singlezone Ducted, Centrally Ducted | 32600 | 31400 | 2.52 | 25000 | 1.98
BRYANT HEATING AND COOLING SYSTEMS | EVOLUTION V Heat Pump | 206771829 | HRCU-A-CB | 288BNV037*0**B* | CAP**4821AL*+UI | Singlezone Ducted, Centrally Ducted | 32600 | 31400 | 2.52 | 25000 | 1.98
BRYANT HEATING AND COOLING SYSTEMS | EVOLUTION V Heat Pump | 206771775 | HRCU-A-CB | 288BNV037*0**B* | CAP**4821AL*+UI | Singlezone Ducted, Centrally Ducted | 32600 | 31400 | 2.52 | 25000 | 1.98
BRYANT HEATING AND COOLING SYSTEMS | EVOLUTION V Heat Pump | 206771721 | HRCU-A-CB | 288BNV037*0**B* | CAP**4321AL*+UI | Singlezone Ducted, Centrally Ducted | 32800 | 31800 | 2.56 | 25000 | 2
BRYANT HEATING AND COOLING SYSTEMS | EVOLUTION V Heat Pump | 206771712 | HRCU-A-CB | 288BNV037*0**B* | CAP**4321AL*+UI | Singlezone Ducted, Centrally Ducted | 33000 | 31800 | 2.54 | 25200 | 2
BRYANT HEATING AND COOLING SYSTEMS | EVOLUTION V Heat Pump | 206771694 | HRCU-A-CB | 288BNV037*0**B* | CAP**4321AL*+UI | Singlezone Ducted, Centrally Ducted | 33000 | 31800 | 2.54 | 25200 | 2
BRYANT HEATING AND COOLING SYSTEMS | EVOLUTION V Heat Pump | 206771640 | HRCU-A-CB | 288BNV037*0**B* | CAP**4321AL*+UI | Singlezone Ducted, Centrally Ducted | 33000 | 31800 | 2.54 | 25200 | 2
BRYANT HEATING AND COOLING SYSTEMS | EVOLUTION V Heat Pump | 206771622 | HRCU-A-CB | 288BNV037*0**B* | CAP**4321AL*+UI | Singlezone Ducted, Centrally Ducted | 33000 | 32000 | 2.52 | 25200 | 1.98
BRYANT HEATING AND COOLING SYSTEMS | EVOLUTION V Heat Pump | 206771352 | HRCU-A-CB | 288BNV037*0**B* | CAP**3721AL*+UI | Singlezone Ducted, Centrally Ducted | 32800 | 31800 | 2.54 | 25000 | 2
BRYANT HEATING AND COOLING SYSTEMS | EVOLUTION V Heat Pump | 206771343 | HRCU-A-CB | 288BNV037*0**B* | CAP**3721AL*+UI | Singlezone Ducted, Centrally Ducted | 33000 | 31800 | 2.54 | 25200 | 2
BRYANT HEATING AND COOLING SYSTEMS | EVOLUTION V Heat Pump | 206771325 | HRCU-A-CB | 288BNV037*0**B* | CAP**3721AL*+UI | Singlezone Ducted, Centrally Ducted | 33000 | 31800 | 2.54 | 25200 | 2
BRYANT HEATING AND COOLING SYSTEMS | EVOLUTION V Heat Pump | 206771271 | HRCU-A-CB | 288BNV037*0**B* | CAP**3721AL*+UI | Singlezone Ducted, Centrally Ducted | 33000 | 31800 | 2.52 | 25200 | 1.98
BRYANT HEATING AND COOLING SYSTEMS | EVOLUTION V Heat Pump | 210596589 | HRCU-A-CB | 288BNV037*0**A* | CNPV*6024AL*+UI | Singlezone Ducted, Centrally Ducted | 32200 | 31400 | 2.5 | 24800 | 1.96
BRYANT HEATING AND COOLING SYSTEMS | EVOLUTION V Heat Pump | 210596588 | HRCU-A-CB | 288BNV037*0**A* | CNPV*6024AL*+UI | Singlezone Ducted, Centrally Ducted | 32200 | 31200 | 2.52 | 24600 | 1.98
BRYANT HEATING AND COOLING SYSTEMS | EVOLUTION V Heat Pump | 210596586 | HRCU-A-CB | 288BNV037*0**A* | CNPV*6024AL*+UI | Singlezone Ducted, Centrally Ducted | 32200 | 31200 | 2.52 | 24600 | 1.98
BRYANT HEATING AND COOLING SYSTEMS | EVOLUTION V Heat Pump | 210596585 | HRCU-A-CB | 288BNV037*0**A* | CNPV*6024AL*+UI | Singlezone Ducted, Centrally Ducted | 32200 | 31200 | 2.52 | 24600 | 1.98
BRYANT HEATING AND COOLING SYSTEMS | EVOLUTION V Heat Pump | 210596583 | HRCU-A-CB | 288BNV037*0**A* | CNPV*6024AL*+UI | Singlezone Ducted, Centrally Ducted | 32200 | 31200 | 2.52 | 24600 | 1.98
BRYANT HEATING AND COOLING SYSTEMS | EVOLUTION V Heat Pump | 210596582 | HRCU-A-CB | 288BNV037*0**A* | CNPV*6024AL*+UI | Singlezone Ducted, Centrally Ducted | 32200 | 31200 | 2.52 | 24600 | 1.98
BRYANT HEATING AND COOLING SYSTEMS | EVOLUTION V Heat Pump | 210596581 | HRCU-A-CB | 288BNV037*0**A* | CNPV*6024AL*+UI | Singlezone Ducted, Centrally Ducted | 32200 | 31200 | 2.52 | 24600 | 1.98
BRYANT HEATING AND COOLING SYSTEMS | EVOLUTION V Heat Pump | 210596579 | HRCU-A-CB | 288BNV037*0**A* | CNPV*6024AL*+UI | Singlezone Ducted, Centrally Ducted | 32200 | 31400 | 2.52 | 24800 | 1.98
BRYANT HEATING AND COOLING SYSTEMS | EVOLUTION V Heat Pump | 210596578 | HRCU-A-CB | 288BNV037*0**A* | CNPV*6024AL*+UI | Singlezone Ducted, Centrally Ducted | 32200 | 31400 | 2.5 | 24800 | 1.98
BRYANT HEATING AND COOLING SYSTEMS | EVOLUTION V Heat Pump | 210596577 | HRCU-A-CB | 288BNV037*0**A* | CNPV*4824AL*+UI | Singlezone Ducted, Centrally Ducted | 32800 | 31400 | 2.52 | 24600 | 1.98
BRYANT HEATING AND COOLING SYSTEMS | EVOLUTION V Heat Pump | 210596576 | HRCU-A-CB | 288BNV037*0**A* | CNPV*4824AL*+UI | Singlezone Ducted, Centrally Ducted | 32800 | 31400 | 2.52 | 24800 | 1.96
BRYANT HEATING AND COOLING SYSTEMS | EVOLUTION V Heat Pump | 210596574 | HRCU-A-CB | 288BNV037*0**A* | CNPV*4821AL*+UI | Singlezone Ducted, Centrally Ducted | 33000 | 31600 | 2.5 | 24800 | 1.96
BRYANT HEATING AND COOLING SYSTEMS | EVOLUTION V Heat Pump | 210596573 | HRCU-A-CB | 288BNV037*0**A* | CNPV*4821AL*+UI | Singlezone Ducted, Centrally Ducted | 33000 | 31600 | 2.5 | 24800 | 1.96
BRYANT HEATING AND COOLING SYSTEMS | EVOLUTION V Heat Pump | 210596562 | HRCU-A-CB | 288BNV037*0**A* | CAP**6124AL*+UI | Singlezone Ducted, Centrally Ducted | 32000 | 31200 | 2.52 | 25000 | 2
BRYANT HEATING AND COOLING SYSTEMS | EVOLUTION V Heat Pump | 210596561 | HRCU-A-CB | 288BNV037*0**A* | CAP**6124AL*+UI | Singlezone Ducted, Centrally Ducted | 32000 | 31200 | 2.54 | 24800 | 2
BRYANT HEATING AND COOLING SYSTEMS | EVOLUTION V Heat Pump | 210596558 | HRCU-A-CB | 288BNV037*0**A* | CAP**6124AL*+UI | Singlezone Ducted, Centrally Ducted | 32000 | 31200 | 2.54 | 24800 | 2
BRYANT HEATING AND COOLING SYSTEMS | EVOLUTION V Heat Pump | 210596557 | HRCU-A-CB | 288BNV037*0**A* | CAP**6124AL*+UI | Singlezone Ducted, Centrally Ducted | 32000 | 31200 | 2.54 | 24800 | 2
BRYANT HEATING AND COOLING SYSTEMS | EVOLUTION V Heat Pump | 210596553 | HRCU-A-CB | 288BNV037*0**A* | CAP**6124AL*+UI | Singlezone Ducted, Centrally Ducted | 32000 | 31200 | 2.54 | 24800 | 2.02
BRYANT HEATING AND COOLING SYSTEMS | EVOLUTION V Heat Pump | 210596551 | HRCU-A-CB | 288BNV037*0**A* | CAP**6124AL*+UI | Singlezone Ducted, Centrally Ducted | 32000 | 31200 | 2.52 | 24800 | 2
BRYANT HEATING AND COOLING SYSTEMS | EVOLUTION V Heat Pump | 210596549 | HRCU-A-CB | 288BNV037*0**A* | CAP**6121AL*+UI | Singlezone Ducted, Centrally Ducted | 32000 | 31200 | 2.52 | 24800 | 2
BRYANT HEATING AND COOLING SYSTEMS | EVOLUTION V Heat Pump | 210596547 | HRCU-A-CB | 288BNV037*0**A* | CAP**6121AL*+UI | Singlezone Ducted, Centrally Ducted | 32000 | 31200 | 2.52 | 24800 | 2
BRYANT HEATING AND COOLING SYSTEMS | EVOLUTION V Heat Pump | 210596542 | HRCU-A-CB | 288BNV037*0**A* | CAP**6121AL*+UI | Singlezone Ducted, Centrally Ducted | 32000 | 31200 | 2.52 | 25000 | 2
BRYANT HEATING AND COOLING SYSTEMS | EVOLUTION V Heat Pump | 210596541 | HRCU-A-CB | 288BNV037*0**A* | CAP**6121AL*+UI | Singlezone Ducted, Centrally Ducted | 32000 | 31200 | 2.54 | 24800 | 2
BRYANT HEATING AND COOLING SYSTEMS | EVOLUTION V Heat Pump | 210596540 | HRCU-A-CB | 288BNV037*0**A* | CAP**6121AL*+UI | Singlezone Ducted, Centrally Ducted | 32200 | 31400 | 2.5 | 25000 | 1.98
BRYANT HEATING AND COOLING SYSTEMS | EVOLUTION V Heat Pump | 210596536 | HRCU-A-CB | 288BNV037*0**A* | CAP**6024AL*+UI | Singlezone Ducted, Centrally Ducted | 32000 | 31200 | 2.5 | 24800 | 1.98
BRYANT HEATING AND COOLING SYSTEMS | EVOLUTION V Heat Pump | 210596535 | HRCU-A-CB | 288BNV037*0**A* | CAP**6024AL*+UI | Singlezone Ducted, Centrally Ducted | 31800 | 31000 | 2.52 | 24800 | 2
BRYANT HEATING AND COOLING SYSTEMS | EVOLUTION V Heat Pump | 210596532 | HRCU-A-CB | 288BNV037*0**A* | CAP**6024AL*+UI | Singlezone Ducted, Centrally Ducted | 31800 | 31000 | 2.52 | 24800 | 2
BRYANT HEATING AND COOLING SYSTEMS | EVOLUTION V Heat Pump | 210596531 | HRCU-A-CB | 288BNV037*0**A* | CAP**6024AL*+UI | Singlezone Ducted, Centrally Ducted | 31800 | 31000 | 2.52 | 24800 | 2
BRYANT HEATING AND COOLING SYSTEMS | EVOLUTION V Heat Pump | 210596527 | HRCU-A-CB | 288BNV037*0**A* | CAP**6024AL*+UI | Singlezone Ducted, Centrally Ducted | 31800 | 31000 | 2.52 | 24800 | 2
BRYANT HEATING AND COOLING SYSTEMS | EVOLUTION V Heat Pump | 210596525 | HRCU-A-CB | 288BNV037*0**A* | CAP**6024AL*+UI | Singlezone Ducted, Centrally Ducted | 31800 | 31000 | 2.5 | 24800 | 1.98
BRYANT HEATING AND COOLING SYSTEMS | EVOLUTION V Heat Pump | 206136285 | HRCU-A-CB | 288BNV037*0**A* | CNPV*4821AL*+UI | Singlezone Ducted, Centrally Ducted | 32800 | 31400 | 2.52 | 24600 | 1.98
BRYANT HEATING AND COOLING SYSTEMS | EVOLUTION V Heat Pump | 206136275 | HRCU-A-CB | 288BNV037*0**A* | CNPV*4821AL*+UI | Singlezone Ducted, Centrally Ducted | 32800 | 31400 | 2.52 | 24800 | 1.96
BRYANT HEATING AND COOLING SYSTEMS | EVOLUTION V Heat Pump | 204299946 | HRCU-A-CB | 288BNV037*0**A* | CNPV*4824AL*+UI | Singlezone Ducted, Centrally Ducted | 33000 | 31400 | 2.52 | 24800 | 1.96
BRYANT HEATING AND COOLING SYSTEMS | EVOLUTION V Heat Pump | 204299916 | HRCU-A-CB | 288BNV037*0**A* | CNPV*4824AL*+UI | Singlezone Ducted, Centrally Ducted | 33000 | 31400 | 2.52 | 24800 | 1.96
BRYANT HEATING AND COOLING SYSTEMS | EVOLUTION V Heat Pump | 204299896 | HRCU-A-CB | 288BNV037*0**A* | CNPV*4824AL*+UI | Singlezone Ducted, Centrally Ducted | 32800 | 31400 | 2.52 | 24800 | 1.96
BRYANT HEATING AND COOLING SYSTEMS | EVOLUTION V Heat Pump | 204299886 | HRCU-A-CB | 288BNV037*0**A* | CNPV*4824AL*+UI | Singlezone Ducted, Centrally Ducted | 32800 | 31400 | 2.52 | 24800 | 1.98
BRYANT HEATING AND COOLING SYSTEMS | EVOLUTION V Heat Pump | 204299876 | HRCU-A-CB | 288BNV037*0**A* | CNPV*4824AL*+UI | Singlezone Ducted, Centrally Ducted | 33000 | 31600 | 2.52 | 24800 | 1.96
BRYANT HEATING AND COOLING SYSTEMS | EVOLUTION V Heat Pump | 204299836 | HRCU-A-CB | 288BNV037*0**A* | CNPV*4821AL*+UI | Singlezone Ducted, Centrally Ducted | 32800 | 31400 | 2.52 | 24800 | 1.98
BRYANT HEATING AND COOLING SYSTEMS | EVOLUTION V Heat Pump | 204299826 | HRCU-A-CB | 288BNV037*0**A* | CNPV*4821AL*+UI | Singlezone Ducted, Centrally Ducted | 33000 | 31400 | 2.52 | 24800 | 1.96
BRYANT HEATING AND COOLING SYSTEMS | EVOLUTION V Heat Pump | 204299806 | HRCU-A-CB | 288BNV037*0**A* | CNPV*4821AL*+UI | Singlezone Ducted, Centrally Ducted | 33000 | 31400 | 2.52 | 24800 | 1.96
BRYANT HEATING AND COOLING SYSTEMS | EVOLUTION V Heat Pump | 204299746 | HRCU-A-CB | 288BNV037*0**A* | CNPV*4821AL*+UI | Singlezone Ducted, Centrally Ducted | 33000 | 31600 | 2.52 | 24800 | 1.96
BRYANT HEATING AND COOLING SYSTEMS | EVOLUTION V Heat Pump | 204299426 | HRCU-A-CB | 288BNV037*0**A* | CAP**4824AL*+UI | Singlezone Ducted, Centrally Ducted | 32600 | 31400 | 2.52 | 24800 | 2
BRYANT HEATING AND COOLING SYSTEMS | EVOLUTION V Heat Pump | 204299406 | HRCU-A-CB | 288BNV037*0**A* | CAP**4824AL*+UI | Singlezone Ducted, Centrally Ducted | 32600 | 31400 | 2.52 | 25000 | 1.98
BRYANT HEATING AND COOLING SYSTEMS | EVOLUTION V Heat Pump | 204299396 | HRCU-A-CB | 288BNV037*0**A* | CAP**4824AL*+UI | Singlezone Ducted, Centrally Ducted | 32600 | 31400 | 2.52 | 24800 | 2
BRYANT HEATING AND COOLING SYSTEMS | EVOLUTION V Heat Pump | 204299376 | HRCU-A-CB | 288BNV037*0**A* | CAP**4824AL*+UI | Singlezone Ducted, Centrally Ducted | 32400 | 31400 | 2.54 | 24800 | 2
BRYANT HEATING AND COOLING SYSTEMS | EVOLUTION V Heat Pump | 204299366 | HRCU-A-CB | 288BNV037*0**A* | CAP**4824AL*+UI | Singlezone Ducted, Centrally Ducted | 32400 | 31400 | 2.54 | 24800 | 2
BRYANT HEATING AND COOLING SYSTEMS | EVOLUTION V Heat Pump | 204299356 | HRCU-A-CB | 288BNV037*0**A* | CAP**4824AL*+UI | Singlezone Ducted, Centrally Ducted | 32600 | 31400 | 2.52 | 25000 | 1.98
BRYANT HEATING AND COOLING SYSTEMS | EVOLUTION V Heat Pump | 204299316 | HRCU-A-CB | 288BNV037*0**A* | CAP**4821AL*+UI | Singlezone Ducted, Centrally Ducted | 32600 | 31400 | 2.52 | 24800 | 2
BRYANT HEATING AND COOLING SYSTEMS | EVOLUTION V Heat Pump | 204299306 | HRCU-A-CB | 288BNV037*0**A* | CAP**4821AL*+UI | Singlezone Ducted, Centrally Ducted | 32600 | 31400 | 2.52 | 25000 | 1.98
BRYANT HEATING AND COOLING SYSTEMS | EVOLUTION V Heat Pump | 204299286 | HRCU-A-CB | 288BNV037*0**A* | CAP**4821AL*+UI | Singlezone Ducted, Centrally Ducted | 32600 | 31400 | 2.52 | 25000 | 1.98
BRYANT HEATING AND COOLING SYSTEMS | EVOLUTION V Heat Pump | 204299226 | HRCU-A-CB | 288BNV037*0**A* | CAP**4821AL*+UI | Singlezone Ducted, Centrally Ducted | 32600 | 31400 | 2.52 | 25000 | 1.98
BRYANT HEATING AND COOLING SYSTEMS | EVOLUTION V Heat Pump | 204299190 | HRCU-A-CB | 288BNV037*0**A* | CAP**4321AL*+UI | Singlezone Ducted, Centrally Ducted | 32800 | 31800 | 2.56 | 25000 | 2
BRYANT HEATING AND COOLING SYSTEMS | EVOLUTION V Heat Pump | 204299188 | HRCU-A-CB | 288BNV037*0**A* | CAP**4321AL*+UI | Singlezone Ducted, Centrally Ducted | 33000 | 31800 | 2.54 | 25200 | 2
BRYANT HEATING AND COOLING SYSTEMS | EVOLUTION V Heat Pump | 204299184 | HRCU-A-CB | 288BNV037*0**A* | CAP**4321AL*+UI | Singlezone Ducted, Centrally Ducted | 33000 | 31800 | 2.54 | 25200 | 2
BRYANT HEATING AND COOLING SYSTEMS | EVOLUTION V Heat Pump | 204299172 | HRCU-A-CB | 288BNV037*0**A* | CAP**4321AL*+UI | Singlezone Ducted, Centrally Ducted | 33000 | 31800 | 2.54 | 25200 | 2
BRYANT HEATING AND COOLING SYSTEMS | EVOLUTION V Heat Pump | 204299168 | HRCU-A-CB | 288BNV037*0**A* | CAP**4321AL*+UI | Singlezone Ducted, Centrally Ducted | 33000 | 32000 | 2.52 | 25200 | 1.98
BRYANT HEATING AND COOLING SYSTEMS | EVOLUTION V Heat Pump | 204298900 | HRCU-A-CB | 288BNV037*0**A* | CAP**3721AL*+UI | Singlezone Ducted, Centrally Ducted | 32800 | 31800 | 2.54 | 25000 | 2
BRYANT HEATING AND COOLING SYSTEMS | EVOLUTION V Heat Pump | 204298898 | HRCU-A-CB | 288BNV037*0**A* | CAP**3721AL*+UI | Singlezone Ducted, Centrally Ducted | 33000 | 31800 | 2.54 | 25200 | 2
BRYANT HEATING AND COOLING SYSTEMS | EVOLUTION V Heat Pump | 204298894 | HRCU-A-CB | 288BNV037*0**A* | CAP**3721AL*+UI | Singlezone Ducted, Centrally Ducted | 33000 | 31800 | 2.54 | 25200 | 2
BRYANT HEATING AND COOLING SYSTEMS | EVOLUTION V Heat Pump | 204298882 | HRCU-A-CB | 288BNV037*0**A* | CAP**3721AL*+UI | Singlezone Ducted, Centrally Ducted | 33000 | 31800 | 2.52 | 25200 | 1.98
BRYANT HEATING AND COOLING SYSTEMS | EVOLUTION V Heat Pump | 210474037 | HRCU-A-CB | 288BNV025*0**C* | CNPV*4821AL*+UI | Singlezone Ducted, Centrally Ducted | 21200 | 20600 | 2.54 | 16500 | 2.02
BRYANT HEATING AND COOLING SYSTEMS | EVOLUTION V Heat Pump | 210473238 | HRCU-A-CB | 288BNV025*0**C* | CAP**4321AL*+UI | Singlezone Ducted, Centrally Ducted | 21000 | 20400 | 2.54 | 16500 | 2.04
BRYANT HEATING AND COOLING SYSTEMS | EVOLUTION V Heat Pump | 206766032 | HRCU-A-CB | 288BNV025*0**C* | CAP**3721AL*+UI | Singlezone Ducted, Centrally Ducted | 21000 | 20400 | 2.54 | 16500 | 2.04
BRYANT HEATING AND COOLING SYSTEMS | EVOLUTION V Heat Pump | 210596392 | HRCU-A-CB | 288BNV025*0**B* | CNPV*4821AL*+UI | Singlezone Ducted, Centrally Ducted | 21200 | 20600 | 2.54 | 16500 | 2.02
BRYANT HEATING AND COOLING SYSTEMS | EVOLUTION V Heat Pump | 210596324 | HRCU-A-CB | 288BNV025*0**B* | CAP**4321AL*+UI | Singlezone Ducted, Centrally Ducted | 21000 | 20400 | 2.54 | 16500 | 2.04
BRYANT HEATING AND COOLING SYSTEMS | EVOLUTION V Heat Pump | 204456900 | HRCU-A-CB | 288BNV025*0**B* | CAP**3721AL*+UI | Singlezone Ducted, Centrally Ducted | 21000 | 20400 | 2.54 | 16500 | 2.04
BRYANT HEATING AND COOLING SYSTEMS | EVOLUTION Extreme 24 HP | 210720714 | HRCU-A-CB | 284ANV060*0**B* | CAP**6124AL*+UI | Singlezone Ducted, Centrally Ducted | 60500 | 51000 | 2.5 | 39000 | 2.1
BRYANT HEATING AND COOLING SYSTEMS | EVOLUTION Extreme 24 HP | 210720712 | HRCU-A-CB | 284ANV060*0**B* | CAP**6124AL*+UI | Singlezone Ducted, Centrally Ducted | 60500 | 50500 | 2.52 | 39000 | 2.12
BRYANT HEATING AND COOLING SYSTEMS | EVOLUTION Extreme 24 HP | 210720710 | HRCU-A-CB | 284ANV060*0**B* | CAP**6124AL*+UI | Singlezone Ducted, Centrally Ducted | 60500 | 51000 | 2.5 | 39000 | 2.1
BRYANT HEATING AND COOLING SYSTEMS | EVOLUTION Extreme 24 HP | 206790699 | HRCU-A-CB | 284ANV060*0**B* | CAP**6124AL*+UI | Singlezone Ducted, Centrally Ducted | 60500 | 50500 | 2.52 | 39000 | 2.1
BRYANT HEATING AND COOLING SYSTEMS | EVOLUTION Extreme 24 HP | 206790698 | HRCU-A-CB | 284ANV060*0**B* | CAP**6124AL*+UI | Singlezone Ducted, Centrally Ducted | 60500 | 51000 | 2.5 | 39000 | 2.1
BRYANT HEATING AND COOLING SYSTEMS | EVOLUTION Extreme 24 HP | 206790697 | HRCU-A-CB | 284ANV060*0**B* | CAP**6121AL*+UI | Singlezone Ducted, Centrally Ducted | 60500 | 50500 | 2.5 | 39000 | 2.1
BRYANT HEATING AND COOLING SYSTEMS | EVOLUTION Extreme 24 HP | 206790693 | HRCU-A-CB | 284ANV060*0**B* | CAP**6124AL*+UI | Singlezone Ducted, Centrally Ducted | 60500 | 50500 | 2.52 | 39000 | 2.12
BRYANT HEATING AND COOLING SYSTEMS | EVOLUTION Extreme 24 HP | 206790692 | HRCU-A-CB | 284ANV060*0**B* | CAP**6121AL*+UI | Singlezone Ducted, Centrally Ducted | 60500 | 50500 | 2.5 | 39000 | 2.1
BRYANT HEATING AND COOLING SYSTEMS | EVOLUTION Extreme 24 HP | 206790677 | HRCU-A-CB | 284ANV060*0**B* | CAP**6124AL*+UI | Singlezone Ducted, Centrally Ducted | 60500 | 51000 | 2.5 | 39000 | 2.1
BRYANT HEATING AND COOLING SYSTEMS | EVOLUTION Extreme 24 HP | 206790676 | HRCU-A-CB | 284ANV060*0**B* | CAP**6124AL*+UI | Singlezone Ducted, Centrally Ducted | 60500 | 51000 | 2.5 | 39000 | 2.1
BRYANT HEATING AND COOLING SYSTEMS | EVOLUTION Extreme 24 HP | 206790673 | HRCU-A-CB | 284ANV060*0**B* | CAP**6124AL*+UI | Singlezone Ducted, Centrally Ducted | 60500 | 51000 | 2.5 | 39000 | 2.1
BRYANT HEATING AND COOLING SYSTEMS | EVOLUTION Extreme 24 HP | 206790658 | HRCU-A-CB | 284ANV060*0**B* | FE4ANB006L+UI | Singlezone Ducted, Centrally Ducted | 59500 | 50000 | 2.58 | 38500 | 2.18
BRYANT HEATING AND COOLING SYSTEMS | EVOLUTION Extreme 24 HP | 210532881 | HRCU-A-CB | 284ANV048*0**B* | CAP**6124AL*+UI | Singlezone Ducted, Centrally Ducted | 46000 | 43500 | 2.5 | 36200 | 2.36
BRYANT HEATING AND COOLING SYSTEMS | EVOLUTION Extreme 24 HP | 206790655 | HRCU-A-CB | 284ANV048*0**B* | CSPH*6012AL*+UI | Singlezone Ducted, Centrally Ducted | 46000 | 43000 | 2.5 | 36000 | 2.36
BRYANT HEATING AND COOLING SYSTEMS | EVOLUTION Extreme 24 HP | 206790653 | HRCU-A-CB | 284ANV048*0**B* | CAP**6124AL*+UI | Singlezone Ducted, Centrally Ducted | 46000 | 43000 | 2.5 | 36200 | 2.38
BRYANT HEATING AND COOLING SYSTEMS | EVOLUTION Extreme 24 HP | 206790651 | HRCU-A-CB | 284ANV048*0**B* | CAP**6121AL*+UI | Singlezone Ducted, Centrally Ducted | 46000 | 43000 | 2.5 | 36200 | 2.38
BRYANT HEATING AND COOLING SYSTEMS | EVOLUTION Extreme 24 HP | 206790622 | HRCU-A-CB | 284ANV048*0**B* | CAP**6124AL*+UI | Singlezone Ducted, Centrally Ducted | 46000 | 43000 | 2.5 | 36200 | 2.38
BRYANT HEATING AND COOLING SYSTEMS | EVOLUTION Extreme 24 HP | 206790599 | HRCU-A-CB | 284ANV048*0**B* | CSPH*6012AL*+UI | Singlezone Ducted, Centrally Ducted | 46000 | 43000 | 2.5 | 36000 | 2.38
BRYANT HEATING AND COOLING SYSTEMS | EVOLUTION Extreme 24 HP | 206790595 | HRCU-A-CB | 284ANV048*0**B* | CAP**6124AL*+UI | Singlezone Ducted, Centrally Ducted | 46000 | 43000 | 2.5 | 36000 | 2.38
BRYANT HEATING AND COOLING SYSTEMS | EVOLUTION Extreme 24 HP | 206790587 | HRCU-A-CB | 284ANV048*0**B* | FE4ANB006L+UI | Singlezone Ducted, Centrally Ducted | 45500 | 42500 | 2.58 | 35600 | 2.44
BRYANT HEATING AND COOLING SYSTEMS | EVOLUTION Extreme 24 HP | 210533115 | HRCU-A-CB | 284ANV024*0**B* | CSPH*4212AL*+UI | Singlezone Ducted, Centrally Ducted | 26600 | 24600 | 2.6 | 19700 | 2.52
BRYANT HEATING AND COOLING SYSTEMS | EVOLUTION Extreme 24 HP | 210533113 | HRCU-A-CB | 284ANV024*0**B* | CSPH*4212AL*+UI | Singlezone Ducted, Centrally Ducted | 26400 | 24600 | 2.6 | 19600 | 2.54
BRYANT HEATING AND COOLING SYSTEMS | EVOLUTION Extreme 24 HP | 210533111 | HRCU-A-CB | 284ANV024*0**B* | CSPH*4212AL*+UI | Singlezone Ducted, Centrally Ducted | 26400 | 24600 | 2.6 | 19600 | 2.54
BRYANT HEATING AND COOLING SYSTEMS | EVOLUTION Extreme 24 HP | 210533109 | HRCU-A-CB | 284ANV024*0**B* | CSPH*4212AL*+UI | Singlezone Ducted, Centrally Ducted | 26400 | 24600 | 2.6 | 19600 | 2.54
BRYANT HEATING AND COOLING SYSTEMS | EVOLUTION Extreme 24 HP | 210533107 | HRCU-A-CB | 284ANV024*0**B* | CSPH*4212AL*+UI | Singlezone Ducted, Centrally Ducted | 26600 | 24800 | 2.56 | 19800 | 2.5
BRYANT HEATING AND COOLING SYSTEMS | EVOLUTION Extreme 24 HP | 210533103 | HRCU-A-CB | 284ANV024*0**B* | CSPH*3012AL*+UI | Singlezone Ducted, Centrally Ducted | 27000 | 24800 | 2.54 | 19800 | 2.48
BRYANT HEATING AND COOLING SYSTEMS | EVOLUTION Extreme 24 HP | 210533101 | HRCU-A-CB | 284ANV024*0**B* | CSPH*3012AL*+UI | Singlezone Ducted, Centrally Ducted | 27000 | 25000 | 2.52 | 19900 | 2.46
BRYANT HEATING AND COOLING SYSTEMS | EVOLUTION Extreme 24 HP | 210533097 | HRCU-A-CB | 284ANV024*0**B* | CSPH*3012AL*+UI | Singlezone Ducted, Centrally Ducted | 27000 | 25000 | 2.5 | 20000 | 2.44
BRYANT HEATING AND COOLING SYSTEMS | EVOLUTION Extreme 24 HP | 210533093 | HRCU-A-CB | 284ANV024*0**B* | CSPH*3012AL*+UI | Singlezone Ducted, Centrally Ducted | 27000 | 25000 | 2.5 | 19900 | 2.44
BRYANT HEATING AND COOLING SYSTEMS | EVOLUTION Extreme 24 HP | 210533091 | HRCU-A-CB | 284ANV024*0**B* | CSPH*3012AL*+UI | Singlezone Ducted, Centrally Ducted | 27000 | 25000 | 2.52 | 19900 | 2.46
BRYANT HEATING AND COOLING SYSTEMS | EVOLUTION Extreme 24 HP | 210533089 | HRCU-A-CB | 284ANV024*0**B* | CSPH*3012AL*+UI | Singlezone Ducted, Centrally Ducted | 27000 | 25000 | 2.52 | 19900 | 2.46
BRYANT HEATING AND COOLING SYSTEMS | EVOLUTION Extreme 24 HP | 210533087 | HRCU-A-CB | 284ANV024*0**B* | CSPH*3012AL*+UI | Singlezone Ducted, Centrally Ducted | 27000 | 25000 | 2.52 | 19900 | 2.46
BRYANT HEATING AND COOLING SYSTEMS | EVOLUTION Extreme 24 HP | 210533085 | HRCU-A-CB | 284ANV024*0**B* | CSPH*3012AL*+UI | Singlezone Ducted, Centrally Ducted | 27000 | 25000 | 2.52 | 19800 | 2.46
BRYANT HEATING AND COOLING SYSTEMS | EVOLUTION Extreme 24 HP | 210533081 | HRCU-A-CB | 284ANV024*0**B* | CNPV*4221AL*+UI | Singlezone Ducted, Centrally Ducted | 26600 | 24800 | 2.52 | 19800 | 2.46
BRYANT HEATING AND COOLING SYSTEMS | EVOLUTION Extreme 24 HP | 210533079 | HRCU-A-CB | 284ANV024*0**B* | CNPV*4221AL*+UI | Singlezone Ducted, Centrally Ducted | 26600 | 24800 | 2.52 | 19800 | 2.46
BRYANT HEATING AND COOLING SYSTEMS | EVOLUTION Extreme 24 HP | 210533077 | HRCU-A-CB | 284ANV024*0**B* | CNPV*4221AL*+UI | Singlezone Ducted, Centrally Ducted | 26600 | 24800 | 2.52 | 19800 | 2.46
BRYANT HEATING AND COOLING SYSTEMS | EVOLUTION Extreme 24 HP | 210533075 | HRCU-A-CB | 284ANV024*0**B* | CNPV*4221AL*+UI | Singlezone Ducted, Centrally Ducted | 26600 | 24800 | 2.52 | 19700 | 2.46
BRYANT HEATING AND COOLING SYSTEMS | EVOLUTION Extreme 24 HP | 210533071 | HRCU-A-CB | 284ANV024*0**B* | CNPV*4217AL*+UI | Singlezone Ducted, Centrally Ducted | 26600 | 24800 | 2.56 | 19700 | 2.5
BRYANT HEATING AND COOLING SYSTEMS | EVOLUTION Extreme 24 HP | 210533069 | HRCU-A-CB | 284ANV024*0**B* | CNPV*4217AL*+UI | Singlezone Ducted, Centrally Ducted | 26600 | 24800 | 2.56 | 19700 | 2.5
BRYANT HEATING AND COOLING SYSTEMS | EVOLUTION Extreme 24 HP | 210533067 | HRCU-A-CB | 284ANV024*0**B* | CNPV*4217AL*+UI | Singlezone Ducted, Centrally Ducted | 26600 | 25000 | 2.52 | 19900 | 2.46
BRYANT HEATING AND COOLING SYSTEMS | EVOLUTION Extreme 24 HP | 210533047 | HRCU-A-CB | 284ANV024*0**B* | CAP**4321AL*+UI | Singlezone Ducted, Centrally Ducted | 26400 | 24800 | 2.6 | 19800 | 2.52
BRYANT HEATING AND COOLING SYSTEMS | EVOLUTION Extreme 24 HP | 210533045 | HRCU-A-CB | 284ANV024*0**B* | CAP**4321AL*+UI | Singlezone Ducted, Centrally Ducted | 26400 | 24600 | 2.64 | 19600 | 2.58
BRYANT HEATING AND COOLING SYSTEMS | EVOLUTION Extreme 24 HP | 210533043 | HRCU-A-CB | 284ANV024*0**B* | CAP**4321AL*+UI | Singlezone Ducted, Centrally Ducted | 26400 | 24800 | 2.58 | 19800 | 2.52
BRYANT HEATING AND COOLING SYSTEMS | EVOLUTION Extreme 24 HP | 210533041 | HRCU-A-CB | 284ANV024*0**B* | CAP**4321AL*+UI | Singlezone Ducted, Centrally Ducted | 26400 | 24800 | 2.6 | 19800 | 2.55
BRYANT HEATING AND COOLING SYSTEMS | EVOLUTION Extreme 24 HP | 210533039 | HRCU-A-CB | 284ANV024*0**B* | CAP**4321AL*+UI | Singlezone Ducted, Centrally Ducted | 26600 | 24800 | 2.58 | 19900 | 2.52
BRYANT HEATING AND COOLING SYSTEMS | EVOLUTION Extreme 24 HP | 210533037 | HRCU-A-CB | 284ANV024*0**B* | CAP**4321AL*+UI | Singlezone Ducted, Centrally Ducted | 26400 | 24800 | 2.62 | 19700 | 2.54
BRYANT HEATING AND COOLING SYSTEMS | EVOLUTION Extreme 24 HP | 210533035 | HRCU-A-CB | 284ANV024*0**B* | CAP**4321AL*+UI | Singlezone Ducted, Centrally Ducted | 26400 | 24600 | 2.62 | 19700 | 2.55
BRYANT HEATING AND COOLING SYSTEMS | EVOLUTION Extreme 24 HP | 210533033 | HRCU-A-CB | 284ANV024*0**B* | CAP**4321AL*+UI | Singlezone Ducted, Centrally Ducted | 26400 | 24600 | 2.64 | 19600 | 2.56
BRYANT HEATING AND COOLING SYSTEMS | EVOLUTION Extreme 24 HP | 210533031 | HRCU-A-CB | 284ANV024*0**B* | CAP**4321AL*+UI | Singlezone Ducted, Centrally Ducted | 26400 | 24600 | 2.64 | 19600 | 2.56
BRYANT HEATING AND COOLING SYSTEMS | EVOLUTION Extreme 24 HP | 210533029 | HRCU-A-CB | 284ANV024*0**B* | CAP**4321AL*+UI | Singlezone Ducted, Centrally Ducted | 26400 | 24600 | 2.64 | 19600 | 2.56
BRYANT HEATING AND COOLING SYSTEMS | EVOLUTION Extreme 24 HP | 210533027 | HRCU-A-CB | 284ANV024*0**B* | CAP**4321AL*+UI | Singlezone Ducted, Centrally Ducted | 26400 | 24800 | 2.58 | 19800 | 2.52
BRYANT HEATING AND COOLING SYSTEMS | EVOLUTION Extreme 24 HP | 210533025 | HRCU-A-CB | 284ANV024*0**B* | CAP**4224AL*+UI | Singlezone Ducted, Centrally Ducted | 26600 | 24800 | 2.54 | 19700 | 2.48
BRYANT HEATING AND COOLING SYSTEMS | EVOLUTION Extreme 24 HP | 210533023 | HRCU-A-CB | 284ANV024*0**B* | CAP**4224AL*+UI | Singlezone Ducted, Centrally Ducted | 26600 | 24800 | 2.54 | 19700 | 2.48
BRYANT HEATING AND COOLING SYSTEMS | EVOLUTION Extreme 24 HP | 210533021 | HRCU-A-CB | 284ANV024*0**B* | CAP**4221AL*+UI | Singlezone Ducted, Centrally Ducted | 26600 | 24800 | 2.52 | 19700 | 2.46
BRYANT HEATING AND COOLING SYSTEMS | EVOLUTION Extreme 24 HP | 210533019 | HRCU-A-CB | 284ANV024*0**B* | CAP**4221AL*+UI | Singlezone Ducted, Centrally Ducted | 26600 | 24800 | 2.52 | 19700 | 2.48
BRYANT HEATING AND COOLING SYSTEMS | EVOLUTION Extreme 24 HP | 210533017 | HRCU-A-CB | 284ANV024*0**B* | CAP**4221AL*+UI | Singlezone Ducted, Centrally Ducted | 26600 | 24800 | 2.54 | 19700 | 2.48
BRYANT HEATING AND COOLING SYSTEMS | EVOLUTION Extreme 24 HP | 210533015 | HRCU-A-CB | 284ANV024*0**B* | CAP**4221AL*+UI | Singlezone Ducted, Centrally Ducted | 26600 | 24800 | 2.54 | 19700 | 2.48
BRYANT HEATING AND COOLING SYSTEMS | EVOLUTION Extreme 24 HP | 210533013 | HRCU-A-CB | 284ANV024*0**B* | CAP**4221AL*+UI | Singlezone Ducted, Centrally Ducted | 26600 | 25000 | 2.5 | 19900 | 2.44
BRYANT HEATING AND COOLING SYSTEMS | EVOLUTION Extreme 24 HP | 210533011 | HRCU-A-CB | 284ANV024*0**B* | CAP**3721AL*+UI | Singlezone Ducted, Centrally Ducted | 26400 | 24800 | 2.58 | 19800 | 2.52
BRYANT HEATING AND COOLING SYSTEMS | EVOLUTION Extreme 24 HP | 210533009 | HRCU-A-CB | 284ANV024*0**B* | CAP**3721AL*+UI | Singlezone Ducted, Centrally Ducted | 26400 | 24600 | 2.64 | 19600 | 2.58
BRYANT HEATING AND COOLING SYSTEMS | EVOLUTION Extreme 24 HP | 210533007 | HRCU-A-CB | 284ANV024*0**B* | CAP**3721AL*+UI | Singlezone Ducted, Centrally Ducted | 26400 | 24800 | 2.58 | 19800 | 2.52
BRYANT HEATING AND COOLING SYSTEMS | EVOLUTION Extreme 24 HP | 210533005 | HRCU-A-CB | 284ANV024*0**B* | CAP**3721AL*+UI | Singlezone Ducted, Centrally Ducted | 26400 | 24800 | 2.6 | 19800 | 2.55
BRYANT HEATING AND COOLING SYSTEMS | EVOLUTION Extreme 24 HP | 210533003 | HRCU-A-CB | 284ANV024*0**B* | CAP**3721AL*+UI | Singlezone Ducted, Centrally Ducted | 26600 | 24800 | 2.58 | 19900 | 2.52
BRYANT HEATING AND COOLING SYSTEMS | EVOLUTION Extreme 24 HP | 210533001 | HRCU-A-CB | 284ANV024*0**B* | CAP**3721AL*+UI | Singlezone Ducted, Centrally Ducted | 26400 | 24800 | 2.62 | 19700 | 2.54
BRYANT HEATING AND COOLING SYSTEMS | EVOLUTION Extreme 24 HP | 210532999 | HRCU-A-CB | 284ANV024*0**B* | CAP**3721AL*+UI | Singlezone Ducted, Centrally Ducted | 26400 | 24600 | 2.62 | 19700 | 2.55
BRYANT HEATING AND COOLING SYSTEMS | EVOLUTION Extreme 24 HP | 210532997 | HRCU-A-CB | 284ANV024*0**B* | CAP**3721AL*+UI | Singlezone Ducted, Centrally Ducted | 26400 | 24600 | 2.62 | 19700 | 2.55
BRYANT HEATING AND COOLING SYSTEMS | EVOLUTION Extreme 24 HP | 210532995 | HRCU-A-CB | 284ANV024*0**B* | CAP**3721AL*+UI | Singlezone Ducted, Centrally Ducted | 26400 | 24600 | 2.64 | 19600 | 2.56
BRYANT HEATING AND COOLING SYSTEMS | EVOLUTION Extreme 24 HP | 210532993 | HRCU-A-CB | 284ANV024*0**B* | CAP**3721AL*+UI | Singlezone Ducted, Centrally Ducted | 26400 | 24600 | 2.64 | 19600 | 2.56
BRYANT HEATING AND COOLING SYSTEMS | EVOLUTION Extreme 24 HP | 210532991 | HRCU-A-CB | 284ANV024*0**B* | CAP**3721AL*+UI | Singlezone Ducted, Centrally Ducted | 26600 | 24800 | 2.58 | 19800 | 2.52
BRYANT HEATING AND COOLING SYSTEMS | EVOLUTION Extreme 24 HP | 210532967 | HRCU-A-CB | 284ANV024*0**B* | CAP**2517AL*+UI | Singlezone Ducted, Centrally Ducted | 26400 | 24600 | 2.62 | 19600 | 2.56
BRYANT HEATING AND COOLING SYSTEMS | EVOLUTION Extreme 24 HP | 210532965 | HRCU-A-CB | 284ANV024*0**B* | CAP**2517AL*+UI | Singlezone Ducted, Centrally Ducted | 26400 | 24800 | 2.6 | 19700 | 2.54
BRYANT HEATING AND COOLING SYSTEMS | EVOLUTION Extreme 24 HP | 210532963 | HRCU-A-CB | 284ANV024*0**B* | CAP**2517AL*+UI | Singlezone Ducted, Centrally Ducted | 26600 | 25000 | 2.56 | 19900 | 2.5
BRYANT HEATING AND COOLING SYSTEMS | EVOLUTION Extreme 24 HP | 210532961 | HRCU-A-CB | 284ANV024*0**B* | CAP**2517AL*+UI | Singlezone Ducted, Centrally Ducted | 26600 | 24800 | 2.58 | 19800 | 2.52
BRYANT HEATING AND COOLING SYSTEMS | EVOLUTION Extreme 24 HP | 210532959 | HRCU-A-CB | 284ANV024*0**B* | CAP**2517AL*+UI | Singlezone Ducted, Centrally Ducted | 26600 | 25000 | 2.56 | 19900 | 2.5
BRYANT HEATING AND COOLING SYSTEMS | EVOLUTION Extreme 24 HP | 210532957 | HRCU-A-CB | 284ANV024*0**B* | CAP**2517AL*+UI | Singlezone Ducted, Centrally Ducted | 26400 | 24800 | 2.6 | 19800 | 2.52
BRYANT HEATING AND COOLING SYSTEMS | EVOLUTION Extreme 24 HP | 210532955 | HRCU-A-CB | 284ANV024*0**B* | CAP**2517AL*+UI | Singlezone Ducted, Centrally Ducted | 26600 | 24800 | 2.6 | 19700 | 2.54
BRYANT HEATING AND COOLING SYSTEMS | EVOLUTION Extreme 24 HP | 210532953 | HRCU-A-CB | 284ANV024*0**B* | CAP**2517AL*+UI | Singlezone Ducted, Centrally Ducted | 26400 | 24800 | 2.62 | 19700 | 2.54
BRYANT HEATING AND COOLING SYSTEMS | EVOLUTION Extreme 24 HP | 210532951 | HRCU-A-CB | 284ANV024*0**B* | CAP**2517AL*+UI | Singlezone Ducted, Centrally Ducted | 26600 | 25000 | 2.56 | 19900 | 2.5
BRYANT HEATING AND COOLING SYSTEMS | EVOLUTION Extreme 24 HP | 206790261 | HRCU-A-CB | 284ANV024*0**B* | CSPH*3612AL*+UI | Singlezone Ducted, Centrally Ducted | 26600 | 24800 | 2.58 | 19700 | 2.52
BRYANT HEATING AND COOLING SYSTEMS | EVOLUTION Extreme 24 HP | 206790260 | HRCU-A-CB | 284ANV024*0**B* | CSPH*3612AL*+UI | Singlezone Ducted, Centrally Ducted | 26600 | 24800 | 2.58 | 19700 | 2.52
BRYANT HEATING AND COOLING SYSTEMS | EVOLUTION Extreme 24 HP | 206790259 | HRCU-A-CB | 284ANV024*0**B* | CSPH*3612AL*+UI | Singlezone Ducted, Centrally Ducted | 26600 | 25000 | 2.54 | 19900 | 2.46
BRYANT HEATING AND COOLING SYSTEMS | EVOLUTION Extreme 24 HP | 206790254 | HRCU-A-CB | 284ANV024*0**B* | CAP**3621AL*+UI | Singlezone Ducted, Centrally Ducted | 26600 | 24800 | 2.5 | 19700 | 2.44
BRYANT HEATING AND COOLING SYSTEMS | EVOLUTION Extreme 24 HP | 206790253 | HRCU-A-CB | 284ANV024*0**B* | CAP**3621AL*+UI | Singlezone Ducted, Centrally Ducted | 26600 | 24800 | 2.5 | 19700 | 2.44
BRYANT HEATING AND COOLING SYSTEMS | EVOLUTION Extreme 24 HP | 206790248 | HRCU-A-CB | 284ANV024*0**B* | CSPH*3612AL*+UI | Singlezone Ducted, Centrally Ducted | 26600 | 24800 | 2.56 | 19700 | 2.5
BRYANT HEATING AND COOLING SYSTEMS | EVOLUTION Extreme 24 HP | 206790247 | HRCU-A-CB | 284ANV024*0**B* | CSPH*3612AL*+UI | Singlezone Ducted, Centrally Ducted | 26600 | 24800 | 2.56 | 19700 | 2.5
BRYANT HEATING AND COOLING SYSTEMS | EVOLUTION Extreme 24 HP | 206790237 | HRCU-A-CB | 284ANV024*0**B* | CAP**3621AL*+UI | Singlezone Ducted, Centrally Ducted | 26600 | 24800 | 2.5 | 19800 | 2.44
BRYANT HEATING AND COOLING SYSTEMS | EVOLUTION Extreme 24 HP | 206790217 | HRCU-A-CB | 284ANV024*0**B* | CSPH*4212AL*+UI | Singlezone Ducted, Centrally Ducted | 26600 | 24800 | 2.58 | 19800 | 2.5
BRYANT HEATING AND COOLING SYSTEMS | EVOLUTION Extreme 24 HP | 206790216 | HRCU-A-CB | 284ANV024*0**B* | CSPH*4212AL*+UI | Singlezone Ducted, Centrally Ducted | 26600 | 24800 | 2.56 | 19900 | 2.5
BRYANT HEATING AND COOLING SYSTEMS | EVOLUTION Extreme 24 HP | 206790212 | HRCU-A-CB | 284ANV024*0**B* | CSPH*4212AL*+UI | Singlezone Ducted, Centrally Ducted | 26600 | 24800 | 2.58 | 19700 | 2.52
BRYANT HEATING AND COOLING SYSTEMS | EVOLUTION Extreme 24 HP | 206790211 | HRCU-A-CB | 284ANV024*0**B* | CSPH*4212AL*+UI | Singlezone Ducted, Centrally Ducted | 26600 | 25000 | 2.54 | 19900 | 2.48
BRYANT HEATING AND COOLING SYSTEMS | EVOLUTION Extreme 24 HP | 206790209 | HRCU-A-CB | 284ANV024*0**B* | CSPH*3612AL*+UI | Singlezone Ducted, Centrally Ducted | 26600 | 24800 | 2.54 | 19800 | 2.48
BRYANT HEATING AND COOLING SYSTEMS | EVOLUTION Extreme 24 HP | 206790208 | HRCU-A-CB | 284ANV024*0**B* | CSPH*3612AL*+UI | Singlezone Ducted, Centrally Ducted | 26600 | 25000 | 2.52 | 19900 | 2.46
BRYANT HEATING AND COOLING SYSTEMS | EVOLUTION Extreme 24 HP | 206790204 | HRCU-A-CB | 284ANV024*0**B* | CSPH*3612AL*+UI | Singlezone Ducted, Centrally Ducted | 26600 | 24800 | 2.56 | 19800 | 2.5
BRYANT HEATING AND COOLING SYSTEMS | EVOLUTION Extreme 24 HP | 206790203 | HRCU-A-CB | 284ANV024*0**B* | CSPH*3612AL*+UI | Singlezone Ducted, Centrally Ducted | 26800 | 25000 | 2.52 | 20000 | 2.46
BRYANT HEATING AND COOLING SYSTEMS | EVOLUTION Extreme 24 HP | 206790188 | HRCU-A-CB | 284ANV024*0**B* | CNPV*4221AL*+UI | Singlezone Ducted, Centrally Ducted | 26600 | 25000 | 2.5 | 19900 | 2.44
BRYANT HEATING AND COOLING SYSTEMS | EVOLUTION Extreme 24 HP | 206790184 | HRCU-A-CB | 284ANV024*0**B* | CNPV*4221AL*+UI | Singlezone Ducted, Centrally Ducted | 26600 | 24800 | 2.5 | 19800 | 2.46
BRYANT HEATING AND COOLING SYSTEMS | EVOLUTION Extreme 24 HP | 206790182 | HRCU-A-CB | 284ANV024*0**B* | CNPV*4217AL*+UI | Singlezone Ducted, Centrally Ducted | 26600 | 24800 | 2.54 | 19800 | 2.48
BRYANT HEATING AND COOLING SYSTEMS | EVOLUTION Extreme 24 HP | 206790181 | HRCU-A-CB | 284ANV024*0**B* | CNPV*4217AL*+UI | Singlezone Ducted, Centrally Ducted | 26600 | 25000 | 2.52 | 19900 | 2.46
BRYANT HEATING AND COOLING SYSTEMS | EVOLUTION Extreme 24 HP | 206790180 | HRCU-A-CB | 284ANV024*0**B* | CNPV*4217AL*+UI | Singlezone Ducted, Centrally Ducted | 26600 | 24800 | 2.56 | 19800 | 2.48
BRYANT HEATING AND COOLING SYSTEMS | EVOLUTION Extreme 24 HP | 206790179 | HRCU-A-CB | 284ANV024*0**B* | CNPV*4217AL*+UI | Singlezone Ducted, Centrally Ducted | 26800 | 25000 | 2.5 | 20000 | 2.44
BRYANT HEATING AND COOLING SYSTEMS | EVOLUTION Extreme 24 HP | 206790150 | HRCU-A-CB | 284ANV024*0**B* | CAP**4221AL*+UI | Singlezone Ducted, Centrally Ducted | 26600 | 24800 | 2.5 | 19900 | 2.44
BRYANT HEATING AND COOLING SYSTEMS | EVOLUTION Extreme 24 HP | 206790146 | HRCU-A-CB | 284ANV024*0**B* | CAP**4221AL*+UI | Singlezone Ducted, Centrally Ducted | 26600 | 24800 | 2.52 | 19800 | 2.46
BRYANT HEATING AND COOLING SYSTEMS | EVOLUTION Extreme 24 HP | 206790115 | HRCU-A-CB | 284ANV024*0**B* | CSPH*4212AL*+UI | Singlezone Ducted, Centrally Ducted | 26400 | 24600 | 2.62 | 19600 | 2.54
BRYANT HEATING AND COOLING SYSTEMS | EVOLUTION Extreme 24 HP | 206790114 | HRCU-A-CB | 284ANV024*0**B* | CSPH*4212AL*+UI | Singlezone Ducted, Centrally Ducted | 26400 | 24600 | 2.6 | 19700 | 2.52
BRYANT HEATING AND COOLING SYSTEMS | EVOLUTION Extreme 24 HP | 206790110 | HRCU-A-CB | 284ANV024*0**B* | CSPH*4212AL*+UI | Singlezone Ducted, Centrally Ducted | 26600 | 24800 | 2.56 | 19800 | 2.5
BRYANT HEATING AND COOLING SYSTEMS | EVOLUTION Extreme 24 HP | 206790109 | HRCU-A-CB | 284ANV024*0**B* | CSPH*4212AL*+UI | Singlezone Ducted, Centrally Ducted | 26600 | 24800 | 2.56 | 19800 | 2.5
BRYANT HEATING AND COOLING SYSTEMS | EVOLUTION Extreme 24 HP | 206790106 | HRCU-A-CB | 284ANV024*0**B* | CSPH*3612AL*+UI | Singlezone Ducted, Centrally Ducted | 26400 | 24600 | 2.58 | 19600 | 2.52
BRYANT HEATING AND COOLING SYSTEMS | EVOLUTION Extreme 24 HP | 206790105 | HRCU-A-CB | 284ANV024*0**B* | CSPH*3612AL*+UI | Singlezone Ducted, Centrally Ducted | 26600 | 24800 | 2.56 | 19700 | 2.5
BRYANT HEATING AND COOLING SYSTEMS | EVOLUTION Extreme 24 HP | 206790101 | HRCU-A-CB | 284ANV024*0**B* | CSPH*3612AL*+UI | Singlezone Ducted, Centrally Ducted | 26600 | 25000 | 2.54 | 19900 | 2.48
BRYANT HEATING AND COOLING SYSTEMS | EVOLUTION Extreme 24 HP | 206790100 | HRCU-A-CB | 284ANV024*0**B* | CSPH*3612AL*+UI | Singlezone Ducted, Centrally Ducted | 26600 | 25000 | 2.54 | 19900 | 2.46
BRYANT HEATING AND COOLING SYSTEMS | EVOLUTION Extreme 24 HP | 206790080 | HRCU-A-CB | 284ANV024*0**B* | CNPV*4221AL*+UI | Singlezone Ducted, Centrally Ducted | 26600 | 24800 | 2.54 | 19700 | 2.48
BRYANT HEATING AND COOLING SYSTEMS | EVOLUTION Extreme 24 HP | 206790074 | HRCU-A-CB | 284ANV024*0**B* | CNPV*4217AL*+UI | Singlezone Ducted, Centrally Ducted | 26400 | 24600 | 2.58 | 19700 | 2.52
BRYANT HEATING AND COOLING SYSTEMS | EVOLUTION Extreme 24 HP | 206790073 | HRCU-A-CB | 284ANV024*0**B* | CNPV*4217AL*+UI | Singlezone Ducted, Centrally Ducted | 26600 | 24800 | 2.56 | 19700 | 2.5
BRYANT HEATING AND COOLING SYSTEMS | EVOLUTION Extreme 24 HP | 206790072 | HRCU-A-CB | 284ANV024*0**B* | CNPV*4217AL*+UI | Singlezone Ducted, Centrally Ducted | 26600 | 25000 | 2.52 | 19900 | 2.46
BRYANT HEATING AND COOLING SYSTEMS | EVOLUTION Extreme 24 HP | 206790038 | HRCU-A-CB | 284ANV024*0**B* | CAP**4224AL*+UI | Singlezone Ducted, Centrally Ducted | 26600 | 25000 | 2.5 | 19900 | 2.44
BRYANT HEATING AND COOLING SYSTEMS | EVOLUTION Extreme 24 HP | 206790036 | HRCU-A-CB | 284ANV024*0**B* | CAP**4221AL*+UI | Singlezone Ducted, Centrally Ducted | 26400 | 24600 | 2.54 | 19700 | 2.48
BRYANT HEATING AND COOLING SYSTEMS | EVOLUTION Extreme 24 HP | 206790033 | HRCU-A-CB | 284ANV024*0**B* | CAP**4221AL*+UI | Singlezone Ducted, Centrally Ducted | 26600 | 25000 | 2.5 | 19900 | 2.44
BRYANT HEATING AND COOLING SYSTEMS | EVOLUTION Extreme 24 HP | 206790032 | HRCU-A-CB | 284ANV024*0**B* | CAP**4221AL*+UI | Singlezone Ducted, Centrally Ducted | 26600 | 25000 | 2.5 | 19900 | 2.44
BRYANT HEATING AND COOLING SYSTEMS | EVOLUTION Extreme 24 HP | 206790029 | HRCU-A-CB | 284ANV024*0**B* | CAP**3621AL*+UI | Singlezone Ducted, Centrally Ducted | 26600 | 24800 | 2.5 | 19700 | 2.46
BRYANT HEATING AND COOLING SYSTEMS | EVOLUTION Extreme 24 HP | 206790023 | HRCU-A-CB | 284ANV024*0**B* | CAP**3617AL*+UI | Singlezone Ducted, Centrally Ducted | 26600 | 24800 | 2.5 | 19700 | 2.44
BRYANT HEATING AND COOLING SYSTEMS | EVOLUTION Extreme 24 HP | 206790018 | HRCU-A-CB | 284ANV024*0**B* | FE4AN(B,F)003L+UI | Singlezone Ducted, Centrally Ducted | 26400 | 24800 | 2.5 | 19700 | 2.46
BRYANT HEATING AND COOLING SYSTEMS | EVOLUTION Extreme 24 HP | 206790017 | HRCU-A-CB | 284ANV024*0**B* | FE4ANF002L+UI | Singlezone Ducted, Centrally Ducted | 26600 | 24800 | 2.54 | 19800 | 2.48
C&H | CH series | 210665993 | HRCU-A-CB-O | CH-HPR12-230VO | CH-B12MOLVWM-230VI | Singlezone Non-Ducted, Wall Placement | 12000 | 10300 | 2.56 | 12113 | 1.9
C&H | CH series | 207740520 | HRCU-A-CB-O | CH-HPR12-230VO | CH-12MOLVWM-230VI | Singlezone Non-Ducted, Wall Placement | 12000 | 10300 | 2.56 | 12113 | 1.9
C&H | CH series | 210665992 | HRCU-A-CB-O | CH-HPR09-230VO | CH-B09MOLVWM-230VI | Singlezone Non-Ducted, Wall Placement | 12000 | 9300 | 2.5 | 11300 | 1.9
C&H | CH series | 207740519 | HRCU-A-CB-O | CH-HPR09-230VO | CH-09MOLVWM-230VI | Singlezone Non-Ducted, Wall Placement | 12000 | 9300 | 2.5 | 11300 | 1.9
C&H |  | 207742364 | HMSR-A-CB-O | CH-28MES-230VO |  | Multizone All Non-Ducted | 28000 | 21000 | 2.5 | 20000 | 2.11
C&H |  | 207742373 | HMSR-A-CB-O | CH-HPR19M-230VO |  | Multizone All Non-Ducted | 20000 | 15000 | 2.5 | 20000 | 1.93
C&H |  | 205047864 | HMSR-A-CB-O | CH-HYP36MSPH-230VO |  | Multizone All Non-Ducted | 36000 | 23200 | 2.78 | 36037 | 1.96
C&H |  | 205104722 | HMSR-A-CB-O | CH18MSPH230VO |  | Multizone All Non-Ducted | 19000 | 12000 | 2.79 | 10205 | 1.97
C&H |  | 202832586 | HMSR-A-CB-O | CH28MSPH230VO |  | Multizone All Non-Ducted | 28000 | 17200 | 2.8 | 17040 | 1.97
C&H |  | 205263869 | HRCU-A-CB-O | CH-18SPH-230VO | CH-18MSPHWM-230VI | Singlezone Non-Ducted, Wall Placement | 18000 | 10400 | 2.72 | 10953 | 1.9
C&H |  | 205263877 | HRCU-A-CB-O | CH-09SPH-230VO | CH-D09MSPHWM-230VI | Singlezone Non-Ducted, Wall Placement | 9800 | 5800 | 2.74 | 7989 | 2
C&H |  | 205263879 | HRCU-A-CB-O | CH-18SPH-230VO | CH-D18MSPHWM-230VI | Singlezone Non-Ducted, Wall Placement | 18000 | 11400 | 2.72 | 11178 | 2.02
C&H |  | 205263851 | HRCU-A-CB | CH-HYP09SPH230VO | CH-M09DTUI | Singlezone Ducted, Compact Ducted | 10000 | 7200 | 2.74 | 8300 | 2.06
C&H |  | 205263859 | HRCU-A-CB | CH-24SPH-230VO | CH-M24DTUI | Singlezone Ducted, Compact Ducted | 24400 | 16000 | 2.69 | 18500 | 2.04
C&H |  | 205263856 | HRCU-A-CB | CH-18SPH-230VO | CH-M18DTUI | Singlezone Ducted, Compact Ducted | 18000 | 12000 | 2.61 | 10300 | 1.95
C&H |  | 205047857 | HRCU-A-CB-O | CH-09SPH-230VO | CH-09DKT230VI | Singlezone Non-Ducted, Wall Placement | 9800 | 5800 | 2.74 | 7989 | 2
C&H |  | 204098433 | HRCU-A-CB-O | CH-24SPH-230VO | CH-24MSPHFC-230VI | Singlezone Non-Ducted, Floor Placement | 24000 | 15000 | 2.85 | 17817 | 1.9
C&H |  | 9119326 | HRCU-A-CB-O | CH-18SPH-230VO | CH-18SPH-230VI | Singlezone Non-Ducted, Wall Placement | 18000 | 10400 | 2.72 | 10953 | 1.9
C&H |  | 204098423 | HRCU-A-CB | CH-24SPH-230VO | CH-24LCDTU/I | Singlezone Ducted, Compact Ducted | 24400 | 16000 | 2.69 | 18500 | 2.04
C&H |  | 205104726 | HRCU-A-CB-O | CH-18SPH-230VO | CH-18DKT230VI | Singlezone Non-Ducted, Wall Placement | 18000 | 11400 | 2.72 | 11178 | 2.02
C&H |  | 204098424 | HRCU-A-CB | CH-09DKT230VO | CH-09LCDTU/I | Singlezone Ducted, Compact Ducted | 10000 | 7200 | 2.74 | 8300 | 2.06
C&H |  | 204098422 | HRCU-A-CB | CH-18SPH-230VO | CH-18LCDTU/I | Singlezone Ducted, Compact Ducted | 18000 | 12000 | 2.61 | 10300 | 1.95
C&H |  | 201992974 | HRCU-A-CB | CH-18LCU/O | CH-18LCDTU/I | Singlezone Ducted, Compact Ducted | 18000 | 12000 | 2.61 | 10300 | 1.95
C&H |  | 205901586 | HRCU-A-CB | CH-HYP36LCUO | CH-36LCDTU/I | Singlezone Ducted, Compact Ducted | 40000 | 28000 | 2.75 | 43000 | 2.1
C&H |  | 208816951 | HRCU-A-CB-O | CH-HPR24-230VO | CH-D24MSPHWM-230VI | Singlezone Non-Ducted, Wall Placement | 26000 | 19400 | 2.95 | 26000 | 2.07
C&H |  | 208816948 | HRCU-A-CB-O | CH-HPR09-230VO | CH-D09MSPHWM-230VI | Singlezone Non-Ducted, Wall Placement | 11500 | 7100 | 2.85 | 9898 | 1.9
C&H |  | 210665988 | HRCU-A-CB-O | CH-ES09-230VO | CH-B09MOLVWM-230VI | Singlezone Non-Ducted, Wall Placement | 10000 | 8100 | 2.7 | 8564 | 2.22
C&H |  | 210665987 | HRCU-A-CB-O | CH-HPR06F9-230VO | CH-B06MOLVWM-230VI | Singlezone Non-Ducted, Wall Placement | 7000 | 7500 | 2.5 | 7200 | 1.92
C&H |  | 210665985 | HRCU-A-CB-O | CH-ES09-115VO | CH-B09OLVWM-115VI | Singlezone Non-Ducted, Wall Placement | 10000 | 5900 | 2.93 | 6858 | 2.07
C&H | CH series | 207742366 | HMSV-A-CB | CH-28MES-230VO |  | Multizone Mix of Ducted and Non-Ducted | 28000 | 21400 | 2.55 | 20000 | 2.13
C&H | CH series | 207742375 | HMSV-A-CB | CH-HPR19M-230VO |  | Multizone Mix of Ducted and Non-Ducted | 20000 | 15500 | 2.55 | 20000 | 1.95
C&H | CH series | 207742363 | HMSV-A-CB | CH-18MES-230VO |  | Multizone Mix of Ducted and Non-Ducted | 19000 | 14500 | 2.5 | 14000 | 2.17
C&H |  | 209937050 | HRCU-A-CB-O | CH-ES12-230VO | CH-12MASTWM-230VI | Singlezone Non-Ducted, Wall Placement | 12000 | 9000 | 2.69 | 8981 | 2.19
C&H |  | 209937047 | HRCU-A-CB-O | CH-ES09-230VO | CH-09MASTWM-230VI | Singlezone Non-Ducted, Wall Placement | 10000 | 8500 | 2.8 | 8581 | 2.19
C&H |  | 210665989 | HRCU-A-CB-O | CH-ES12-230VO | CH-B12MOLVWM-230VI | Singlezone Non-Ducted, Wall Placement | 12000 | 10000 | 2.69 | 8820 | 2.25
C&H |  | 210665986 | HRCU-A-CB-O | CH-ES12-115VO | CH-B12OLVWM-115VI | Singlezone Non-Ducted, Wall Placement | 12000 | 8900 | 2.75 | 6858 | 2.07
C&H |  | 207742365 | HMSV-A-CB | CH-28MES-230VO |  | Multizone All Ducted | 28000 | 22000 | 2.6 | 20000 | 2.14
C&H |  | 207742374 | HMSV-A-CB | CH-HPR19M-230VO |  | Multizone All Ducted | 20000 | 16000 | 2.61 | 20000 | 1.95
C&H |  | 210665990 | HRCU-A-CB-O | CH-ES18-230VO | CH-B18MOLVWM-230VI | Singlezone Non-Ducted, Wall Placement | 18000 | 14100 | 2.65 | 12829 | 2.35
C&H |  | 209937052 | HRCU-A-CB-O | CH-HPR12-230VO | CH-12MMC-230VI | Singlezone Non-Ducted, Wall Placement | 12000 | 10200 | 2.72 | 12300 | 2.1
C&H |  | 207742322 | HRCU-A-CB | CH-ES18-230VO | CH-M18DTUI | Singlezone Ducted, Compact Ducted | 20000 | 12600 | 2.66 | 13000 | 2.4
C&H |  | 210434544 | HRCU-A-CB-O | CH-06OLVWM-115VO | CH-06OLVWM-115VI | Singlezone Non-Ducted, Wall Placement | 7000 | 5900 | 2.93 | 6858 | 2.07
C&H |  | 210665996 | HRCU-A-CB-O | CH-ES06-115VO | CH-06OLVWM-115VI | Singlezone Non-Ducted, Wall Placement | 7000 | 5900 | 2.93 | 6858 | 2.07
C&H |  | 207742321 | HRCU-A-CB-O | CH-ES18-230VO | CH-18MSPHCT-230VI | Singlezone Non-Ducted, Ceiling Placement | 19000 | 12000 | 2.51 | 12700 | 2.16
C&H |  | 207742323 | HRCU-A-CB-O | CH-ES18-230VO | CH-18MSPHFC-230VI | Singlezone Non-Ducted, Floor Placement | 20000 | 12800 | 2.52 | 13000 | 2.08
C&H |  | 207740514 | HRCU-A-CB-O | CH-ES18-230VO | CH-18MOLVWM-230VI | Singlezone Non-Ducted, Wall Placement | 18000 | 14100 | 2.65 | 12829 | 2.35
C&H |  | 207740525 | HRCU-A-CB-O | CH-NY09MIA-230VO | CH-NY09MIA-230VI | Singlezone Non-Ducted, Wall Placement | 10000 | 6900 | 2.53 | 6400 | 1.95
C&H |  | 207742335 | HRCU-A-CB-O | CH-HPR24-230VO | CH-N24MSPHCT-230VI | Singlezone Non-Ducted, Wall Placement | 25000 | 21000 | 2.64 | 26000 | 1.95
C&H |  | 207742324 | HRCU-A-CB-O | CH-ES24-230VO | CH-N24MSPHCT-230VI | Singlezone Non-Ducted, Wall Placement | 25000 | 19000 | 2.6 | 18900 | 1.96
C&H |  | 207740512 | HRCU-A-CB-O | CH-ES09-230VO | CH-09MOLVWM-230VI | Singlezone Non-Ducted, Wall Placement | 10000 | 8100 | 2.7 | 8564 | 2.22
C&H |  | 207740518 | HRCU-A-CB-O | CH-HPR06F9-230VO | CH-06MOLVWM-230VI | Singlezone Non-Ducted, Wall Placement | 7000 | 7500 | 2.5 | 7200 | 1.92
C&H |  | 207740500 | HRCU-A-CB-O | CH-HPR06F9-230VO | CH-06MASTWM-230VI | Singlezone Non-Ducted, Wall Placement | 7000 | 8500 | 2.9 | 8581 | 2.19
C&H |  | 207765977 | HRCU-A-CB-O | CH-ES09-115VO | CH-09OLVWM-115VI | Singlezone Non-Ducted, Wall Placement | 10000 | 5900 | 2.93 | 6858 | 2.07
C&H |  | 207740532 | HRCU-A-CB-O | CH-NY09MIA-230VO | CH-09MOLV-230VI | Singlezone Non-Ducted, Wall Placement | 10000 | 6000 | 2.51 | 6933 | 1.97
C&H |  | 207740513 | HRCU-A-CB-O | CH-ES12-230VO | CH-12MOLVWM-230VI | Singlezone Non-Ducted, Wall Placement | 12000 | 10000 | 2.69 | 8820 | 2.25
C&H |  | 207740531 | HRCU-A-CB-O | CH-ES12-115VO | CH-12OLVWM-115VI | Singlezone Non-Ducted, Wall Placement | 12000 | 8900 | 2.75 | 6858 | 2.07
C&H |  | 207742336 | HRCU-A-CB | CH-HPR24-230VO | CH-M24DTUI | Singlezone Ducted, Compact Ducted | 25000 | 21000 | 2.64 | 27000 | 2
C&H |  | 207742337 | HRCU-A-CB-O | CH-HPR24-230VO | CH-24MSPHFC-230VI | Singlezone Non-Ducted, Floor Placement | 25000 | 19000 | 2.64 | 25000 | 2.1
C&H |  | 207742325 | HRCU-A-CB | CH-ES24-230VO | CH-M24DTUI | Singlezone Ducted, Compact Ducted | 25000 | 20000 | 2.61 | 20000 | 2.3
C&H |  | 207742330 | HRCU-A-CB | CH-HPR12-230VO | CH-M12DTUI | Singlezone Ducted, Compact Ducted | 12500 | 10600 | 2.51 | 12100 | 1.96
C&H |  | 207742329 | HRCU-A-CB-O | CH-HPR12-230VO | CH-12MSPHCT-230VI | Singlezone Non-Ducted, Ceiling Placement | 12000 | 9900 | 2.55 | 11500 | 1.9
C&H |  | 207742320 | HRCU-A-CB-O | CH-ES12-230VO | CH-12MSPHMC-230VI | Singlezone Non-Ducted, Wall Placement | 12000 | 9000 | 2.69 | 8400 | 2.26
C&H |  | 207742319 | HRCU-A-CB | CH-ES12-230VO | CH-M12DTUI | Singlezone Ducted, Compact Ducted | 12000 | 9300 | 2.78 | 8400 | 2.26
C&H |  | 207742317 | HRCU-A-CB | CH-ES09-230VO | CH-M09DTUI | Singlezone Ducted, Compact Ducted | 10000 | 7700 | 2.59 | 8000 | 2.09
C&H |  | 207742318 | HRCU-A-CB-O | CH-ES12-230VO | CH-12MSPHCT-230VI | Singlezone Non-Ducted, Ceiling Placement | 12000 | 8900 | 2.75 | 8000 | 2.28
C&H |  | 207740501 | HRCU-A-CB-O | CH-HPR09-230VO | CH-09MASTWM-230VI | Singlezone Non-Ducted, Wall Placement | 12000 | 9500 | 2.53 | 11109 | 1.97
CARRIER | 38MH-series | 208447845 | HRCU-A-CB-O | 38MHRCQ09AA3 | 40MHHAQ09XA3 | Singlezone Non-Ducted, Wall Placement | 10000 | 6000 | 2.51 | 7300 | 2.14
CARRIER | 38Mseries | 210025752 | HRCU-A-CB | 38MURAQ60AB3 | 40MUAAQ60XA3 | Singlezone Ducted, Centrally Ducted | 59000 | 42000 | 2.6 | 54356 | 1.91
CARRIER | INFINITY 24 HP with GREENSPEED INTELLIGENCE | 213361593 | HRCU-A-CB | 25VNA460A*031* | FE4BNBD60L*+UI | Singlezone Ducted, Centrally Ducted | 59500 | 49500 | 2.64 | 38000 | 2.22
CARRIER | INFINITY 24 HP with GREENSPEED INTELLIGENCE | 213361591 | HRCU-A-CB | 25VNA448A*031* | FE4BNBD60L*+UI | Singlezone Ducted, Centrally Ducted | 45500 | 42500 | 2.62 | 35400 | 2.5
CARRIER | INFINITY 24 HP with GREENSPEED INTELLIGENCE | 213361581 | HRCU-A-CB | 25VNA424A*031* | FE4BNXB24L*+UI | Singlezone Ducted, Centrally Ducted | 26600 | 25000 | 2.54 | 19800 | 2.48
CARRIER | INFINITY 24 HP with GREENSPEED INTELLIGENCE | 213361579 | HRCU-A-CB | 25VNA424A*031* | FE4BN(B,X)C36L*+UI | Singlezone Ducted, Centrally Ducted | 26400 | 24800 | 2.52 | 19700 | 2.46
CARRIER | 38M series | 213372204 | HRCU-A-C | 38MURAQ18AB3 | 40MULAQ24XBX + CI | Singlezone Ducted, Centrally Ducted | 19000 | 14700 | 2.6 | 15000 | 2.2
CARRIER | Performance Series | 207642879 | HMSV-A-CB | 38MGHBQ24CA3 |  | Multizone All Non-Ducted | 25000 | 20400 | 3.81 | 18500 | 1.9
CARRIER | INFINITY 18VS HEAT PUMP | 210470985 | HRCU-A-CB | 25VNA837A*031* | CNPV*6024AL*+UI | Singlezone Ducted, Centrally Ducted | 32200 | 31200 | 2.52 | 24600 | 1.98
CARRIER | INFINITY 18VS HEAT PUMP | 210470963 | HRCU-A-CB | 25VNA837A*031* | CNPV*6024AL*+UI | Singlezone Ducted, Centrally Ducted | 32200 | 31400 | 2.5 | 24800 | 1.96
CARRIER | INFINITY 18VS HEAT PUMP | 210470952 | HRCU-A-CB | 25VNA837A*031* | CNPV*6024AL*+UI | Singlezone Ducted, Centrally Ducted | 32200 | 31200 | 2.52 | 24600 | 1.98
CARRIER | INFINITY 18VS HEAT PUMP | 210470930 | HRCU-A-CB | 25VNA837A*031* | CNPV*6024AL*+UI | Singlezone Ducted, Centrally Ducted | 32200 | 31200 | 2.52 | 24600 | 1.98
CARRIER | INFINITY 18VS HEAT PUMP | 210470919 | HRCU-A-CB | 25VNA837A*031* | CNPV*6024AL*+UI | Singlezone Ducted, Centrally Ducted | 32200 | 31200 | 2.52 | 24600 | 1.98
CARRIER | INFINITY 18VS HEAT PUMP | 210470908 | HRCU-A-CB | 25VNA837A*031* | CNPV*6024AL*+UI | Singlezone Ducted, Centrally Ducted | 32200 | 31400 | 2.52 | 24800 | 1.98
CARRIER | INFINITY 18VS HEAT PUMP | 210470897 | HRCU-A-CB | 25VNA837A*031* | CNPV*6024AL*+UI | Singlezone Ducted, Centrally Ducted | 32200 | 31400 | 2.5 | 24800 | 1.98
CARRIER | INFINITY 18VS HEAT PUMP | 210470886 | HRCU-A-CB | 25VNA837A*031* | CNPV*6024AL*+UI | Singlezone Ducted, Centrally Ducted | 32200 | 31200 | 2.52 | 24600 | 1.98
CARRIER | INFINITY 18VS HEAT PUMP | 210470875 | HRCU-A-CB | 25VNA837A*031* | CNPV*6024AL*+UI | Singlezone Ducted, Centrally Ducted | 32200 | 31200 | 2.52 | 24600 | 1.98
CARRIER | INFINITY 18VS HEAT PUMP | 210470843 | HRCU-A-CB | 25VNA837A*031* | CNPV*4824AL*+UI | Singlezone Ducted, Centrally Ducted | 32800 | 31400 | 2.52 | 24600 | 1.98
CARRIER | INFINITY 18VS HEAT PUMP | 210470832 | HRCU-A-CB | 25VNA837A*031* | CNPV*4824AL*+UI | Singlezone Ducted, Centrally Ducted | 32800 | 31400 | 2.52 | 24800 | 1.96
CARRIER | INFINITY 18VS HEAT PUMP | 210470809 | HRCU-A-CB | 25VNA837A*031* | CNPV*4821AL*+UI | Singlezone Ducted, Centrally Ducted | 33000 | 31600 | 2.5 | 24800 | 1.96
CARRIER | INFINITY 18VS HEAT PUMP | 210470798 | HRCU-A-CB | 25VNA837A*031* | CNPV*4821AL*+UI | Singlezone Ducted, Centrally Ducted | 33000 | 31600 | 2.5 | 24800 | 1.96
CARRIER | INFINITY 18VS HEAT PUMP | 210470627 | HRCU-A-CB | 25VNA837A*031* | CAP**6124AL*+UI | Singlezone Ducted, Centrally Ducted | 32000 | 31200 | 2.54 | 24800 | 2
CARRIER | INFINITY 18VS HEAT PUMP | 210470605 | HRCU-A-CB | 25VNA837A*031* | CAP**6124AL*+UI | Singlezone Ducted, Centrally Ducted | 32000 | 31200 | 2.52 | 25000 | 2
CARRIER | INFINITY 18VS HEAT PUMP | 210470594 | HRCU-A-CB | 25VNA837A*031* | CAP**6124AL*+UI | Singlezone Ducted, Centrally Ducted | 32000 | 31200 | 2.54 | 24800 | 2
CARRIER | INFINITY 18VS HEAT PUMP | 210470572 | HRCU-A-CB | 25VNA837A*031* | CAP**6124AL*+UI | Singlezone Ducted, Centrally Ducted | 32000 | 31200 | 2.54 | 24800 | 2
CARRIER | INFINITY 18VS HEAT PUMP | 210470561 | HRCU-A-CB | 25VNA837A*031* | CAP**6124AL*+UI | Singlezone Ducted, Centrally Ducted | 32000 | 31200 | 2.54 | 24800 | 2.02
CARRIER | INFINITY 18VS HEAT PUMP | 210470550 | HRCU-A-CB | 25VNA837A*031* | CAP**6124AL*+UI | Singlezone Ducted, Centrally Ducted | 32000 | 31200 | 2.52 | 24800 | 2
CARRIER | INFINITY 18VS HEAT PUMP | 210470495 | HRCU-A-CB | 25VNA837A*031* | CAP**6121AL*+UI | Singlezone Ducted, Centrally Ducted | 32000 | 31200 | 2.54 | 24800 | 2
CARRIER | INFINITY 18VS HEAT PUMP | 210470484 | HRCU-A-CB | 25VNA837A*031* | CAP**6121AL*+UI | Singlezone Ducted, Centrally Ducted | 32000 | 31200 | 2.52 | 24800 | 2
CARRIER | INFINITY 18VS HEAT PUMP | 210470462 | HRCU-A-CB | 25VNA837A*031* | CAP**6121AL*+UI | Singlezone Ducted, Centrally Ducted | 32000 | 31200 | 2.52 | 24800 | 2
CARRIER | INFINITY 18VS HEAT PUMP | 210470440 | HRCU-A-CB | 25VNA837A*031* | CAP**6121AL*+UI | Singlezone Ducted, Centrally Ducted | 32000 | 31200 | 2.52 | 25000 | 2
CARRIER | INFINITY 18VS HEAT PUMP | 210470429 | HRCU-A-CB | 25VNA837A*031* | CAP**6121AL*+UI | Singlezone Ducted, Centrally Ducted | 32200 | 31400 | 2.5 | 25000 | 1.98
CARRIER | INFINITY 18VS HEAT PUMP | 210470341 | HRCU-A-CB | 25VNA837A*031* | CAP**6024AL*+UI | Singlezone Ducted, Centrally Ducted | 31800 | 31000 | 2.52 | 24800 | 2
CARRIER | INFINITY 18VS HEAT PUMP | 210470319 | HRCU-A-CB | 25VNA837A*031* | CAP**6024AL*+UI | Singlezone Ducted, Centrally Ducted | 32000 | 31200 | 2.5 | 24800 | 1.98
CARRIER | INFINITY 18VS HEAT PUMP | 210470308 | HRCU-A-CB | 25VNA837A*031* | CAP**6024AL*+UI | Singlezone Ducted, Centrally Ducted | 31800 | 31000 | 2.52 | 24800 | 2
CARRIER | INFINITY 18VS HEAT PUMP | 210470286 | HRCU-A-CB | 25VNA837A*031* | CAP**6024AL*+UI | Singlezone Ducted, Centrally Ducted | 31800 | 31000 | 2.52 | 24800 | 2
CARRIER | INFINITY 18VS HEAT PUMP | 210470275 | HRCU-A-CB | 25VNA837A*031* | CAP**6024AL*+UI | Singlezone Ducted, Centrally Ducted | 31800 | 31000 | 2.52 | 24800 | 2
CARRIER | INFINITY 18VS HEAT PUMP | 210470264 | HRCU-A-CB | 25VNA837A*031* | CAP**6024AL*+UI | Singlezone Ducted, Centrally Ducted | 31800 | 31000 | 2.5 | 24800 | 1.98
CARRIER | INFINITY 18VS HEAT PUMP | 206765160 | HRCU-A-CB | 25VNA837A*031* | CNPV*4821AL*+UI | Singlezone Ducted, Centrally Ducted | 32800 | 31400 | 2.52 | 24600 | 1.98
CARRIER | INFINITY 18VS HEAT PUMP | 206765159 | HRCU-A-CB | 25VNA837A*031* | CNPV*4821AL*+UI | Singlezone Ducted, Centrally Ducted | 32800 | 31400 | 2.52 | 24800 | 1.96
CARRIER | INFINITY 18VS HEAT PUMP | 206765039 | HRCU-A-CB | 25VNA837A*031* | CNPV*4824AL*+UI | Singlezone Ducted, Centrally Ducted | 33000 | 31400 | 2.52 | 24800 | 1.96
CARRIER | INFINITY 18VS HEAT PUMP | 206765036 | HRCU-A-CB | 25VNA837A*031* | CNPV*4824AL*+UI | Singlezone Ducted, Centrally Ducted | 33000 | 31400 | 2.52 | 24800 | 1.96
CARRIER | INFINITY 18VS HEAT PUMP | 206765034 | HRCU-A-CB | 25VNA837A*031* | CNPV*4824AL*+UI | Singlezone Ducted, Centrally Ducted | 32800 | 31400 | 2.52 | 24800 | 1.96
CARRIER | INFINITY 18VS HEAT PUMP | 206765033 | HRCU-A-CB | 25VNA837A*031* | CNPV*4824AL*+UI | Singlezone Ducted, Centrally Ducted | 32800 | 31400 | 2.52 | 24800 | 1.98
CARRIER | INFINITY 18VS HEAT PUMP | 206765032 | HRCU-A-CB | 25VNA837A*031* | CNPV*4824AL*+UI | Singlezone Ducted, Centrally Ducted | 33000 | 31600 | 2.52 | 24800 | 1.96
CARRIER | INFINITY 18VS HEAT PUMP | 206765028 | HRCU-A-CB | 25VNA837A*031* | CNPV*4821AL*+UI | Singlezone Ducted, Centrally Ducted | 32800 | 31400 | 2.52 | 24800 | 1.98
CARRIER | INFINITY 18VS HEAT PUMP | 206765027 | HRCU-A-CB | 25VNA837A*031* | CNPV*4821AL*+UI | Singlezone Ducted, Centrally Ducted | 33000 | 31400 | 2.52 | 24800 | 1.96
CARRIER | INFINITY 18VS HEAT PUMP | 206765025 | HRCU-A-CB | 25VNA837A*031* | CNPV*4821AL*+UI | Singlezone Ducted, Centrally Ducted | 33000 | 31400 | 2.52 | 24800 | 1.96
CARRIER | INFINITY 18VS HEAT PUMP | 206765019 | HRCU-A-CB | 25VNA837A*031* | CNPV*4821AL*+UI | Singlezone Ducted, Centrally Ducted | 33000 | 31600 | 2.52 | 24800 | 1.96
CARRIER | INFINITY 18VS HEAT PUMP | 206764987 | HRCU-A-CB | 25VNA837A*031* | CAP**4824AL*+UI | Singlezone Ducted, Centrally Ducted | 32600 | 31400 | 2.52 | 24800 | 2
CARRIER | INFINITY 18VS HEAT PUMP | 206764985 | HRCU-A-CB | 25VNA837A*031* | CAP**4824AL*+UI | Singlezone Ducted, Centrally Ducted | 32600 | 31400 | 2.52 | 25000 | 1.98
CARRIER | INFINITY 18VS HEAT PUMP | 206764984 | HRCU-A-CB | 25VNA837A*031* | CAP**4824AL*+UI | Singlezone Ducted, Centrally Ducted | 32600 | 31400 | 2.52 | 24800 | 2
CARRIER | INFINITY 18VS HEAT PUMP | 206764982 | HRCU-A-CB | 25VNA837A*031* | CAP**4824AL*+UI | Singlezone Ducted, Centrally Ducted | 32400 | 31400 | 2.54 | 24800 | 2
CARRIER | INFINITY 18VS HEAT PUMP | 206764981 | HRCU-A-CB | 25VNA837A*031* | CAP**4824AL*+UI | Singlezone Ducted, Centrally Ducted | 32400 | 31400 | 2.54 | 24800 | 2
CARRIER | INFINITY 18VS HEAT PUMP | 206764980 | HRCU-A-CB | 25VNA837A*031* | CAP**4824AL*+UI | Singlezone Ducted, Centrally Ducted | 32600 | 31400 | 2.52 | 25000 | 1.98
CARRIER | INFINITY 18VS HEAT PUMP | 206764976 | HRCU-A-CB | 25VNA837A*031* | CAP**4821AL*+UI | Singlezone Ducted, Centrally Ducted | 32600 | 31400 | 2.52 | 24800 | 2
CARRIER | INFINITY 18VS HEAT PUMP | 206764975 | HRCU-A-CB | 25VNA837A*031* | CAP**4821AL*+UI | Singlezone Ducted, Centrally Ducted | 32600 | 31400 | 2.52 | 25000 | 1.98
CARRIER | INFINITY 18VS HEAT PUMP | 206764973 | HRCU-A-CB | 25VNA837A*031* | CAP**4821AL*+UI | Singlezone Ducted, Centrally Ducted | 32600 | 31400 | 2.52 | 25000 | 1.98
CARRIER | INFINITY 18VS HEAT PUMP | 206764967 | HRCU-A-CB | 25VNA837A*031* | CAP**4821AL*+UI | Singlezone Ducted, Centrally Ducted | 32600 | 31400 | 2.52 | 25000 | 1.98
CARRIER | INFINITY 18VS HEAT PUMP | 206764961 | HRCU-A-CB | 25VNA837A*031* | CAP**4321AL*+UI | Singlezone Ducted, Centrally Ducted | 32800 | 31800 | 2.56 | 25000 | 2
CARRIER | INFINITY 18VS HEAT PUMP | 206764960 | HRCU-A-CB | 25VNA837A*031* | CAP**4321AL*+UI | Singlezone Ducted, Centrally Ducted | 33000 | 31800 | 2.54 | 25200 | 2
CARRIER | INFINITY 18VS HEAT PUMP | 206764958 | HRCU-A-CB | 25VNA837A*031* | CAP**4321AL*+UI | Singlezone Ducted, Centrally Ducted | 33000 | 31800 | 2.54 | 25200 | 2
CARRIER | INFINITY 18VS HEAT PUMP | 206764952 | HRCU-A-CB | 25VNA837A*031* | CAP**4321AL*+UI | Singlezone Ducted, Centrally Ducted | 33000 | 31800 | 2.54 | 25200 | 2
CARRIER | INFINITY 18VS HEAT PUMP | 206764950 | HRCU-A-CB | 25VNA837A*031* | CAP**4321AL*+UI | Singlezone Ducted, Centrally Ducted | 33000 | 32000 | 2.52 | 25200 | 1.98
CARRIER | INFINITY 18VS HEAT PUMP | 206764920 | HRCU-A-CB | 25VNA837A*031* | CAP**3721AL*+UI | Singlezone Ducted, Centrally Ducted | 32800 | 31800 | 2.54 | 25000 | 2
CARRIER | INFINITY 18VS HEAT PUMP | 206764919 | HRCU-A-CB | 25VNA837A*031* | CAP**3721AL*+UI | Singlezone Ducted, Centrally Ducted | 33000 | 31800 | 2.54 | 25200 | 2
CARRIER | INFINITY 18VS HEAT PUMP | 206764917 | HRCU-A-CB | 25VNA837A*031* | CAP**3721AL*+UI | Singlezone Ducted, Centrally Ducted | 33000 | 31800 | 2.54 | 25200 | 2
CARRIER | INFINITY 18VS HEAT PUMP | 206764911 | HRCU-A-CB | 25VNA837A*031* | CAP**3721AL*+UI | Singlezone Ducted, Centrally Ducted | 33000 | 31800 | 2.52 | 25200 | 1.98
CARRIER | INFINITY 18VS HEAT PUMP | 210596233 | HRCU-A-CB | 25VNA837A*030* | CNPV*6024AL*+UI | Singlezone Ducted, Centrally Ducted | 32200 | 31200 | 2.52 | 24600 | 1.98
CARRIER | INFINITY 24 HP with GREENSPEED INTELLIGENCE | 210533114 | HRCU-A-CB | 25VNA424A*031* | CSPH*4212AL*+UI | Singlezone Ducted, Centrally Ducted | 26600 | 24600 | 2.6 | 19700 | 2.52
CARRIER | INFINITY 24 HP with GREENSPEED INTELLIGENCE | 210533112 | HRCU-A-CB | 25VNA424A*031* | CSPH*4212AL*+UI | Singlezone Ducted, Centrally Ducted | 26400 | 24600 | 2.6 | 19600 | 2.54
CARRIER | INFINITY 24 HP with GREENSPEED INTELLIGENCE | 210533110 | HRCU-A-CB | 25VNA424A*031* | CSPH*4212AL*+UI | Singlezone Ducted, Centrally Ducted | 26400 | 24600 | 2.6 | 19600 | 2.54
CARRIER | INFINITY 24 HP with GREENSPEED INTELLIGENCE | 210533108 | HRCU-A-CB | 25VNA424A*031* | CSPH*4212AL*+UI | Singlezone Ducted, Centrally Ducted | 26400 | 24600 | 2.6 | 19600 | 2.54
CARRIER | INFINITY 24 HP with GREENSPEED INTELLIGENCE | 210533106 | HRCU-A-CB | 25VNA424A*031* | CSPH*4212AL*+UI | Singlezone Ducted, Centrally Ducted | 26600 | 24800 | 2.56 | 19800 | 2.5
CARRIER | INFINITY 24 HP with GREENSPEED INTELLIGENCE | 210533102 | HRCU-A-CB | 25VNA424A*031* | CSPH*3012AL*+UI | Singlezone Ducted, Centrally Ducted | 27000 | 24800 | 2.54 | 19800 | 2.48
CARRIER | INFINITY 24 HP with GREENSPEED INTELLIGENCE | 210533100 | HRCU-A-CB | 25VNA424A*031* | CSPH*3012AL*+UI | Singlezone Ducted, Centrally Ducted | 27000 | 25000 | 2.52 | 19900 | 2.46
CARRIER | INFINITY 24 HP with GREENSPEED INTELLIGENCE | 210533096 | HRCU-A-CB | 25VNA424A*031* | CSPH*3012AL*+UI | Singlezone Ducted, Centrally Ducted | 27000 | 25000 | 2.5 | 20000 | 2.44
CARRIER | INFINITY 24 HP with GREENSPEED INTELLIGENCE | 210533092 | HRCU-A-CB | 25VNA424A*031* | CSPH*3012AL*+UI | Singlezone Ducted, Centrally Ducted | 27000 | 25000 | 2.5 | 19900 | 2.44
CARRIER | INFINITY 24 HP with GREENSPEED INTELLIGENCE | 210533090 | HRCU-A-CB | 25VNA424A*031* | CSPH*3012AL*+UI | Singlezone Ducted, Centrally Ducted | 27000 | 25000 | 2.52 | 19900 | 2.46
CARRIER | INFINITY 24 HP with GREENSPEED INTELLIGENCE | 210533088 | HRCU-A-CB | 25VNA424A*031* | CSPH*3012AL*+UI | Singlezone Ducted, Centrally Ducted | 27000 | 25000 | 2.52 | 19900 | 2.46
CARRIER | INFINITY 24 HP with GREENSPEED INTELLIGENCE | 210533086 | HRCU-A-CB | 25VNA424A*031* | CSPH*3012AL*+UI | Singlezone Ducted, Centrally Ducted | 27000 | 25000 | 2.52 | 19900 | 2.46
CARRIER | INFINITY 24 HP with GREENSPEED INTELLIGENCE | 210533084 | HRCU-A-CB | 25VNA424A*031* | CSPH*3012AL*+UI | Singlezone Ducted, Centrally Ducted | 27000 | 25000 | 2.52 | 19800 | 2.46
CARRIER | INFINITY 24 HP with GREENSPEED INTELLIGENCE | 210533080 | HRCU-A-CB | 25VNA424A*031* | CNPV*4221AL*+UI | Singlezone Ducted, Centrally Ducted | 26600 | 24800 | 2.52 | 19800 | 2.46
CARRIER | INFINITY 24 HP with GREENSPEED INTELLIGENCE | 210533078 | HRCU-A-CB | 25VNA424A*031* | CNPV*4221AL*+UI | Singlezone Ducted, Centrally Ducted | 26600 | 24800 | 2.52 | 19800 | 2.46
CARRIER | INFINITY 24 HP with GREENSPEED INTELLIGENCE | 210533076 | HRCU-A-CB | 25VNA424A*031* | CNPV*4221AL*+UI | Singlezone Ducted, Centrally Ducted | 26600 | 24800 | 2.52 | 19800 | 2.46
CARRIER | INFINITY 24 HP with GREENSPEED INTELLIGENCE | 210533074 | HRCU-A-CB | 25VNA424A*031* | CNPV*4221AL*+UI | Singlezone Ducted, Centrally Ducted | 26600 | 24800 | 2.52 | 19700 | 2.46
CARRIER | INFINITY 24 HP with GREENSPEED INTELLIGENCE | 210533070 | HRCU-A-CB | 25VNA424A*031* | CNPV*4217AL*+UI | Singlezone Ducted, Centrally Ducted | 26600 | 24800 | 2.56 | 19700 | 2.5
CARRIER | INFINITY 24 HP with GREENSPEED INTELLIGENCE | 210533068 | HRCU-A-CB | 25VNA424A*031* | CNPV*4217AL*+UI | Singlezone Ducted, Centrally Ducted | 26600 | 24800 | 2.56 | 19700 | 2.5
CARRIER | INFINITY 24 HP with GREENSPEED INTELLIGENCE | 210533066 | HRCU-A-CB | 25VNA424A*031* | CNPV*4217AL*+UI | Singlezone Ducted, Centrally Ducted | 26600 | 25000 | 2.52 | 19900 | 2.46
CARRIER | INFINITY 24 HP with GREENSPEED INTELLIGENCE | 210533046 | HRCU-A-CB | 25VNA424A*031* | CAP**4321AL*+UI | Singlezone Ducted, Centrally Ducted | 26400 | 24800 | 2.6 | 19800 | 2.52
CARRIER | INFINITY 24 HP with GREENSPEED INTELLIGENCE | 210533044 | HRCU-A-CB | 25VNA424A*031* | CAP**4321AL*+UI | Singlezone Ducted, Centrally Ducted | 26400 | 24600 | 2.64 | 19600 | 2.58
CARRIER | INFINITY 24 HP with GREENSPEED INTELLIGENCE | 210533042 | HRCU-A-CB | 25VNA424A*031* | CAP**4321AL*+UI | Singlezone Ducted, Centrally Ducted | 26400 | 24800 | 2.58 | 19800 | 2.52
CARRIER | INFINITY 24 HP with GREENSPEED INTELLIGENCE | 210533040 | HRCU-A-CB | 25VNA424A*031* | CAP**4321AL*+UI | Singlezone Ducted, Centrally Ducted | 26400 | 24800 | 2.6 | 19800 | 2.55
CARRIER | INFINITY 24 HP with GREENSPEED INTELLIGENCE | 210533038 | HRCU-A-CB | 25VNA424A*031* | CAP**4321AL*+UI | Singlezone Ducted, Centrally Ducted | 26600 | 24800 | 2.58 | 19900 | 2.52
CARRIER | INFINITY 24 HP with GREENSPEED INTELLIGENCE | 210533036 | HRCU-A-CB | 25VNA424A*031* | CAP**4321AL*+UI | Singlezone Ducted, Centrally Ducted | 26400 | 24800 | 2.62 | 19700 | 2.54
CARRIER | INFINITY 24 HP with GREENSPEED INTELLIGENCE | 210533034 | HRCU-A-CB | 25VNA424A*031* | CAP**4321AL*+UI | Singlezone Ducted, Centrally Ducted | 26400 | 24600 | 2.62 | 19700 | 2.55
CARRIER | INFINITY 24 HP with GREENSPEED INTELLIGENCE | 210533032 | HRCU-A-CB | 25VNA424A*031* | CAP**4321AL*+UI | Singlezone Ducted, Centrally Ducted | 26400 | 24600 | 2.64 | 19600 | 2.56
CARRIER | INFINITY 24 HP with GREENSPEED INTELLIGENCE | 210533030 | HRCU-A-CB | 25VNA424A*031* | CAP**4321AL*+UI | Singlezone Ducted, Centrally Ducted | 26400 | 24600 | 2.64 | 19600 | 2.56
CARRIER | INFINITY 24 HP with GREENSPEED INTELLIGENCE | 210533028 | HRCU-A-CB | 25VNA424A*031* | CAP**4321AL*+UI | Singlezone Ducted, Centrally Ducted | 26400 | 24600 | 2.64 | 19600 | 2.56
CARRIER | INFINITY 24 HP with GREENSPEED INTELLIGENCE | 210533026 | HRCU-A-CB | 25VNA424A*031* | CAP**4321AL*+UI | Singlezone Ducted, Centrally Ducted | 26400 | 24800 | 2.58 | 19800 | 2.52
CARRIER | INFINITY 24 HP with GREENSPEED INTELLIGENCE | 210533024 | HRCU-A-CB | 25VNA424A*031* | CAP**4224AL*+UI | Singlezone Ducted, Centrally Ducted | 26600 | 24800 | 2.54 | 19700 | 2.48
CARRIER | INFINITY 24 HP with GREENSPEED INTELLIGENCE | 210533022 | HRCU-A-CB | 25VNA424A*031* | CAP**4224AL*+UI | Singlezone Ducted, Centrally Ducted | 26600 | 24800 | 2.54 | 19700 | 2.48
CARRIER | INFINITY 24 HP with GREENSPEED INTELLIGENCE | 210533020 | HRCU-A-CB | 25VNA424A*031* | CAP**4221AL*+UI | Singlezone Ducted, Centrally Ducted | 26600 | 24800 | 2.52 | 19700 | 2.46
CARRIER | INFINITY 24 HP with GREENSPEED INTELLIGENCE | 210533018 | HRCU-A-CB | 25VNA424A*031* | CAP**4221AL*+UI | Singlezone Ducted, Centrally Ducted | 26600 | 24800 | 2.52 | 19700 | 2.48
CARRIER | INFINITY 24 HP with GREENSPEED INTELLIGENCE | 210533016 | HRCU-A-CB | 25VNA424A*031* | CAP**4221AL*+UI | Singlezone Ducted, Centrally Ducted | 26600 | 24800 | 2.54 | 19700 | 2.48
CARRIER | INFINITY 24 HP with GREENSPEED INTELLIGENCE | 210533014 | HRCU-A-CB | 25VNA424A*031* | CAP**4221AL*+UI | Singlezone Ducted, Centrally Ducted | 26600 | 24800 | 2.54 | 19700 | 2.48
CARRIER | INFINITY 24 HP with GREENSPEED INTELLIGENCE | 210533012 | HRCU-A-CB | 25VNA424A*031* | CAP**4221AL*+UI | Singlezone Ducted, Centrally Ducted | 26600 | 25000 | 2.5 | 19900 | 2.44
CARRIER | INFINITY 24 HP with GREENSPEED INTELLIGENCE | 210533010 | HRCU-A-CB | 25VNA424A*031* | CAP**3721AL*+UI | Singlezone Ducted, Centrally Ducted | 26400 | 24800 | 2.58 | 19800 | 2.52
CARRIER | INFINITY 24 HP with GREENSPEED INTELLIGENCE | 210533008 | HRCU-A-CB | 25VNA424A*031* | CAP**3721AL*+UI | Singlezone Ducted, Centrally Ducted | 26400 | 24600 | 2.64 | 19600 | 2.58
CARRIER | INFINITY 24 HP with GREENSPEED INTELLIGENCE | 210533006 | HRCU-A-CB | 25VNA424A*031* | CAP**3721AL*+UI | Singlezone Ducted, Centrally Ducted | 26400 | 24800 | 2.58 | 19800 | 2.52
CARRIER | INFINITY 24 HP with GREENSPEED INTELLIGENCE | 210533004 | HRCU-A-CB | 25VNA424A*031* | CAP**3721AL*+UI | Singlezone Ducted, Centrally Ducted | 26400 | 24800 | 2.6 | 19800 | 2.55
CARRIER | INFINITY 24 HP with GREENSPEED INTELLIGENCE | 210533002 | HRCU-A-CB | 25VNA424A*031* | CAP**3721AL*+UI | Singlezone Ducted, Centrally Ducted | 26600 | 24800 | 2.58 | 19900 | 2.52
CARRIER | INFINITY 24 HP with GREENSPEED INTELLIGENCE | 210533000 | HRCU-A-CB | 25VNA424A*031* | CAP**3721AL*+UI | Singlezone Ducted, Centrally Ducted | 26400 | 24800 | 2.62 | 19700 | 2.54
CARRIER | INFINITY 24 HP with GREENSPEED INTELLIGENCE | 210532998 | HRCU-A-CB | 25VNA424A*031* | CAP**3721AL*+UI | Singlezone Ducted, Centrally Ducted | 26400 | 24600 | 2.62 | 19700 | 2.55
CARRIER | INFINITY 24 HP with GREENSPEED INTELLIGENCE | 210532996 | HRCU-A-CB | 25VNA424A*031* | CAP**3721AL*+UI | Singlezone Ducted, Centrally Ducted | 26400 | 24600 | 2.62 | 19700 | 2.55
CARRIER | INFINITY 24 HP with GREENSPEED INTELLIGENCE | 210532994 | HRCU-A-CB | 25VNA424A*031* | CAP**3721AL*+UI | Singlezone Ducted, Centrally Ducted | 26400 | 24600 | 2.64 | 19600 | 2.56
CARRIER | INFINITY 24 HP with GREENSPEED INTELLIGENCE | 210532992 | HRCU-A-CB | 25VNA424A*031* | CAP**3721AL*+UI | Singlezone Ducted, Centrally Ducted | 26400 | 24600 | 2.64 | 19600 | 2.56
CARRIER | INFINITY 24 HP with GREENSPEED INTELLIGENCE | 210532990 | HRCU-A-CB | 25VNA424A*031* | CAP**3721AL*+UI | Singlezone Ducted, Centrally Ducted | 26600 | 24800 | 2.58 | 19800 | 2.52
CARRIER | INFINITY 24 HP with GREENSPEED INTELLIGENCE | 210532966 | HRCU-A-CB | 25VNA424A*031* | CAP**2517AL*+UI | Singlezone Ducted, Centrally Ducted | 26400 | 24600 | 2.62 | 19600 | 2.56
CARRIER | INFINITY 24 HP with GREENSPEED INTELLIGENCE | 210532964 | HRCU-A-CB | 25VNA424A*031* | CAP**2517AL*+UI | Singlezone Ducted, Centrally Ducted | 26400 | 24800 | 2.6 | 19700 | 2.54
CARRIER | INFINITY 24 HP with GREENSPEED INTELLIGENCE | 210532962 | HRCU-A-CB | 25VNA424A*031* | CAP**2517AL*+UI | Singlezone Ducted, Centrally Ducted | 26600 | 25000 | 2.56 | 19900 | 2.5
CARRIER | INFINITY 24 HP with GREENSPEED INTELLIGENCE | 210532960 | HRCU-A-CB | 25VNA424A*031* | CAP**2517AL*+UI | Singlezone Ducted, Centrally Ducted | 26600 | 24800 | 2.58 | 19800 | 2.52
CARRIER | INFINITY 24 HP with GREENSPEED INTELLIGENCE | 210532958 | HRCU-A-CB | 25VNA424A*031* | CAP**2517AL*+UI | Singlezone Ducted, Centrally Ducted | 26600 | 25000 | 2.56 | 19900 | 2.5
CARRIER | INFINITY 24 HP with GREENSPEED INTELLIGENCE | 210532956 | HRCU-A-CB | 25VNA424A*031* | CAP**2517AL*+UI | Singlezone Ducted, Centrally Ducted | 26400 | 24800 | 2.6 | 19800 | 2.52
CARRIER | INFINITY 24 HP with GREENSPEED INTELLIGENCE | 210532954 | HRCU-A-CB | 25VNA424A*031* | CAP**2517AL*+UI | Singlezone Ducted, Centrally Ducted | 26600 | 24800 | 2.6 | 19700 | 2.54
CARRIER | INFINITY 24 HP with GREENSPEED INTELLIGENCE | 210532952 | HRCU-A-CB | 25VNA424A*031* | CAP**2517AL*+UI | Singlezone Ducted, Centrally Ducted | 26400 | 24800 | 2.62 | 19700 | 2.54
CARRIER | INFINITY 24 HP with GREENSPEED INTELLIGENCE | 210532950 | HRCU-A-CB | 25VNA424A*031* | CAP**2517AL*+UI | Singlezone Ducted, Centrally Ducted | 26600 | 25000 | 2.56 | 19900 | 2.5
CARRIER | INFINITY 24 HP with GREENSPEED INTELLIGENCE | 206788573 | HRCU-A-CB | 25VNA424A*031* | CSPH*3612AL*+UI | Singlezone Ducted, Centrally Ducted | 26600 | 24800 | 2.58 | 19700 | 2.52
CARRIER | INFINITY 24 HP with GREENSPEED INTELLIGENCE | 206788572 | HRCU-A-CB | 25VNA424A*031* | CSPH*3612AL*+UI | Singlezone Ducted, Centrally Ducted | 26600 | 24800 | 2.58 | 19700 | 2.52
CARRIER | INFINITY 24 HP with GREENSPEED INTELLIGENCE | 206788571 | HRCU-A-CB | 25VNA424A*031* | CSPH*3612AL*+UI | Singlezone Ducted, Centrally Ducted | 26600 | 25000 | 2.54 | 19900 | 2.46
CARRIER | INFINITY 24 HP with GREENSPEED INTELLIGENCE | 206788566 | HRCU-A-CB | 25VNA424A*031* | CAP**3621AL*+UI | Singlezone Ducted, Centrally Ducted | 26600 | 24800 | 2.5 | 19700 | 2.44
CARRIER | INFINITY 24 HP with GREENSPEED INTELLIGENCE | 206788565 | HRCU-A-CB | 25VNA424A*031* | CAP**3621AL*+UI | Singlezone Ducted, Centrally Ducted | 26600 | 24800 | 2.5 | 19700 | 2.44
CARRIER | INFINITY 24 HP with GREENSPEED INTELLIGENCE | 206788560 | HRCU-A-CB | 25VNA424A*031* | CSPH*3612AL*+UI | Singlezone Ducted, Centrally Ducted | 26600 | 24800 | 2.56 | 19700 | 2.5
CARRIER | INFINITY 24 HP with GREENSPEED INTELLIGENCE | 206788559 | HRCU-A-CB | 25VNA424A*031* | CSPH*3612AL*+UI | Singlezone Ducted, Centrally Ducted | 26600 | 24800 | 2.56 | 19700 | 2.5
CARRIER | INFINITY 24 HP with GREENSPEED INTELLIGENCE | 206788549 | HRCU-A-CB | 25VNA424A*031* | CAP**3621AL*+UI | Singlezone Ducted, Centrally Ducted | 26600 | 24800 | 2.5 | 19800 | 2.44
CARRIER | INFINITY 24 HP with GREENSPEED INTELLIGENCE | 206788529 | HRCU-A-CB | 25VNA424A*031* | CSPH*4212AL*+UI | Singlezone Ducted, Centrally Ducted | 26600 | 24800 | 2.58 | 19800 | 2.5
CARRIER | INFINITY 24 HP with GREENSPEED INTELLIGENCE | 206788528 | HRCU-A-CB | 25VNA424A*031* | CSPH*4212AL*+UI | Singlezone Ducted, Centrally Ducted | 26600 | 24800 | 2.56 | 19900 | 2.5
CARRIER | INFINITY 24 HP with GREENSPEED INTELLIGENCE | 206788524 | HRCU-A-CB | 25VNA424A*031* | CSPH*4212AL*+UI | Singlezone Ducted, Centrally Ducted | 26600 | 24800 | 2.58 | 19700 | 2.52
CARRIER | INFINITY 24 HP with GREENSPEED INTELLIGENCE | 206788523 | HRCU-A-CB | 25VNA424A*031* | CSPH*4212AL*+UI | Singlezone Ducted, Centrally Ducted | 26600 | 25000 | 2.54 | 19900 | 2.48
CARRIER | INFINITY 24 HP with GREENSPEED INTELLIGENCE | 206788521 | HRCU-A-CB | 25VNA424A*031* | CSPH*3612AL*+UI | Singlezone Ducted, Centrally Ducted | 26600 | 24800 | 2.54 | 19800 | 2.48
CARRIER | INFINITY 24 HP with GREENSPEED INTELLIGENCE | 206788520 | HRCU-A-CB | 25VNA424A*031* | CSPH*3612AL*+UI | Singlezone Ducted, Centrally Ducted | 26600 | 25000 | 2.52 | 19900 | 2.46
CARRIER | INFINITY 24 HP with GREENSPEED INTELLIGENCE | 206788516 | HRCU-A-CB | 25VNA424A*031* | CSPH*3612AL*+UI | Singlezone Ducted, Centrally Ducted | 26600 | 24800 | 2.56 | 19800 | 2.5
CARRIER | INFINITY 24 HP with GREENSPEED INTELLIGENCE | 206788515 | HRCU-A-CB | 25VNA424A*031* | CSPH*3612AL*+UI | Singlezone Ducted, Centrally Ducted | 26800 | 25000 | 2.52 | 20000 | 2.46
CARRIER | INFINITY 24 HP with GREENSPEED INTELLIGENCE | 206788500 | HRCU-A-CB | 25VNA424A*031* | CNPV*4221AL*+UI | Singlezone Ducted, Centrally Ducted | 26600 | 25000 | 2.5 | 19900 | 2.44
CARRIER | INFINITY 24 HP with GREENSPEED INTELLIGENCE | 206788496 | HRCU-A-CB | 25VNA424A*031* | CNPV*4221AL*+UI | Singlezone Ducted, Centrally Ducted | 26600 | 24800 | 2.5 | 19800 | 2.46
CARRIER | INFINITY 24 HP with GREENSPEED INTELLIGENCE | 206788494 | HRCU-A-CB | 25VNA424A*031* | CNPV*4217AL*+UI | Singlezone Ducted, Centrally Ducted | 26600 | 24800 | 2.54 | 19800 | 2.48
CARRIER | INFINITY 24 HP with GREENSPEED INTELLIGENCE | 206788493 | HRCU-A-CB | 25VNA424A*031* | CNPV*4217AL*+UI | Singlezone Ducted, Centrally Ducted | 26600 | 25000 | 2.52 | 19900 | 2.46
CARRIER | INFINITY 24 HP with GREENSPEED INTELLIGENCE | 206788492 | HRCU-A-CB | 25VNA424A*031* | CNPV*4217AL*+UI | Singlezone Ducted, Centrally Ducted | 26600 | 24800 | 2.56 | 19800 | 2.48
CARRIER | INFINITY 24 HP with GREENSPEED INTELLIGENCE | 206788491 | HRCU-A-CB | 25VNA424A*031* | CNPV*4217AL*+UI | Singlezone Ducted, Centrally Ducted | 26800 | 25000 | 2.5 | 20000 | 2.44
CARRIER | INFINITY 24 HP with GREENSPEED INTELLIGENCE | 206788462 | HRCU-A-CB | 25VNA424A*031* | CAP**4221AL*+UI | Singlezone Ducted, Centrally Ducted | 26600 | 24800 | 2.5 | 19900 | 2.44
CARRIER | INFINITY 24 HP with GREENSPEED INTELLIGENCE | 206788458 | HRCU-A-CB | 25VNA424A*031* | CAP**4221AL*+UI | Singlezone Ducted, Centrally Ducted | 26600 | 24800 | 2.52 | 19800 | 2.46
CARRIER | INFINITY 24 HP with GREENSPEED INTELLIGENCE | 206788427 | HRCU-A-CB | 25VNA424A*031* | CSPH*4212AL*+UI | Singlezone Ducted, Centrally Ducted | 26400 | 24600 | 2.62 | 19600 | 2.54
CARRIER | INFINITY 24 HP with GREENSPEED INTELLIGENCE | 206788426 | HRCU-A-CB | 25VNA424A*031* | CSPH*4212AL*+UI | Singlezone Ducted, Centrally Ducted | 26400 | 24600 | 2.6 | 19700 | 2.52
CARRIER | INFINITY 24 HP with GREENSPEED INTELLIGENCE | 206788422 | HRCU-A-CB | 25VNA424A*031* | CSPH*4212AL*+UI | Singlezone Ducted, Centrally Ducted | 26600 | 24800 | 2.56 | 19800 | 2.5
CARRIER | INFINITY 24 HP with GREENSPEED INTELLIGENCE | 206788421 | HRCU-A-CB | 25VNA424A*031* | CSPH*4212AL*+UI | Singlezone Ducted, Centrally Ducted | 26600 | 24800 | 2.56 | 19800 | 2.5
CARRIER | INFINITY 24 HP with GREENSPEED INTELLIGENCE | 206788418 | HRCU-A-CB | 25VNA424A*031* | CSPH*3612AL*+UI | Singlezone Ducted, Centrally Ducted | 26400 | 24600 | 2.58 | 19600 | 2.52
CARRIER | INFINITY 24 HP with GREENSPEED INTELLIGENCE | 206788417 | HRCU-A-CB | 25VNA424A*031* | CSPH*3612AL*+UI | Singlezone Ducted, Centrally Ducted | 26600 | 24800 | 2.56 | 19700 | 2.5
CARRIER | INFINITY 24 HP with GREENSPEED INTELLIGENCE | 206788413 | HRCU-A-CB | 25VNA424A*031* | CSPH*3612AL*+UI | Singlezone Ducted, Centrally Ducted | 26600 | 25000 | 2.54 | 19900 | 2.48
CARRIER | INFINITY 24 HP with GREENSPEED INTELLIGENCE | 206788412 | HRCU-A-CB | 25VNA424A*031* | CSPH*3612AL*+UI | Singlezone Ducted, Centrally Ducted | 26600 | 25000 | 2.54 | 19900 | 2.46
CARRIER | INFINITY 24 HP with GREENSPEED INTELLIGENCE | 206788392 | HRCU-A-CB | 25VNA424A*031* | CNPV*4221AL*+UI | Singlezone Ducted, Centrally Ducted | 26600 | 24800 | 2.54 | 19700 | 2.48
CARRIER | INFINITY 24 HP with GREENSPEED INTELLIGENCE | 206788386 | HRCU-A-CB | 25VNA424A*031* | CNPV*4217AL*+UI | Singlezone Ducted, Centrally Ducted | 26400 | 24600 | 2.58 | 19700 | 2.52
CARRIER | INFINITY 24 HP with GREENSPEED INTELLIGENCE | 206788385 | HRCU-A-CB | 25VNA424A*031* | CNPV*4217AL*+UI | Singlezone Ducted, Centrally Ducted | 26600 | 24800 | 2.56 | 19700 | 2.5
CARRIER | INFINITY 24 HP with GREENSPEED INTELLIGENCE | 206788384 | HRCU-A-CB | 25VNA424A*031* | CNPV*4217AL*+UI | Singlezone Ducted, Centrally Ducted | 26600 | 25000 | 2.52 | 19900 | 2.46
CARRIER | INFINITY 24 HP with GREENSPEED INTELLIGENCE | 206788350 | HRCU-A-CB | 25VNA424A*031* | CAP**4224AL*+UI | Singlezone Ducted, Centrally Ducted | 26600 | 25000 | 2.5 | 19900 | 2.44
CARRIER | INFINITY 24 HP with GREENSPEED INTELLIGENCE | 206788348 | HRCU-A-CB | 25VNA424A*031* | CAP**4221AL*+UI | Singlezone Ducted, Centrally Ducted | 26400 | 24600 | 2.54 | 19700 | 2.48
CARRIER | INFINITY 24 HP with GREENSPEED INTELLIGENCE | 206788345 | HRCU-A-CB | 25VNA424A*031* | CAP**4221AL*+UI | Singlezone Ducted, Centrally Ducted | 26600 | 25000 | 2.5 | 19900 | 2.44
CARRIER | INFINITY 24 HP with GREENSPEED INTELLIGENCE | 206788344 | HRCU-A-CB | 25VNA424A*031* | CAP**4221AL*+UI | Singlezone Ducted, Centrally Ducted | 26600 | 25000 | 2.5 | 19900 | 2.44
CARRIER | INFINITY 24 HP with GREENSPEED INTELLIGENCE | 206788341 | HRCU-A-CB | 25VNA424A*031* | CAP**3621AL*+UI | Singlezone Ducted, Centrally Ducted | 26600 | 24800 | 2.5 | 19700 | 2.46
CARRIER | INFINITY 24 HP with GREENSPEED INTELLIGENCE | 206788335 | HRCU-A-CB | 25VNA424A*031* | CAP**3617AL*+UI | Singlezone Ducted, Centrally Ducted | 26600 | 24800 | 2.5 | 19700 | 2.44
CARRIER | INFINITY 24 HP with GREENSPEED INTELLIGENCE | 206788330 | HRCU-A-CB | 25VNA424A*031* | FE4AN(B,F)003L+UI | Singlezone Ducted, Centrally Ducted | 26400 | 24800 | 2.5 | 19700 | 2.46
CARRIER | INFINITY 24 HP with GREENSPEED INTELLIGENCE | 206788329 | HRCU-A-CB | 25VNA424A*031* | FE4ANF002L+UI | Singlezone Ducted, Centrally Ducted | 26600 | 24800 | 2.54 | 19800 | 2.48
CARRIER | Performance | 202345965 | HMSV-A-CB | 38MGRQ18B--3 |  | Multizone All Ducted | 18500 | 11500 | 2.7 | 14400 | 2.1
CARRIER | Performance | 8738634 | HRCU-A-CB-O | 38MAQB12R--1 | 40MAQB12B--1 | Singlezone Non-Ducted, Wall Placement | 12000 | 7600 | 2.59 | 6490 | 1.94
CARRIER |  | 8738635 | HRCU-A-CB-O | 38MAQB09R--3 | 40MAQB09B--3 | Singlezone Non-Ducted, Wall Placement | 10900 | 6900 | 2.73 | 10900 | 1.98
CARRIER | Infinity | 201753411 | HRCU-A-CB-O | 38MPRAQ12AA3 | 40MPHAQ12XA3 | Singlezone Non-Ducted, Wall Placement | 12000 | 6800 | 2.66 | 13887 | 2
CARRIER | Infinity | 201753408 | HRCU-A-CB-O | 38MPRAQ09AA3 | 40MPHAQ09XA3 | Singlezone Non-Ducted, Wall Placement | 10000 | 7200 | 2.78 | 13000 | 2.01
CARRIER | Infinity | 202463635 | HRCU-A-CB-O | 38MPRAQ24AA3 | 40MPHAQ24XA3 | Singlezone Non-Ducted, Wall Placement | 24000 | 15450 | 3 | 24000 | 2
CARRIER | Infinity | 202463634 | HRCU-A-CB-O | 38MPRAQ18AA3 | 40MPHAQ18XA3 | Singlezone Non-Ducted, Wall Placement | 18000 | 12300 | 3.19 | 18000 | 2
CARRIER |  | 8738636 | HRCU-A-CB-O | 38MAQB12R--3 | 40MAQB12B--3 | Singlezone Non-Ducted, Wall Placement | 12000 | 7800 | 2.66 | 12010 | 1.98
CARRIER | Performance | 206348134 | HRCU-A-CB-O | 38MARBQ12AA1 | 40MAHBQ12XA1 | Singlezone Non-Ducted, Wall Placement | 12100 | 7400 | 2.68 | 6980 | 2.18
CARRIER | Performance | 206396031 | HRCU-A-CB-O | 38MAQB12R--3 | 40MAHBQ12XA3 | Singlezone Non-Ducted, Wall Placement | 12000 | 7500 | 2.56 | 12010 | 1.98
CARRIER | Performance | 206350336 | HRCU-A-CB | 38MARBQ24AA3 | 40MBDQ24--3 | Singlezone Ducted, Compact Ducted | 24600 | 14500 | 2.8 | 27910 | 2.01
CARRIER | Performance Series | 207642880 | HMSV-A-CB | 38MGHBQ24CA3 |  | Multizone All Ducted | 24000 | 18500 | 2.85 | 21500 | 1.95
CARRIER | INFINITY 24 HP with GREENSPEED INTELLIGENCE | 206788899 | HRCU-A-CB | 25VNA448A*031* | FE4ANB006L+UI | Singlezone Ducted, Centrally Ducted | 45500 | 42500 | 2.58 | 35600 | 2.44
CARRIER | INFINITY 24 HP with GREENSPEED INTELLIGENCE | 206788907 | HRCU-A-CB | 25VNA448A*031* | CAP**6124AL*+UI | Singlezone Ducted, Centrally Ducted | 46000 | 43000 | 2.5 | 36000 | 2.38
CARRIER | INFINITY 24 HP with GREENSPEED INTELLIGENCE | 206788911 | HRCU-A-CB | 25VNA448A*031* | CSPH*6012AL*+UI | Singlezone Ducted, Centrally Ducted | 46000 | 43000 | 2.5 | 36000 | 2.38
CARRIER | INFINITY 24 HP with GREENSPEED INTELLIGENCE | 206788934 | HRCU-A-CB | 25VNA448A*031* | CAP**6124AL*+UI | Singlezone Ducted, Centrally Ducted | 46000 | 43000 | 2.5 | 36200 | 2.38
CARRIER | INFINITY 24 HP with GREENSPEED INTELLIGENCE | 206788963 | HRCU-A-CB | 25VNA448A*031* | CAP**6121AL*+UI | Singlezone Ducted, Centrally Ducted | 46000 | 43000 | 2.5 | 36200 | 2.38
CARRIER | INFINITY 24 HP with GREENSPEED INTELLIGENCE | 206788965 | HRCU-A-CB | 25VNA448A*031* | CAP**6124AL*+UI | Singlezone Ducted, Centrally Ducted | 46000 | 43000 | 2.5 | 36200 | 2.38
CARRIER | INFINITY 24 HP with GREENSPEED INTELLIGENCE | 206788970 | HRCU-A-CB | 25VNA460A*031* | FE4ANB006L+UI | Singlezone Ducted, Centrally Ducted | 59500 | 50000 | 2.58 | 38500 | 2.18
CARRIER | INFINITY 24 HP with GREENSPEED INTELLIGENCE | 206788985 | HRCU-A-CB | 25VNA460A*031* | CAP**6124AL*+UI | Singlezone Ducted, Centrally Ducted | 60500 | 51000 | 2.5 | 39000 | 2.1
CARRIER | INFINITY 24 HP with GREENSPEED INTELLIGENCE | 206788988 | HRCU-A-CB | 25VNA460A*031* | CAP**6124AL*+UI | Singlezone Ducted, Centrally Ducted | 60500 | 51000 | 2.5 | 39000 | 2.1
CARRIER | INFINITY 24 HP with GREENSPEED INTELLIGENCE | 206788989 | HRCU-A-CB | 25VNA460A*031* | CAP**6124AL*+UI | Singlezone Ducted, Centrally Ducted | 60500 | 51000 | 2.5 | 39000 | 2.1
CARRIER | INFINITY 24 HP with GREENSPEED INTELLIGENCE | 206789004 | HRCU-A-CB | 25VNA460A*031* | CAP**6121AL*+UI | Singlezone Ducted, Centrally Ducted | 60500 | 50500 | 2.5 | 39000 | 2.1
CARRIER | INFINITY 24 HP with GREENSPEED INTELLIGENCE | 206789005 | HRCU-A-CB | 25VNA460A*031* | CAP**6124AL*+UI | Singlezone Ducted, Centrally Ducted | 60500 | 50500 | 2.52 | 39000 | 2.12
CARRIER | INFINITY 24 HP with GREENSPEED INTELLIGENCE | 206789009 | HRCU-A-CB | 25VNA460A*031* | CAP**6121AL*+UI | Singlezone Ducted, Centrally Ducted | 60500 | 50500 | 2.5 | 39000 | 2.1
CARRIER | INFINITY 24 HP with GREENSPEED INTELLIGENCE | 206789010 | HRCU-A-CB | 25VNA460A*031* | CAP**6124AL*+UI | Singlezone Ducted, Centrally Ducted | 60500 | 51000 | 2.5 | 39000 | 2.1
CARRIER | INFINITY 24 HP with GREENSPEED INTELLIGENCE | 206789011 | HRCU-A-CB | 25VNA460A*031* | CAP**6124AL*+UI | Singlezone Ducted, Centrally Ducted | 60500 | 50500 | 2.52 | 39000 | 2.1
CARRIER | INFINITY 24 HP with GREENSPEED INTELLIGENCE | 210720709 | HRCU-A-CB | 25VNA460A*031* | CAP**6124AL*+UI | Singlezone Ducted, Centrally Ducted | 60500 | 51000 | 2.5 | 39000 | 2.1
CARRIER | INFINITY 24 HP with GREENSPEED INTELLIGENCE | 210720711 | HRCU-A-CB | 25VNA460A*031* | CAP**6124AL*+UI | Singlezone Ducted, Centrally Ducted | 60500 | 50500 | 2.52 | 39000 | 2.12
CARRIER | INFINITY 24 HP with GREENSPEED INTELLIGENCE | 210720713 | HRCU-A-CB | 25VNA460A*031* | CAP**6124AL*+UI | Singlezone Ducted, Centrally Ducted | 60500 | 51000 | 2.5 | 39000 | 2.1
CARRIER | INFINITY 18VS HEAT PUMP | 206764365 | HRCU-A-CB | 25VNA825A*032* | CAP**3721AL*+UI | Singlezone Ducted, Centrally Ducted | 21000 | 20400 | 2.54 | 18100 | 2.24
CARRIER | INFINITY 18VS HEAT PUMP | 210473237 | HRCU-A-CB | 25VNA825A*032* | CAP**4321AL*+UI | Singlezone Ducted, Centrally Ducted | 21000 | 20400 | 2.54 | 18100 | 2.24
CARRIER | Performance Series | 207642888 | HMSR-A-CB-O | 38MGHBQ48EA3 |  | Multizone All Non-Ducted | 49000 | 30000 | 2.5 | 48000 | 2
CARRIER | Performance Series | 207642882 | HMSR-A-CB-O | 38MGHBQ30DA3 |  | Multizone All Non-Ducted | 30000 | 17500 | 2.82 | 29400 | 1.9
CARRIER |  | 9118461 | HMSR-A-CB-O | 38MGRQ18B--3 |  | Multizone All Non-Ducted | 19000 | 12000 | 2.81 | 13990 | 2.15
CARRIER |  | 9118473 | HMSR-A-CB-O | 38MGRQ36D--3 |  | Multizone All Non-Ducted | 36000 | 23200 | 2.79 | 36080 | 1.96
CARRIER |  | 9118477 | HMSR-A-CB-O | 38MGRQ48E--3 |  | Multizone All Non-Ducted | 48000 | 29600 | 2.7 | 36340 | 1.98
CARRIER | PERFORMANCE | 208447885 | HRCU-A-CB | 38MURAQ18AB3 | 40MUAAQ18XA3 | Singlezone Ducted, Centrally Ducted | 19000 | 13500 | 2.5 | 18000 | 2
CARRIER | Performance | 207826660 | HMSV-A-CB | 38MARBQ24AA3 | 40MBABQ24XB3 | Singlezone Ducted, Centrally Ducted | 26000 | 16200 | 2.79 | 21507 | 1.95
CENTURY | A series | 212940798 | HRCU-A-C | A-VCD24SA-1 | MCD18/24B1A | Singlezone Ducted, Centrally Ducted | 25000 | 21000 | 2.58 | 20000 | 1.95
CENTURY | A-series | 212940821 | HMSR-A-CB-O | A-VMH18DV-1 |  | Multizone All Non-Ducted | 20000 | 15000 | 2.5 | 20000 | 1.93
CENTURY |  | 201862958 | HMSR-A-CB-O | A-VMH28TU-1 |  | Multizone All Non-Ducted | 31400 | 18000 | 2.75 | 26357 | 1.97
CENTURY |  | 201862959 | HMSR-A-CB-O | A-VMH36QU-1 |  | Multizone All Non-Ducted | 36000 | 23200 | 2.78 | 36000 | 1.96
CENTURY | A series | 212940799 | HRCU-A-C | A-VCD18SA-1 | MCD18/24B1A | Singlezone Ducted, Centrally Ducted | 19000 | 14700 | 2.6 | 15000 | 2.2
CENTURY | A-series | 212940814 | HRCU-A-CB-O | A-VMH09SV-1 | B-VMH09SV-1 | Singlezone Non-Ducted, Wall Placement | 12000 | 9500 | 2.53 | 11109 | 1.97
CENTURY | A-series | 212940813 | HRCU-A-CB-O | A-VMH06SV-1 | B-VMH06SV-1 | Singlezone Non-Ducted, Wall Placement | 7000 | 8500 | 2.9 | 8581 | 2.19
CENTURY |  | 207071379 | HRCU-A-CB | HRG1836S1P | EAH1P30B+H4TXV01 | Singlezone Ducted, Centrally Ducted | 24000 | 15300 | 2.51 | 12500 | 2.19
CENTURY |  | 207071361 | HRCU-A-CB | HRG1836S1P | EAH1P30A+H4TXV01 | Singlezone Ducted, Centrally Ducted | 24000 | 15200 | 2.5 | 12500 | 2.19
CENTURY |  | 207071367 | HRCU-A-CB | HRG1836S1P | EAH1P30B+H4TXV01 | Singlezone Ducted, Centrally Ducted | 24000 | 15300 | 2.51 | 12500 | 2.19
CENTURY |  | 207071377 | HRCU-A-CB | HRG1836S1P | EAH1P30B+H4TXV01 | Singlezone Ducted, Centrally Ducted | 24000 | 15300 | 2.51 | 12500 | 2.18
CENTURY |  | 207071363 | HRCU-A-CB | HRG1836S1P | EAH1P30B+H4TXV01 | Singlezone Ducted, Centrally Ducted | 24000 | 15300 | 2.51 | 12500 | 2.18
CENTURY |  | 207071365 | HRCU-A-CB | HRG1836S1P | EAH1P30B+H4TXV01 | Singlezone Ducted, Centrally Ducted | 24000 | 15300 | 2.52 | 12500 | 2.19
CENTURY | A-series | 212940820 | HMSV-A-CB | A-VMH18DV-1 |  | Multizone All Ducted | 20000 | 16000 | 2.61 | 20000 | 1.95
CENTURY | A-series | 212940822 | HMSV-A-CB | A-VMH18DV-1 |  | Multizone Mix of Ducted and Non-Ducted | 20000 | 15500 | 2.55 | 20000 | 1.95
CENTURY | A series | 212940800 | HRCU-A-CB | A-VCD18SA-1 | B-VCD18SA-1 | Singlezone Ducted, Centrally Ducted | 19000 | 13500 | 2.6 | 18629 | 2.04
CENTURY | A series | 212940802 | HRCU-A-CB | A-VCD24SA-1 | B-VCD24SA-1 | Singlezone Ducted, Centrally Ducted | 24000 | 19200 | 2.5 | 24071 | 1.91
CENTURY | A-VMH Series | 214442636 | HMSV-A-CB | A-VMH55PV-1 |  | Multizone Mix of Ducted and Non-Ducted | 55000 | 34800 | 2.5 | 47000 | 1.94
CENTURY | A-VMH Series | 214442635 | HMSV-A-CB | A-VMH55PV-1 |  | Multizone All Ducted | 55000 | 35200 | 2.5 | 47000 | 1.94
CENTURY | A-VMH Series | 214442634 | HMSR-A-CB-O | A-VMH55PV-1 |  | Multizone All Non-Ducted | 55000 | 34400 | 2.5 | 47000 | 1.94
CHAMPION HEATING AND COOLING | LX SERIES | 214397432 | HRCU-A-CB | HH860E2S11 | CTF60D5CGS1+JMVT20DC2N1 | Singlezone Ducted, Centrally Ducted | 44500 | 33000 | 2.56 | 33400 | 2
CHAMPION HEATING AND COOLING | LX SERIES | 214397023 | HRCU-A-CB | HH860E2S11 | CTF60C5CGS1+JMET16CS2N1 | Singlezone Ducted, Centrally Ducted | 45500 | 34400 | 2.58 | 34200 | 2
CHAMPION HEATING AND COOLING | LX SERIES | 214584604 | HRCU-A-CB | HH860E2S11 | CTF60C5CGS1 | Singlezone Ducted, Centrally Ducted | 45500 | 33800 | 2.52 | 34000 | 2
CHAMPION HEATING AND COOLING | LX SERIES | 214397170 | HRCU-A-CB | HH860E2S11 | CTF60D5CHS1+JMC20D2SN1 | Singlezone Ducted, Centrally Ducted | 53000 | 36600 | 2.6 | 38000 | 2
CHAMPION HEATING AND COOLING | LX SERIES | 214584614 | HRCU-A-CB | HH860E2S11 | CTF60C5CGS1 | Singlezone Ducted, Centrally Ducted | 44500 | 33000 | 2.5 | 33400 | 2
CHAMPION HEATING AND COOLING | LX SERIES | 214397462 | HRCU-A-CB | HH860E2S11 | CTF60C5CGS1 | Singlezone Ducted, Centrally Ducted | 45000 | 33400 | 2.5 | 33800 | 2
CHAMPION HEATING AND COOLING | LX SERIES | 214397457 | HRCU-A-CB | HH860E2S11 | CTF60C5CGS1 | Singlezone Ducted, Centrally Ducted | 45000 | 33400 | 2.5 | 33800 | 2
CHAMPION HEATING AND COOLING | LX SERIES | 214398293 | HRCU-A-CB | HH860E2S11 | CTF60C5CGS1+JME16C2SN1 | Singlezone Ducted, Centrally Ducted | 45500 | 34200 | 2.58 | 33800 | 2
CHAMPION HEATING AND COOLING | LX SERIES | 214584754 | HRCU-A-CB | HH860E2S11 | CTF60C5CGS1 | Singlezone Ducted, Centrally Ducted | 44500 | 32600 | 2.5 | 33400 | 2
CHAMPION HEATING AND COOLING | LX SERIES | 214398254 | HRCU-A-CB | HH860E2S11 | CTF60C5CGS1+JMC17C2SN1 | Singlezone Ducted, Centrally Ducted | 44000 | 32400 | 2.5 | 33200 | 2
CHAMPION HEATING AND COOLING | LX SERIES | 214609061 | HRCU-A-CB | HH860E2S11 | CTF60C5CGS1 | Singlezone Ducted, Centrally Ducted | 47000 | 33800 | 2.5 | 34000 | 2
CHAMPION HEATING AND COOLING | LX SERIES | 214584719 | HRCU-A-CB | HH860E2S11 | CTF60C5CGS1 | Singlezone Ducted, Centrally Ducted | 44500 | 32800 | 2.5 | 33400 | 2
CHAMPION HEATING AND COOLING | LX SERIES | 214397033 | HRCU-A-CB | HH860E2S11 | CTF60D5CGS1+JME18D2SN1 | Singlezone Ducted, Centrally Ducted | 45500 | 34400 | 2.62 | 33800 | 2
CHAMPION HEATING AND COOLING | LX SERIES | 214397857 | HRCU-A-CB | HH860E2S11 | CTF60D5CGS1+JMC20D2SN1 | Singlezone Ducted, Centrally Ducted | 44500 | 33000 | 2.56 | 33400 | 2
CHAMPION HEATING AND COOLING | LX SERIES | 214396582 | HRCU-A-CB | HH860E2S11 | CTF60C5CGS1+JMC16C2SN1 | Singlezone Ducted, Centrally Ducted | 44000 | 32400 | 2.5 | 33200 | 2
CHAMPION HEATING AND COOLING | LX SERIES | 214397837 | HRCU-A-CB | HH860E2S11 | CTF60C5CGS1+JMVT17CC2N1 | Singlezone Ducted, Centrally Ducted | 44000 | 32400 | 2.5 | 33200 | 2
CHAMPION HEATING AND COOLING | LX SERIES | 214396743 | HRCU-A-CB | HH860E2S11 | CTF60D5CHS1+JME18D2SN1 | Singlezone Ducted, Centrally Ducted | 53500 | 36600 | 2.62 | 38500 | 2
CHAMPION HEATING AND COOLING | LX SERIES | 214397590 | HRCU-A-CB | HH860E2S11 | CTF60D5CHS1+JMET18DS2N1 | Singlezone Ducted, Centrally Ducted | 53500 | 36600 | 2.6 | 38500 | 2
CHAMPION HEATING AND COOLING | LX SERIES | 214398377 | HRCU-A-CB | HH824E2S11 | CTF30B5ACS1+JMET12BS2N1 | Singlezone Ducted, Centrally Ducted | 23000 | 18400 | 2.78 | 18100 | 2
CHAMPION HEATING AND COOLING | LX SERIES | 214396696 | HRCU-A-CB | HH824E2S11 | CTF30B5ACS1+JMC12B2SN1 | Singlezone Ducted, Centrally Ducted | 23000 | 18600 | 2.84 | 18300 | 2
CHAMPION HEATING AND COOLING | LX SERIES | 214397926 | HRCU-A-CB | HH824E2S11 | CTF36B5ADS1+JMVT12BC2N1 | Singlezone Ducted, Centrally Ducted | 23000 | 18200 | 2.88 | 17700 | 2
CHAMPION HEATING AND COOLING | LX SERIES | 214397123 | HRCU-A-CB | HH824E2S11 | CTF30B5ACS1+JMET08BS2N1 | Singlezone Ducted, Centrally Ducted | 23000 | 18200 | 2.74 | 17900 | 2
CHAMPION HEATING AND COOLING | LX SERIES | 214397526 | HRCU-A-CB | HH824E2S11 | CTF36B5ADS1+JMET12BS2N1 | Singlezone Ducted, Centrally Ducted | 22800 | 17700 | 2.77 | 17400 | 2
CHAMPION HEATING AND COOLING | LX SERIES | 214397098 | HRCU-A-CB | HH824E2S11 | CTF36B5ADS1+JMET08BS2N1 | Singlezone Ducted, Centrally Ducted | 22400 | 17400 | 2.71 | 17100 | 2
CHAMPION HEATING AND COOLING | LX SERIES | 214396260 | HRCU-A-CB | HH824E2S11 | CTF30B5ACS1+JMVT12BC2N1 | Singlezone Ducted, Centrally Ducted | 23000 | 18600 | 2.84 | 18300 | 2
CHAMPION HEATING AND COOLING | LX SERIES | 214397931 | HRCU-A-CB | HH824E2S11 | CTF36B5ADS1+JME12B2SN1 | Singlezone Ducted, Centrally Ducted | 23000 | 18200 | 2.88 | 17700 | 2
CHAMPION HEATING AND COOLING | LX SERIES | 214397963 | HRCU-A-CB | HH824E2S11 | CTF30B5ACS1+JME08B2SN1 | Singlezone Ducted, Centrally Ducted | 23000 | 18400 | 2.79 | 18000 | 2
CHAMPION HEATING AND COOLING | LX SERIES | 214397103 | HRCU-A-CB | HH824E2S11 | CTF36B5ADS1+JME08B2SN1 | Singlezone Ducted, Centrally Ducted | 22800 | 17600 | 2.77 | 17400 | 2
CHAMPION HEATING AND COOLING | LX SERIES | 214397973 | HRCU-A-CB | HH824E2S11 | CTF30B5ACS1+JME12B2SN1 | Singlezone Ducted, Centrally Ducted | 23000 | 18700 | 2.85 | 18400 | 2
CHAMPION HEATING AND COOLING | LX SERIES | 214398350 | HRCU-A-CB | HH824E2S11 | CTF36B5ADS1+JMC12B2SN1 | Singlezone Ducted, Centrally Ducted | 23000 | 18200 | 2.88 | 17700 | 2
CHAMPION HEATING AND COOLING | LX SERIES | 214397536 | HRCU-A-CB | HH824E2S11 | CTF36B5ADS1 | Singlezone Ducted, Centrally Ducted | 23000 | 18400 | 2.78 | 17900 | 2
CHAMPION HEATING AND COOLING | LX SERIES | 214584654 | HRCU-A-CB | HH860E2S11 | CTM60C5CGS1 | Singlezone Ducted, Centrally Ducted | 44500 | 33000 | 2.5 | 33400 | 2
CHAMPION HEATING AND COOLING | LX SERIES | 214398674 | HRCU-A-CB | HH860E2S11 | CTM60C5CGS1+JME16C2SN1 | Singlezone Ducted, Centrally Ducted | 44000 | 32200 | 2.5 | 33000 | 2
CHAMPION HEATING AND COOLING | LX SERIES | 214398669 | HRCU-A-CB | HH860E2S11 | CTM60C5CGS1+JMC16C2SN1 | Singlezone Ducted, Centrally Ducted | 44500 | 33000 | 2.54 | 33400 | 2
CHAMPION HEATING AND COOLING | LX SERIES | 214398635 | HRCU-A-CB | HH860E2S11 | JHE48D5CG2SS1 | Singlezone Ducted, Centrally Ducted | 44500 | 33200 | 2.56 | 33400 | 2
CHAMPION HEATING AND COOLING | LX SERIES | 214396394 | HRCU-A-CB | HH836E2S11 | CTF36B5CDS1+JMVT12BC2N1 | Singlezone Ducted, Centrally Ducted | 31000 | 27200 | 2.5 | 25000 | 2
CHAMPION HEATING AND COOLING | LX SERIES | 214584584 | HRCU-A-CB | HH860E2S11 | CTF60D5CHS1 | Singlezone Ducted, Centrally Ducted | 53500 | 37000 | 2.6 | 39000 | 2
CHAMPION HEATING AND COOLING | LX SERIES | 214396763 | HRCU-A-CB | HH860E2S11 | JHC60D5CH2SS1 | Singlezone Ducted, Centrally Ducted | 53000 | 36200 | 2.6 | 38000 | 2
CHAMPION HEATING AND COOLING | LX SERIES | 214584634 | HRCU-A-CB | HH860E2S11 | CTF60C5CHS1 | Singlezone Ducted, Centrally Ducted | 53500 | 36600 | 2.56 | 38500 | 2
CHAMPION HEATING AND COOLING | LX SERIES | 214396738 | HRCU-A-CB | HH860E2S11 | CTF60D5CHS1+JMVT20DC2N1 | Singlezone Ducted, Centrally Ducted | 53000 | 36600 | 2.6 | 38000 | 2
CHAMPION HEATING AND COOLING | LX SERIES | 214397158 | HRCU-A-CB | HH824E2S11 | CTF30B5ACS1 | Singlezone Ducted, Centrally Ducted | 23000 | 18200 | 2.67 | 17700 | 2
CHAMPION HEATING AND COOLING | LX SERIES | 214397153 | HRCU-A-CB | HH824E2S11 | CTF30B5ACS1 | Singlezone Ducted, Centrally Ducted | 23000 | 18200 | 2.67 | 17700 | 2
CHAMPION HEATING AND COOLING | LX SERIES | 214397148 | HRCU-A-CB | HH824E2S11 | CTF30B5ACS1 | Singlezone Ducted, Centrally Ducted | 23000 | 18400 | 2.72 | 18000 | 2
CHAMPION HEATING AND COOLING | LX SERIES | 214397143 | HRCU-A-CB | HH824E2S11 | CTF30B5ACS1 | Singlezone Ducted, Centrally Ducted | 23000 | 18400 | 2.72 | 18000 | 2
CHAMPION HEATING AND COOLING | LX SERIES | 214397138 | HRCU-A-CB | HH824E2S11 | CTM30B5ACS1 | Singlezone Ducted, Centrally Ducted | 23000 | 18700 | 2.7 | 18300 | 2
CHAMPION HEATING AND COOLING | LX SERIES | 214397133 | HRCU-A-CB | HH824E2S11 | CTF30B5ACS1 | Singlezone Ducted, Centrally Ducted | 23000 | 18800 | 2.71 | 18400 | 2
CHAMPION HEATING AND COOLING | LX SERIES | 214397128 | HRCU-A-CB | HH824E2S11 | CTF30B5ACS1 | Singlezone Ducted, Centrally Ducted | 23000 | 18700 | 2.74 | 18300 | 2
CHAMPION HEATING AND COOLING | LX SERIES | 214584724 | HRCU-A-CB | HH824E2S11 | CTF30A5ADS1 | Singlezone Ducted, Centrally Ducted | 23000 | 18600 | 2.85 | 18100 | 2
CHAMPION HEATING AND COOLING | LX SERIES | 214397113 | HRCU-A-CB | HH824E2S11 | CTF36B5ADS1 | Singlezone Ducted, Centrally Ducted | 23000 | 18500 | 2.78 | 18000 | 2
CHAMPION HEATING AND COOLING | LX SERIES | 214397108 | HRCU-A-CB | HH824E2S11 | CTF36B5ADS1 | Singlezone Ducted, Centrally Ducted | 23000 | 18000 | 2.76 | 17600 | 2
CLIMA SMART |  | 211257106 | HRCU-A-CB-O | MCH24-CS-S23-O | MCH24-CS-S23-I | Singlezone Non-Ducted, Wall Placement | 24000 | 13900 | 2.75 | 16720 | 1.96
CLIMA SMART |  | 211257105 | HRCU-A-CB-O | MCH18-CS-S23-O | MCH18-CS-S23-I | Singlezone Non-Ducted, Wall Placement | 18000 | 10000 | 2.85 | 12600 | 2.21
COAST AIR |  | 211126491 | HRCU-A-CB-O | A-CAD18-1A | B-CAD18-1A | Singlezone Non-Ducted, Wall Placement | 18000 | 13800 | 2.54 | 11700 | 2.05
COAST AIR |  | 211126490 | HRCU-A-CB-O | A-CAD12-0A | B-CAD12-0A | Singlezone Non-Ducted, Wall Placement | 12000 | 7500 | 2.59 | 6400 | 1.95
COLEMAN | LX SERIES | 214397429 | HRCU-A-CB | HH860E2S11 | CTF60D5CGS1+JMVT20DC2N1 | Singlezone Ducted, Centrally Ducted | 44500 | 33000 | 2.56 | 33400 | 2
COLEMAN | LX SERIES | 214397020 | HRCU-A-CB | HH860E2S11 | CTF60C5CGS1+JMET16CS2N1 | Singlezone Ducted, Centrally Ducted | 45500 | 34400 | 2.58 | 34200 | 2
COLEMAN | LX SERIES | 214584601 | HRCU-A-CB | HH860E2S11 | CTF60C5CGS1 | Singlezone Ducted, Centrally Ducted | 45500 | 33800 | 2.52 | 34000 | 2
COLEMAN | LX SERIES | 214397167 | HRCU-A-CB | HH860E2S11 | CTF60D5CHS1+JMC20D2SN1 | Singlezone Ducted, Centrally Ducted | 53000 | 36600 | 2.6 | 38000 | 2
COLEMAN | LX SERIES | 214584611 | HRCU-A-CB | HH860E2S11 | CTF60C5CGS1 | Singlezone Ducted, Centrally Ducted | 44500 | 33000 | 2.5 | 33400 | 2
COLEMAN | LX SERIES | 214397459 | HRCU-A-CB | HH860E2S11 | CTF60C5CGS1 | Singlezone Ducted, Centrally Ducted | 45000 | 33400 | 2.5 | 33800 | 2
COLEMAN | LX SERIES | 214397454 | HRCU-A-CB | HH860E2S11 | CTF60C5CGS1 | Singlezone Ducted, Centrally Ducted | 45000 | 33400 | 2.5 | 33800 | 2
COLEMAN | LX SERIES | 214398290 | HRCU-A-CB | HH860E2S11 | CTF60C5CGS1+JME16C2SN1 | Singlezone Ducted, Centrally Ducted | 45500 | 34200 | 2.58 | 33800 | 2
COLEMAN | LX SERIES | 214584751 | HRCU-A-CB | HH860E2S11 | CTF60C5CGS1 | Singlezone Ducted, Centrally Ducted | 44500 | 32600 | 2.5 | 33400 | 2
COLEMAN | LX SERIES | 214398251 | HRCU-A-CB | HH860E2S11 | CTF60C5CGS1+JMC17C2SN1 | Singlezone Ducted, Centrally Ducted | 44000 | 32400 | 2.5 | 33200 | 2
COLEMAN | LX SERIES | 214609146 | HRCU-A-CB | HH860E2S11 | CTF60C5CGS1 | Singlezone Ducted, Centrally Ducted | 47000 | 33800 | 2.5 | 34000 | 2
COLEMAN | LX SERIES | 214584716 | HRCU-A-CB | HH860E2S11 | CTF60C5CGS1 | Singlezone Ducted, Centrally Ducted | 44500 | 32800 | 2.5 | 33400 | 2
COLEMAN | LX SERIES | 214397030 | HRCU-A-CB | HH860E2S11 | CTF60D5CGS1+JME18D2SN1 | Singlezone Ducted, Centrally Ducted | 45500 | 34400 | 2.62 | 33800 | 2
COLEMAN | LX SERIES | 214397854 | HRCU-A-CB | HH860E2S11 | CTF60D5CGS1+JMC20D2SN1 | Singlezone Ducted, Centrally Ducted | 44500 | 33000 | 2.56 | 33400 | 2
COLEMAN | LX SERIES | 214396579 | HRCU-A-CB | HH860E2S11 | CTF60C5CGS1+JMC16C2SN1 | Singlezone Ducted, Centrally Ducted | 44000 | 32400 | 2.5 | 33200 | 2
COLEMAN | LX SERIES | 214397834 | HRCU-A-CB | HH860E2S11 | CTF60C5CGS1+JMVT17CC2N1 | Singlezone Ducted, Centrally Ducted | 44000 | 32400 | 2.5 | 33200 | 2
COLEMAN | LX SERIES | 214396740 | HRCU-A-CB | HH860E2S11 | CTF60D5CHS1+JME18D2SN1 | Singlezone Ducted, Centrally Ducted | 53500 | 36600 | 2.62 | 38500 | 2
COLEMAN | LX SERIES | 214397587 | HRCU-A-CB | HH860E2S11 | CTF60D5CHS1+JMET18DS2N1 | Singlezone Ducted, Centrally Ducted | 53500 | 36600 | 2.6 | 38500 | 2
COLEMAN | LX SERIES | 214398374 | HRCU-A-CB | HH824E2S11 | CTF30B5ACS1+JMET12BS2N1 | Singlezone Ducted, Centrally Ducted | 23000 | 18400 | 2.78 | 18100 | 2
COLEMAN | LX SERIES | 214396693 | HRCU-A-CB | HH824E2S11 | CTF30B5ACS1+JMC12B2SN1 | Singlezone Ducted, Centrally Ducted | 23000 | 18600 | 2.84 | 18300 | 2
COLEMAN | LX SERIES | 214397923 | HRCU-A-CB | HH824E2S11 | CTF36B5ADS1+JMVT12BC2N1 | Singlezone Ducted, Centrally Ducted | 23000 | 18200 | 2.88 | 17700 | 2
COLEMAN | LX SERIES | 214397120 | HRCU-A-CB | HH824E2S11 | CTF30B5ACS1+JMET08BS2N1 | Singlezone Ducted, Centrally Ducted | 23000 | 18200 | 2.74 | 17900 | 2
COLEMAN | LX SERIES | 214397523 | HRCU-A-CB | HH824E2S11 | CTF36B5ADS1+JMET12BS2N1 | Singlezone Ducted, Centrally Ducted | 22800 | 17700 | 2.77 | 17400 | 2
COLEMAN | LX SERIES | 214397095 | HRCU-A-CB | HH824E2S11 | CTF36B5ADS1+JMET08BS2N1 | Singlezone Ducted, Centrally Ducted | 22400 | 17400 | 2.71 | 17100 | 2
COLEMAN | LX SERIES | 214396257 | HRCU-A-CB | HH824E2S11 | CTF30B5ACS1+JMVT12BC2N1 | Singlezone Ducted, Centrally Ducted | 23000 | 18600 | 2.84 | 18300 | 2
COLEMAN | LX SERIES | 214397928 | HRCU-A-CB | HH824E2S11 | CTF36B5ADS1+JME12B2SN1 | Singlezone Ducted, Centrally Ducted | 23000 | 18200 | 2.88 | 17700 | 2
COLEMAN | LX SERIES | 214397960 | HRCU-A-CB | HH824E2S11 | CTF30B5ACS1+JME08B2SN1 | Singlezone Ducted, Centrally Ducted | 23000 | 18400 | 2.79 | 18000 | 2
COLEMAN | LX SERIES | 214397100 | HRCU-A-CB | HH824E2S11 | CTF36B5ADS1+JME08B2SN1 | Singlezone Ducted, Centrally Ducted | 22800 | 17600 | 2.77 | 17400 | 2
COLEMAN | LX SERIES | 214397970 | HRCU-A-CB | HH824E2S11 | CTF30B5ACS1+JME12B2SN1 | Singlezone Ducted, Centrally Ducted | 23000 | 18700 | 2.85 | 18400 | 2
COLEMAN | LX SERIES | 214398347 | HRCU-A-CB | HH824E2S11 | CTF36B5ADS1+JMC12B2SN1 | Singlezone Ducted, Centrally Ducted | 23000 | 18200 | 2.88 | 17700 | 2
COLEMAN | HMH7 | 211397468 | HRCU-A-CB | HMH72B341 | XAHC48FBCN1 | Singlezone Ducted, Centrally Ducted | 32400 | 25400 | 2.5 | 23800 | 2.06
COLEMAN | HMH7 | 211398568 | HRCU-A-CB | HMH72B341 | XAFC48FBCN1 | Singlezone Ducted, Centrally Ducted | 32400 | 25400 | 2.56 | 23600 | 2.06
COLEMAN | HMH7 | 211391350 | HRCU-A-CB | HMH72B341 | XAFC36DBCN1 | Singlezone Ducted, Centrally Ducted | 33600 | 25200 | 2.54 | 23800 | 2.08
COLEMAN | LX SERIES | 214397533 | HRCU-A-CB | HH824E2S11 | CTF36B5ADS1 | Singlezone Ducted, Centrally Ducted | 23000 | 18400 | 2.78 | 17900 | 2
COLEMAN | LX SERIES | 214584651 | HRCU-A-CB | HH860E2S11 | CTM60C5CGS1 | Singlezone Ducted, Centrally Ducted | 44500 | 33000 | 2.5 | 33400 | 2
COLEMAN | LX SERIES | 214398671 | HRCU-A-CB | HH860E2S11 | CTM60C5CGS1+JME16C2SN1 | Singlezone Ducted, Centrally Ducted | 44000 | 32200 | 2.5 | 33000 | 2
COLEMAN | LX SERIES | 214398666 | HRCU-A-CB | HH860E2S11 | CTM60C5CGS1+JMC16C2SN1 | Singlezone Ducted, Centrally Ducted | 44500 | 33000 | 2.54 | 33400 | 2
COLEMAN | LX SERIES | 214398632 | HRCU-A-CB | HH860E2S11 | JHE48D5CG2SS1 | Singlezone Ducted, Centrally Ducted | 44500 | 33200 | 2.56 | 33400 | 2
COLEMAN | LX SERIES | 214396391 | HRCU-A-CB | HH836E2S11 | CTF36B5CDS1+JMVT12BC2N1 | Singlezone Ducted, Centrally Ducted | 31000 | 27200 | 2.5 | 25000 | 2
COLEMAN | LX SERIES | 214584581 | HRCU-A-CB | HH860E2S11 | CTF60D5CHS1 | Singlezone Ducted, Centrally Ducted | 53500 | 37000 | 2.6 | 39000 | 2
COLEMAN | LX SERIES | 214396760 | HRCU-A-CB | HH860E2S11 | JHC60D5CH2SS1 | Singlezone Ducted, Centrally Ducted | 53000 | 36200 | 2.6 | 38000 | 2
COLEMAN | LX SERIES | 214584631 | HRCU-A-CB | HH860E2S11 | CTF60C5CHS1 | Singlezone Ducted, Centrally Ducted | 53500 | 36600 | 2.56 | 38500 | 2
COLEMAN | LX SERIES | 214396735 | HRCU-A-CB | HH860E2S11 | CTF60D5CHS1+JMVT20DC2N1 | Singlezone Ducted, Centrally Ducted | 53000 | 36600 | 2.6 | 38000 | 2
COLEMAN | LX SERIES | 214397160 | HRCU-A-CB | HH824E2S11 | CTF30B5ACS1 | Singlezone Ducted, Centrally Ducted | 23000 | 18200 | 2.67 | 17700 | 2
COLEMAN | LX SERIES | 214397155 | HRCU-A-CB | HH824E2S11 | CTF30B5ACS1 | Singlezone Ducted, Centrally Ducted | 23000 | 18200 | 2.67 | 17700 | 2
COLEMAN | LX SERIES | 214397150 | HRCU-A-CB | HH824E2S11 | CTF30B5ACS1 | Singlezone Ducted, Centrally Ducted | 23000 | 18200 | 2.67 | 17700 | 2
COLEMAN | LX SERIES | 214397145 | HRCU-A-CB | HH824E2S11 | CTF30B5ACS1 | Singlezone Ducted, Centrally Ducted | 23000 | 18400 | 2.72 | 18000 | 2
COLEMAN | LX SERIES | 214397140 | HRCU-A-CB | HH824E2S11 | CTF30B5ACS1 | Singlezone Ducted, Centrally Ducted | 23000 | 18400 | 2.72 | 18000 | 2
COLEMAN | LX SERIES | 214397135 | HRCU-A-CB | HH824E2S11 | CTM30B5ACS1 | Singlezone Ducted, Centrally Ducted | 23000 | 18700 | 2.7 | 18300 | 2
COLEMAN | LX SERIES | 214397130 | HRCU-A-CB | HH824E2S11 | CTF30B5ACS1 | Singlezone Ducted, Centrally Ducted | 23000 | 18800 | 2.71 | 18400 | 2
COLEMAN | LX SERIES | 214397125 | HRCU-A-CB | HH824E2S11 | CTF30B5ACS1 | Singlezone Ducted, Centrally Ducted | 23000 | 18700 | 2.74 | 18300 | 2
COLEMAN | LX SERIES | 214584721 | HRCU-A-CB | HH824E2S11 | CTF30A5ADS1 | Singlezone Ducted, Centrally Ducted | 23000 | 18600 | 2.85 | 18100 | 2
COLEMAN | LX SERIES | 214397110 | HRCU-A-CB | HH824E2S11 | CTF36B5ADS1 | Singlezone Ducted, Centrally Ducted | 23000 | 18500 | 2.78 | 18000 | 2
COLEMAN | LX SERIES | 214397105 | HRCU-A-CB | HH824E2S11 | CTF36B5ADS1 | Singlezone Ducted, Centrally Ducted | 23000 | 18000 | 2.76 | 17600 | 2
COLEMAN | HMH7 | 211392827 | HRCU-A-CB | HMH72B341 | XAFB36DXXN1+TXV | Singlezone Ducted, Centrally Ducted | 33600 | 25200 | 2.5 | 23800 | 2.06
COLEMAN | HMH7 | 211394991 | HRCU-A-CB | HMH72B341 | XAUC48FXXN1+TXV | Singlezone Ducted, Centrally Ducted | 32400 | 25400 | 2.56 | 23800 | 2.08
COMFORT-AIRE | A series | 210568229 | HRCU-A-C | A-VCD24SA-1 | MCD18/24B1A | Singlezone Ducted, Centrally Ducted | 25000 | 21000 | 2.58 | 20000 | 1.95
COMFORT-AIRE |  | 207657610 | HMSR-A-CB-O | A-VMH18DV-1 |  | Multizone All Non-Ducted | 20000 | 15000 | 2.5 | 20000 | 1.93
COMFORT-AIRE |  | 201810035 | HMSR-A-CB-O | A-VMH28TU-1 |  | Multizone All Non-Ducted | 31400 | 18000 | 2.75 | 26357 | 1.97
COMFORT-AIRE |  | 201810036 | HMSR-A-CB-O | A-VMH36QU-1 |  | Multizone All Non-Ducted | 36000 | 23200 | 2.78 | 36000 | 1.96
COMFORT-AIRE | A-series | 213916260 | HRCU-A-CB-O | A-VMH12SV-1 | B-VMH12FV-1 | Singlezone Non-Ducted, Wall Placement | 12000 | 10200 | 2.72 | 12300 | 2.1
COMFORT-AIRE | A series | 210568230 | HRCU-A-C | A-VCD18SA-1 | MCD18/24B1A | Singlezone Ducted, Centrally Ducted | 19000 | 14700 | 2.6 | 15000 | 2.2
COMFORT-AIRE | A-series | 213348293 | HRCU-A-CB | A-VCD24SA-1 | B-KCD24SA-1 | Singlezone Ducted, Centrally Ducted | 24000 | 19200 | 2.5 | 24071 | 1.91
COMFORT-AIRE | A-series | 213348292 | HRCU-A-CB | A-VCD18SA-1 | B-KCD18SA-1 | Singlezone Ducted, Centrally Ducted | 19000 | 13500 | 2.6 | 18629 | 2.04
COMFORT-AIRE |  | 205747696 | HRCU-A-CB-O | A-VMH18SU-1B | B-VMH18SU-1B | Singlezone Non-Ducted, Wall Placement | 18000 | 10900 | 2.58 | 16497 | 1.9
COMFORT-AIRE |  | 206221394 | HRCU-A-CB-O | A-VMH24SU-1A | B-VMH24SU-1A | Singlezone Non-Ducted, Wall Placement | 26000 | 19400 | 2.95 | 26000 | 2.07
COMFORT-AIRE |  | 208141181 | HRCU-A-CB-O | A-KMH09SV-1 | B-KMH09SU-1 | Singlezone Non-Ducted, Wall Placement | 11500 | 7100 | 2.85 | 9898 | 1.9
COMFORT-AIRE |  | 208141173 | HRCU-A-CB-O | A-VMH09SV-1 | B-VMH09SU-1C | Singlezone Non-Ducted, Wall Placement | 11500 | 7100 | 2.85 | 9898 | 1.9
COMFORT-AIRE |  | 208141184 | HRCU-A-CB-O | A-KMH24SV-1 | B-KMH24SU-1 | Singlezone Non-Ducted, Wall Placement | 26000 | 19400 | 2.95 | 26000 | 2.07
COMFORT-AIRE |  | 208141170 | HRCU-A-CB-O | A-VMH24SV-1 | B-VMH24SU-1 | Singlezone Non-Ducted, Wall Placement | 26000 | 19400 | 2.95 | 26000 | 2.07
COMFORT-AIRE |  | 206913571 | HRCU-A-CB-O | A-VMH24SU-1 | B-VMH24SU-1A | Singlezone Non-Ducted, Wall Placement | 26000 | 19400 | 2.95 | 26000 | 2.07
COMFORT-AIRE |  | 208141167 | HRCU-A-CB-O | A-VMH09SV-1 | B-VMH09SU-1 | Singlezone Non-Ducted, Wall Placement | 11500 | 7100 | 2.85 | 9898 | 1.9
COMFORT-AIRE |  | 206913036 | HRCU-A-CB-O | A-VMH24SU-1A | B-VMH24SU-1 | Singlezone Non-Ducted, Wall Placement | 26000 | 19400 | 2.95 | 26000 | 2.07
COMFORT-AIRE | A-series | 207657611 | HMSV-A-CB | A-VMH18DV-1 |  | Multizone Mix of Ducted and Non-Ducted | 20000 | 15500 | 2.55 | 20000 | 1.95
COMFORT-AIRE | A series | 210568233 | HRCU-A-CB | A-VCD24SA-1 | B-VCD24SA-1 | Singlezone Ducted, Centrally Ducted | 24000 | 19200 | 2.5 | 24071 | 1.91
COMFORT-AIRE | A series | 208136322 | HRCU-A-CB | A-VMH18SV-1 | B-VMH18AV-1 | Singlezone Ducted, Centrally Ducted | 19000 | 15400 | 2.7 | 18295 | 2
COMFORT-AIRE | A series | 210568228 | HRCU-A-CB | A-VCD60SA-1 | B-VCD60SA-1 | Singlezone Ducted, Centrally Ducted | 59000 | 42000 | 2.6 | 54356 | 1.91
COMFORT-AIRE | A-series | 214232455 | HMSR-A-CB-O | A-VMH55PV-1 |  | Multizone All Non-Ducted | 55000 | 34400 | 2.5 | 47000 | 1.94
COMFORT-AIRE | A-series | 214232456 | HMSV-A-CB | A-VMH55PV-1 |  | Multizone All Ducted | 55000 | 35200 | 2.5 | 47000 | 1.94
COMFORT-AIRE | A-series | 214232457 | HMSV-A-CB | A-VMH55PV-1 |  | Multizone Mix of Ducted and Non-Ducted | 55000 | 34800 | 2.5 | 47000 | 1.94
COMFORT-AIRE |  | 207657609 | HMSV-A-CB | A-VMH18DV-1 |  | Multizone All Ducted | 20000 | 16000 | 2.61 | 20000 | 1.95
COMFORT-AIRE |  | 207691820 | HRCU-A-CB-O | A-DVH09SH-1 | B-DVH09SH-1 | Singlezone Non-Ducted, Wall Placement | 10000 | 6900 | 2.53 | 6400 | 1.95
COMFORT-AIRE |  | 207657392 | HRCU-A-CB-O | A-VMH24SV-1 | B-VMH24CV-1 | Singlezone Non-Ducted, Wall Placement | 25000 | 21000 | 2.64 | 26000 | 1.95
COMFORT-AIRE |  | 207657385 | HRCU-A-CB-O | A-VMH06SV-1 | B-VMH06SV-1 | Singlezone Non-Ducted, Wall Placement | 7000 | 8500 | 2.9 | 8581 | 2.19
COMFORT-AIRE |  | 210568243 | HRCU-A-CB | A-VMH24SV-1 | B-VMH24DU-1 | Singlezone Ducted, Compact Ducted | 25000 | 21000 | 2.64 | 27000 | 2
COMFORT-AIRE |  | 210568244 | HRCU-A-CB-O | A-VMH24SV-1 | B-VMH24UU-1 | Singlezone Non-Ducted, Floor Placement | 25000 | 19000 | 2.64 | 25000 | 2.1
COMFORT-AIRE |  | 210568246 | HRCU-A-CB | A-VMH12SV-1 | B-VMH12DU-1 | Singlezone Ducted, Compact Ducted | 12500 | 10600 | 2.51 | 12100 | 1.96
COMFORT-AIRE |  | 210568240 | HRCU-A-CB-O | A-VMH12SV-1 | B-VMH12CU-1 | Singlezone Non-Ducted, Ceiling Placement | 12000 | 9900 | 2.55 | 11500 | 1.9
COMFORT-AIRE |  | 207657386 | HRCU-A-CB-O | A-VMH09SV-1 | B-VMH09SV-1 | Singlezone Non-Ducted, Wall Placement | 12000 | 9500 | 2.53 | 11109 | 1.97
COMFORT-AIRE |  | 207071380 | HRCU-A-CB | HRG1836S1P | EAH1P30B+H4TXV01 | Singlezone Ducted, Centrally Ducted | 24000 | 15300 | 2.51 | 12500 | 2.19
COMFORT-AIRE |  | 207071362 | HRCU-A-CB | HRG1836S1P | EAH1P30A+H4TXV01 | Singlezone Ducted, Centrally Ducted | 24000 | 15200 | 2.5 | 12500 | 2.19
COMFORT-AIRE |  | 207071368 | HRCU-A-CB | HRG1836S1P | EAH1P30B+H4TXV01 | Singlezone Ducted, Centrally Ducted | 24000 | 15300 | 2.51 | 12500 | 2.19
COMFORT-AIRE |  | 207071364 | HRCU-A-CB | HRG1836S1P | EAH1P30B+H4TXV01 | Singlezone Ducted, Centrally Ducted | 24000 | 15300 | 2.51 | 12500 | 2.18
COMFORT-AIRE |  | 207071366 | HRCU-A-CB | HRG1836S1P | EAH1P30B+H4TXV01 | Singlezone Ducted, Centrally Ducted | 24000 | 15300 | 2.52 | 12500 | 2.19
COMFORT-AIRE |  | 207071378 | HRCU-A-CB | HRG1836S1P | EAH1P30B+H4TXV01 | Singlezone Ducted, Centrally Ducted | 24000 | 15300 | 2.51 | 12500 | 2.18
COMFORTMAKER | DLC-series | 208447708 | HRCU-A-CB-O | DLCERBH09AAK | DLFEHBH09XAK | Singlezone Non-Ducted, Wall Placement | 10000 | 6000 | 2.51 | 6933 | 1.97
COMFORTMAKER | DLC-series | 208447628 | HRCU-A-CB-O | DLCSRBH12AAJ | DLFSHCH12XAJ | Singlezone Non-Ducted, Wall Placement | 12000 | 8400 | 2.8 | 7094 | 2.19
COMFORTMAKER | DLC-series | 208447625 | HRCU-A-CB-O | DLCSRBH09AAK | DLFSHCH09XAK | Singlezone Non-Ducted, Wall Placement | 12000 | 9500 | 2.53 | 11109 | 1.97
COMFORTMAKER | DLC-series | 208447629 | HRCU-A-CB-O | DLCSRBH06AAK | DLFSHCH06XAK | Singlezone Non-Ducted, Wall Placement | 7000 | 8500 | 2.9 | 8581 | 2.19
COMFORTMAKER | DLC-series | 207683334 | HRCU-A-CB-O | DLCSRBH24AAK | DLFSCBH24XAK | Singlezone Non-Ducted, Wall Placement | 25000 | 21000 | 2.64 | 26000 | 1.95
COMFORTMAKER | DLC-series | 209948192 | HRCU-A-CB-O | DLCSRBH12AAK | DLFSFBH12XAK | Singlezone Non-Ducted, Wall Placement | 12000 | 10200 | 2.72 | 12300 | 2.1
COMFORTMAKER | DLC-series | 211132716 | HRCU-A-CB | DLCSRBH24AAK | DLFSDAH24XHK | Singlezone Ducted, Compact Ducted | 25000 | 21000 | 2.75 | 24000 | 2
COMFORTMAKER | DLC-series | 211132682 | HRCU-A-CB | DLCSRBH18AAK | DLFSDAH18XHK | Singlezone Ducted, Compact Ducted | 19000 | 15700 | 2.6 | 18000 | 2.2
COMFORTMAKER | DLC-series | 210857430 | HRCU-A-CB-O | DLCSRBH06AAK | DLFSOAH09XAK | Singlezone Non-Ducted, Ceiling Placement | 7100 | 5700 | 2.61 | 8500 | 2.03
COMFORTMAKER | Dlseries | 210025742 | HRCU-A-CB | DLCURAH60ABK | DLFUAAH60XAK | Singlezone Ducted, Centrally Ducted | 59000 | 42000 | 2.6 | 54356 | 1.91
COMFORTMAKER | DL series | 213372124 | HRCU-A-C | DLCURAH18ABK | DLFULAH24XBX + CI | Singlezone Ducted, Centrally Ducted | 19000 | 14700 | 2.6 | 15000 | 2.2
COMFORTMAKER | DLC-series | 206361875 | HRCU-A-CB-O | DLCSRBH12AAK | DLFSHBH12XAK | Singlezone Non-Ducted, Wall Placement | 12000 | 10300 | 2.56 | 12113 | 1.9
COMFORTMAKER | DLC-series | 206361873 | HRCU-A-CB-O | DLCSRBH12AAJ | DLFSHBH12XAJ | Singlezone Non-Ducted, Wall Placement | 12000 | 8900 | 2.75 | 6858 | 2.07
COMFORTMAKER | DLC-series | 207188908 | HRCU-A-CB-O | DLCSRBH06AAK | DLFSHBH06XAK | Singlezone Non-Ducted, Wall Placement | 7000 | 7500 | 2.5 | 7200 | 1.92
COMFORTMAKER |  | 201835554 | HRCU-A-CB-O | DLCPRAH09AAK | DLFPHAH09XAK | Singlezone Non-Ducted, Wall Placement | 10000 | 7200 | 2.78 | 13047 | 1.97
COMFORTMAKER | High Tier | 202463645 | HRCU-A-CB-O | DLCPRAH24AAK | DLFPHAH24XAK | Singlezone Non-Ducted, Wall Placement | 24000 | 15450 | 3 | 24000 | 2
COMFORTMAKER | QuietComfort | 206350402 | HRCU-A-CB | DLCSRBH24AAK | DLFSDAH24XAK | Singlezone Ducted, Compact Ducted | 24600 | 14500 | 2.8 | 27910 | 2.01
COMFORTMAKER | Performance Series | 207643022 | HMSV-A-CB | DLCMHBH48EAK |  | Multizone Mix of Ducted and Non-Ducted | 49000 | 31000 | 2.65 | 48000 | 1.9
COMFORTMAKER | Performance Series | 207643012 | HMSV-A-CB | DLCMHBH24CAK |  | Multizone All Ducted | 24000 | 18500 | 2.85 | 21500 | 1.95
COMFORTMAKER | SOFTSOUND DELUXE 18 VS HP 2-STAGE | 210458483 | HRCU-A-CB | CVH837GKA2*+TSTAT | EA*4X37L21A* | Singlezone Ducted, Centrally Ducted | 47500 | 30800 | 2.52 | 24400 | 1.98
COMFORTMAKER | SOFTSOUND DELUXE 18 VS HP 2-STAGE | 210459740 | HRCU-A-CB | CVH837GKA2*+TSTAT | EA*4X43L21A* | Singlezone Ducted, Centrally Ducted | 47500 | 30800 | 2.52 | 24400 | 1.98
COMFORTMAKER | SOFTSOUND DELUXE 18 VS HP | 206771275 | HRCU-A-CB | CVH837GKA2* | EA*4X37L21A*+WALLCON | Singlezone Ducted, Centrally Ducted | 33000 | 31800 | 2.52 | 28000 | 2.2
COMFORTMAKER | SOFTSOUND DELUXE 18 VS HP | 206771329 | HRCU-A-CB | CVH837GKA2* | EA*4X37L21A*+WALLCON | Singlezone Ducted, Centrally Ducted | 32800 | 31800 | 2.54 | 28000 | 2.22
COMFORTMAKER | SOFTSOUND DELUXE 18 VS HP | 206771347 | HRCU-A-CB | CVH837GKA2* | EA*4X37L21A*+WALLCON | Singlezone Ducted, Centrally Ducted | 32800 | 31800 | 2.54 | 28000 | 2.22
COMFORTMAKER | SOFTSOUND DELUXE 18 VS HP | 206771356 | HRCU-A-CB | CVH837GKA2* | EA*4X37L21A*+WALLCON | Singlezone Ducted, Centrally Ducted | 32800 | 31800 | 2.54 | 27800 | 2.22
COMFORTMAKER | SOFTSOUND DELUXE 18 VS HP | 206771626 | HRCU-A-CB | CVH837GKA2* | EA*4X43L21A*+WALLCON | Singlezone Ducted, Centrally Ducted | 33000 | 32000 | 2.52 | 28000 | 2.2
COMFORTMAKER | SOFTSOUND DELUXE 18 VS HP | 206771644 | HRCU-A-CB | CVH837GKA2* | EA*4X43L21A*+WALLCON | Singlezone Ducted, Centrally Ducted | 32800 | 31800 | 2.54 | 28000 | 2.2
COMFORTMAKER | SOFTSOUND DELUXE 18 VS HP | 206771698 | HRCU-A-CB | CVH837GKA2* | EA*4X43L21A*+WALLCON | Singlezone Ducted, Centrally Ducted | 32800 | 31800 | 2.54 | 27800 | 2.22
COMFORTMAKER | SOFTSOUND DELUXE 18 VS HP | 206771716 | HRCU-A-CB | CVH837GKA2* | EA*4X43L21A*+WALLCON | Singlezone Ducted, Centrally Ducted | 32800 | 31800 | 2.54 | 27800 | 2.22
COMFORTMAKER | SOFTSOUND DELUXE 18 VS HP | 206771725 | HRCU-A-CB | CVH837GKA2* | EA*4X43L21A*+WALLCON | Singlezone Ducted, Centrally Ducted | 32800 | 31800 | 2.56 | 27800 | 2.22
COMFORTMAKER | SOFTSOUND DELUXE 18 VS HP | 206771779 | HRCU-A-CB | CVH837GKA2* | EA*4X48L21A*+WALLCON | Singlezone Ducted, Centrally Ducted | 32600 | 31400 | 2.52 | 27800 | 2.2
COMFORTMAKER | SOFTSOUND DELUXE 18 VS HP | 206771833 | HRCU-A-CB | CVH837GKA2* | EA*4X48L21A*+WALLCON | Singlezone Ducted, Centrally Ducted | 32400 | 31400 | 2.52 | 27600 | 2.2
COMFORTMAKER | SOFTSOUND DELUXE 18 VS HP | 206771851 | HRCU-A-CB | CVH837GKA2* | EA*4X48L21A*+WALLCON | Singlezone Ducted, Centrally Ducted | 32400 | 31400 | 2.52 | 27600 | 2.2
COMFORTMAKER | SOFTSOUND DELUXE 18 VS HP | 206771860 | HRCU-A-CB | CVH837GKA2* | EA*4X48L21A*+WALLCON | Singlezone Ducted, Centrally Ducted | 32400 | 31400 | 2.52 | 27600 | 2.2
COMFORTMAKER | SOFTSOUND DELUXE 18 VS HP | 206771896 | HRCU-A-CB | CVH837GKA2* | EA*4X48L24A*+WALLCON | Singlezone Ducted, Centrally Ducted | 32400 | 31400 | 2.52 | 27600 | 2.2
COMFORTMAKER | SOFTSOUND DELUXE 18 VS HP | 206771905 | HRCU-A-CB | CVH837GKA2* | EA*4X48L24A*+WALLCON | Singlezone Ducted, Centrally Ducted | 32400 | 31400 | 2.54 | 27600 | 2.22
COMFORTMAKER | SOFTSOUND DELUXE 18 VS HP | 206771914 | HRCU-A-CB | CVH837GKA2* | EA*4X48L24A*+WALLCON | Singlezone Ducted, Centrally Ducted | 32400 | 31400 | 2.54 | 27600 | 2.22
COMFORTMAKER | SOFTSOUND DELUXE 18 VS HP | 206771932 | HRCU-A-CB | CVH837GKA2* | EA*4X48L24A*+WALLCON | Singlezone Ducted, Centrally Ducted | 32400 | 31400 | 2.52 | 27600 | 2.22
COMFORTMAKER | SOFTSOUND DELUXE 18 VS HP | 206771941 | HRCU-A-CB | CVH837GKA2* | EA*4X48L24A*+WALLCON | Singlezone Ducted, Centrally Ducted | 32600 | 31400 | 2.52 | 27800 | 2.2
COMFORTMAKER | SOFTSOUND DELUXE 18 VS HP | 206771959 | HRCU-A-CB | CVH837GKA2* | EA*4X48L24A*+WALLCON | Singlezone Ducted, Centrally Ducted | 32400 | 31400 | 2.52 | 27600 | 2.22
COMFORTMAKER | SOFTSOUND DELUXE 18 VS HP | 210470270 | HRCU-A-CB | CVH837GKA2* | EA*4X60L24A*+WALLCON | Singlezone Ducted, Centrally Ducted | 31800 | 31000 | 2.5 | 27400 | 2.2
COMFORTMAKER | SOFTSOUND DELUXE 18 VS HP | 210470281 | HRCU-A-CB | CVH837GKA2* | EA*4X60L24A*+WALLCON | Singlezone Ducted, Centrally Ducted | 31800 | 31000 | 2.52 | 27400 | 2.22
COMFORTMAKER | SOFTSOUND DELUXE 18 VS HP | 210470292 | HRCU-A-CB | CVH837GKA2* | EA*4X60L24A*+WALLCON | Singlezone Ducted, Centrally Ducted | 31800 | 31000 | 2.52 | 27400 | 2.22
COMFORTMAKER | SOFTSOUND DELUXE 18 VS HP | 210470314 | HRCU-A-CB | CVH837GKA2* | EA*4X60L24A*+WALLCON | Singlezone Ducted, Centrally Ducted | 31800 | 31000 | 2.52 | 27400 | 2.22
COMFORTMAKER | SOFTSOUND DELUXE 18 VS HP | 210470325 | HRCU-A-CB | CVH837GKA2* | EA*4X60L24A*+WALLCON | Singlezone Ducted, Centrally Ducted | 32000 | 31200 | 2.5 | 27600 | 2.2
COMFORTMAKER | SOFTSOUND DELUXE 18 VS HP | 210470347 | HRCU-A-CB | CVH837GKA2* | EA*4X60L24A*+WALLCON | Singlezone Ducted, Centrally Ducted | 31800 | 31000 | 2.52 | 27400 | 2.22
COMFORTMAKER | SOFTSOUND DELUXE 18 VS HP | 210470435 | HRCU-A-CB | CVH837GKA2* | EA*4X61L21A*+WALLCON | Singlezone Ducted, Centrally Ducted | 32200 | 31400 | 2.5 | 27800 | 2.2
COMFORTMAKER | SOFTSOUND DELUXE 18 VS HP | 210470446 | HRCU-A-CB | CVH837GKA2* | EA*4X61L21A*+WALLCON | Singlezone Ducted, Centrally Ducted | 32000 | 31200 | 2.52 | 27600 | 2.22
COMFORTMAKER | SOFTSOUND DELUXE 18 VS HP | 210470468 | HRCU-A-CB | CVH837GKA2* | EA*4X61L21A*+WALLCON | Singlezone Ducted, Centrally Ducted | 32000 | 31200 | 2.52 | 27600 | 2.22
COMFORTMAKER | SOFTSOUND DELUXE 18 VS HP | 210470490 | HRCU-A-CB | CVH837GKA2* | EA*4X61L21A*+WALLCON | Singlezone Ducted, Centrally Ducted | 32000 | 31200 | 2.52 | 27600 | 2.22
COMFORTMAKER | SOFTSOUND DELUXE 18 VS HP | 210470501 | HRCU-A-CB | CVH837GKA2* | EA*4X61L21A*+WALLCON | Singlezone Ducted, Centrally Ducted | 32000 | 31200 | 2.54 | 27600 | 2.22
COMFORTMAKER | SOFTSOUND DELUXE 18 VS HP | 210470556 | HRCU-A-CB | CVH837GKA2* | EA*4X61L24A*+WALLCON | Singlezone Ducted, Centrally Ducted | 32000 | 31200 | 2.52 | 27600 | 2.22
COMFORTMAKER | SOFTSOUND DELUXE 18 VS HP | 210470567 | HRCU-A-CB | CVH837GKA2* | EA*4X61L24A*+WALLCON | Singlezone Ducted, Centrally Ducted | 32000 | 31200 | 2.54 | 27400 | 2.24
COMFORTMAKER | SOFTSOUND DELUXE 18 VS HP | 210470578 | HRCU-A-CB | CVH837GKA2* | EA*4X61L24A*+WALLCON | Singlezone Ducted, Centrally Ducted | 32000 | 31200 | 2.54 | 27600 | 2.22
COMFORTMAKER | SOFTSOUND DELUXE 18 VS HP | 210470600 | HRCU-A-CB | CVH837GKA2* | EA*4X61L24A*+WALLCON | Singlezone Ducted, Centrally Ducted | 32000 | 31200 | 2.54 | 27600 | 2.22
COMFORTMAKER | SOFTSOUND DELUXE 18 VS HP | 210470611 | HRCU-A-CB | CVH837GKA2* | EA*4X61L24A*+WALLCON | Singlezone Ducted, Centrally Ducted | 32000 | 31200 | 2.52 | 27600 | 2.22
COMFORTMAKER | SOFTSOUND DELUXE 18 VS HP | 210470633 | HRCU-A-CB | CVH837GKA2* | EA*4X61L24A*+WALLCON | Singlezone Ducted, Centrally Ducted | 32000 | 31200 | 2.54 | 27600 | 2.22
COMFORTMAKER | Performance Series | 207643020 | HMSR-A-CB-O | DLCMHBH48EAK |  | Multizone All Non-Ducted | 48000 | 34000 | 2.83 | 48000 | 2
COMFORTMAKER | Performance Series | 207643014 | HMSR-A-CB-O | DLCMHBH30DAK |  | Multizone All Non-Ducted | 30000 | 18500 | 2.98 | 29400 | 1.9
COMFORTMAKER | SOFTSOUND DELUXE 18 VS HP | 206766036 | HRCU-A-CB | CVH825GKA3* | EA*4X37L21A*+WALLCON | Singlezone Ducted, Centrally Ducted | 21000 | 20400 | 2.54 | 18100 | 2.24
COMFORTMAKER | SOFTSOUND DELUXE 18 VS HP | 210473243 | HRCU-A-CB | CVH825GKA3* | EA*4X43L21A*+WALLCON | Singlezone Ducted, Centrally Ducted | 21000 | 20400 | 2.54 | 18100 | 2.24
COMFORTMAKER | SOFTSOUND DELUXE 18 VS HP 2-STAGE | 210465006 | HRCU-A-CB | CVH837GKA2*+TSTAT | EN(A,D,W)4X60L24** | Singlezone Ducted, Centrally Ducted | 47000 | 30600 | 2.5 | 24000 | 1.96
COMFORTMAKER | SOFTSOUND DELUXE 18 VS HP 2-STAGE | 210464818 | HRCU-A-CB | CVH837GKA2*+TSTAT | EN(A,D)4X48L24** | Singlezone Ducted, Centrally Ducted | 48000 | 31000 | 2.5 | 24400 | 1.94
COMFORTMAKER | SOFTSOUND DELUXE 18 VS HP 2-STAGE | 210464683 | HRCU-A-CB | CVH837GKA2*+TSTAT | EN(A,D)4X48L24** | Singlezone Ducted, Centrally Ducted | 47500 | 30600 | 2.5 | 24200 | 1.94
COMFORTMAKER | SOFTSOUND DELUXE 18 VS HP 2-STAGE | 210464617 | HRCU-A-CB | CVH837GKA2*+TSTAT | EN(A,D)4X48L24** | Singlezone Ducted, Centrally Ducted | 47500 | 30800 | 2.5 | 24200 | 1.96
COMFORTMAKER | SOFTSOUND DELUXE 18 VS HP 2-STAGE | 210464605 | HRCU-A-CB | CVH837GKA2*+TSTAT | EN(A,D)4X48L24** | Singlezone Ducted, Centrally Ducted | 48000 | 31000 | 2.5 | 24400 | 1.96
COMFORTMAKER | SOFTSOUND DELUXE 18 VS HP 2-STAGE | 210464462 | HRCU-A-CB | CVH837GKA2*+TSTAT | EN(A,D,W)4X48L21** | Singlezone Ducted, Centrally Ducted | 48000 | 31000 | 2.5 | 24400 | 1.94
COMFORTMAKER | SOFTSOUND DELUXE 18 VS HP 2-STAGE | 210464307 | HRCU-A-CB | CVH837GKA2*+TSTAT | EN(A,D,W)4X48L21** | Singlezone Ducted, Centrally Ducted | 48000 | 31000 | 2.5 | 24400 | 1.94
COMFORTMAKER | SOFTSOUND DELUXE 18 VS HP 2-STAGE | 210464172 | HRCU-A-CB | CVH837GKA2*+TSTAT | EN(A,D,W)4X48L21** | Singlezone Ducted, Centrally Ducted | 47500 | 30800 | 2.5 | 24200 | 1.96
COMFORTMAKER | SOFTSOUND DELUXE 18 VS HP 2-STAGE | 210462019 | HRCU-A-CB | CVH837GKA2*+TSTAT | EA*4X61L24A* | Singlezone Ducted, Centrally Ducted | 47000 | 30800 | 2.52 | 24400 | 1.98
COMFORTMAKER | SOFTSOUND DELUXE 18 VS HP 2-STAGE | 210461964 | HRCU-A-CB | CVH837GKA2*+TSTAT | EA*4X61L24A* | Singlezone Ducted, Centrally Ducted | 47000 | 30600 | 2.5 | 24400 | 1.98
COMFORTMAKER | SOFTSOUND DELUXE 18 VS HP 2-STAGE | 210461840 | HRCU-A-CB | CVH837GKA2*+TSTAT | EA*4X61L24A* | Singlezone Ducted, Centrally Ducted | 47000 | 30600 | 2.5 | 24400 | 1.98
COMFORTMAKER | SOFTSOUND DELUXE 18 VS HP 2-STAGE | 210461829 | HRCU-A-CB | CVH837GKA2*+TSTAT | EA*4X61L24A* | Singlezone Ducted, Centrally Ducted | 46500 | 30400 | 2.5 | 24000 | 1.96
COMFORTMAKER | SOFTSOUND DELUXE 18 VS HP 2-STAGE | 210461807 | HRCU-A-CB | CVH837GKA2*+TSTAT | EA*4X61L24A* | Singlezone Ducted, Centrally Ducted | 47000 | 30600 | 2.5 | 24400 | 1.98
COMFORTMAKER | SOFTSOUND DELUXE 18 VS HP 2-STAGE | 210461796 | HRCU-A-CB | CVH837GKA2*+TSTAT | EA*4X61L24A* | Singlezone Ducted, Centrally Ducted | 47000 | 30600 | 2.5 | 24400 | 1.96
COMFORTMAKER | SOFTSOUND DELUXE 18 VS HP 2-STAGE | 210461763 | HRCU-A-CB | CVH837GKA2*+TSTAT | EA*4X61L24A* | Singlezone Ducted, Centrally Ducted | 46500 | 30400 | 2.5 | 24200 | 1.98
COMFORTMAKER | SOFTSOUND DELUXE 18 VS HP 2-STAGE | 210461751 | HRCU-A-CB | CVH837GKA2*+TSTAT | EA*4X61L24A* | Singlezone Ducted, Centrally Ducted | 46500 | 30600 | 2.5 | 24200 | 1.98
COMFORTMAKER | SOFTSOUND DELUXE 18 VS HP 2-STAGE | 210461453 | HRCU-A-CB | CVH837GKA2*+TSTAT | EA*4X61L21A* | Singlezone Ducted, Centrally Ducted | 46500 | 30600 | 2.5 | 24400 | 1.96
COMFORTMAKER | SOFTSOUND DELUXE 18 VS HP 2-STAGE | 210461430 | HRCU-A-CB | CVH837GKA2*+TSTAT | EA*4X61L21A* | Singlezone Ducted, Centrally Ducted | 47000 | 30600 | 2.5 | 24400 | 1.98
COMFORTMAKER | SOFTSOUND DELUXE 18 VS HP 2-STAGE | 210461417 | HRCU-A-CB | CVH837GKA2*+TSTAT | EA*4X61L21A* | Singlezone Ducted, Centrally Ducted | 47000 | 30600 | 2.5 | 24400 | 1.98
COMFORTMAKER | SOFTSOUND DELUXE 18 VS HP 2-STAGE | 210461329 | HRCU-A-CB | CVH837GKA2*+TSTAT | EA*4X61L21A* | Singlezone Ducted, Centrally Ducted | 46500 | 30400 | 2.5 | 24200 | 1.96
COMFORTMAKER |  | 209852047 | HRCU-A-CB | DLCURAH18ABK | DLFUAAH18XAK | Singlezone Ducted, Centrally Ducted | 19000 | 13500 | 2.5 | 18000 | 2
COMFORTMAKER | SoftSound | 207826596 | HMSV-A-CB | DLCSRBH24AAK | DLFSABH24XBK | Singlezone Ducted, Centrally Ducted | 26000 | 16200 | 2.79 | 21508 | 1.95
COMFORTMAKER | High Tier | 202463644 | HRCU-A-CB-O | DLCPRAH18AAK | DLFPHAH18XAK | Singlezone Non-Ducted, Wall Placement | 18000 | 12300 | 3.19 | 18000 | 2
COMFORTSTAR | UACP series | 213386530 | HRCU-A-C | CPH24CD(O) | UACP-24B | Singlezone Ducted, Centrally Ducted | 25000 | 21000 | 2.58 | 20000 | 1.95
COMFORTSTAR | ACP series | 213386518 | HRCU-A-C | CPH24CD(O) | ACP-24B | Singlezone Ducted, Centrally Ducted | 25000 | 21000 | 2.58 | 20000 | 1.95
COMFORTSTAR | T1W Series | 214594913 | HRCU-A-CB-O | CZP09CD(O) | T1W9P | Singlezone Non-Ducted, Ceiling Placement | 11000 | 8000 | 2.66 | 8500 | 2.37
COMFORTSTAR | T1W Series | 214594915 | HRCU-A-CB-O | CZP18CD(O) | T1W18P | Singlezone Non-Ducted, Ceiling Placement | 19000 | 12200 | 2.79 | 13100 | 2.3
COMFORTSTAR |  | 207658967 | HMSR-A-CB-O | CMZ-27-3Z |  | Multizone All Non-Ducted | 28000 | 21000 | 2.5 | 20000 | 2.11
COMFORTSTAR |  | 207658976 | HMSR-A-CB-O | CVH-18-2SH |  | Multizone All Non-Ducted | 20000 | 15000 | 2.5 | 20000 | 1.93
COMFORTSTAR |  | 202575873 | HMSR-A-CB-O | CM4-36-4ZX |  | Multizone All Non-Ducted | 36000 | 23200 | 2.78 | 36037 | 1.96
COMFORTSTAR |  | 201763956 | HMSR-A-CB-O | CM2-18-2Z |  | Multizone All Non-Ducted | 19000 | 12000 | 2.79 | 10205 | 1.97
COMFORTSTAR |  | 201763958 | HMSR-A-CB-O | CM3-27-3Z |  | Multizone All Non-Ducted | 28000 | 17200 | 2.8 | 17040 | 1.97
COMFORTSTAR | ACP series | 213386517 | HRCU-A-C | CPH18CD(O) | ACP-24B | Singlezone Ducted, Centrally Ducted | 19000 | 14700 | 2.6 | 15000 | 2.2
COMFORTSTAR | UACP series | 213386529 | HRCU-A-C | CPH18CD(O) | UACP-24B | Singlezone Ducted, Centrally Ducted | 19000 | 14700 | 2.6 | 15000 | 2.2
COMFORTSTAR |  | 202575859 | HRCU-A-CB-O | CPP009CD(O) | CXH009CD(I) | Singlezone Non-Ducted, Wall Placement | 9800 | 5800 | 2.74 | 7989 | 2
COMFORTSTAR |  | 202575861 | HRCU-A-CB-O | CPP018CD(O) | CXH018CD(I) | Singlezone Non-Ducted, Wall Placement | 18000 | 11400 | 2.72 | 11178 | 2.02
COMFORTSTAR |  | 8854585 | HRCU-A-CB-O | CPP018CD(O) | CPP018CD(I) | Singlezone Non-Ducted, Wall Placement | 18000 | 10400 | 2.72 | 10953 | 1.9
COMFORTSTAR |  | 9119315 | HRCU-A-CB-O | CPP024CD(O) | FPA-24 | Singlezone Non-Ducted, Floor Placement | 24000 | 15000 | 2.85 | 17817 | 1.9
COMFORTSTAR |  | 10595506 | HRCU-A-CB | CPP024CD(O) | CPA-24B | Singlezone Ducted, Compact Ducted | 24400 | 16000 | 2.69 | 18500 | 2.04
COMFORTSTAR |  | 202575866 | HRCU-A-CB | CXH009CD(O) | CPA-09B | Singlezone Ducted, Compact Ducted | 10000 | 7200 | 2.74 | 8300 | 2.06
COMFORTSTAR |  | 10595505 | HRCU-A-CB | CPP018CD(O) | CPA-18B | Singlezone Ducted, Compact Ducted | 18000 | 12000 | 2.61 | 10300 | 1.95
COMFORTSTAR |  | 202575853 | HRCU-A-CB-O | CPP009CD(O) | CXH009CD(I)-WIFI | Singlezone Non-Ducted, Wall Placement | 9800 | 5800 | 2.74 | 7989 | 2
COMFORTSTAR |  | 202575855 | HRCU-A-CB-O | CPP018CD(O) | CXH018CD(I)-WIFI | Singlezone Non-Ducted, Wall Placement | 18000 | 11400 | 2.72 | 11178 | 2.02
COMFORTSTAR | C-series | 207658969 | HMSV-A-CB | CMZ-27-3Z |  | Multizone Mix of Ducted and Non-Ducted | 28000 | 21400 | 2.55 | 20000 | 2.13
COMFORTSTAR | C-series | 207658978 | HMSV-A-CB | CVH-18-2SH |  | Multizone Mix of Ducted and Non-Ducted | 20000 | 15500 | 2.55 | 20000 | 1.95
COMFORTSTAR | C-series | 207658966 | HMSV-A-CB | CMZ-18-2Z |  | Multizone Mix of Ducted and Non-Ducted | 19000 | 14500 | 2.5 | 14000 | 2.17
COMFORTSTAR |  | 207658932 | HRCU-A-CB | CZP18CD(O) | CPA-18B | Singlezone Ducted, Compact Ducted | 20000 | 12600 | 2.66 | 13000 | 2.4
COMFORTSTAR |  | 207658945 | HRCU-A-CB-O | CZP18CD(O) | TPA-18C | Singlezone Non-Ducted, Ceiling Placement | 19000 | 12000 | 2.51 | 12700 | 2.16
COMFORTSTAR |  | 207765975 | HRCU-A-CB-O | CZP18CD(O) | TPA-18 | Singlezone Non-Ducted, Ceiling Placement | 19000 | 12000 | 2.51 | 12700 | 2.16
COMFORTSTAR |  | 207658955 | HRCU-A-CB-O | CZP18CD(O) | FPA-18 | Singlezone Non-Ducted, Floor Placement | 20000 | 12800 | 2.52 | 13000 | 2.08
COMFORTSTAR |  | 207658952 | HRCU-A-CB-O | CHF24CD(O) | TIP-24 | Singlezone Non-Ducted, Wall Placement | 25000 | 21000 | 2.64 | 26000 | 1.95
COMFORTSTAR |  | 207765976 | HRCU-A-CB-O | CZP24CD(O) | TIP24 | Singlezone Non-Ducted, Wall Placement | 25000 | 19000 | 2.6 | 18900 | 1.96
COMFORTSTAR |  | 207658946 | HRCU-A-CB-O | CZP24CD(O) | TPA-24C | Singlezone Non-Ducted, Wall Placement | 25000 | 19000 | 2.6 | 18900 | 1.96
COMFORTSTAR |  | 207658954 | HRCU-A-CB-O | CHF48CD(O) | TIP-48 | Singlezone Non-Ducted, Wall Placement | 53000 | 35000 | 2.59 | 48000 | 1.98
COMFORTSTAR |  | 207658923 | HRCU-A-CB-O | CZP12CD(O) | CHF12CD(I) | Singlezone Non-Ducted, Wall Placement | 12000 | 9000 | 2.69 | 8981 | 2.19
COMFORTSTAR |  | 207658922 | HRCU-A-CB-O | CZP09CD(O) | CHF09CD(I) | Singlezone Non-Ducted, Wall Placement | 10000 | 8500 | 2.8 | 8581 | 2.19
COMFORTSTAR |  | 207826041 | HRCU-A-CB-O | CGS09CD(O) | CGS09CD(I) | Singlezone Non-Ducted, Wall Placement | 10000 | 6000 | 2.51 | 6933 | 1.97
COMFORTSTAR |  | 207765972 | HRCU-A-CB | CHF24CD(O) | CPA-24B | Singlezone Ducted, Compact Ducted | 25000 | 21000 | 2.64 | 27000 | 2
COMFORTSTAR |  | 207658940 | HRCU-A-CB | CHF24CD(O) | CPA-24C | Singlezone Ducted, Compact Ducted | 25000 | 21000 | 2.64 | 27000 | 2
COMFORTSTAR |  | 207658933 | HRCU-A-CB | CZP24CD(O) | CPA-24B | Singlezone Ducted, Compact Ducted | 25000 | 20000 | 2.61 | 20000 | 2.3
COMFORTSTAR |  | 207658938 | HRCU-A-CB | CHF12CD(O) | CPA-12C | Singlezone Ducted, Compact Ducted | 12500 | 10600 | 2.51 | 12100 | 1.96
COMFORTSTAR |  | 207765970 | HRCU-A-CB | CHF12CD(O) | CPA-12B | Singlezone Ducted, Compact Ducted | 12500 | 10600 | 2.51 | 12100 | 1.96
COMFORTSTAR |  | 207658950 | HRCU-A-CB-O | CHF12CD(O) | TPA-12 | Singlezone Non-Ducted, Ceiling Placement | 12000 | 9900 | 2.55 | 11500 | 1.9
COMFORTSTAR |  | 207658931 | HRCU-A-CB | CZP12CD(O) | CPA-12B | Singlezone Ducted, Compact Ducted | 12000 | 9300 | 2.78 | 8400 | 2.26
COMFORTSTAR |  | 207658930 | HRCU-A-CB | CZP09CD(O) | CPA-09B | Singlezone Ducted, Compact Ducted | 10000 | 7700 | 2.59 | 8000 | 2.09
COMFORTSTAR |  | 207765974 | HRCU-A-CB-O | CZP12CD(O) | TPA-12 | Singlezone Non-Ducted, Ceiling Placement | 12000 | 8900 | 2.75 | 8000 | 2.28
COMFORTSTAR |  | 207658944 | HRCU-A-CB-O | CZP12CD(O) | TPA-12C | Singlezone Non-Ducted, Ceiling Placement | 12000 | 8900 | 2.75 | 8000 | 2.28
COMFORTSTAR |  | 207658926 | HRCU-A-CB-O | CHF09CD(O) | CHF09CD(I) | Singlezone Non-Ducted, Wall Placement | 12000 | 9500 | 2.53 | 11109 | 1.97
COMFORTSTAR |  | 207658921 | HRCU-A-CB-O | CZP12CA(O) | CHF12CA(I) | Singlezone Non-Ducted, Wall Placement | 12000 | 8400 | 2.8 | 7094 | 2.19
COMFORTSTAR | AHU series | 212940789 | HRCU-A-CB | CPH18CD(O) | AHU18-SG2 | Singlezone Ducted, Centrally Ducted | 19000 | 13500 | 2.6 | 18629 | 2.04
COMFORTSTAR | AHU series | 212940790 | HRCU-A-CB | CPH24CD(O) | AHU24-SG2 | Singlezone Ducted, Centrally Ducted | 24000 | 19200 | 2.5 | 24071 | 1.91
CONCORD |  | 208106695 | HRCU-A-CB-O | 4DHP2S24S-1P | D33C224S4-1P | Singlezone Non-Ducted, Wall Placement | 25000 | 15600 | 2.86 | 17540 | 2.12
CONCORD |  | 208106694 | HRCU-A-CB-O | 4DHP2S18S-1P | D22C118S4-1P | Singlezone Non-Ducted, Ceiling Placement | 18500 | 12000 | 2.51 | 11331 | 2.01
CONCORD |  | 208106698 | HRCU-A-CB | 4DHP2S24S-1P | DMD224S4-1P | Singlezone Ducted, Compact Ducted | 24600 | 13500 | 2.59 | 17000 | 2.05
CONCORD |  | 208106693 | HRCU-A-CB-O | 4DHP2S12S-1P | D22C112S4-1P | Singlezone Non-Ducted, Ceiling Placement | 12000 | 8900 | 3.22 | 7786 | 1.92
CONCORD |  | 208106696 | HRCU-A-CB | 4DHP2S12S-1P | DMD212S4-1P | Singlezone Ducted, Compact Ducted | 12000 | 9300 | 3.13 | 8500 | 1.99
CONCORD |  | 208106690 | HRCU-A-CB-O | 4DHP2S12S-1P | DWM212S4-1P | Singlezone Non-Ducted, Wall Placement | 12000 | 9000 | 3.22 | 8465 | 2.26
CONCORD |  | 208106827 | HMSV-A-CB | 4DHP2S18M-1P |  | Multizone All Non-Ducted | 19000 | 14300 | 3.64 | 12427 | 1.91
CONCORD |  | 208106828 | HMSV-A-CB | 4DHP2S18M-1P |  | Multizone All Ducted | 19000 | 14800 | 3.5 | 13300 | 2.03
CONCORD |  | 208106691 | HRCU-A-CB-O | 4DHP2S18S-1P | DWM218S4-1P | Singlezone Non-Ducted, Wall Placement | 19000 | 14900 | 2.99 | 12184 | 2.25
CONCORD |  | 208106697 | HRCU-A-CB | 4DHP2S18S-1P | DMD218S4-1P | Singlezone Ducted, Compact Ducted | 20000 | 12600 | 2.74 | 11966 | 2.21
CONCORD |  | 208106831 | HMSV-A-CB | 4DHP2S24M-1P |  | Multizone All Ducted | 24000 | 21600 | 3.37 | 20263 | 1.99
CONCORD |  | 208106692 | HRCU-A-CB-O | 4DHP2S24S-1P | DWM224S4-1P | Singlezone Non-Ducted, Wall Placement | 25000 | 16200 | 3.08 | 17500 | 2.04
CONCORD |  | 208106749 | HRCU-A-CB-O | 4DHPS209S-1P | D22C109S4-1P | Singlezone Non-Ducted, Ceiling Placement | 10000 | 7500 | 3.33 | 8588 | 2.05
CONCORD |  | 208106750 | HRCU-A-CB | 4DHPS209S-1P | DMD209S4-1P | Singlezone Ducted, Compact Ducted | 10000 | 7700 | 3.53 | 8499 | 2.4
CONCORD |  | 208106747 | HRCU-A-CB-O | 4DHPS209S-1P | DWM209S4-1P | Singlezone Non-Ducted, Wall Placement | 10000 | 8500 | 4.15 | 8622 | 2.38
CONCORD |  | 211034545 | HRCU-A-CB-O | 4DHP2S12S-1L | DWM212S4-*L | Singlezone Non-Ducted, Wall Placement | 12000 | 8400 | 3.04 | 7094 | 2.19
CONCORD |  | 208106839 | HRCU-A-CB | 4DHP2S48M-1P |  | Multizone All Non-Ducted | 49000 | 36000 | 3.29 | 45000 | 2
CONCORD |  | 211034562 | HRCU-A-CB-O | 4DHP2S24S-1P | D33C224S4-*P | Singlezone Non-Ducted, Ceiling Placement | 26000 | 19000 | 3.48 | 18550 | 2.16
CONCORD |  | 211034561 | HRCU-A-CB-O | 4DHP2S18S-1P | D22C118S4-*P | Singlezone Non-Ducted, Ceiling Placement | 19000 | 12000 | 2.51 | 11330 | 2.01
CONCORD |  | 211034560 | HRCU-A-CB-O | 4DHP2S12S-1P | D22C112S4-*P | Singlezone Non-Ducted, Ceiling Placement | 12000 | 8900 | 3.22 | 7786 | 1.92
CONCORD |  | 211034559 | HRCU-A-CB-O | 4DHPS209S-1P | D22C109S4-*P | Singlezone Non-Ducted, Ceiling Placement | 10000 | 7500 | 3.33 | 8588 | 2.05
CONCORD |  | 211034556 | HRCU-A-CB | 4DHP2S24S-1P | DMD224S4-*P | Singlezone Ducted, Compact Ducted | 25000 | 20000 | 3.71 | 20500 | 2.28
CONCORD |  | 211034555 | HRCU-A-CB | 4DHP2S18S-1P | DMD218S4-*P | Singlezone Ducted, Compact Ducted | 20000 | 12600 | 2.74 | 11966 | 2.21
CONCORD |  | 211034554 | HRCU-A-CB | 4DHP2S12S-1P | DMD212S4-*P | Singlezone Ducted, Compact Ducted | 12000 | 9300 | 3.13 | 8500 | 1.99
CONCORD |  | 211034553 | HRCU-A-CB | 4DHPS209S-1P | DMD209S4-*P | Singlezone Ducted, Compact Ducted | 10000 | 7700 | 3.53 | 8499 | 2.4
CONCORD |  | 211034549 | HRCU-A-CB-O | 4DHP2S24S-1P | DWM224S4-*P | Singlezone Non-Ducted, Wall Placement | 25000 | 16200 | 3.08 | 17500 | 2.04
CONCORD |  | 211034548 | HRCU-A-CB-O | 4DHP2S18S-1P | DWM218S4-*P | Singlezone Non-Ducted, Wall Placement | 19000 | 14900 | 2.99 | 12184 | 2.25
CONCORD |  | 211034547 | HRCU-A-CB-O | 4DHP2S12S-1P | DWM212S4-*P | Singlezone Non-Ducted, Wall Placement | 12000 | 9000 | 3.22 | 8465 | 2.26
CONCORD |  | 211034546 | HRCU-A-CB-O | 4DHPS209S-1P | DWM209S4-*P | Singlezone Non-Ducted, Wall Placement | 10000 | 8500 | 4.15 | 8622 | 2.38
CONCORD |  | 208106832 | HMSV-A-CB | 4DHP2S24M-1P |  | Multizone Mix of Ducted and Non-Ducted | 24400 | 16700 | 3.2 | 18380 | 1.98
CONCORD |  | 208106829 | HMSV-A-CB | 4DHP2S18M-1P |  | Multizone Mix of Ducted and Non-Ducted | 19000 | 11400 | 2.91 | 12427 | 1.91
Conforto |  | 210605801 | HRCU-A-CB-O | MHSZ106DA | MHWAL06DA | Singlezone Non-Ducted, Wall Placement | 7000 | 8500 | 2.9 | 8581 | 2.19
Conforto |  | 210605807 | HRCU-A-CB-O | MHSZ112DA | MHCAS12DA | Singlezone Non-Ducted, Ceiling Placement | 12000 | 9900 | 2.55 | 11500 | 1.9
Conforto |  | 210605802 | HRCU-A-CB-O | MHSZ109DA | MHWAL09DA | Singlezone Non-Ducted, Wall Placement | 12000 | 9500 | 2.53 | 11109 | 1.97
CONTINENTAL | CDHA series | 213386540 | HRCU-A-CB-O | CDHAS22-18-O | CDHAS22-18-I | Singlezone Non-Ducted, Wall Placement | 18000 | 14100 | 2.65 | 12829 | 2.35
CONTINENTAL | CDHA series | 213386538 | HRCU-A-CB-O | CDHAS22-12-O | CDHAS22-12-I | Singlezone Non-Ducted, Wall Placement | 12000 | 10000 | 2.69 | 8820 | 2.25
CONTINENTAL | CS18 Series | 207335556 | HRCU-A-CB | CS18HV24A36 | CPFX24A | Singlezone Ducted, Centrally Ducted | 24000 | 16300 | 2.7 | 24000 | 2.1
COOPER&HUNTER | CH series | 210799567 | HRCU-A-CB-O | CH-HPR12-230VO | CH-12MOLVWM-230VI | Singlezone Non-Ducted, Wall Placement | 12000 | 10300 | 2.56 | 12113 | 1.9
COOPER&HUNTER | CH series | 210799692 | HRCU-A-CB-O | CH-HPR12-230VO | CH-B12MOLVWM-230VI | Singlezone Non-Ducted, Wall Placement | 12000 | 10300 | 2.56 | 12113 | 1.9
COOPER&HUNTER | CH series | 210799691 | HRCU-A-CB-O | CH-HPR09-230VO | CH-B09MOLVWM-230VI | Singlezone Non-Ducted, Wall Placement | 12000 | 9300 | 2.5 | 11300 | 1.9
COOPER&HUNTER | CH series | 210799566 | HRCU-A-CB-O | CH-HPR09-230VO | CH-09MOLVWM-230VI | Singlezone Non-Ducted, Wall Placement | 12000 | 9300 | 2.5 | 11300 | 1.9
COOPER&HUNTER |  | 210799628 | HMSR-A-CB-O | CH-HPR19M-230VO |  | Multizone All Non-Ducted | 20000 | 15000 | 2.5 | 20000 | 1.93
COOPER&HUNTER |  | 210799619 | HMSR-A-CB-O | CH-28MES-230VO |  | Multizone All Non-Ducted | 28000 | 21000 | 2.5 | 20000 | 2.11
COOPER&HUNTER | CH series | 213265604 | HRCU-A-CB | CH-HPR18-230VO | CH-M18AHU-W | Singlezone Ducted, Centrally Ducted | 19000 | 15400 | 2.7 | 18295 | 2
COOPER&HUNTER | CH series | 213265605 | HRCU-A-CB | CH-ES24-230VO | CH-M24AHU-W | Singlezone Ducted, Centrally Ducted | 25000 | 17000 | 2.98 | 18000 | 1.9
COOPER&HUNTER | CH series | 213265603 | HRCU-A-CB | CH-ES18-230VO | CH-M18AHU-W | Singlezone Ducted, Centrally Ducted | 19000 | 13200 | 2.67 | 12800 | 2.32
COOPER&HUNTER | CH series | 213265596 | HRCU-A-CB-O | CH-HPR06F9-230VO | CH-06MCT1W-W | Singlezone Non-Ducted, Ceiling Placement | 7100 | 5700 | 2.61 | 8500 | 2.03
COOPER&HUNTER | CH series | 213265597 | HRCU-A-CB-O | CH-ES09-230VO | CH-09MCT1W-W | Singlezone Non-Ducted, Ceiling Placement | 11000 | 8000 | 2.66 | 8500 | 2.37
COOPER&HUNTER | CH series | 213265601 | HRCU-A-CB-O | CH-ES18-230VO | CH-18MCT1W-W | Singlezone Non-Ducted, Ceiling Placement | 19000 | 12200 | 2.79 | 13100 | 2.3
COOPER&HUNTER | CH series | 213265576 | HRCU-A-CB | CH-ES18-230VO | CH-18MDT-W | Singlezone Ducted, Compact Ducted | 20000 | 12600 | 2.66 | 13000 | 2.4
COOPER&HUNTER | CH series | 213265564 | HRCU-A-CB-O | CH-ES18-230VO | CH-18MCT-W | Singlezone Non-Ducted, Ceiling Placement | 19000 | 12000 | 2.51 | 12700 | 2.16
COOPER&HUNTER | CH series | 213265586 | HRCU-A-CB-O | CH-ES18-230VO | CH-18MFC-W | Singlezone Non-Ducted, Floor Placement | 20000 | 12800 | 2.52 | 13000 | 2.08
COOPER&HUNTER | CH series | 213265566 | HRCU-A-CB-O | CH-ES24-230VO | CH-24MCT-W | Singlezone Non-Ducted, Wall Placement | 25000 | 19000 | 2.6 | 18900 | 1.96
COOPER&HUNTER | CH series | 213265579 | HRCU-A-CB | CH-HPR24-230VO | CH-24MDT-W | Singlezone Ducted, Compact Ducted | 25000 | 21000 | 2.64 | 27000 | 2
COOPER&HUNTER | CH series | 213265589 | HRCU-A-CB-O | CH-HPR24-230VO | CH-24MFC-W | Singlezone Non-Ducted, Floor Placement | 25000 | 19000 | 2.64 | 25000 | 2.1
COOPER&HUNTER | CH series | 213265578 | HRCU-A-CB | CH-ES24-230VO | CH-24MDT-W | Singlezone Ducted, Compact Ducted | 25000 | 20000 | 2.61 | 20000 | 2.3
COOPER&HUNTER | CH series | 213265575 | HRCU-A-CB | CH-HPR12-230VO | CH-12MDT-W | Singlezone Ducted, Compact Ducted | 12500 | 10600 | 2.51 | 12100 | 1.96
COOPER&HUNTER | CH series | 213265563 | HRCU-A-CB-O | CH-HPR12-230VO | CH-12MCT-W | Singlezone Non-Ducted, Ceiling Placement | 12000 | 9900 | 2.55 | 11500 | 1.9
COOPER&HUNTER | CH series | 213265574 | HRCU-A-CB | CH-ES12-230VO | CH-12MDT-W | Singlezone Ducted, Compact Ducted | 12000 | 9300 | 2.78 | 8400 | 2.26
COOPER&HUNTER | CH series | 213265572 | HRCU-A-CB | CH-ES09-230VO | CH-09MDT-W | Singlezone Ducted, Compact Ducted | 10000 | 7700 | 2.59 | 8000 | 2.09
COOPER&HUNTER | CH series | 213265562 | HRCU-A-CB-O | CH-ES12-230VO | CH-12MCT-W | Singlezone Non-Ducted, Ceiling Placement | 12000 | 8900 | 2.75 | 8000 | 2.28
Cooper&Hunter |  | 210799572 | HRCU-A-CB-O | CH-NY09MIA-230VO | CH-NY09MIA-230VI | Singlezone Non-Ducted, Wall Placement | 10000 | 6900 | 2.53 | 6400 | 1.95
Cooper&Hunter |  | 210799599 | HRCU-A-CB-O | CH-HPR24-230VO | CH-N24MSPHCT-230VI | Singlezone Non-Ducted, Wall Placement | 25000 | 21000 | 2.64 | 26000 | 1.95
Cooper&Hunter |  | 210799588 | HRCU-A-CB-O | CH-ES24-230VO | CH-N24MSPHCT-230VI | Singlezone Non-Ducted, Wall Placement | 25000 | 19000 | 2.6 | 18900 | 1.96
Cooper&Hunter |  | 210799582 | HRCU-A-CB-O | CH-ES12-230VO | CH-12MSPHCT-230VI | Singlezone Non-Ducted, Ceiling Placement | 12000 | 8900 | 2.75 | 8000 | 2.28
COOPER&HUNTER | CH series | 210799621 | HMSV-A-CB | CH-28MES-230VO |  | Multizone Mix of Ducted and Non-Ducted | 28000 | 21400 | 2.55 | 20000 | 2.13
COOPER&HUNTER | CH series | 210799630 | HMSV-A-CB | CH-HPR19M-230VO |  | Multizone Mix of Ducted and Non-Ducted | 20000 | 15500 | 2.55 | 20000 | 1.95
Cooper&Hunter |  | 210799687 | HRCU-A-CB-O | CH-ES09-230VO | CH-B09MOLVWM-230VI | Singlezone Non-Ducted, Wall Placement | 10000 | 8100 | 2.7 | 8564 | 2.22
COOPER&HUNTER | CH series | 210799618 | HMSV-A-CB | CH-18MES-230VO |  | Multizone Mix of Ducted and Non-Ducted | 19000 | 14500 | 2.5 | 14000 | 2.17
Cooper&Hunter |  | 210799559 | HRCU-A-CB-O | CH-ES09-230VO | CH-09MOLVWM-230VI | Singlezone Non-Ducted, Wall Placement | 10000 | 8100 | 2.7 | 8564 | 2.22
Cooper&Hunter |  | 210799686 | HRCU-A-CB-O | CH-HPR06F9-230VO | CH-B06MOLVWM-230VI | Singlezone Non-Ducted, Wall Placement | 7000 | 7500 | 2.5 | 7200 | 1.92
Cooper&Hunter |  | 210799565 | HRCU-A-CB-O | CH-HPR06F9-230VO | CH-06MOLVWM-230VI | Singlezone Non-Ducted, Wall Placement | 7000 | 7500 | 2.5 | 7200 | 1.92
Cooper&Hunter |  | 210799547 | HRCU-A-CB-O | CH-HPR06F9-230VO | CH-06MASTWM-230VI | Singlezone Non-Ducted, Wall Placement | 7000 | 8500 | 2.9 | 8581 | 2.19
Cooper&Hunter |  | 210799684 | HRCU-A-CB-O | CH-ES09-115VO | CH-B09OLVWM-115VI | Singlezone Non-Ducted, Wall Placement | 10000 | 5900 | 2.93 | 6858 | 2.07
Cooper&Hunter |  | 210799640 | HRCU-A-CB-O | CH-ES09-115VO | CH-09OLVWM-115VI | Singlezone Non-Ducted, Wall Placement | 10000 | 5900 | 2.93 | 6858 | 2.07
Cooper&Hunter |  | 210799673 | HRCU-A-CB-O | CH-ES12-230VO | CH-12MASTWM-230VI | Singlezone Non-Ducted, Wall Placement | 12000 | 9000 | 2.69 | 8981 | 2.19
Cooper&Hunter |  | 210799670 | HRCU-A-CB-O | CH-ES09-230VO | CH-09MASTWM-230VI | Singlezone Non-Ducted, Wall Placement | 10000 | 8500 | 2.8 | 8581 | 2.19
Cooper&Hunter |  | 210799579 | HRCU-A-CB-O | CH-NY09MIA-230VO | CH-09MOLV-230VI | Singlezone Non-Ducted, Wall Placement | 10000 | 6000 | 2.51 | 6933 | 1.97
Cooper&Hunter |  | 210799581 | HRCU-A-CB | CH-ES09-230VO | CH-M09DTUI | Singlezone Ducted, Compact Ducted | 10000 | 7700 | 2.59 | 8000 | 2.09
Cooper&Hunter |  | 210799560 | HRCU-A-CB-O | CH-ES12-230VO | CH-12MOLVWM-230VI | Singlezone Non-Ducted, Wall Placement | 12000 | 10000 | 2.69 | 8820 | 2.25
Cooper&Hunter |  | 210799688 | HRCU-A-CB-O | CH-ES12-230VO | CH-B12MOLVWM-230VI | Singlezone Non-Ducted, Wall Placement | 12000 | 10000 | 2.69 | 8820 | 2.25
Cooper&Hunter |  | 210799578 | HRCU-A-CB-O | CH-ES12-115VO | CH-12OLVWM-115VI | Singlezone Non-Ducted, Wall Placement | 12000 | 8900 | 2.75 | 6858 | 2.07
Cooper&Hunter |  | 210799685 | HRCU-A-CB-O | CH-ES12-115VO | CH-B12OLVWM-115VI | Singlezone Non-Ducted, Wall Placement | 12000 | 8900 | 2.75 | 6858 | 2.07
Cooper&Hunter |  | 210799600 | HRCU-A-CB | CH-HPR24-230VO | CH-M24DTUI | Singlezone Ducted, Compact Ducted | 25000 | 21000 | 2.64 | 27000 | 2
Cooper&Hunter |  | 210799583 | HRCU-A-CB | CH-ES12-230VO | CH-M12DTUI | Singlezone Ducted, Compact Ducted | 12000 | 9300 | 2.78 | 8400 | 2.26
Cooper&Hunter |  | 210799601 | HRCU-A-CB-O | CH-HPR24-230VO | CH-24MSPHFC-230VI | Singlezone Non-Ducted, Floor Placement | 25000 | 19000 | 2.64 | 25000 | 2.1
Cooper&Hunter |  | 210799589 | HRCU-A-CB | CH-ES24-230VO | CH-M24DTUI | Singlezone Ducted, Compact Ducted | 25000 | 20000 | 2.61 | 20000 | 2.3
Cooper&Hunter |  | 210799594 | HRCU-A-CB | CH-HPR12-230VO | CH-M12DTUI | Singlezone Ducted, Compact Ducted | 12500 | 10600 | 2.51 | 12100 | 1.96
Cooper&Hunter |  | 210799584 | HRCU-A-CB-O | CH-ES12-230VO | CH-12MSPHMC-230VI | Singlezone Non-Ducted, Wall Placement | 12000 | 9000 | 2.69 | 8400 | 2.26
Cooper&Hunter |  | 210799593 | HRCU-A-CB-O | CH-HPR12-230VO | CH-12MSPHCT-230VI | Singlezone Non-Ducted, Ceiling Placement | 12000 | 9900 | 2.55 | 11500 | 1.9
COOPER&HUNTER | CH-series | 214312546 | HRCU-A-CB-O | CH-NY09MIA-230VO | CH-NY09MIA-SK230V | Singlezone Non-Ducted, Wall Placement | 10000 | 6900 | 2.53 | 6400 | 1.95
COOPER&HUNTER |  | 210799620 | HMSV-A-CB | CH-28MES-230VO |  | Multizone All Ducted | 28000 | 22000 | 2.6 | 20000 | 2.14
COOPER&HUNTER |  | 210799629 | HMSV-A-CB | CH-HPR19M-230VO |  | Multizone All Ducted | 20000 | 16000 | 2.61 | 20000 | 1.95
Cooper&Hunter |  | 210799561 | HRCU-A-CB-O | CH-ES18-230VO | CH-18MOLVWM-230VI | Singlezone Non-Ducted, Wall Placement | 18000 | 14100 | 2.65 | 12829 | 2.35
Cooper&Hunter |  | 210799689 | HRCU-A-CB-O | CH-ES18-230VO | CH-B18MOLVWM-230VI | Singlezone Non-Ducted, Wall Placement | 18000 | 14100 | 2.65 | 12829 | 2.35
Cooper&Hunter |  | 210799587 | HRCU-A-CB-O | CH-ES18-230VO | CH-18MSPHFC-230VI | Singlezone Non-Ducted, Floor Placement | 20000 | 12800 | 2.52 | 13000 | 2.08
Cooper&Hunter |  | 210799585 | HRCU-A-CB-O | CH-ES18-230VO | CH-18MSPHCT-230VI | Singlezone Non-Ducted, Ceiling Placement | 19000 | 12000 | 2.51 | 12700 | 2.16
Cooper&Hunter |  | 210799586 | HRCU-A-CB | CH-ES18-230VO | CH-M18DTUI | Singlezone Ducted, Compact Ducted | 20000 | 12600 | 2.66 | 13000 | 2.4
Cooper&Hunter |  | 210799675 | HRCU-A-CB-O | CH-HPR12-230VO | CH-12MMC-230VI | Singlezone Non-Ducted, Wall Placement | 12000 | 10200 | 2.72 | 12300 | 2.1
Cooper&Hunter |  | 210799548 | HRCU-A-CB-O | CH-HPR09-230VO | CH-09MASTWM-230VI | Singlezone Non-Ducted, Wall Placement | 12000 | 9500 | 2.53 | 11109 | 1.97
Cooper&Hunter |  | 210857419 | HRCU-A-CB-O | CH-ES18-230VO | CH-18MCT1W-230VI | Singlezone Non-Ducted, Ceiling Placement | 19000 | 12200 | 2.79 | 13100 | 2.3
Cooper&Hunter |  | 210857417 | HRCU-A-CB-O | CH-ES09-230VO | CH-09MCT1W-230VI | Singlezone Non-Ducted, Ceiling Placement | 11000 | 8000 | 2.66 | 8500 | 2.37
Cooper&Hunter |  | 210857420 | HRCU-A-CB-O | CH-HPR06F9-230VO | CH-06MCT1W-230VI | Singlezone Non-Ducted, Ceiling Placement | 7100 | 5700 | 2.61 | 8500 | 2.03
Cooper&Hunter |  | 210857416 | HRCU-A-CB-O | CH-ES09-230VO | CH-06MCT1W-230VI | Singlezone Non-Ducted, Ceiling Placement | 7100 | 5700 | 2.61 | 8500 | 2.03
Cooper&Hunter |  | 210799695 | HRCU-A-CB-O | CH-ES06-115VO | CH-06OLVWM-115VI | Singlezone Non-Ducted, Wall Placement | 7000 | 5900 | 2.93 | 6858 | 2.07
Cooper&Hunter |  | 210799696 | HRCU-A-CB-O | CH-06OLVWM-115VO | CH-06OLVWM-115VI | Singlezone Non-Ducted, Wall Placement | 7000 | 5900 | 2.93 | 6858 | 2.07
CUSTOM COMFORT | CCOX series | 212365457 | HRCU-A-C | CCOXHA24V24HP | CCOACC1824B | Singlezone Ducted, Centrally Ducted | 25000 | 21000 | 2.58 | 20000 | 1.95
CUSTOM COMFORT |  | 212365442 | HMSR-A-CB-O | CCOXHAMZ555HP |  | Multizone All Non-Ducted | 55000 | 34400 | 2.5 | 47000 | 1.94
CUSTOM COMFORT |  | 212365433 | HMSR-A-CB-O | CCOXHAMZ218HP |  | Multizone All Non-Ducted | 20000 | 15000 | 2.5 | 20000 | 1.93
CUSTOM COMFORT | CCOX series | 212365456 | HRCU-A-C | CCOXHA24V18HP | CCOACC1824B | Singlezone Ducted, Centrally Ducted | 19000 | 14700 | 2.6 | 15000 | 2.2
DAIKIN | Daikin Fit | 213872276 | HRCU-A-CB | DZ6VSA481EA* | CA*EA6030*4A* | Singlezone Ducted, Centrally Ducted | 43500 | 28000 | 2.67 | 31000 | 2.22
DAIKIN | DZ6VS | 214505408 | HRCU-A-CB | DZ6VSA241EA* | CA*EA3026*4B*+MBVK16CP1X00A* | Singlezone Ducted, Centrally Ducted | 23000 | 16000 | 2.65 | 16100 | 2
DAIKIN | DZ6VS | 214505405 | HRCU-A-CB | DZ6VSA241EA* | CA*EA3026*4B*+MBVK12BP1X00A* | Singlezone Ducted, Centrally Ducted | 23000 | 16000 | 2.65 | 16100 | 2
DAIKIN | DZ6VS | 214505403 | HRCU-A-CB | DZ6VSA241EA* | CA*EA2422*4B*+MBVK16CP1X00A* | Singlezone Ducted, Centrally Ducted | 23000 | 16000 | 2.65 | 16100 | 2
DAIKIN | DZ6VS | 214505401 | HRCU-A-CB | DZ6VSA241EA* | CA*EA2422*4B*+MBVK12BP1X00A* | Singlezone Ducted, Centrally Ducted | 23000 | 16000 | 2.65 | 16100 | 2
DAIKIN | DZ6VS | 214505271 | HRCU-A-CB | DZ6VSA241EA* | CA*EA3026*4B* | Singlezone Ducted, Centrally Ducted | 23000 | 16000 | 2.65 | 16100 | 2
DAIKIN | DZ6VS | 214505270 | HRCU-A-CB | DZ6VSA241EA* | CA*EA3026*4B* | Singlezone Ducted, Centrally Ducted | 23000 | 16000 | 2.65 | 16100 | 2
DAIKIN | DZ6VS | 214505268 | HRCU-A-CB | DZ6VSA241EA* | CA*EA3026*4B* | Singlezone Ducted, Centrally Ducted | 23000 | 16000 | 2.65 | 16100 | 2
DAIKIN | DZ6VS | 214505266 | HRCU-A-CB | DZ6VSA241EA* | CA*EA3026*4B* | Singlezone Ducted, Centrally Ducted | 23000 | 16000 | 2.65 | 16100 | 2
DAIKIN | DZ6VS | 214505264 | HRCU-A-CB | DZ6VSA241EA* | CA*EA3026*4B* | Singlezone Ducted, Centrally Ducted | 23000 | 16000 | 2.65 | 16100 | 2
DAIKIN | DZ6VS | 214505262 | HRCU-A-CB | DZ6VSA241EA* | CA*EA3026*4B* | Singlezone Ducted, Centrally Ducted | 23000 | 16000 | 2.65 | 16100 | 2
DAIKIN | DZ6VS | 214505260 | HRCU-A-CB | DZ6VSA241EA* | CA*EA3026*4B* | Singlezone Ducted, Centrally Ducted | 23000 | 16000 | 2.65 | 16100 | 2
DAIKIN | DZ6VS | 214505257 | HRCU-A-CB | DZ6VSA241EA* | CA*EA3026*4B* | Singlezone Ducted, Centrally Ducted | 23000 | 16000 | 2.65 | 16100 | 2
DAIKIN | DZ6VS | 214505256 | HRCU-A-CB | DZ6VSA241EA* | CA*EA3026*4B* | Singlezone Ducted, Centrally Ducted | 23000 | 16000 | 2.65 | 16100 | 2
DAIKIN | DZ6VS | 214505254 | HRCU-A-CB | DZ6VSA241EA* | CA*EA3026*4B* | Singlezone Ducted, Centrally Ducted | 23000 | 16000 | 2.65 | 16100 | 2
DAIKIN | DZ6VS | 214505252 | HRCU-A-CB | DZ6VSA241EA* | CA*EA3026*4B* | Singlezone Ducted, Centrally Ducted | 23000 | 16000 | 2.65 | 16100 | 2
DAIKIN | DZ6VS | 214505250 | HRCU-A-CB | DZ6VSA241EA* | CA*EA3026*4B* | Singlezone Ducted, Centrally Ducted | 23000 | 16000 | 2.65 | 16100 | 2
DAIKIN | DZ6VS | 214505248 | HRCU-A-CB | DZ6VSA241EA* | CA*EA3026*4B* | Singlezone Ducted, Centrally Ducted | 23000 | 16000 | 2.65 | 16100 | 2
DAIKIN | DZ6VS | 214505245 | HRCU-A-CB | DZ6VSA241EA* | CA*EA3026*4B* | Singlezone Ducted, Centrally Ducted | 23000 | 16000 | 2.65 | 16100 | 2
DAIKIN | DZ6VS | 214505242 | HRCU-A-CB | DZ6VSA241EA* | CA*EA3026*4B* | Singlezone Ducted, Centrally Ducted | 23000 | 16000 | 2.65 | 16100 | 2
DAIKIN | DZ6VS | 214505238 | HRCU-A-CB | DZ6VSA241EA* | CA*EA3026*4B* | Singlezone Ducted, Centrally Ducted | 23000 | 16000 | 2.65 | 16100 | 2
DAIKIN | DZ6VS | 214505234 | HRCU-A-CB | DZ6VSA241EA* | CA*EA3026*4B* | Singlezone Ducted, Centrally Ducted | 23000 | 16000 | 2.65 | 16100 | 2
DAIKIN | DZ6VS | 214505231 | HRCU-A-CB | DZ6VSA241EA* | CA*EA3026*4B* | Singlezone Ducted, Centrally Ducted | 23000 | 16000 | 2.65 | 16100 | 2
DAIKIN | DZ6VS | 214505227 | HRCU-A-CB | DZ6VSA241EA* | CA*EA3026*4B* | Singlezone Ducted, Centrally Ducted | 23000 | 16000 | 2.65 | 16100 | 2
DAIKIN | DZ6VS | 214505225 | HRCU-A-CB | DZ6VSA241EA* | CA*EA3026*4B*+MBVC1600**-1A* | Singlezone Ducted, Centrally Ducted | 23000 | 16000 | 2.65 | 16100 | 2
DAIKIN | DZ6VS | 214505221 | HRCU-A-CB | DZ6VSA241EA* | CA*EA3026*4B*+MBVC1200**-1A* | Singlezone Ducted, Centrally Ducted | 23000 | 16000 | 2.65 | 16100 | 2
DAIKIN | DZ6VS | 214505217 | HRCU-A-CB | DZ6VSA241EA* | CA*EA2422*4B* | Singlezone Ducted, Centrally Ducted | 23000 | 16000 | 2.65 | 16100 | 2
DAIKIN | DZ6VS | 214505214 | HRCU-A-CB | DZ6VSA241EA* | CA*EA2422*4B* | Singlezone Ducted, Centrally Ducted | 23000 | 16000 | 2.65 | 16100 | 2
DAIKIN | DZ6VS | 214505211 | HRCU-A-CB | DZ6VSA241EA* | CA*EA2422*4B* | Singlezone Ducted, Centrally Ducted | 23000 | 16000 | 2.65 | 16100 | 2
DAIKIN | DZ6VS | 214505208 | HRCU-A-CB | DZ6VSA241EA* | CA*EA2422*4B* | Singlezone Ducted, Centrally Ducted | 23000 | 16000 | 2.65 | 16100 | 2
DAIKIN | DZ6VS | 214505205 | HRCU-A-CB | DZ6VSA241EA* | CA*EA2422*4B* | Singlezone Ducted, Centrally Ducted | 23000 | 16000 | 2.65 | 16100 | 2
DAIKIN | DZ6VS | 214505202 | HRCU-A-CB | DZ6VSA241EA* | CA*EA2422*4B* | Singlezone Ducted, Centrally Ducted | 23000 | 16000 | 2.65 | 16100 | 2
DAIKIN | DZ6VS | 214505199 | HRCU-A-CB | DZ6VSA241EA* | CA*EA2422*4B* | Singlezone Ducted, Centrally Ducted | 23000 | 16000 | 2.65 | 16100 | 2
DAIKIN | DZ6VS | 214505196 | HRCU-A-CB | DZ6VSA241EA* | CA*EA2422*4B* | Singlezone Ducted, Centrally Ducted | 23000 | 16000 | 2.65 | 16100 | 2
DAIKIN | DZ6VS | 214505193 | HRCU-A-CB | DZ6VSA241EA* | CA*EA2422*4B* | Singlezone Ducted, Centrally Ducted | 23000 | 16000 | 2.65 | 16100 | 2
DAIKIN | DZ6VS | 214505190 | HRCU-A-CB | DZ6VSA241EA* | CA*EA2422*4B* | Singlezone Ducted, Centrally Ducted | 23000 | 16000 | 2.65 | 16100 | 2
DAIKIN | DZ6VS | 214505187 | HRCU-A-CB | DZ6VSA241EA* | CA*EA2422*4B* | Singlezone Ducted, Centrally Ducted | 23000 | 16000 | 2.65 | 16100 | 2
DAIKIN | DZ6VS | 214505185 | HRCU-A-CB | DZ6VSA241EA* | CA*EA2422*4B* | Singlezone Ducted, Centrally Ducted | 23000 | 16000 | 2.65 | 16100 | 2
DAIKIN | DZ6VS | 214505182 | HRCU-A-CB | DZ6VSA241EA* | CA*EA2422*4B* | Singlezone Ducted, Centrally Ducted | 23000 | 16000 | 2.65 | 16100 | 2
DAIKIN | DZ6VS | 214505179 | HRCU-A-CB | DZ6VSA241EA* | CA*EA2422*4B* | Singlezone Ducted, Centrally Ducted | 23000 | 16000 | 2.65 | 16100 | 2
DAIKIN | DZ6VS | 214505177 | HRCU-A-CB | DZ6VSA241EA* | CA*EA2422*4B* | Singlezone Ducted, Centrally Ducted | 23000 | 16000 | 2.65 | 16100 | 2
DAIKIN | DZ6VS | 214505174 | HRCU-A-CB | DZ6VSA241EA* | CA*EA2422*4B* | Singlezone Ducted, Centrally Ducted | 23000 | 16000 | 2.65 | 16100 | 2
DAIKIN | DZ6VS | 214505171 | HRCU-A-CB | DZ6VSA241EA* | CA*EA2422*4B* | Singlezone Ducted, Centrally Ducted | 23000 | 16000 | 2.65 | 16100 | 2
DAIKIN | DZ6VS | 214505169 | HRCU-A-CB | DZ6VSA241EA* | CA*EA2422*4B* | Singlezone Ducted, Centrally Ducted | 23000 | 16000 | 2.65 | 16100 | 2
DAIKIN | DZ6VS | 214505166 | HRCU-A-CB | DZ6VSA241EA* | CA*EA2422*4B* | Singlezone Ducted, Centrally Ducted | 23000 | 16000 | 2.65 | 16100 | 2
DAIKIN | DZ6VS | 214505163 | HRCU-A-CB | DZ6VSA241EA* | CA*EA2422*4B*+MBVC1600**-1A* | Singlezone Ducted, Centrally Ducted | 23000 | 16000 | 2.65 | 16100 | 2
DAIKIN | DZ6VS | 214505160 | HRCU-A-CB | DZ6VSA241EA* | CA*EA2422*4B*+MBVC1200**-1A* | Singlezone Ducted, Centrally Ducted | 23000 | 16000 | 2.65 | 16100 | 2
DAIKIN | Daikin Fit | 213815733 | HRCU-A-CB | DZ6VSA481EA* | CAPEA6030*4A*+MBVK20DP1X00A* | Singlezone Ducted, Centrally Ducted | 44000 | 28000 | 2.67 | 31000 | 2.22
DAIKIN | Daikin Fit | 213815732 | HRCU-A-CB | DZ6VSA421EA* | CAPEA6030*4A*+MBVK20DP1X00A* | Singlezone Ducted, Centrally Ducted | 40000 | 28000 | 2.67 | 30600 | 2.19
DAIKIN | Daikin Fit | 213815731 | HRCU-A-CB | DZ6VSA361EA* | CAPEA4830*4A*+MBVK16CP1X00A* | Singlezone Ducted, Centrally Ducted | 34200 | 23000 | 2.59 | 29000 | 2
DAIKIN | Daikin Fit | 213815730 | HRCU-A-CB | DZ6VSA361EA* | CAPEA6030*4A*+MBVK20DP1X00A* | Singlezone Ducted, Centrally Ducted | 34200 | 23000 | 2.59 | 30000 | 2.11
DAIKIN | Daikin Fit | 213815729 | HRCU-A-CB | DZ6VSA241EA* | CAPEA3026*4A*+MBVK16CP1X00A* | Singlezone Ducted, Centrally Ducted | 23000 | 16000 | 2.65 | 16100 | 2
DAIKIN | Daikin Fit | 213815728 | HRCU-A-CB | DZ6VSA241EA* | CAPEA3026*4A*+MBVK12BP1X00A* | Singlezone Ducted, Centrally Ducted | 23000 | 16000 | 2.65 | 16100 | 2
DAIKIN | Daikin Fit | 213815727 | HRCU-A-CB | DZ6VSA241EA* | CAPEA2422*4A*+MBVK16CP1X00A* | Singlezone Ducted, Centrally Ducted | 23000 | 16000 | 2.65 | 16100 | 2
DAIKIN | Daikin Fit | 213815726 | HRCU-A-CB | DZ6VSA241EA* | CAPEA2422*4A*+MBVK12BP1X00A* | Singlezone Ducted, Centrally Ducted | 23000 | 16000 | 2.65 | 16100 | 2
DAIKIN | Daikin Fit | 213613334 | HRCU-A-CB | DZ6VSA361EA* | DFVE42CP1400B* | Singlezone Ducted, Centrally Ducted | 34200 | 23000 | 2.59 | 29000 | 2
DAIKIN | Daikin Fit | 213613332 | HRCU-A-CB | DZ6VSA481EA* | DFVE60DP1400B* | Singlezone Ducted, Centrally Ducted | 44000 | 28000 | 2.67 | 31000 | 2.22
DAIKIN | Daikin Fit | 213613331 | HRCU-A-CB | DZ6VSA421EA* | DFVE60DP1400B* | Singlezone Ducted, Centrally Ducted | 40000 | 28000 | 2.67 | 30600 | 2.19
DAIKIN | Daikin Fit | 213613330 | HRCU-A-CB | DZ6VSA361EA* | DFVE48DP1400B* | Singlezone Ducted, Centrally Ducted | 34200 | 23000 | 2.59 | 30000 | 2.11
DAIKIN | Daikin Fit | 213613333 | HRCU-A-CB | DZ6VSA361EA* | DFVE60DP1400B* | Singlezone Ducted, Centrally Ducted | 34200 | 23000 | 2.59 | 30000 | 2.11
DAIKIN | Daikin Fit | 213613329 | HRCU-A-CB | DZ6VSA241EA* | DFVE36CP1400B* | Singlezone Ducted, Centrally Ducted | 23000 | 16000 | 2.65 | 16100 | 2
DAIKIN | Daikin Fit | 213872275 | HRCU-A-CB | DZ6VSA481EA* | CA*EA6030*4A* | Singlezone Ducted, Centrally Ducted | 44000 | 28000 | 2.67 | 31000 | 2.22
DAIKIN | Daikin Fit | 213872273 | HRCU-A-CB | DZ6VSA481EA* | CA*EA6030*4A* | Singlezone Ducted, Centrally Ducted | 44000 | 28000 | 2.67 | 31000 | 2.22
DAIKIN | Daikin Fit | 213872271 | HRCU-A-CB | DZ6VSA481EA* | CA*EA6030*4A* | Singlezone Ducted, Centrally Ducted | 44000 | 28000 | 2.67 | 31000 | 2.22
DAIKIN | Daikin Fit | 213872269 | HRCU-A-CB | DZ6VSA481EA* | CA*EA6030*4A* | Singlezone Ducted, Centrally Ducted | 44000 | 28000 | 2.67 | 31000 | 2.22
DAIKIN | Daikin Fit | 213872267 | HRCU-A-CB | DZ6VSA421EA* | CA*EA6030*4A* | Singlezone Ducted, Centrally Ducted | 40000 | 28000 | 2.67 | 30600 | 2.19
DAIKIN | Daikin Fit | 213872265 | HRCU-A-CB | DZ6VSA421EA* | CA*EA6030*4A* | Singlezone Ducted, Centrally Ducted | 40000 | 28000 | 2.67 | 30600 | 2.19
DAIKIN | Daikin Fit | 213872263 | HRCU-A-CB | DZ6VSA421EA* | CA*EA6030*4A* | Singlezone Ducted, Centrally Ducted | 40000 | 28000 | 2.67 | 30600 | 2.19
DAIKIN | Daikin Fit | 213872261 | HRCU-A-CB | DZ6VSA421EA* | CA*EA6030*4A* | Singlezone Ducted, Centrally Ducted | 40000 | 28000 | 2.67 | 30600 | 2.19
DAIKIN |  | 211635177 | HRCU-A-CB | RZQ24TBVJU* | FTQ24TAVJU*A* | Singlezone Ducted, Centrally Ducted | 27400 | 19400 | 2.55 | 20800 | 1.97
DAIKIN | Daikin Fit | 212614864 | HRCU-A-CB | DZ6VSA241EA* | DFVE36CP1400A* | Singlezone Ducted, Centrally Ducted | 23000 | 16000 | 2.65 | 16100 | 2
DAIKIN | Daikin Fit | 212614872 | HRCU-A-CB | DZ6VSA241EA* | DFVE36CP0400A* | Singlezone Ducted, Centrally Ducted | 23000 | 16000 | 2.65 | 16100 | 2
DAIKIN | Daikin Fit | 212614873 | HRCU-A-CB | DZ6VSA241EA* | CA*EA2422*4A*+MBVC1200**-1A* | Singlezone Ducted, Centrally Ducted | 23000 | 16000 | 2.65 | 16100 | 2
DAIKIN | Daikin Fit | 212614874 | HRCU-A-CB | DZ6VSA241EA* | CA*EA2422*4A*+MBVC1600**-1A* | Singlezone Ducted, Centrally Ducted | 23000 | 16000 | 2.65 | 16100 | 2
DAIKIN | Daikin Fit | 212614875 | HRCU-A-CB | DZ6VSA241EA* | CA*EA2422*4A* | Singlezone Ducted, Centrally Ducted | 23000 | 16000 | 2.65 | 16100 | 2
DAIKIN | Daikin Fit | 212614876 | HRCU-A-CB | DZ6VSA241EA* | CA*EA2422*4A* | Singlezone Ducted, Centrally Ducted | 23000 | 16000 | 2.65 | 16100 | 2
DAIKIN | Daikin Fit | 212614877 | HRCU-A-CB | DZ6VSA241EA* | CA*EA2422*4A* | Singlezone Ducted, Centrally Ducted | 23000 | 16000 | 2.65 | 16100 | 2
DAIKIN | Daikin Fit | 212614878 | HRCU-A-CB | DZ6VSA241EA* | CA*EA2422*4A* | Singlezone Ducted, Centrally Ducted | 23000 | 16000 | 2.65 | 16100 | 2
DAIKIN | Daikin Fit | 212614879 | HRCU-A-CB | DZ6VSA241EA* | CA*EA2422*4A* | Singlezone Ducted, Centrally Ducted | 23000 | 16000 | 2.65 | 16100 | 2
DAIKIN | Daikin Fit | 212614880 | HRCU-A-CB | DZ6VSA241EA* | CA*EA2422*4A* | Singlezone Ducted, Centrally Ducted | 23000 | 16000 | 2.65 | 16100 | 2
DAIKIN | Daikin Fit | 212614881 | HRCU-A-CB | DZ6VSA241EA* | CA*EA2422*4A* | Singlezone Ducted, Centrally Ducted | 23000 | 16000 | 2.65 | 16100 | 2
DAIKIN | Daikin Fit | 212614882 | HRCU-A-CB | DZ6VSA241EA* | CA*EA2422*4A* | Singlezone Ducted, Centrally Ducted | 23000 | 16000 | 2.65 | 16100 | 2
DAIKIN | Daikin Fit | 212614883 | HRCU-A-CB | DZ6VSA241EA* | CA*EA2422*4A* | Singlezone Ducted, Centrally Ducted | 23000 | 16000 | 2.65 | 16100 | 2
DAIKIN | Daikin Fit | 212614884 | HRCU-A-CB | DZ6VSA241EA* | CA*EA2422*4A* | Singlezone Ducted, Centrally Ducted | 23000 | 16000 | 2.65 | 16100 | 2
DAIKIN | Daikin Fit | 212614885 | HRCU-A-CB | DZ6VSA241EA* | CA*EA2422*4A* | Singlezone Ducted, Centrally Ducted | 23000 | 16000 | 2.65 | 16100 | 2
DAIKIN | Daikin Fit | 212614886 | HRCU-A-CB | DZ6VSA241EA* | CA*EA2422*4A* | Singlezone Ducted, Centrally Ducted | 23000 | 16000 | 2.65 | 16100 | 2
DAIKIN | Daikin Fit | 212614887 | HRCU-A-CB | DZ6VSA241EA* | CA*EA2422*4A* | Singlezone Ducted, Centrally Ducted | 23000 | 16000 | 2.65 | 16100 | 2
DAIKIN | Daikin Fit | 212614888 | HRCU-A-CB | DZ6VSA241EA* | CA*EA2422*4A* | Singlezone Ducted, Centrally Ducted | 23000 | 16000 | 2.65 | 16100 | 2
DAIKIN | Daikin Fit | 212614889 | HRCU-A-CB | DZ6VSA241EA* | CA*EA2422*4A* | Singlezone Ducted, Centrally Ducted | 23000 | 16000 | 2.65 | 16100 | 2
DAIKIN | Daikin Fit | 212614890 | HRCU-A-CB | DZ6VSA241EA* | CA*EA2422*4A* | Singlezone Ducted, Centrally Ducted | 23000 | 16000 | 2.65 | 16100 | 2
DAIKIN | Daikin Fit | 212614891 | HRCU-A-CB | DZ6VSA241EA* | CA*EA2422*4A* | Singlezone Ducted, Centrally Ducted | 23000 | 16000 | 2.65 | 16100 | 2
DAIKIN | Daikin Fit | 212614892 | HRCU-A-CB | DZ6VSA241EA* | CA*EA2422*4A* | Singlezone Ducted, Centrally Ducted | 23000 | 16000 | 2.65 | 16100 | 2
DAIKIN | Daikin Fit | 212614893 | HRCU-A-CB | DZ6VSA241EA* | CA*EA2422*4A* | Singlezone Ducted, Centrally Ducted | 23000 | 16000 | 2.65 | 16100 | 2
DAIKIN | Daikin Fit | 212614894 | HRCU-A-CB | DZ6VSA241EA* | CA*EA3026*4A*+MBVC1200**-1A* | Singlezone Ducted, Centrally Ducted | 23000 | 16000 | 2.65 | 16100 | 2
DAIKIN | Daikin Fit | 212614895 | HRCU-A-CB | DZ6VSA241EA* | CA*EA3026*4A*+MBVC1600**-1A* | Singlezone Ducted, Centrally Ducted | 23000 | 16000 | 2.65 | 16100 | 2
DAIKIN | Daikin Fit | 212614896 | HRCU-A-CB | DZ6VSA241EA* | CA*EA3026*4A* | Singlezone Ducted, Centrally Ducted | 23000 | 16000 | 2.65 | 16100 | 2
DAIKIN | Daikin Fit | 212614897 | HRCU-A-CB | DZ6VSA241EA* | CA*EA3026*4A* | Singlezone Ducted, Centrally Ducted | 23000 | 16000 | 2.65 | 16100 | 2
DAIKIN | Daikin Fit | 212614898 | HRCU-A-CB | DZ6VSA241EA* | CA*EA3026*4A* | Singlezone Ducted, Centrally Ducted | 23000 | 16000 | 2.65 | 16100 | 2
DAIKIN | Daikin Fit | 212614899 | HRCU-A-CB | DZ6VSA241EA* | CA*EA3026*4A* | Singlezone Ducted, Centrally Ducted | 23000 | 16000 | 2.65 | 16100 | 2
DAIKIN | Daikin Fit | 212614900 | HRCU-A-CB | DZ6VSA241EA* | CA*EA3026*4A* | Singlezone Ducted, Centrally Ducted | 23000 | 16000 | 2.65 | 16100 | 2
DAIKIN | Daikin Fit | 212614901 | HRCU-A-CB | DZ6VSA241EA* | CA*EA3026*4A* | Singlezone Ducted, Centrally Ducted | 23000 | 16000 | 2.65 | 16100 | 2
DAIKIN | Daikin Fit | 212614902 | HRCU-A-CB | DZ6VSA241EA* | CA*EA3026*4A* | Singlezone Ducted, Centrally Ducted | 23000 | 16000 | 2.65 | 16100 | 2
DAIKIN | Daikin Fit | 212614903 | HRCU-A-CB | DZ6VSA241EA* | CA*EA3026*4A* | Singlezone Ducted, Centrally Ducted | 23000 | 16000 | 2.65 | 16100 | 2
DAIKIN | Daikin Fit | 212614904 | HRCU-A-CB | DZ6VSA241EA* | CA*EA3026*4A* | Singlezone Ducted, Centrally Ducted | 23000 | 16000 | 2.65 | 16100 | 2
DAIKIN | Daikin Fit | 212614905 | HRCU-A-CB | DZ6VSA241EA* | CA*EA3026*4A* | Singlezone Ducted, Centrally Ducted | 23000 | 16000 | 2.65 | 16100 | 2
DAIKIN | Daikin Fit | 212614906 | HRCU-A-CB | DZ6VSA241EA* | CA*EA3026*4A* | Singlezone Ducted, Centrally Ducted | 23000 | 16000 | 2.65 | 16100 | 2
DAIKIN | Daikin Fit | 212614907 | HRCU-A-CB | DZ6VSA241EA* | CA*EA3026*4A* | Singlezone Ducted, Centrally Ducted | 23000 | 16000 | 2.65 | 16100 | 2
DAIKIN | Daikin Fit | 212614908 | HRCU-A-CB | DZ6VSA241EA* | CA*EA3026*4A* | Singlezone Ducted, Centrally Ducted | 23000 | 16000 | 2.65 | 16100 | 2
DAIKIN | Daikin Fit | 212614909 | HRCU-A-CB | DZ6VSA241EA* | CA*EA3026*4A* | Singlezone Ducted, Centrally Ducted | 23000 | 16000 | 2.65 | 16100 | 2
DAIKIN | Daikin Fit | 212614910 | HRCU-A-CB | DZ6VSA241EA* | CA*EA3026*4A* | Singlezone Ducted, Centrally Ducted | 23000 | 16000 | 2.65 | 16100 | 2
DAIKIN | Daikin Fit | 212614911 | HRCU-A-CB | DZ6VSA241EA* | CA*EA3026*4A* | Singlezone Ducted, Centrally Ducted | 23000 | 16000 | 2.65 | 16100 | 2
DAIKIN | Daikin Fit | 212614912 | HRCU-A-CB | DZ6VSA241EA* | CA*EA3026*4A* | Singlezone Ducted, Centrally Ducted | 23000 | 16000 | 2.65 | 16100 | 2
DAIKIN | Daikin Fit | 212614913 | HRCU-A-CB | DZ6VSA241EA* | CA*EA3026*4A* | Singlezone Ducted, Centrally Ducted | 23000 | 16000 | 2.65 | 16100 | 2
DAIKIN | Daikin Fit | 212614914 | HRCU-A-CB | DZ6VSA241EA* | CA*EA3026*4A* | Singlezone Ducted, Centrally Ducted | 23000 | 16000 | 2.65 | 16100 | 2
DAIKIN | Daikin Fit | 212614942 | HRCU-A-CB | DZ6VSA481EA* | CA*EA6030*4A* | Singlezone Ducted, Centrally Ducted | 44000 | 28000 | 2.67 | 31000 | 2.22
DAIKIN | Daikin Fit | 212614941 | HRCU-A-CB | DZ6VSA481EA* | CA*EA6030*4A* | Singlezone Ducted, Centrally Ducted | 44000 | 28000 | 2.67 | 31000 | 2.22
DAIKIN | Daikin Fit | 212614940 | HRCU-A-CB | DZ6VSA481EA* | CA*EA6030*4A* | Singlezone Ducted, Centrally Ducted | 44000 | 28000 | 2.67 | 31000 | 2.22
DAIKIN | Daikin Fit | 212614939 | HRCU-A-CB | DZ6VSA481EA* | CA*EA6030*4A*+MBVC2000**-1A* | Singlezone Ducted, Centrally Ducted | 44000 | 28000 | 2.67 | 31000 | 2.22
DAIKIN | Daikin Fit | 212614938 | HRCU-A-CB | DZ6VSA481EA* | DFVE60DP0400A* | Singlezone Ducted, Centrally Ducted | 44000 | 28000 | 2.67 | 31000 | 2.22
DAIKIN | Daikin Fit | 212614867 | HRCU-A-CB | DZ6VSA481EA* | DFVE60DP1400A* | Singlezone Ducted, Centrally Ducted | 44000 | 28000 | 2.67 | 31000 | 2.22
DAIKIN | Daikin Fit | 212614937 | HRCU-A-CB | DZ6VSA421EA* | CA*EA6030*4A* | Singlezone Ducted, Centrally Ducted | 40000 | 28000 | 2.67 | 30600 | 2.19
DAIKIN | Daikin Fit | 212614936 | HRCU-A-CB | DZ6VSA421EA* | CA*EA6030*4A* | Singlezone Ducted, Centrally Ducted | 40000 | 28000 | 2.67 | 30600 | 2.19
DAIKIN | Daikin Fit | 212614935 | HRCU-A-CB | DZ6VSA421EA* | CA*EA6030*4A* | Singlezone Ducted, Centrally Ducted | 40000 | 28000 | 2.67 | 30600 | 2.19
DAIKIN | Daikin Fit | 212614934 | HRCU-A-CB | DZ6VSA421EA* | CA*EA6030*4A*+MBVC2000**-1A* | Singlezone Ducted, Centrally Ducted | 40000 | 28000 | 2.67 | 30600 | 2.19
DAIKIN | Daikin Fit | 212614933 | HRCU-A-CB | DZ6VSA421EA* | DFVE60DP0400A* | Singlezone Ducted, Centrally Ducted | 40000 | 28000 | 2.67 | 30600 | 2.19
DAIKIN | Daikin Fit | 212614866 | HRCU-A-CB | DZ6VSA421EA* | DFVE60DP1400A* | Singlezone Ducted, Centrally Ducted | 40000 | 28000 | 2.67 | 30600 | 2.19
DAIKIN | Daikin Fit | 212928695 | HRCU-A-CB | DZ6VSA361EA* | DFVE42CP1400A* | Singlezone Ducted, Centrally Ducted | 34200 | 23000 | 2.59 | 29000 | 2
DAIKIN | Daikin Fit | 212928694 | HRCU-A-CB | DZ6VSA361EA* | DFVE42CP0400A* | Singlezone Ducted, Centrally Ducted | 34200 | 23000 | 2.59 | 29000 | 2
DAIKIN | Daikin Fit | 212614932 | HRCU-A-CB | DZ6VSA361EA* | CA*EA4830*4A* | Singlezone Ducted, Centrally Ducted | 34200 | 23000 | 2.59 | 29000 | 2
DAIKIN | Daikin Fit | 212614931 | HRCU-A-CB | DZ6VSA361EA* | CA*EA4830*4A* | Singlezone Ducted, Centrally Ducted | 34200 | 23000 | 2.59 | 29000 | 2
DAIKIN | Daikin Fit | 212614930 | HRCU-A-CB | DZ6VSA361EA* | CA*EA4830*4A* | Singlezone Ducted, Centrally Ducted | 34200 | 23000 | 2.59 | 29000 | 2
DAIKIN | Daikin Fit | 212614929 | HRCU-A-CB | DZ6VSA361EA* | CA*EA4830*4A* | Singlezone Ducted, Centrally Ducted | 34200 | 23000 | 2.59 | 29000 | 2
DAIKIN | Daikin Fit | 212614928 | HRCU-A-CB | DZ6VSA361EA* | CA*EA4830*4A* | Singlezone Ducted, Centrally Ducted | 34200 | 23000 | 2.59 | 29000 | 2
DAIKIN | Daikin Fit | 212614927 | HRCU-A-CB | DZ6VSA361EA* | CA*EA6030*4A* | Singlezone Ducted, Centrally Ducted | 34200 | 23000 | 2.59 | 30000 | 2.11
DAIKIN | Daikin Fit | 212614926 | HRCU-A-CB | DZ6VSA361EA* | CA*EA4830*4A* | Singlezone Ducted, Centrally Ducted | 34200 | 23000 | 2.59 | 29000 | 2
DAIKIN | Daikin Fit | 212614925 | HRCU-A-CB | DZ6VSA361EA* | CA*EA4830*4A* | Singlezone Ducted, Centrally Ducted | 34200 | 23000 | 2.59 | 29000 | 2
DAIKIN | Daikin Fit | 212614924 | HRCU-A-CB | DZ6VSA361EA* | CA*EA4830*4A* | Singlezone Ducted, Centrally Ducted | 34200 | 23000 | 2.59 | 29000 | 2
DAIKIN | Daikin Fit | 212614923 | HRCU-A-CB | DZ6VSA361EA* | CA*EA6030*4A* | Singlezone Ducted, Centrally Ducted | 34200 | 23000 | 2.59 | 30000 | 2.11
DAIKIN | Daikin Fit | 212614922 | HRCU-A-CB | DZ6VSA361EA* | CA*EA6030*4A* | Singlezone Ducted, Centrally Ducted | 34200 | 23000 | 2.59 | 30000 | 2.11
DAIKIN | Daikin Fit | 212614921 | HRCU-A-CB | DZ6VSA361EA* | CA*EA4830*4A* | Singlezone Ducted, Centrally Ducted | 34200 | 23000 | 2.59 | 29000 | 2.04
DAIKIN | Daikin Fit | 212614920 | HRCU-A-CB | DZ6VSA361EA* | CA*EA6030*4A* | Singlezone Ducted, Centrally Ducted | 34200 | 23000 | 2.59 | 30000 | 2.11
DAIKIN | Daikin Fit | 212614919 | HRCU-A-CB | DZ6VSA361EA* | CA*EA4830*4A*+MBVC1600**-1A* | Singlezone Ducted, Centrally Ducted | 34200 | 23000 | 2.59 | 29000 | 2
DAIKIN | Daikin Fit | 212614918 | HRCU-A-CB | DZ6VSA361EA* | CA*EA6030*4A*+MBVC2000**-1A* | Singlezone Ducted, Centrally Ducted | 34200 | 23000 | 2.59 | 30000 | 2.11
DAIKIN | Daikin Fit | 212614917 | HRCU-A-CB | DZ6VSA361EA* | DFVE48DP0400A* | Singlezone Ducted, Centrally Ducted | 34200 | 23000 | 2.59 | 30000 | 2.11
DAIKIN | Daikin Fit | 212614916 | HRCU-A-CB | DZ6VSA361EA* | DFVE60DP0400A* | Singlezone Ducted, Centrally Ducted | 34200 | 23000 | 2.59 | 30000 | 2.11
DAIKIN | Daikin Fit | 212614915 | HRCU-A-CB | DZ6VSA361EA* | DFVE60DP1400A* | Singlezone Ducted, Centrally Ducted | 34200 | 23000 | 2.59 | 30000 | 2.11
DAIKIN | Daikin Fit | 212614865 | HRCU-A-CB | DZ6VSA361EA* | DFVE48DP1400A* | Singlezone Ducted, Centrally Ducted | 34200 | 23000 | 2.59 | 30000 | 2.11
DAIKIN | Daikin Fit | 213156959 | HRCU-A-CB | DZ6VSA481EA* | CA*EA6030*4A* | Singlezone Ducted, Centrally Ducted | 44000 | 28000 | 2.67 | 31000 | 2.22
DAIKIN | Daikin Fit | 213156958 | HRCU-A-CB | DZ6VSA421EA* | CA*EA6030*4A* | Singlezone Ducted, Centrally Ducted | 40000 | 28000 | 2.67 | 30600 | 2.19
DAIKIN | DZ9VC | 210607570 | HRCU-A-CB | DZ9VCA2410A* | CA*F3137*6A*+MBVC1200**-1A*+TX | Singlezone Ducted, Centrally Ducted | 23000 | 14000 | 2.6 | 13100 | 2.19
DAY & NIGHT | DLC-series | 208447716 | HRCU-A-CB-O | DLCERBH09AAK | DLFEHBH09XAK | Singlezone Non-Ducted, Wall Placement | 10000 | 6000 | 2.51 | 6933 | 1.97
DAY & NIGHT | DLC-series | 208447636 | HRCU-A-CB-O | DLCSRBH12AAJ | DLFSHCH12XAJ | Singlezone Non-Ducted, Wall Placement | 12000 | 8400 | 2.8 | 7094 | 2.19
DAY & NIGHT | DLC-series | 208447633 | HRCU-A-CB-O | DLCSRBH09AAK | DLFSHCH09XAK | Singlezone Non-Ducted, Wall Placement | 12000 | 9500 | 2.53 | 11109 | 1.97
DAY & NIGHT | DLC-series | 208447637 | HRCU-A-CB-O | DLCSRBH06AAK | DLFSHCH06XAK | Singlezone Non-Ducted, Wall Placement | 7000 | 8500 | 2.9 | 8581 | 2.19
DAY & NIGHT | DLC-series | 207683341 | HRCU-A-CB-O | DLCSRBH24AAK | DLFSCBH24XAK | Singlezone Non-Ducted, Wall Placement | 25000 | 21000 | 2.64 | 26000 | 1.95
DAY & NIGHT | DLC-series | 209948193 | HRCU-A-CB-O | DLCSRBH12AAK | DLFSFBH12XAK | Singlezone Non-Ducted, Wall Placement | 12000 | 10200 | 2.72 | 12300 | 2.1
DAY & NIGHT | DLC-series | 211132720 | HRCU-A-CB | DLCSRBH24AAK | DLFSDAH24XHK | Singlezone Ducted, Compact Ducted | 25000 | 21000 | 2.75 | 24000 | 2
DAY & NIGHT | DLC-series | 211132685 | HRCU-A-CB | DLCSRBH18AAK | DLFSDAH18XHK | Singlezone Ducted, Compact Ducted | 19000 | 15700 | 2.6 | 18000 | 2.2
DAY & NIGHT | DLC-series | 210857434 | HRCU-A-CB-O | DLCSRBH06AAK | DLFSOAH09XAK | Singlezone Non-Ducted, Ceiling Placement | 7100 | 5700 | 2.61 | 8500 | 2.03
DAY & NIGHT | Dlseries | 210025743 | HRCU-A-CB | DLCURAH60ABK | DLFUAAH60XAK | Singlezone Ducted, Centrally Ducted | 59000 | 42000 | 2.6 | 54356 | 1.91
DAY & NIGHT | DL series | 213372132 | HRCU-A-C | DLCURAH18ABK | DLFULAH24XBX + CI | Singlezone Ducted, Centrally Ducted | 19000 | 14700 | 2.6 | 15000 | 2.2
DAY & NIGHT | DLC-series | 206361880 | HRCU-A-CB-O | DLCSRBH12AAK | DLFSHBH12XAK | Singlezone Non-Ducted, Wall Placement | 12000 | 10300 | 2.56 | 12113 | 1.9
DAY & NIGHT | DLC-series | 206361878 | HRCU-A-CB-O | DLCSRBH12AAJ | DLFSHBH12XAJ | Singlezone Non-Ducted, Wall Placement | 12000 | 8900 | 2.75 | 6858 | 2.07
DAY & NIGHT | DLC-series | 207188911 | HRCU-A-CB-O | DLCSRBH06AAK | DLFSHBH06XAK | Singlezone Non-Ducted, Wall Placement | 7000 | 7500 | 2.5 | 7200 | 1.92
DAY & NIGHT |  | 201835602 | HRCU-A-CB-O | DLCPRAH09AAK | DLFPHAH09XAK | Singlezone Non-Ducted, Wall Placement | 10000 | 7200 | 2.78 | 13047 | 1.97
DAY & NIGHT | High Tier | 202463647 | HRCU-A-CB-O | DLCPRAH24AAK | DLFPHAH24XAK | Singlezone Non-Ducted, Wall Placement | 24000 | 15450 | 3 | 24000 | 2
DAY & NIGHT | Constant Comfort | 206350413 | HRCU-A-CB | DLCSRBH24AAK | DLFSDAH24XAK | Singlezone Ducted, Compact Ducted | 24600 | 14500 | 2.8 | 27910 | 2.01
DAY & NIGHT | Performance Series | 207643043 | HMSV-A-CB | DLCMHBH48EAK |  | Multizone Mix of Ducted and Non-Ducted | 49000 | 31000 | 2.65 | 48000 | 1.9
DAY & NIGHT | Performance Series | 207643033 | HMSV-A-CB | DLCMHBH24CAK |  | Multizone All Ducted | 24000 | 18500 | 2.85 | 21500 | 1.95
DAY & NIGHT | CONSTANTCOMFORT DELUXE 18 VS HP 2-STAGE | 210458484 | HRCU-A-CB | CVH837GKA2*+TSTAT | EA*4X37L21A* | Singlezone Ducted, Centrally Ducted | 47500 | 30800 | 2.52 | 24400 | 1.98
DAY & NIGHT | CONSTANTCOMFORT DELUXE 18 VS HP 2-STAGE | 210459741 | HRCU-A-CB | CVH837GKA2*+TSTAT | EA*4X43L21A* | Singlezone Ducted, Centrally Ducted | 47500 | 30800 | 2.52 | 24400 | 1.98
DAY & NIGHT | CONSTANTCOMFORT DELUXE 18 VS HP | 206771276 | HRCU-A-CB | CVH837GKA2* | EA*4X37L21A*+WALLCON | Singlezone Ducted, Centrally Ducted | 33000 | 31800 | 2.52 | 28000 | 2.2
DAY & NIGHT | CONSTANTCOMFORT DELUXE 18 VS HP | 206771330 | HRCU-A-CB | CVH837GKA2* | EA*4X37L21A*+WALLCON | Singlezone Ducted, Centrally Ducted | 32800 | 31800 | 2.54 | 28000 | 2.22
DAY & NIGHT | CONSTANTCOMFORT DELUXE 18 VS HP | 206771348 | HRCU-A-CB | CVH837GKA2* | EA*4X37L21A*+WALLCON | Singlezone Ducted, Centrally Ducted | 32800 | 31800 | 2.54 | 28000 | 2.22
DAY & NIGHT | CONSTANTCOMFORT DELUXE 18 VS HP | 206771357 | HRCU-A-CB | CVH837GKA2* | EA*4X37L21A*+WALLCON | Singlezone Ducted, Centrally Ducted | 32800 | 31800 | 2.54 | 27800 | 2.22
DAY & NIGHT | CONSTANTCOMFORT DELUXE 18 VS HP | 206771627 | HRCU-A-CB | CVH837GKA2* | EA*4X43L21A*+WALLCON | Singlezone Ducted, Centrally Ducted | 33000 | 32000 | 2.52 | 28000 | 2.2
DAY & NIGHT | CONSTANTCOMFORT DELUXE 18 VS HP | 206771645 | HRCU-A-CB | CVH837GKA2* | EA*4X43L21A*+WALLCON | Singlezone Ducted, Centrally Ducted | 32800 | 31800 | 2.54 | 28000 | 2.2
DAY & NIGHT | CONSTANTCOMFORT DELUXE 18 VS HP | 206771699 | HRCU-A-CB | CVH837GKA2* | EA*4X43L21A*+WALLCON | Singlezone Ducted, Centrally Ducted | 32800 | 31800 | 2.54 | 27800 | 2.22
DAY & NIGHT | CONSTANTCOMFORT DELUXE 18 VS HP | 206771717 | HRCU-A-CB | CVH837GKA2* | EA*4X43L21A*+WALLCON | Singlezone Ducted, Centrally Ducted | 32800 | 31800 | 2.54 | 27800 | 2.22
DAY & NIGHT | CONSTANTCOMFORT DELUXE 18 VS HP | 206771726 | HRCU-A-CB | CVH837GKA2* | EA*4X43L21A*+WALLCON | Singlezone Ducted, Centrally Ducted | 32800 | 31800 | 2.56 | 27800 | 2.22
DAY & NIGHT | CONSTANTCOMFORT DELUXE 18 VS HP | 206771780 | HRCU-A-CB | CVH837GKA2* | EA*4X48L21A*+WALLCON | Singlezone Ducted, Centrally Ducted | 32600 | 31400 | 2.52 | 27800 | 2.2
DAY & NIGHT | CONSTANTCOMFORT DELUXE 18 VS HP | 206771834 | HRCU-A-CB | CVH837GKA2* | EA*4X48L21A*+WALLCON | Singlezone Ducted, Centrally Ducted | 32400 | 31400 | 2.52 | 27600 | 2.2
DAY & NIGHT | CONSTANTCOMFORT DELUXE 18 VS HP | 206771852 | HRCU-A-CB | CVH837GKA2* | EA*4X48L21A*+WALLCON | Singlezone Ducted, Centrally Ducted | 32400 | 31400 | 2.52 | 27600 | 2.2
DAY & NIGHT | CONSTANTCOMFORT DELUXE 18 VS HP | 206771861 | HRCU-A-CB | CVH837GKA2* | EA*4X48L21A*+WALLCON | Singlezone Ducted, Centrally Ducted | 32400 | 31400 | 2.52 | 27600 | 2.2
DAY & NIGHT | CONSTANTCOMFORT DELUXE 18 VS HP | 206771897 | HRCU-A-CB | CVH837GKA2* | EA*4X48L24A*+WALLCON | Singlezone Ducted, Centrally Ducted | 32400 | 31400 | 2.52 | 27600 | 2.2
DAY & NIGHT | CONSTANTCOMFORT DELUXE 18 VS HP | 206771906 | HRCU-A-CB | CVH837GKA2* | EA*4X48L24A*+WALLCON | Singlezone Ducted, Centrally Ducted | 32400 | 31400 | 2.54 | 27600 | 2.22
DAY & NIGHT | CONSTANTCOMFORT DELUXE 18 VS HP | 206771915 | HRCU-A-CB | CVH837GKA2* | EA*4X48L24A*+WALLCON | Singlezone Ducted, Centrally Ducted | 32400 | 31400 | 2.54 | 27600 | 2.22
DAY & NIGHT | CONSTANTCOMFORT DELUXE 18 VS HP | 206771933 | HRCU-A-CB | CVH837GKA2* | EA*4X48L24A*+WALLCON | Singlezone Ducted, Centrally Ducted | 32400 | 31400 | 2.52 | 27600 | 2.22
DAY & NIGHT | CONSTANTCOMFORT DELUXE 18 VS HP | 206771942 | HRCU-A-CB | CVH837GKA2* | EA*4X48L24A*+WALLCON | Singlezone Ducted, Centrally Ducted | 32600 | 31400 | 2.52 | 27800 | 2.2
DAY & NIGHT | CONSTANTCOMFORT DELUXE 18 VS HP | 206771960 | HRCU-A-CB | CVH837GKA2* | EA*4X48L24A*+WALLCON | Singlezone Ducted, Centrally Ducted | 32400 | 31400 | 2.52 | 27600 | 2.22
DAY & NIGHT | CONSTANTCOMFORT DELUXE 18 VS HP | 210470271 | HRCU-A-CB | CVH837GKA2* | EA*4X60L24A*+WALLCON | Singlezone Ducted, Centrally Ducted | 31800 | 31000 | 2.5 | 27400 | 2.2
DAY & NIGHT | CONSTANTCOMFORT DELUXE 18 VS HP | 210470282 | HRCU-A-CB | CVH837GKA2* | EA*4X60L24A*+WALLCON | Singlezone Ducted, Centrally Ducted | 31800 | 31000 | 2.52 | 27400 | 2.22
DAY & NIGHT | CONSTANTCOMFORT DELUXE 18 VS HP | 210470293 | HRCU-A-CB | CVH837GKA2* | EA*4X60L24A*+WALLCON | Singlezone Ducted, Centrally Ducted | 31800 | 31000 | 2.52 | 27400 | 2.22
DAY & NIGHT | CONSTANTCOMFORT DELUXE 18 VS HP | 210470315 | HRCU-A-CB | CVH837GKA2* | EA*4X60L24A*+WALLCON | Singlezone Ducted, Centrally Ducted | 31800 | 31000 | 2.52 | 27400 | 2.22
DAY & NIGHT | CONSTANTCOMFORT DELUXE 18 VS HP | 210470326 | HRCU-A-CB | CVH837GKA2* | EA*4X60L24A*+WALLCON | Singlezone Ducted, Centrally Ducted | 32000 | 31200 | 2.5 | 27600 | 2.2
DAY & NIGHT | CONSTANTCOMFORT DELUXE 18 VS HP | 210470348 | HRCU-A-CB | CVH837GKA2* | EA*4X60L24A*+WALLCON | Singlezone Ducted, Centrally Ducted | 31800 | 31000 | 2.52 | 27400 | 2.22
DAY & NIGHT | CONSTANTCOMFORT DELUXE 18 VS HP | 210470436 | HRCU-A-CB | CVH837GKA2* | EA*4X61L21A*+WALLCON | Singlezone Ducted, Centrally Ducted | 32200 | 31400 | 2.5 | 27800 | 2.2
DAY & NIGHT | CONSTANTCOMFORT DELUXE 18 VS HP | 210470447 | HRCU-A-CB | CVH837GKA2* | EA*4X61L21A*+WALLCON | Singlezone Ducted, Centrally Ducted | 32000 | 31200 | 2.52 | 27600 | 2.22
DAY & NIGHT | CONSTANTCOMFORT DELUXE 18 VS HP | 210470469 | HRCU-A-CB | CVH837GKA2* | EA*4X61L21A*+WALLCON | Singlezone Ducted, Centrally Ducted | 32000 | 31200 | 2.52 | 27600 | 2.22
DAY & NIGHT | CONSTANTCOMFORT DELUXE 18 VS HP | 210470491 | HRCU-A-CB | CVH837GKA2* | EA*4X61L21A*+WALLCON | Singlezone Ducted, Centrally Ducted | 32000 | 31200 | 2.52 | 27600 | 2.22
DAY & NIGHT | CONSTANTCOMFORT DELUXE 18 VS HP | 210470502 | HRCU-A-CB | CVH837GKA2* | EA*4X61L21A*+WALLCON | Singlezone Ducted, Centrally Ducted | 32000 | 31200 | 2.54 | 27600 | 2.22
DAY & NIGHT | CONSTANTCOMFORT DELUXE 18 VS HP | 210470557 | HRCU-A-CB | CVH837GKA2* | EA*4X61L24A*+WALLCON | Singlezone Ducted, Centrally Ducted | 32000 | 31200 | 2.52 | 27600 | 2.22
DAY & NIGHT | CONSTANTCOMFORT DELUXE 18 VS HP | 210470568 | HRCU-A-CB | CVH837GKA2* | EA*4X61L24A*+WALLCON | Singlezone Ducted, Centrally Ducted | 32000 | 31200 | 2.54 | 27400 | 2.24
DAY & NIGHT | CONSTANTCOMFORT DELUXE 18 VS HP | 210470579 | HRCU-A-CB | CVH837GKA2* | EA*4X61L24A*+WALLCON | Singlezone Ducted, Centrally Ducted | 32000 | 31200 | 2.54 | 27600 | 2.22
DAY & NIGHT | CONSTANTCOMFORT DELUXE 18 VS HP | 210470601 | HRCU-A-CB | CVH837GKA2* | EA*4X61L24A*+WALLCON | Singlezone Ducted, Centrally Ducted | 32000 | 31200 | 2.54 | 27600 | 2.22
DAY & NIGHT | CONSTANTCOMFORT DELUXE 18 VS HP | 210470612 | HRCU-A-CB | CVH837GKA2* | EA*4X61L24A*+WALLCON | Singlezone Ducted, Centrally Ducted | 32000 | 31200 | 2.52 | 27600 | 2.22
DAY & NIGHT | CONSTANTCOMFORT DELUXE 18 VS HP | 210470634 | HRCU-A-CB | CVH837GKA2* | EA*4X61L24A*+WALLCON | Singlezone Ducted, Centrally Ducted | 32000 | 31200 | 2.54 | 27600 | 2.22
DAY & NIGHT | Performance Series | 207643041 | HMSR-A-CB-O | DLCMHBH48EAK |  | Multizone All Non-Ducted | 48000 | 34000 | 2.83 | 48000 | 2
DAY & NIGHT | Performance Series | 207643035 | HMSR-A-CB-O | DLCMHBH30DAK |  | Multizone All Non-Ducted | 30000 | 18500 | 2.98 | 29400 | 1.9
DAY & NIGHT | CONSTANTCOMFORT DELUXE 18 VS HP | 206766037 | HRCU-A-CB | CVH825GKA3* | EA*4X37L21A*+WALLCON | Singlezone Ducted, Centrally Ducted | 21000 | 20400 | 2.54 | 18100 | 2.24
DAY & NIGHT | CONSTANTCOMFORT DELUXE 18 VS HP | 210473244 | HRCU-A-CB | CVH825GKA3* | EA*4X43L21A*+WALLCON | Singlezone Ducted, Centrally Ducted | 21000 | 20400 | 2.54 | 18100 | 2.24
DAY & NIGHT | CONSTANTCOMFORT DELUXE 18 VS HP 2-STAGE | 210465007 | HRCU-A-CB | CVH837GKA2*+TSTAT | EN(A,D,W)4X60L24** | Singlezone Ducted, Centrally Ducted | 47000 | 30600 | 2.5 | 24000 | 1.96
DAY & NIGHT | CONSTANTCOMFORT DELUXE 18 VS HP 2-STAGE | 210464819 | HRCU-A-CB | CVH837GKA2*+TSTAT | EN(A,D)4X48L24** | Singlezone Ducted, Centrally Ducted | 48000 | 31000 | 2.5 | 24400 | 1.94
DAY & NIGHT | CONSTANTCOMFORT DELUXE 18 VS HP 2-STAGE | 210464684 | HRCU-A-CB | CVH837GKA2*+TSTAT | EN(A,D)4X48L24** | Singlezone Ducted, Centrally Ducted | 47500 | 30600 | 2.5 | 24200 | 1.94
DAY & NIGHT | CONSTANTCOMFORT DELUXE 18 VS HP 2-STAGE | 210464618 | HRCU-A-CB | CVH837GKA2*+TSTAT | EN(A,D)4X48L24** | Singlezone Ducted, Centrally Ducted | 47500 | 30800 | 2.5 | 24200 | 1.96
DAY & NIGHT | CONSTANTCOMFORT DELUXE 18 VS HP 2-STAGE | 210464606 | HRCU-A-CB | CVH837GKA2*+TSTAT | EN(A,D)4X48L24** | Singlezone Ducted, Centrally Ducted | 48000 | 31000 | 2.5 | 24400 | 1.96
DAY & NIGHT | CONSTANTCOMFORT DELUXE 18 VS HP 2-STAGE | 210464463 | HRCU-A-CB | CVH837GKA2*+TSTAT | EN(A,D,W)4X48L21** | Singlezone Ducted, Centrally Ducted | 48000 | 31000 | 2.5 | 24400 | 1.94
DAY & NIGHT | CONSTANTCOMFORT DELUXE 18 VS HP 2-STAGE | 210464308 | HRCU-A-CB | CVH837GKA2*+TSTAT | EN(A,D,W)4X48L21** | Singlezone Ducted, Centrally Ducted | 48000 | 31000 | 2.5 | 24400 | 1.94
DAY & NIGHT | CONSTANTCOMFORT DELUXE 18 VS HP 2-STAGE | 210464173 | HRCU-A-CB | CVH837GKA2*+TSTAT | EN(A,D,W)4X48L21** | Singlezone Ducted, Centrally Ducted | 47500 | 30800 | 2.5 | 24200 | 1.96
DAY & NIGHT | CONSTANTCOMFORT DELUXE 18 VS HP 2-STAGE | 210462020 | HRCU-A-CB | CVH837GKA2*+TSTAT | EA*4X61L24A* | Singlezone Ducted, Centrally Ducted | 47000 | 30800 | 2.52 | 24400 | 1.98
DAY & NIGHT | CONSTANTCOMFORT DELUXE 18 VS HP 2-STAGE | 210461965 | HRCU-A-CB | CVH837GKA2*+TSTAT | EA*4X61L24A* | Singlezone Ducted, Centrally Ducted | 47000 | 30600 | 2.5 | 24400 | 1.98
DAY & NIGHT | CONSTANTCOMFORT DELUXE 18 VS HP 2-STAGE | 210461841 | HRCU-A-CB | CVH837GKA2*+TSTAT | EA*4X61L24A* | Singlezone Ducted, Centrally Ducted | 47000 | 30600 | 2.5 | 24400 | 1.98
DAY & NIGHT | CONSTANTCOMFORT DELUXE 18 VS HP 2-STAGE | 210461830 | HRCU-A-CB | CVH837GKA2*+TSTAT | EA*4X61L24A* | Singlezone Ducted, Centrally Ducted | 46500 | 30400 | 2.5 | 24000 | 1.96
DAY & NIGHT | CONSTANTCOMFORT DELUXE 18 VS HP 2-STAGE | 210461808 | HRCU-A-CB | CVH837GKA2*+TSTAT | EA*4X61L24A* | Singlezone Ducted, Centrally Ducted | 47000 | 30600 | 2.5 | 24400 | 1.98
DAY & NIGHT | CONSTANTCOMFORT DELUXE 18 VS HP 2-STAGE | 210461797 | HRCU-A-CB | CVH837GKA2*+TSTAT | EA*4X61L24A* | Singlezone Ducted, Centrally Ducted | 47000 | 30600 | 2.5 | 24400 | 1.96
DAY & NIGHT | CONSTANTCOMFORT DELUXE 18 VS HP 2-STAGE | 210461764 | HRCU-A-CB | CVH837GKA2*+TSTAT | EA*4X61L24A* | Singlezone Ducted, Centrally Ducted | 46500 | 30400 | 2.5 | 24200 | 1.98
DAY & NIGHT | CONSTANTCOMFORT DELUXE 18 VS HP 2-STAGE | 210461752 | HRCU-A-CB | CVH837GKA2*+TSTAT | EA*4X61L24A* | Singlezone Ducted, Centrally Ducted | 46500 | 30600 | 2.5 | 24200 | 1.98
DAY & NIGHT | CONSTANTCOMFORT DELUXE 18 VS HP 2-STAGE | 210461454 | HRCU-A-CB | CVH837GKA2*+TSTAT | EA*4X61L21A* | Singlezone Ducted, Centrally Ducted | 46500 | 30600 | 2.5 | 24400 | 1.96
DAY & NIGHT | CONSTANTCOMFORT DELUXE 18 VS HP 2-STAGE | 210461431 | HRCU-A-CB | CVH837GKA2*+TSTAT | EA*4X61L21A* | Singlezone Ducted, Centrally Ducted | 47000 | 30600 | 2.5 | 24400 | 1.98
DAY & NIGHT | CONSTANTCOMFORT DELUXE 18 VS HP 2-STAGE | 210461418 | HRCU-A-CB | CVH837GKA2*+TSTAT | EA*4X61L21A* | Singlezone Ducted, Centrally Ducted | 47000 | 30600 | 2.5 | 24400 | 1.98
DAY & NIGHT | CONSTANTCOMFORT DELUXE 18 VS HP 2-STAGE | 210461330 | HRCU-A-CB | CVH837GKA2*+TSTAT | EA*4X61L21A* | Singlezone Ducted, Centrally Ducted | 46500 | 30400 | 2.5 | 24200 | 1.96
DAY & NIGHT |  | 209852058 | HRCU-A-CB | DLCURAH18ABK | DLFUAAH18XAK | Singlezone Ducted, Centrally Ducted | 19000 | 13500 | 2.5 | 18000 | 2
DAY & NIGHT | Constant Comfort | 207826598 | HMSV-A-CB | DLCSRBH24AAK | DLFSABH24XBK | Singlezone Ducted, Centrally Ducted | 26000 | 16200 | 2.79 | 21511 | 1.95
DAY & NIGHT | High Tier | 202463646 | HRCU-A-CB-O | DLCPRAH18AAK | DLFPHAH18XAK | Singlezone Non-Ducted, Wall Placement | 18000 | 12300 | 3.19 | 18000 | 2
DELLA | TP | 213927340 | HRCU-A-CB-O | 048-TP-9K1V-23S-OUT | 048-TP-9K1V-23S-IN | Singlezone Non-Ducted, Wall Placement | 9500 | 5900 | 2.79 | 7340 | 2.01
DELLA | TP | 213927342 | HRCU-A-CB-O | 048-TP-12K1V-22S-OUT | 048-TP-12K1V-22S-IN | Singlezone Non-Ducted, Wall Placement | 12000 | 7100 | 3.02 | 8970 | 2.19
DELLA | TP | 213927341 | HRCU-A-CB-O | 048-TP-9K2V-23S-OUT | 048-TP-9K2V-23S-IN | Singlezone Non-Ducted, Wall Placement | 9500 | 5900 | 2.79 | 7350 | 2.03
DELLA | TP | 213927343 | HRCU-A-CB-O | 048-TP-12K2V-23S-OUT | 048-TP-12K2V-23S-IN | Singlezone Non-Ducted, Wall Placement | 12000 | 7600 | 3.14 | 9170 | 2.18
DELLA | TP | 213927344 | HRCU-A-CB-O | 048-TP-18K2V-22S-OUT | 048-TP-18K2V-22S-IN | Singlezone Non-Ducted, Wall Placement | 18000 | 10000 | 2.85 | 12600 | 2.21
DELLA | TP | 213927345 | HRCU-A-CB-O | 048-TP-24K2V-20S-OUT | 048-TP-24K2V-20S-IN | Singlezone Non-Ducted, Wall Placement | 24000 | 13900 | 2.75 | 16720 | 1.96
DENALI AIRE |  | 205300162 | HRCU-A-CB-O | DNMSHQCO12A | DNMSHQCW12A | Singlezone Non-Ducted, Wall Placement | 13000 | 7500 | 2.71 | 7377 | 2.08
DENALI AIRE |  | 205300164 | HRCU-A-CB-O | DNMSHQCO18 | DNMSHQCW18 | Singlezone Non-Ducted, Wall Placement | 19000 | 11600 | 3.01 | 13146 | 2.11
DETTSON | EVD series | 213160480 | HRCU-A-C | EVD-24-O | MAC24H1718E | Singlezone Ducted, Centrally Ducted | 25000 | 21000 | 2.58 | 20000 | 1.95
DETTSON | EVD series | 213160479 | HRCU-A-C | EVD-18-O | MAC24H1718E | Singlezone Ducted, Centrally Ducted | 19000 | 14700 | 2.6 | 15000 | 2.2
DETTSON | MHD series | 210365427 | HRCU-A-C | MHD-18 | MHD-CC2.0-17.5-M | Singlezone Ducted, Centrally Ducted | 19500 | 13000 | 2.7 | 14600 | 2.19
DIRECT AIR | DIRM series | 212101619 | HRCU-A-C | DIRM-24MAGICPRO20-OU | DIRM-24MAGICPRO20-COIL | Singlezone Ducted, Centrally Ducted | 25000 | 21000 | 2.58 | 20000 | 1.95
DIRECT AIR |  | 207743785 | HMSR-A-CB-O | DIRM-18HXPRO28-2Z |  | Multizone All Non-Ducted | 20000 | 15000 | 2.5 | 20000 | 1.93
DIRECT AIR |  | 207743776 | HMSR-A-CB-O | DIRM-27DA25-3Z |  | Multizone All Non-Ducted | 28000 | 21000 | 2.5 | 20000 | 2.11
DIRECT AIR |  | 203269784 | HMSR-A-CB-O | M4OH-36HFN1-M |  | Multizone All Non-Ducted | 36000 | 23200 | 2.78 | 36037 | 1.96
DIRECT AIR |  | 8994012 | HMSR-A-CB-O | M3OF-27HFN1-M |  | Multizone All Non-Ducted | 28000 | 17200 | 2.82 | 16820 | 1.95
DIRECT AIR | DIRM series | 212101621 | HRCU-A-C | DIRM-18MAGICPRO20-OU | DIRM-24MAGICPRO20-COIL | Singlezone Ducted, Centrally Ducted | 19000 | 14700 | 2.6 | 15000 | 2.2
DIRECT AIR |  | 8775849 | HRCU-A-CB-O | MOCA31-18HFN1-MT0W | CCA3U-18HRFN1-M(C) | Singlezone Non-Ducted, Wall Placement | 18000 | 12000 | 2.77 | 9410 | 1.98
DIRECT AIR |  | 8775850 | HRCU-A-CB-O | MOCA31-18HFN1-MT0W | MUEU-18HRFN1-M(C) | Singlezone Non-Ducted, Wall Placement | 18000 | 12000 | 2.71 | 10274 | 2.11
DIRECT AIR |  | 8775853 | HRCU-A-CB-O | MOD31-24HFN1-MT0W | MUEU-24HRFN1-M(C) | Singlezone Non-Ducted, Wall Placement | 24000 | 15000 | 2.85 | 17705 | 2.02
DIRECT AIR |  | 9680949 | HRCU-A-CB-O | MOCA31-18HFN1-MT0W | CS11M-18HRFN1-MT0W | Singlezone Non-Ducted, Wall Placement | 18000 | 11400 | 2.72 | 11178 | 2.02
DIRECT AIR |  | 9680950 | HRCU-A-CB-O | MOD31-24HFN1-MT0W | CS11M-23HRFN1-MT0W | Singlezone Non-Ducted, Wall Placement | 25000 | 15300 | 2.7 | 18099 | 2.07
DIRECT AIR |  | 9680948 | HRCU-A-CB-O | MOB30-12HFN1-MT0W | CS11M-12HRFN1-MU5W | Singlezone Non-Ducted, Wall Placement | 12000 | 7700 | 2.75 | 9134 | 1.94
DIRECT AIR |  | 9680947 | HRCU-A-CB-O | MOBA30-09HFN1-MT0W | CS11M-09HRFN1-MX0W(A) | Singlezone Non-Ducted, Wall Placement | 9800 | 5800 | 2.74 | 7989 | 2
DIRECT AIR |  | 205816491 | HRCU-A-CB-O | MOX430-17HFN1-MT0W | CS11M-18HRFN1-MT0W | Singlezone Non-Ducted, Wall Placement | 18000 | 10900 | 2.58 | 16497 | 1.9
DIRECT AIR |  | 207743759 | HRCU-A-CB | DIRM-24DA25-1Z | DIRM-24HP-DU | Singlezone Ducted, Compact Ducted | 25000 | 20000 | 2.61 | 20000 | 2.3
DIRECT AIR |  | 207743733 | HRCU-A-CB-O | DIRM-24HXPRO28-1Z | DIRM-24HP-CF | Singlezone Non-Ducted, Floor Placement | 25000 | 19000 | 2.64 | 25000 | 2.1
DIRECT AIR |  | 207743760 | HRCU-A-CB | DIRM-24HXPRO28-1Z | DIRM-24HP-DU | Singlezone Ducted, Compact Ducted | 25000 | 21000 | 2.64 | 27000 | 2
DIRECT AIR |  | 207743719 | HRCU-A-CB-O | DIRM-09DA25-1Z | DIRM-09HP-WM | Singlezone Non-Ducted, Wall Placement | 10000 | 8500 | 2.8 | 8581 | 2.19
DIRECT AIR |  | 207743720 | HRCU-A-CB-O | DIRM-12DA25-1Z | DIRM-12HP-WM | Singlezone Non-Ducted, Wall Placement | 12000 | 9000 | 2.69 | 8981 | 2.19
DIRECT AIR |  | 207743723 | HRCU-A-CB-O | DIRM-06HXPRO28-1Z | DIRM-06HP-WM | Singlezone Non-Ducted, Wall Placement | 7000 | 8500 | 2.9 | 8581 | 2.19
DIRECT AIR |  | 207743743 | HRCU-A-CB-O | DIRM-24DA25-1Z | DIRM-24HP-CA | Singlezone Non-Ducted, Wall Placement | 25000 | 19000 | 2.6 | 18900 | 1.96
DIRECT AIR |  | 207743744 | HRCU-A-CB-O | DIRM-24HXPRO28-1Z | DIRM-24HP-CA | Singlezone Non-Ducted, Wall Placement | 25000 | 21000 | 2.64 | 26000 | 1.95
DIRECT AIR | DIRM series | 207743778 | HMSV-A-CB | DIRM-27DA25-3Z |  | Multizone Mix of Ducted and Non-Ducted | 28000 | 21400 | 2.55 | 20000 | 2.13
DIRECT AIR | DIRM series | 207743787 | HMSV-A-CB | DIRM-18HXPRO28-2Z |  | Multizone Mix of Ducted and Non-Ducted | 20000 | 15500 | 2.55 | 20000 | 1.95
DIRECT AIR | DIRM series | 207743775 | HMSV-A-CB | DIRM-18DA25-2Z |  | Multizone Mix of Ducted and Non-Ducted | 19000 | 14500 | 2.5 | 14000 | 2.17
DIRECT AIR | DIRM series | 214232469 | HRCU-A-CB | DIRM-24CS19-OU | DIRM-24MAGICPRO20-AH | Singlezone Ducted, Centrally Ducted | 26000 | 21000 | 2.8 | 19400 | 2.1
DIRECT AIR |  | 207743777 | HMSV-A-CB | DIRM-27DA25-3Z |  | Multizone All Ducted | 28000 | 22000 | 2.6 | 20000 | 2.14
DIRECT AIR |  | 207743786 | HMSV-A-CB | DIRM-18HXPRO28-2Z |  | Multizone All Ducted | 20000 | 16000 | 2.61 | 20000 | 1.95
DIRECT AIR |  | 207743754 | HRCU-A-CB | DIRM-12HXPRO28-1Z | DIRM-12HP-DUV | Singlezone Ducted, Compact Ducted | 12500 | 10600 | 2.51 | 12100 | 1.96
DIRECT AIR |  | 207743753 | HRCU-A-CB | DIRM-12HXPRO28-1Z | DIRM-12HP-DUH | Singlezone Ducted, Compact Ducted | 12500 | 10600 | 2.51 | 12100 | 1.96
DIRECT AIR |  | 207743740 | HRCU-A-CB-O | DIRM-12HXPRO28-1Z | DIRM-12HP-CA | Singlezone Non-Ducted, Ceiling Placement | 12000 | 9900 | 2.55 | 11500 | 1.9
DIRECT AIR |  | 207743764 | HRCU-A-CB-O | DIRM-12DA25-1Z | DIRM-12HP-CO | Singlezone Non-Ducted, Wall Placement | 12000 | 9000 | 2.69 | 8400 | 2.26
DIRECT AIR |  | 207743752 | HRCU-A-CB | DIRM-12DA25-1Z | DIRM-12HP-DUV | Singlezone Ducted, Compact Ducted | 12000 | 9300 | 2.78 | 8400 | 2.26
DIRECT AIR |  | 207743751 | HRCU-A-CB | DIRM-12DA25-1Z | DIRM-12HP-DUH | Singlezone Ducted, Compact Ducted | 12000 | 9300 | 2.78 | 8400 | 2.26
DIRECT AIR |  | 207743748 | HRCU-A-CB | DIRM-09DA25-1Z | DIRM-09HP-DUV | Singlezone Ducted, Compact Ducted | 10000 | 7700 | 2.59 | 8000 | 2.09
DIRECT AIR |  | 207743747 | HRCU-A-CB | DIRM-09DA25-1Z | DIRM-09HP-DUH | Singlezone Ducted, Compact Ducted | 10000 | 7700 | 2.59 | 8000 | 2.09
DIRECT AIR |  | 207743739 | HRCU-A-CB-O | DIRM-12DA25-1Z | DIRM-12HP-CA | Singlezone Non-Ducted, Ceiling Placement | 12000 | 8900 | 2.75 | 8000 | 2.28
DIRECT AIR |  | 207743724 | HRCU-A-CB-O | DIRM-09HXPRO28-1Z | DIRM-09HP-WM | Singlezone Non-Ducted, Wall Placement | 12000 | 9500 | 2.53 | 11109 | 1.97
DIRECT AIR |  | 207743756 | HRCU-A-CB | DIRM-18DA25-1Z | DIRM-18HP-DUV | Singlezone Ducted, Compact Ducted | 20000 | 12600 | 2.66 | 13000 | 2.4
DIRECT AIR |  | 207743755 | HRCU-A-CB | DIRM-18DA25-1Z | DIRM-18HP-DUH | Singlezone Ducted, Compact Ducted | 20000 | 12600 | 2.66 | 13000 | 2.4
DIRECT AIR |  | 207743741 | HRCU-A-CB-O | DIRM-18DA25-1Z | DIRM-18HP-CA | Singlezone Non-Ducted, Ceiling Placement | 19000 | 12000 | 2.51 | 12700 | 2.16
DIRECT AIR |  | 207743730 | HRCU-A-CB-O | DIRM-18DA25-1Z | DIRM-18HP-CF | Singlezone Non-Ducted, Floor Placement | 20000 | 12800 | 2.52 | 13000 | 2.08
DIYCOOL | EZ Series | 214810600 | HRCU-A-CB-O | EZ-18ZPL-HP230 | EZ-18W-M | Singlezone Non-Ducted, Wall Placement | 18000 | 13800 | 2.54 | 11700 | 2.05
DIYCOOL | EZ Series | 214810599 | HRCU-A-CB-O | EZ-12ZPL-HP115 | EZ-12WPL-HP115 | Singlezone Non-Ducted, Wall Placement | 12000 | 7500 | 2.59 | 6400 | 1.95
DIYCOOL |  | 207825588 | HMSR-A-CB-O | ACIQ-18Z-HH-M2B |  | Multizone All Non-Ducted | 20000 | 15000 | 2.5 | 20000 | 1.93
DIYCOOL |  | 210857404 | HMSR-A-CB-O | ES-27Z-M3B |  | Multizone All Non-Ducted | 28000 | 21000 | 2.5 | 20000 | 2.11
DIYCOOL |  | 210857398 | HMSR-A-CB-O | ACIQ-55Z-HH-M5B |  | Multizone All Non-Ducted | 55000 | 34400 | 2.5 | 47000 | 1.94
DIYCOOL | ACIQ series | 212394333 | HRCU-A-C | ACIQ-18-HPB | ACIQ-18-ACL | Singlezone Ducted, Centrally Ducted | 19000 | 14700 | 2.6 | 15000 | 2.2
DIYCOOL | ACIQ series | 213433272 | HRCU-A-CB | ACIQ-24-HPB | ACIQ-24W-P | Singlezone Ducted, Centrally Ducted | 27400 | 19200 | 2.61 | 24000 | 1.91
DIYCOOL | ACIQ series | 213433271 | HRCU-A-CB | ACIQ-18-HPB | ACIQ-18W-P | Singlezone Ducted, Centrally Ducted | 19000 | 13500 | 2.6 | 18000 | 2
DIYCOOL | ACIQ series | 213433267 | HRCU-A-CB | ACIQ-18-HPB | ACIQ-18W-WM | Singlezone Ducted, Centrally Ducted | 19000 | 15800 | 2.82 | 18800 | 2.3
DIYCOOL | ACIQ series | 213433268 | HRCU-A-CB | ACIQ-24-HPB | ACIQ-24W-WM | Singlezone Ducted, Centrally Ducted | 26000 | 20000 | 2.7 | 24000 | 2
DIYCOOL | ACIQ series | 213492145 | HRCU-A-C | ACIQ-18-HPB | ACIQ-24-ACL | Singlezone Ducted, Centrally Ducted | 19000 | 14700 | 2.6 | 15000 | 2.2
DIYCOOL | ACIQ | 210857400 | HMSV-A-CB | ACIQ-55Z-HH-M5B |  | Multizone Mix of Ducted and Non-Ducted | 55000 | 34800 | 2.5 | 47000 | 1.94
DIYCOOL | ES SERIES | 210857406 | HMSV-A-CB | ES-27Z-M3B |  | Multizone Mix of Ducted and Non-Ducted | 28000 | 21400 | 2.55 | 20000 | 2.13
DIYCOOL |  | 210857340 | HRCU-A-CB-O | ACIQ-48ZPL-HP230B | ACIQ-48CC-HH-MB | Singlezone Non-Ducted, Wall Placement | 53000 | 35000 | 2.59 | 48000 | 1.98
DIYCOOL | ES SERIES | 210857403 | HMSV-A-CB | ES-18Z-M2B |  | Multizone Mix of Ducted and Non-Ducted | 19000 | 14500 | 2.5 | 14000 | 2.17
DIYCOOL | ACIQ | 207825590 | HMSV-A-CB | ACIQ-18Z-HH-M2B |  | Multizone Mix of Ducted and Non-Ducted | 20000 | 15500 | 2.55 | 20000 | 1.95
DIYCOOL |  | 210857334 | HRCU-A-CB-O | ACIQ-06ZPL-HP230B | ACIQ-06W-HH-MC | Singlezone Non-Ducted, Wall Placement | 7000 | 8500 | 2.9 | 8581 | 2.19
DIYCOOL |  | 207825560 | HRCU-A-CB | ACIQ-24ZPL-HP230B | ACIQ-24CD-HH-MB | Singlezone Ducted, Compact Ducted | 25000 | 21000 | 2.64 | 27000 | 2
DIYCOOL |  | 207825563 | HRCU-A-CB-O | ACIQ-24ZPL-HP230B | ACIQ-24FM-HH-MB | Singlezone Non-Ducted, Floor Placement | 25000 | 19000 | 2.64 | 25000 | 2.1
DIYCOOL |  | 207825558 | HRCU-A-CB | ACIQ-12ZPL-HP230B | ACIQ-12CD-HH-MB | Singlezone Ducted, Compact Ducted | 12500 | 10600 | 2.51 | 12100 | 1.96
DIYCOOL |  | 207825555 | HRCU-A-CB-O | ACIQ-12ZPL-HP230B | ACIQ-12CC-HH-MB | Singlezone Non-Ducted, Ceiling Placement | 12000 | 9900 | 2.55 | 11500 | 1.9
DIYCOOL |  | 210857347 | HRCU-A-CB-O | ACIQ-06ZPL-HP230B | SCC-0609-HH-M | Singlezone Non-Ducted, Ceiling Placement | 7100 | 5700 | 2.61 | 8500 | 2.03
DIYCOOL |  | 210857399 | HMSV-A-CB | ACIQ-55Z-HH-M5B |  | Multizone All Ducted | 55000 | 35200 | 2.5 | 47000 | 1.94
DIYCOOL |  | 210857405 | HMSV-A-CB | ES-27Z-M3B |  | Multizone All Ducted | 28000 | 22000 | 2.6 | 20000 | 2.14
DIYCOOL |  | 207825589 | HMSV-A-CB | ACIQ-18Z-HH-M2B |  | Multizone All Ducted | 20000 | 16000 | 2.61 | 20000 | 1.95
DIYCOOL |  | 210857351 | HRCU-A-CB-O | ACIQ-12ZPL-HP230B | ACIQ-12FM-HH-MC | Singlezone Non-Ducted, Wall Placement | 12000 | 10200 | 2.72 | 12300 | 2.1
DIYCOOL |  | 210857335 | HRCU-A-CB-O | ACIQ-09ZPL-HP230B | ACIQ-09W-HH-MC | Singlezone Non-Ducted, Wall Placement | 12000 | 9500 | 2.53 | 11109 | 1.97
DIYCOOL |  | 207825550 | HRCU-A-CB-O | ACIQ-09ZPL-HP230B | ACIQ-09W-HH-MB | Singlezone Non-Ducted, Wall Placement | 12000 | 9500 | 2.53 | 11109 | 1.97
DIYCOOL |  | 210857346 | HRCU-A-CB-O | ACIQ-60ZPL-HP230B | ACIQ-60FM-HH-MB | Singlezone Non-Ducted, Floor Placement | 60000 | 40000 | 2.58 | 56500 | 1.97
DUCANE |  | 208106667 | HRCU-A-CB-O | 4DHP2S18S-1P | D22C118S4-1P | Singlezone Non-Ducted, Ceiling Placement | 18500 | 12000 | 2.51 | 11331 | 2.01
DUCANE |  | 208106668 | HRCU-A-CB-O | 4DHP2S24S-1P | D33C224S4-1P | Singlezone Non-Ducted, Wall Placement | 25000 | 15600 | 2.86 | 17540 | 2.12
DUCANE |  | 208106671 | HRCU-A-CB | 4DHP2S24S-1P | DMD224S4-1P | Singlezone Ducted, Compact Ducted | 24600 | 13500 | 2.59 | 17000 | 2.05
DUCANE |  | 208106666 | HRCU-A-CB-O | 4DHP2S12S-1P | D22C112S4-1P | Singlezone Non-Ducted, Ceiling Placement | 12000 | 8900 | 3.22 | 7786 | 1.92
DUCANE |  | 208106663 | HRCU-A-CB-O | 4DHP2S12S-1P | DWM212S4-1P | Singlezone Non-Ducted, Wall Placement | 12000 | 9000 | 3.22 | 8465 | 2.26
DUCANE |  | 208106669 | HRCU-A-CB | 4DHP2S12S-1P | DMD212S4-1P | Singlezone Ducted, Compact Ducted | 12000 | 9300 | 3.13 | 8500 | 1.99
DUCANE |  | 208106842 | HMSV-A-CB | 4DHP2S18M-1P |  | Multizone All Non-Ducted | 19000 | 14300 | 3.64 | 12427 | 1.91
DUCANE |  | 208106843 | HMSV-A-CB | 4DHP2S18M-1P |  | Multizone All Ducted | 19000 | 14800 | 3.5 | 13300 | 2.03
DUCANE |  | 208106664 | HRCU-A-CB-O | 4DHP2S18S-1P | DWM218S4-1P | Singlezone Non-Ducted, Wall Placement | 19000 | 14900 | 2.99 | 12184 | 2.25
DUCANE |  | 208106670 | HRCU-A-CB | 4DHP2S18S-1P | DMD218S4-1P | Singlezone Ducted, Compact Ducted | 20000 | 12600 | 2.74 | 11966 | 2.21
DUCANE |  | 208106846 | HMSV-A-CB | 4DHP2S24M-1P |  | Multizone All Ducted | 24000 | 21600 | 3.37 | 20263 | 1.99
DUCANE |  | 208106665 | HRCU-A-CB-O | 4DHP2S24S-1P | DWM224S4-1P | Singlezone Non-Ducted, Wall Placement | 25000 | 16200 | 3.08 | 17500 | 2.04
DUCANE |  | 208106714 | HRCU-A-CB-O | 4DHPS209S-1P | DWM209S4-1P | Singlezone Non-Ducted, Wall Placement | 10000 | 8500 | 4.15 | 8622 | 2.38
DUCANE |  | 211034571 | HRCU-A-CB-O | 4DHP2S12S-1L | DWM212S4-*L | Singlezone Non-Ducted, Wall Placement | 12000 | 8400 | 3.04 | 7094 | 2.19
DUCANE |  | 208106854 | HRCU-A-CB | 4DHP2S48M-1P |  | Multizone All Non-Ducted | 49000 | 36000 | 3.29 | 45000 | 2
DUCANE |  | 211034588 | HRCU-A-CB-O | 4DHP2S24S-1P | D33C224S4-*P | Singlezone Non-Ducted, Ceiling Placement | 26000 | 19000 | 3.48 | 18550 | 2.16
DUCANE |  | 211034587 | HRCU-A-CB-O | 4DHP2S18S-1P | D22C118S4-*P | Singlezone Non-Ducted, Ceiling Placement | 19000 | 12000 | 2.51 | 11330 | 2.01
DUCANE |  | 211034586 | HRCU-A-CB-O | 4DHP2S12S-1P | D22C112S4-*P | Singlezone Non-Ducted, Ceiling Placement | 12000 | 8900 | 3.22 | 7786 | 1.92
DUCANE |  | 211034585 | HRCU-A-CB-O | 4DHPS209S-1P | D22C109S4-*P | Singlezone Non-Ducted, Ceiling Placement | 10000 | 7500 | 3.33 | 8588 | 2.05
DUCANE |  | 211034582 | HRCU-A-CB | 4DHP2S24S-1P | DMD224S4-*P | Singlezone Ducted, Compact Ducted | 25000 | 20000 | 3.71 | 20500 | 2.28
DUCANE |  | 211034581 | HRCU-A-CB | 4DHP2S18S-1P | DMD218S4-*P | Singlezone Ducted, Compact Ducted | 20000 | 12600 | 2.74 | 11966 | 2.21
DUCANE |  | 211034580 | HRCU-A-CB | 4DHP2S12S-1P | DMD212S4-*P | Singlezone Ducted, Compact Ducted | 12000 | 9300 | 3.13 | 8500 | 1.99
DUCANE |  | 211034579 | HRCU-A-CB | 4DHPS209S-1P | DMD209S4-*P | Singlezone Ducted, Compact Ducted | 10000 | 7700 | 3.53 | 8499 | 2.4
DUCANE |  | 211034575 | HRCU-A-CB-O | 4DHP2S24S-1P | DWM224S4-*P | Singlezone Non-Ducted, Wall Placement | 25000 | 16200 | 3.08 | 17500 | 2.04
DUCANE |  | 211034574 | HRCU-A-CB-O | 4DHP2S18S-1P | DWM218S4-*P | Singlezone Non-Ducted, Wall Placement | 19000 | 14900 | 2.99 | 12184 | 2.25
DUCANE |  | 211034573 | HRCU-A-CB-O | 4DHP2S12S-1P | DWM212S4-*P | Singlezone Non-Ducted, Wall Placement | 12000 | 9000 | 3.22 | 8465 | 2.26
DUCANE |  | 211034572 | HRCU-A-CB-O | 4DHPS209S-1P | DWM209S4-*P | Singlezone Non-Ducted, Wall Placement | 10000 | 8500 | 4.15 | 8622 | 2.38
DUCANE |  | 208106847 | HMSV-A-CB | 4DHP2S24M-1P |  | Multizone Mix of Ducted and Non-Ducted | 24400 | 16700 | 3.2 | 18380 | 1.98
DUCANE |  | 208106844 | HMSV-A-CB | 4DHP2S18M-1P |  | Multizone Mix of Ducted and Non-Ducted | 19000 | 11400 | 2.91 | 12427 | 1.91
DUCTLESSAIRE | DA series | 208136308 | HRCU-A-CB-O | DA1821-H2-O* | DA1821-H2-I* | Singlezone Non-Ducted, Wall Placement | 18000 | 14000 | 2.61 | 12600 | 2.35
DUCTLESSAIRE |  | 9150139 | HRCU-A-CB-O | DA1821-H2-O | DA1821-H2-I | Singlezone Non-Ducted, Wall Placement | 18000 | 10400 | 2.72 | 10953 | 1.9
DUCTLESSAIRE |  | 208136306 | HRCU-A-CB-O | DA0921-H2-O* | DA0921-H2-I* | Singlezone Non-Ducted, Wall Placement | 10000 | 8300 | 2.67 | 6544 | 1.98
DURASTAR | DRA1 | 210568099 | HRCU-A-CB-O | DRA1H12S1A | DRAW12F1B | Singlezone Non-Ducted, Wall Placement | 12000 | 10300 | 2.56 | 12113 | 1.9
DURASTAR | DRA1 | 210568098 | HRCU-A-CB-O | DRA1H09S1A | DRAW09F1B | Singlezone Non-Ducted, Wall Placement | 12000 | 9300 | 2.5 | 11300 | 1.9
Durastar | DRA2 | 207787171 | HMSR-A-CB-O | DRA2U18M1B |  | Multizone All Non-Ducted | 19000 | 14400 | 2.5 | 14000 | 2.22
Durastar | DRA2 | 210568211 | HMSR-A-CB-O | DRA2H18M1A |  | Multizone All Non-Ducted | 20000 | 13500 | 2.5 | 20000 | 2
Durastar | DRA5 | 210568220 | HMSR-A-CB-O | DRA5H48M1A |  | Multizone All Non-Ducted | 49000 | 39000 | 2.5 | 46000 | 2.05
DURASTAR | DRA2 | 210568213 | HMSV-A-CB | DRA2H18M1A |  | Multizone Mix of Ducted and Non-Ducted | 20000 | 14700 | 2.55 | 20000 | 1.98
DURASTAR | DRA2 | 207787173 | HMSV-A-CB | DRA2U18M1B |  | Multizone Mix of Ducted and Non-Ducted | 19000 | 14600 | 2.5 | 14000 | 2.17
Durastar | DRA1 | 210568102 | HRCU-A-CB-O | DRA1U09S1B | DRAL06F1A | Singlezone Non-Ducted, Ceiling Placement | 7100 | 5700 | 2.61 | 8500 | 2.03
Durastar | DRA1 | 210568106 | HRCU-A-CB-O | DRA1U09S1B | DRAL09F1A | Singlezone Non-Ducted, Ceiling Placement | 11000 | 8000 | 2.66 | 8500 | 2.37
Durastar | DRA1 | 210568108 | HRCU-A-CB-O | DRA1U18S1B | DRAL18F1A | Singlezone Non-Ducted, Ceiling Placement | 19000 | 12200 | 2.79 | 13100 | 2.3
Durastar | DRA1 | 210568109 | HRCU-A-CB-O | DRA1H12S1A | DRAS12F1C | Singlezone Non-Ducted, Wall Placement | 12000 | 10200 | 2.72 | 12300 | 2.1
Durastar | DRA5 | 210568224 | HMSV-A-CB | DRA5H55M1A |  | Multizone All Ducted | 55000 | 35200 | 2.5 | 47000 | 1.94
Durastar | DRA2 | 210568212 | HMSV-A-CB | DRA2H18M1A |  | Multizone All Ducted | 20000 | 16000 | 2.61 | 20000 | 1.95
Durastar | DRA3 | 207787175 | HMSV-A-CB | DRA3U28M1B |  | Multizone All Ducted | 28000 | 22000 | 2.6 | 20000 | 2.14
Durastar | DRA1 | 207787141 | HRCU-A-CB | DRA1U18S1B | DRAD18F1A | Singlezone Ducted, Compact Ducted | 20000 | 12600 | 2.66 | 13000 | 2.4
Durastar | DRA1 | 207787140 | HRCU-A-CB-O | DRA1U18S1B | DRAC18F1A | Singlezone Non-Ducted, Ceiling Placement | 19000 | 12000 | 2.51 | 12700 | 2.16
Durastar | DRA1 | 207787142 | HRCU-A-CB-O | DRA1U18S1B | DRAF18F1A | Singlezone Non-Ducted, Floor Placement | 20000 | 12800 | 2.52 | 13000 | 2.08
Durastar | DRA1 | 207787132 | HRCU-A-CB-O | DRA1U18S1B | DRAW18F1B | Singlezone Non-Ducted, Wall Placement | 18000 | 14100 | 2.65 | 12829 | 2.35
Durastar | DRA1 | 210568114 | HRCU-A-CB-O | DRA1H24S1A | DRAC24F1B | Singlezone Non-Ducted, Wall Placement | 25000 | 21000 | 2.64 | 26000 | 1.95
Durastar | DRA1 | 207787144 | HRCU-A-CB-O | DRA1U24S1B | DRAC24F1B | Singlezone Non-Ducted, Wall Placement | 25000 | 19000 | 2.6 | 18900 | 1.96
Durastar | DRA1 | 207787130 | HRCU-A-CB-O | DRA1U09S1B | DRAW09F1B | Singlezone Non-Ducted, Wall Placement | 10000 | 8100 | 2.7 | 8564 | 2.22
Durastar | DRA1 | 210568097 | HRCU-A-CB-O | DRA1U09S1B | DRAW06F1B | Singlezone Non-Ducted, Wall Placement | 7000 | 7500 | 2.5 | 7200 | 1.92
Durastar | DRA1 | 207787131 | HRCU-A-CB-O | DRA1U12S1B | DRAW12F1B | Singlezone Non-Ducted, Wall Placement | 12000 | 10000 | 2.69 | 8820 | 2.25
Durastar | DRA1 | 210568118 | HRCU-A-CB | DRA1H24S1A | DRAD24F1A | Singlezone Ducted, Compact Ducted | 25000 | 21000 | 2.64 | 27000 | 2
Durastar | DRA1 | 210568120 | HRCU-A-CB-O | DRA1H24S1A | DRAF24F1A | Singlezone Non-Ducted, Floor Placement | 25000 | 19000 | 2.64 | 25000 | 2.1
Durastar | DRA1 | 207787145 | HRCU-A-CB | DRA1U24S1B | DRAD24F1A | Singlezone Ducted, Compact Ducted | 25000 | 20000 | 2.61 | 20000 | 2.3
Durastar | DRA1 | 210568116 | HRCU-A-CB | DRA1H12S1A | DRAD12F1A | Singlezone Ducted, Compact Ducted | 12500 | 10600 | 2.51 | 12100 | 1.96
Durastar | DRA1 | 210568112 | HRCU-A-CB-O | DRA1H12S1A | DRAC12F1A | Singlezone Non-Ducted, Ceiling Placement | 12000 | 9900 | 2.55 | 11500 | 1.9
Durastar | DRA1 | 207787139 | HRCU-A-CB-O | DRA1U12S1B | DRAS12F1B | Singlezone Non-Ducted, Wall Placement | 12000 | 9000 | 2.69 | 8400 | 2.26
Durastar | DRA1 | 207787138 | HRCU-A-CB-O | DRA1U12S1B | DRAS12F1A | Singlezone Non-Ducted, Wall Placement | 12000 | 9000 | 2.69 | 8400 | 2.26
Durastar | DRA1 | 207787137 | HRCU-A-CB | DRA1U12S1B | DRAD12F1A | Singlezone Ducted, Compact Ducted | 12000 | 9300 | 2.78 | 8400 | 2.26
Durastar | DRA1 | 207787135 | HRCU-A-CB | DRA1U09S1B | DRAD09F1A | Singlezone Ducted, Compact Ducted | 10000 | 7700 | 2.59 | 8000 | 2.09
Durastar | DRA1 | 207787136 | HRCU-A-CB-O | DRA1U12S1B | DRAC12F1A | Singlezone Non-Ducted, Ceiling Placement | 12000 | 8900 | 2.75 | 8000 | 2.28
ECO AC | EHP series | 214232433 | HRCU-A-CB-O | EHP-O12BB | EHP-W12BB | Singlezone Non-Ducted, Wall Placement | 12000 | 10300 | 2.56 | 12113 | 1.9
ECO AC | EHP series | 214232432 | HRCU-A-CB-O | EHP-O09BB | EHP-W09BB | Singlezone Non-Ducted, Wall Placement | 12000 | 9300 | 2.5 | 11300 | 1.9
ECO AC | E-series | 207825492 | HRCU-A-CB-O | EHH-O18BB | EHH-W18BB | Singlezone Non-Ducted, Wall Placement | 18000 | 14000 | 2.61 | 12600 | 2.35
ECO AC |  | 207825498 | HMSR-A-CB-O | EMH-2O18BB |  | Multizone All Non-Ducted | 19000 | 14400 | 2.5 | 14000 | 2.22
ECO AC |  | 213088006 | HMSR-A-CB-O | EMH-5O48BBH |  | Multizone All Non-Ducted | 49000 | 39000 | 2.5 | 46000 | 2.05
ECO AC |  | 210586151 | HMSR-A-CB-O | EMH-2O18BBH |  | Multizone All Non-Ducted | 20000 | 13500 | 2.5 | 20000 | 2
ECO AC |  | 206902026 | HRCU-A-CB | EHH-O18BA | EHH-D18BA | Singlezone Ducted, Compact Ducted | 18000 | 12000 | 2.61 | 10300 | 1.95
ECO AC |  | 206902023 | HRCU-A-CB-O | EHH-O18BA | EHH-W18BA | Singlezone Non-Ducted, Wall Placement | 18000 | 10400 | 2.72 | 10953 | 1.9
ECO AC |  | 207826045 | HRCU-A-CB-O | EHH-O09BB | EHH-W09BB | Singlezone Non-Ducted, Wall Placement | 10000 | 8300 | 2.67 | 6544 | 1.98
ECO AC |  | 207825490 | HRCU-A-CB-O | EHH-O9BB | EHH-W09BB | Singlezone Non-Ducted, Wall Placement | 10000 | 8300 | 2.67 | 6544 | 1.98
ECO AC |  | 207825487 | HRCU-A-CB-O | EHS-O9BB | EHS-W09BB | Singlezone Non-Ducted, Wall Placement | 10000 | 6900 | 2.53 | 6400 | 1.95
ECO AC | E-series | 210586153 | HMSV-A-CB | EMH-2O18BBH |  | Multizone Mix of Ducted and Non-Ducted | 20000 | 14700 | 2.55 | 20000 | 1.98
ECO AC |  | 207826044 | HRCU-A-CB-O | EHS-O09BB | EHS-W09BB | Singlezone Non-Ducted, Wall Placement | 10000 | 6900 | 2.53 | 6400 | 1.95
ECO AC | E-series | 207825500 | HMSV-A-CB | EMH-2O18BB |  | Multizone Mix of Ducted and Non-Ducted | 19000 | 14600 | 2.5 | 14000 | 2.17
ECO AC |  | 210586147 | HRCU-A-CB-O | EHH-O12BB | EHH-C12BA | Singlezone Non-Ducted, Ceiling Placement | 12000 | 8900 | 2.75 | 8000 | 2.28
ECO AC |  | 207826046 | HRCU-A-CB | EHH-O09BB | EHH-D09BA | Singlezone Ducted, Compact Ducted | 10000 | 7700 | 2.59 | 8000 | 2.09
ECO AC |  | 207825494 | HRCU-A-CB | EHH-O9BB | EHH-D09BA | Singlezone Ducted, Compact Ducted | 10000 | 7700 | 2.59 | 8000 | 2.09
ECO AC |  | 206902027 | HRCU-A-CB | EHH-O24BA | EHH-D24BA | Singlezone Ducted, Compact Ducted | 25000 | 20000 | 2.61 | 20000 | 2.3
ECO AC |  | 207825497 | HRCU-A-CB | EHH-O24BB | EHH-D24BA | Singlezone Ducted, Compact Ducted | 25000 | 20000 | 2.61 | 20000 | 2.3
ECO AC |  | 207825495 | HRCU-A-CB | EHH-O12BB | EHH-D12BA | Singlezone Ducted, Compact Ducted | 12000 | 9300 | 2.78 | 8400 | 2.26
ECO AC |  | 210586152 | HMSV-A-CB | EMH-2O18BBH |  | Multizone All Ducted | 20000 | 16000 | 2.61 | 20000 | 1.95
ECO AC |  | 207825502 | HMSV-A-CB | EMH-3O27BB |  | Multizone All Ducted | 28000 | 22000 | 2.6 | 20000 | 2.14
ECO AC |  | 210586148 | HRCU-A-CB-O | EHH-O18BB | EHH-C18BA | Singlezone Non-Ducted, Ceiling Placement | 19000 | 12000 | 2.51 | 12700 | 2.16
ECO AC |  | 207825496 | HRCU-A-CB | EHH-O18BB | EHH-D18BA | Singlezone Ducted, Compact Ducted | 20000 | 12600 | 2.66 | 13000 | 2.4
ECOER |  | 211887778 | HRCU-A-CB | EODA18H-2436 | EAHATN-24B | Singlezone Ducted, Centrally Ducted | 24000 | 19200 | 2.61 | 19200 | 2.04
ECOER |  | 211594474 | HRCU-A-CB | ESCA16H-60 | EAHAEC-60 | Singlezone Ducted, Centrally Ducted | 59000 | 42000 | 2.6 | 54356 | 1.91
ECOER |  | 202337969 | HRCU-A-CB | EODA18H-2436 | EAHATN-24 | Singlezone Ducted, Centrally Ducted | 24000 | 19200 | 2.61 | 19200 | 2.04
ELIOS | DM Series | 214810646 | HRCU-A-CB | DEA12HOS25230E8 | DM12HIDU230X5 | Singlezone Ducted, Compact Ducted | 12000 | 9300 | 2.78 | 8400 | 2.26
ELIOS | DEA series | 213081449 | HRCU-A-C | DEA24HOS20230E7 | CUB24HAC20BWT7A | Singlezone Ducted, Centrally Ducted | 25000 | 21000 | 2.58 | 20000 | 1.95
ELIOS |  | 207742460 | HMSR-A-CB-O | DEA18HOM25230X3 |  | Multizone All Non-Ducted | 20000 | 15000 | 2.5 | 20000 | 1.93
ELIOS |  | 204005786 | HMSR-A-CB-O | DE36HOM25230X3 |  | Multizone All Non-Ducted | 36000 | 23200 | 2.78 | 36037 | 1.96
ELIOS |  | 203238504 | HMSR-A-CB-O | DE18HOM23230X2 |  | Multizone All Non-Ducted | 19000 | 12000 | 2.79 | 10205 | 1.97
ELIOS |  | 203238506 | HMSR-A-CB-O | DE27HOM23230X2 |  | Multizone All Non-Ducted | 28000 | 17200 | 2.8 | 17040 | 1.97
EMI |  | 203514060 | HMSR-A-CB-O | DHMZ436DA |  | Multizone All Non-Ducted | 36000 | 23200 | 2.78 | 36037 | 1.96
EMI |  | 204853572 | HMSR-A-CB-O | MZ3H27DAA |  | Multizone All Non-Ducted | 28000 | 17200 | 2.8 | 17040 | 1.97
EMI |  | 204853571 | HMSR-A-CB-O | MZ2H18DAA |  | Multizone All Non-Ducted | 19000 | 12000 | 2.79 | 10205 | 1.97
EMI |  | 8993367 | HRCU-A-CB-O | SZ1H18DAA | WALH18DAA | Singlezone Non-Ducted, Wall Placement | 18000 | 10400 | 2.72 | 10953 | 1.9
EMI |  | 208121923 | HRCU-A-CB-O | MHSZ106DA | MHWAL06DA | Singlezone Non-Ducted, Wall Placement | 7000 | 8500 | 2.9 | 8581 | 2.19
EMI |  | 208121929 | HRCU-A-CB-O | MHSZ112DA | MHCAS12DA | Singlezone Non-Ducted, Ceiling Placement | 12000 | 9900 | 2.55 | 11500 | 1.9
EMI |  | 208121924 | HRCU-A-CB-O | MHSZ109DA | MHWAL09DA | Singlezone Non-Ducted, Wall Placement | 12000 | 9500 | 2.53 | 11109 | 1.97
FRANKLIN | MST Series | 214594909 | HRCU-A-CB | MSH243F25MCAA | MST243E21ADAA | Singlezone Ducted, Compact Ducted | 25000 | 21000 | 2.64 | 27000 | 2
FRANKLIN | MST Series | 214594907 | HRCU-A-CB | MSH123F25MCAA | MST123E21ADAA | Singlezone Ducted, Compact Ducted | 12500 | 10600 | 2.51 | 12100 | 1.96
FRANKLIN | MST Series | 214594905 | HRCU-A-CB-O | MSH123F25MCAA | MST123E20ACAA | Singlezone Non-Ducted, Ceiling Placement | 12000 | 9900 | 2.55 | 11500 | 1.9
FRASER-JOHNSTON | LX SERIES | 214397431 | HRCU-A-CB | HH860E2S11 | CTF60D5CGS1+JMVT20DC2N1 | Singlezone Ducted, Centrally Ducted | 44500 | 33000 | 2.56 | 33400 | 2
FRASER-JOHNSTON | LX SERIES | 214397022 | HRCU-A-CB | HH860E2S11 | CTF60C5CGS1+JMET16CS2N1 | Singlezone Ducted, Centrally Ducted | 45500 | 34400 | 2.58 | 34200 | 2
FRASER-JOHNSTON | LX SERIES | 214584603 | HRCU-A-CB | HH860E2S11 | CTF60C5CGS1 | Singlezone Ducted, Centrally Ducted | 45500 | 33800 | 2.52 | 34000 | 2
FRASER-JOHNSTON | LX SERIES | 214397169 | HRCU-A-CB | HH860E2S11 | CTF60D5CHS1+JMC20D2SN1 | Singlezone Ducted, Centrally Ducted | 53000 | 36600 | 2.6 | 38000 | 2
FRASER-JOHNSTON | LX SERIES | 214584613 | HRCU-A-CB | HH860E2S11 | CTF60C5CGS1 | Singlezone Ducted, Centrally Ducted | 44500 | 33000 | 2.5 | 33400 | 2
FRASER-JOHNSTON | LX SERIES | 214397461 | HRCU-A-CB | HH860E2S11 | CTF60C5CGS1 | Singlezone Ducted, Centrally Ducted | 45000 | 33400 | 2.5 | 33800 | 2
FRASER-JOHNSTON | LX SERIES | 214397456 | HRCU-A-CB | HH860E2S11 | CTF60C5CGS1 | Singlezone Ducted, Centrally Ducted | 45000 | 33400 | 2.5 | 33800 | 2
FRASER-JOHNSTON | LX SERIES | 214398292 | HRCU-A-CB | HH860E2S11 | CTF60C5CGS1+JME16C2SN1 | Singlezone Ducted, Centrally Ducted | 45500 | 34200 | 2.58 | 33800 | 2
FRASER-JOHNSTON | LX SERIES | 214584753 | HRCU-A-CB | HH860E2S11 | CTF60C5CGS1 | Singlezone Ducted, Centrally Ducted | 44500 | 32600 | 2.5 | 33400 | 2
FRASER-JOHNSTON | LX SERIES | 214398253 | HRCU-A-CB | HH860E2S11 | CTF60C5CGS1+JMC17C2SN1 | Singlezone Ducted, Centrally Ducted | 44000 | 32400 | 2.5 | 33200 | 2
FRASER-JOHNSTON | LX SERIES | 214609089 | HRCU-A-CB | HH860E2S11 | CTF60C5CGS1 | Singlezone Ducted, Centrally Ducted | 47000 | 33800 | 2.5 | 34000 | 2
FRASER-JOHNSTON | LX SERIES | 214584718 | HRCU-A-CB | HH860E2S11 | CTF60C5CGS1 | Singlezone Ducted, Centrally Ducted | 44500 | 32800 | 2.5 | 33400 | 2
FRASER-JOHNSTON | LX SERIES | 214397032 | HRCU-A-CB | HH860E2S11 | CTF60D5CGS1+JME18D2SN1 | Singlezone Ducted, Centrally Ducted | 45500 | 34400 | 2.62 | 33800 | 2
FRASER-JOHNSTON | LX SERIES | 214397856 | HRCU-A-CB | HH860E2S11 | CTF60D5CGS1+JMC20D2SN1 | Singlezone Ducted, Centrally Ducted | 44500 | 33000 | 2.56 | 33400 | 2
FRASER-JOHNSTON | LX SERIES | 214396581 | HRCU-A-CB | HH860E2S11 | CTF60C5CGS1+JMC16C2SN1 | Singlezone Ducted, Centrally Ducted | 44000 | 32400 | 2.5 | 33200 | 2
FRASER-JOHNSTON | LX SERIES | 214397836 | HRCU-A-CB | HH860E2S11 | CTF60C5CGS1+JMVT17CC2N1 | Singlezone Ducted, Centrally Ducted | 44000 | 32400 | 2.5 | 33200 | 2
FRASER-JOHNSTON | LX SERIES | 214396742 | HRCU-A-CB | HH860E2S11 | CTF60D5CHS1+JME18D2SN1 | Singlezone Ducted, Centrally Ducted | 53500 | 36600 | 2.62 | 38500 | 2
FRASER-JOHNSTON | LX SERIES | 214397589 | HRCU-A-CB | HH860E2S11 | CTF60D5CHS1+JMET18DS2N1 | Singlezone Ducted, Centrally Ducted | 53500 | 36600 | 2.6 | 38500 | 2
FRASER-JOHNSTON | LX SERIES | 214398376 | HRCU-A-CB | HH824E2S11 | CTF30B5ACS1+JMET12BS2N1 | Singlezone Ducted, Centrally Ducted | 23000 | 18400 | 2.78 | 18100 | 2
FRASER-JOHNSTON | LX SERIES | 214396695 | HRCU-A-CB | HH824E2S11 | CTF30B5ACS1+JMC12B2SN1 | Singlezone Ducted, Centrally Ducted | 23000 | 18600 | 2.84 | 18300 | 2
FRASER-JOHNSTON | LX SERIES | 214397925 | HRCU-A-CB | HH824E2S11 | CTF36B5ADS1+JMVT12BC2N1 | Singlezone Ducted, Centrally Ducted | 23000 | 18200 | 2.88 | 17700 | 2
FRASER-JOHNSTON | LX SERIES | 214397122 | HRCU-A-CB | HH824E2S11 | CTF30B5ACS1+JMET08BS2N1 | Singlezone Ducted, Centrally Ducted | 23000 | 18200 | 2.74 | 17900 | 2
FRASER-JOHNSTON | LX SERIES | 214397525 | HRCU-A-CB | HH824E2S11 | CTF36B5ADS1+JMET12BS2N1 | Singlezone Ducted, Centrally Ducted | 22800 | 17700 | 2.77 | 17400 | 2
FRASER-JOHNSTON | LX SERIES | 214397097 | HRCU-A-CB | HH824E2S11 | CTF36B5ADS1+JMET08BS2N1 | Singlezone Ducted, Centrally Ducted | 22400 | 17400 | 2.71 | 17100 | 2
FRASER-JOHNSTON | LX SERIES | 214396259 | HRCU-A-CB | HH824E2S11 | CTF30B5ACS1+JMVT12BC2N1 | Singlezone Ducted, Centrally Ducted | 23000 | 18600 | 2.84 | 18300 | 2
FRASER-JOHNSTON | LX SERIES | 214397930 | HRCU-A-CB | HH824E2S11 | CTF36B5ADS1+JME12B2SN1 | Singlezone Ducted, Centrally Ducted | 23000 | 18200 | 2.88 | 17700 | 2
FRASER-JOHNSTON | LX SERIES | 214397962 | HRCU-A-CB | HH824E2S11 | CTF30B5ACS1+JME08B2SN1 | Singlezone Ducted, Centrally Ducted | 23000 | 18400 | 2.79 | 18000 | 2
FRASER-JOHNSTON | LX SERIES | 214397102 | HRCU-A-CB | HH824E2S11 | CTF36B5ADS1+JME08B2SN1 | Singlezone Ducted, Centrally Ducted | 22800 | 17600 | 2.77 | 17400 | 2
FRASER-JOHNSTON | LX SERIES | 214397972 | HRCU-A-CB | HH824E2S11 | CTF30B5ACS1+JME12B2SN1 | Singlezone Ducted, Centrally Ducted | 23000 | 18700 | 2.85 | 18400 | 2
FRASER-JOHNSTON | LX SERIES | 214398349 | HRCU-A-CB | HH824E2S11 | CTF36B5ADS1+JMC12B2SN1 | Singlezone Ducted, Centrally Ducted | 23000 | 18200 | 2.88 | 17700 | 2
FRASER-JOHNSTON | LX SERIES | 214397535 | HRCU-A-CB | HH824E2S11 | CTF36B5ADS1 | Singlezone Ducted, Centrally Ducted | 23000 | 18400 | 2.78 | 17900 | 2
FRASER-JOHNSTON | LX SERIES | 214584653 | HRCU-A-CB | HH860E2S11 | CTM60C5CGS1 | Singlezone Ducted, Centrally Ducted | 44500 | 33000 | 2.5 | 33400 | 2
FRASER-JOHNSTON | LX SERIES | 214398673 | HRCU-A-CB | HH860E2S11 | CTM60C5CGS1+JME16C2SN1 | Singlezone Ducted, Centrally Ducted | 44000 | 32200 | 2.5 | 33000 | 2
FRASER-JOHNSTON | LX SERIES | 214398668 | HRCU-A-CB | HH860E2S11 | CTM60C5CGS1+JMC16C2SN1 | Singlezone Ducted, Centrally Ducted | 44500 | 33000 | 2.54 | 33400 | 2
FRASER-JOHNSTON | LX SERIES | 214398634 | HRCU-A-CB | HH860E2S11 | JHE48D5CG2SS1 | Singlezone Ducted, Centrally Ducted | 44500 | 33200 | 2.56 | 33400 | 2
FRASER-JOHNSTON | LX SERIES | 214396393 | HRCU-A-CB | HH836E2S11 | CTF36B5CDS1+JMVT12BC2N1 | Singlezone Ducted, Centrally Ducted | 31000 | 27200 | 2.5 | 25000 | 2
FRASER-JOHNSTON | LX SERIES | 214584583 | HRCU-A-CB | HH860E2S11 | CTF60D5CHS1 | Singlezone Ducted, Centrally Ducted | 53500 | 37000 | 2.6 | 39000 | 2
FRASER-JOHNSTON | LX SERIES | 214396762 | HRCU-A-CB | HH860E2S11 | JHC60D5CH2SS1 | Singlezone Ducted, Centrally Ducted | 53000 | 36200 | 2.6 | 38000 | 2
FRASER-JOHNSTON | LX SERIES | 214584633 | HRCU-A-CB | HH860E2S11 | CTF60C5CHS1 | Singlezone Ducted, Centrally Ducted | 53500 | 36600 | 2.56 | 38500 | 2
FRASER-JOHNSTON | LX SERIES | 214396737 | HRCU-A-CB | HH860E2S11 | CTF60D5CHS1+JMVT20DC2N1 | Singlezone Ducted, Centrally Ducted | 53000 | 36600 | 2.6 | 38000 | 2
FRASER-JOHNSTON | LX SERIES | 214397157 | HRCU-A-CB | HH824E2S11 | CTF30B5ACS1 | Singlezone Ducted, Centrally Ducted | 23000 | 18200 | 2.67 | 17700 | 2
FRASER-JOHNSTON | LX SERIES | 214397152 | HRCU-A-CB | HH824E2S11 | CTF30B5ACS1 | Singlezone Ducted, Centrally Ducted | 23000 | 18200 | 2.67 | 17700 | 2
FRASER-JOHNSTON | LX SERIES | 214397147 | HRCU-A-CB | HH824E2S11 | CTF30B5ACS1 | Singlezone Ducted, Centrally Ducted | 23000 | 18400 | 2.72 | 18000 | 2
FRASER-JOHNSTON | LX SERIES | 214397142 | HRCU-A-CB | HH824E2S11 | CTF30B5ACS1 | Singlezone Ducted, Centrally Ducted | 23000 | 18400 | 2.72 | 18000 | 2
FRASER-JOHNSTON | LX SERIES | 214397137 | HRCU-A-CB | HH824E2S11 | CTM30B5ACS1 | Singlezone Ducted, Centrally Ducted | 23000 | 18700 | 2.7 | 18300 | 2
FRASER-JOHNSTON | LX SERIES | 214397132 | HRCU-A-CB | HH824E2S11 | CTF30B5ACS1 | Singlezone Ducted, Centrally Ducted | 23000 | 18800 | 2.71 | 18400 | 2
FRASER-JOHNSTON | LX SERIES | 214397127 | HRCU-A-CB | HH824E2S11 | CTF30B5ACS1 | Singlezone Ducted, Centrally Ducted | 23000 | 18700 | 2.74 | 18300 | 2
FRASER-JOHNSTON | LX SERIES | 214584723 | HRCU-A-CB | HH824E2S11 | CTF30A5ADS1 | Singlezone Ducted, Centrally Ducted | 23000 | 18600 | 2.85 | 18100 | 2
FRASER-JOHNSTON | LX SERIES | 214397112 | HRCU-A-CB | HH824E2S11 | CTF36B5ADS1 | Singlezone Ducted, Centrally Ducted | 23000 | 18500 | 2.78 | 18000 | 2
FRASER-JOHNSTON | LX SERIES | 214397107 | HRCU-A-CB | HH824E2S11 | CTF36B5ADS1 | Singlezone Ducted, Centrally Ducted | 23000 | 18000 | 2.76 | 17600 | 2
FRIEDRICH | Breeze | 214061914 | HRCU-A-C | WFPU18Z483C | DC61A44-245R | Singlezone Ducted, Centrally Ducted | 42000 | 31200 | 3.22 | 34600 | 2.08
FRIEDRICH |  | 214066872 | HRCU-A-CB | RD17AZ36AJ3N | TCFZ3621MTANM | Singlezone Ducted, Centrally Ducted | 34200 | 23200 | 2.7 | 18000 | 2.3
FRIEDRICH |  | 214066862 | HRCU-A-CB | RD17AZ36AJ3N | TCFZ3621MTANM | Singlezone Ducted, Centrally Ducted | 34200 | 23200 | 2.7 | 17900 | 2.3
FRIEDRICH |  | 214066838 | HRCU-A-CB | RD17AZ36AJ3N | TCFZ3621MTANM | Singlezone Ducted, Centrally Ducted | 34200 | 23200 | 2.7 | 17900 | 2.3
FRIEDRICH |  | 214066786 | HRCU-A-CB | RD17AZ36AJ3N | TCFZ3621MTANM | Singlezone Ducted, Centrally Ducted | 34200 | 23000 | 2.7 | 17900 | 2.3
FRIEDRICH |  | 214066751 | HRCU-A-CB | RD17AZ36AJ3N | TCFZ3621MTANM | Singlezone Ducted, Centrally Ducted | 34200 | 23000 | 2.8 | 17800 | 2.3
FRIEDRICH |  | 214066735 | HRCU-A-CB | RD17AZ36AJ3N | TCFZ3621MTANM | Singlezone Ducted, Centrally Ducted | 34200 | 23200 | 2.7 | 18000 | 2.3
FRIEDRICH |  | 214066734 | HRCU-A-CB | RD17AZ36AJ3N | TCFZ3621MTANM | Singlezone Ducted, Centrally Ducted | 34200 | 23000 | 2.7 | 17900 | 2.3
FRIEDRICH |  | 214066713 | HRCU-A-CB | RD17AZ36AJ3N | TCFZ3621MTANM | Singlezone Ducted, Centrally Ducted | 34200 | 23000 | 2.7 | 17900 | 2.3
FRIEDRICH |  | 214066694 | HRCU-A-CB | RD17AZ36AJ3N | TCFZ3621MTANM | Singlezone Ducted, Centrally Ducted | 34200 | 23200 | 2.7 | 18000 | 2.3
FRIEDRICH |  | 214066692 | HRCU-A-CB | RD17AZ36AJ3N | TCFZ3621MTANM | Singlezone Ducted, Centrally Ducted | 34200 | 23000 | 2.7 | 17900 | 2.3
FRIEDRICH |  | 214066687 | HRCU-A-CB | RD17AZ36AJ3N | TCFZ3621MTANM | Singlezone Ducted, Centrally Ducted | 34200 | 23000 | 2.7 | 17900 | 2.3
FRIEDRICH |  | 214066645 | HRCU-A-CB | RD17AZ36AJ3N | TCFZ3621MTANM | Singlezone Ducted, Centrally Ducted | 34200 | 23200 | 2.7 | 17900 | 2.3
FRIEDRICH |  | 214066639 | HRCU-A-CB | RD17AZ36AJ3N | TCFZ3621MTANM | Singlezone Ducted, Centrally Ducted | 34200 | 23000 | 2.7 | 17900 | 2.3
FRIEDRICH |  | 214066634 | HRCU-A-CB | RD17AZ36AJ3N | TCFZ3621MTANM | Singlezone Ducted, Centrally Ducted | 34200 | 23000 | 2.8 | 17800 | 2.3
FRIEDRICH |  | 214066608 | HRCU-A-CB | RD17AZ36AJ3N | TCFZ3621MTANM | Singlezone Ducted, Centrally Ducted | 34200 | 23000 | 2.7 | 17900 | 2.3
FRIEDRICH |  | 214066571 | HRCU-A-CB | RD17AZ36AJ3N | TCFZ3621MTANM | Singlezone Ducted, Centrally Ducted | 34200 | 23000 | 2.7 | 17900 | 2.3
FRIEDRICH |  | 214066517 | HRCU-A-CB | RD17AZ36AJ3N | TCFZ3621MTANM | Singlezone Ducted, Centrally Ducted | 34200 | 23000 | 2.7 | 17900 | 2.3
FRIEDRICH |  | 214066505 | HRCU-A-CB | RD17AZ36AJ3N | TCFZ3624MTANM | Singlezone Ducted, Centrally Ducted | 34200 | 23400 | 2.7 | 18100 | 2.3
FRIEDRICH |  | 214066498 | HRCU-A-CB | RD17AZ36AJ3N | TCFZ3624MTANM | Singlezone Ducted, Centrally Ducted | 34200 | 23400 | 2.7 | 18100 | 2.3
FRIEDRICH |  | 214066486 | HRCU-A-CB | RD17AZ36AJ3N | TCFZ3621MTAAM | Singlezone Ducted, Centrally Ducted | 34200 | 23800 | 2.7 | 18300 | 2.2
FRIEDRICH |  | 214066485 | HRCU-A-CB | RD17AZ36AJ3N | TCFZ3621MTANM | Singlezone Ducted, Centrally Ducted | 34200 | 23600 | 2.72 | 18200 | 2.3
FRIEDRICH |  | 214066481 | HRCU-A-CB | RD17AZ36AJ3N | TCFZ3621MTANM | Singlezone Ducted, Centrally Ducted | 34200 | 23400 | 2.72 | 18200 | 2.3
FRIEDRICH |  | 214066470 | HRCU-A-CB | RD17AZ36AJ3N | TCFZ3624MTANM | Singlezone Ducted, Centrally Ducted | 34200 | 23400 | 2.7 | 18100 | 2.3
FRIEDRICH |  | 214066452 | HRCU-A-CB | RD17AZ36AJ3N | FRH2TZ3621MTANA | Singlezone Ducted, Centrally Ducted | 34200 | 23200 | 2.7 | 18000 | 2.3
FRIEDRICH |  | 214066450 | HRCU-A-CB | RD17AZ36AJ3N | FRH2TZ3621MTANN | Singlezone Ducted, Centrally Ducted | 34200 | 22800 | 2.77 | 17800 | 2.3
FRIEDRICH |  | 214066439 | HRCU-A-CB | RD17AZ36AJ3N | RH2TZ3621MTANN | Singlezone Ducted, Centrally Ducted | 34200 | 22800 | 2.77 | 17800 | 2.3
FRIEDRICH |  | 214075548 | HRCU-A-CB | RD17AZ24AJ3N | TCFZ2417MTANM | Singlezone Ducted, Centrally Ducted | 22600 | 19000 | 3.2 | 16900 | 2
FRIEDRICH |  | 214075534 | HRCU-A-CB | RD17AZ24AJ3N | TCFZ2417MTANM | Singlezone Ducted, Centrally Ducted | 22600 | 18900 | 3.22 | 16800 | 2.1
FRIEDRICH |  | 214075528 | HRCU-A-CB | RD17AZ24AJ3N | TCFZ2417MTANM | Singlezone Ducted, Centrally Ducted | 22600 | 19000 | 3.2 | 16900 | 2
FRIEDRICH |  | 214075524 | HRCU-A-CB | RD17AZ24AJ3N | TCFZ2417MTANM | Singlezone Ducted, Centrally Ducted | 22600 | 19000 | 3.2 | 16900 | 2
FRIEDRICH |  | 214075523 | HRCU-A-CB | RD17AZ24AJ3N | TCFZ2417MTANM | Singlezone Ducted, Centrally Ducted | 22600 | 18900 | 3.22 | 16800 | 2.1
FRIEDRICH |  | 214075510 | HRCU-A-CB | RD17AZ24AJ3N | TCFZ2417MTANM | Singlezone Ducted, Centrally Ducted | 22600 | 18900 | 3.24 | 16800 | 2.1
FRIEDRICH |  | 214075505 | HRCU-A-CB | RD17AZ24AJ3N | TCFZ2417MTANM | Singlezone Ducted, Centrally Ducted | 22400 | 19000 | 3.06 | 17000 | 2
FRIEDRICH |  | 214075501 | HRCU-A-CB | RD17AZ24AJ3N | TCFZ2417MTANM | Singlezone Ducted, Centrally Ducted | 22600 | 19000 | 3.2 | 16900 | 2
FRIEDRICH |  | 214075500 | HRCU-A-CB | RD17AZ24AJ3N | TCFZ2417MTANM | Singlezone Ducted, Centrally Ducted | 22600 | 19000 | 3.2 | 16900 | 2
FRIEDRICH |  | 214075498 | HRCU-A-CB | RD17AZ24AJ3N | TCFZ2417MTANM | Singlezone Ducted, Centrally Ducted | 22600 | 19000 | 3.2 | 16900 | 2
FRIEDRICH |  | 214075497 | HRCU-A-CB | RD17AZ24AJ3N | TCFZ2417MTANM | Singlezone Ducted, Centrally Ducted | 22600 | 19000 | 3.08 | 17000 | 2
FRIEDRICH |  | 214075496 | HRCU-A-CB | RD17AZ24AJ3N | TCFZ2417MTANM | Singlezone Ducted, Centrally Ducted | 22600 | 19000 | 3.2 | 16900 | 2
FRIEDRICH |  | 214075493 | HRCU-A-CB | RD17AZ24AJ3N | TCFZ2417MTANM | Singlezone Ducted, Centrally Ducted | 22600 | 19000 | 3.2 | 16900 | 2
FRIEDRICH |  | 214075491 | HRCU-A-CB | RD17AZ24AJ3N | TCFZ2417MTANM | Singlezone Ducted, Centrally Ducted | 22600 | 18900 | 3.22 | 16800 | 2.1
FRIEDRICH |  | 214075490 | HRCU-A-CB | RD17AZ24AJ3N | TCFZ2417MTANM | Singlezone Ducted, Centrally Ducted | 22400 | 19100 | 3.08 | 17000 | 2
FRIEDRICH |  | 214075489 | HRCU-A-CB | RD17AZ24AJ3N | TCFZ2417MTANM | Singlezone Ducted, Centrally Ducted | 22600 | 19000 | 3.2 | 16900 | 2
FRIEDRICH |  | 214075484 | HRCU-A-CB | RD17AZ24AJ3N | TCFZ2417MTANM | Singlezone Ducted, Centrally Ducted | 22600 | 19000 | 3.2 | 16900 | 2
FRIEDRICH |  | 214075481 | HRCU-A-CB | RD17AZ24AJ3N | TCFZ2417MTANM | Singlezone Ducted, Centrally Ducted | 22600 | 18900 | 3.24 | 16800 | 2.1
FRIEDRICH |  | 214075480 | HRCU-A-CB | RD17AZ24AJ3N | TCFZ2417MTANM | Singlezone Ducted, Centrally Ducted | 22600 | 19000 | 3.2 | 16900 | 2
FRIEDRICH |  | 214075478 | HRCU-A-CB | RD17AZ24AJ3N | TCFZ2417MTANM | Singlezone Ducted, Centrally Ducted | 22600 | 19000 | 3.2 | 16900 | 2
FRIEDRICH |  | 214075471 | HRCU-A-CB | RD17AZ24AJ3N | TCFZ2417MTANM | Singlezone Ducted, Centrally Ducted | 22600 | 18900 | 3.22 | 16800 | 2
FRIEDRICH |  | 214075452 | HRCU-A-CB | RD17AZ24AJ3N | TCFZ2417MTANM | Singlezone Ducted, Centrally Ducted | 22400 | 19100 | 3.08 | 17100 | 2
FRIEDRICH |  | 214075445 | HRCU-A-CB | RD17AZ24AJ3N | TCFZ2417MTANM | Singlezone Ducted, Centrally Ducted | 22600 | 18800 | 3.22 | 16800 | 2.1
FRIEDRICH |  | 214075443 | HRCU-A-CB | RD17AZ24AJ3N | TCFZ2417MTANM | Singlezone Ducted, Centrally Ducted | 22600 | 19000 | 3.2 | 16900 | 2
FRIEDRICH |  | 214075439 | HRCU-A-CB | RD17AZ24AJ3N | TCFZ2417MTANM | Singlezone Ducted, Centrally Ducted | 22600 | 19000 | 3.2 | 16900 | 2
FRIEDRICH |  | 214075421 | HRCU-A-CB | RD17AZ24AJ3N | TCFZ2417MTANM | Singlezone Ducted, Centrally Ducted | 22600 | 19000 | 3.2 | 16900 | 2
FRIEDRICH |  | 214075407 | HRCU-A-CB | RD17AZ24AJ3N | TCFZ2417MTANM | Singlezone Ducted, Centrally Ducted | 22600 | 18900 | 3.22 | 16800 | 2
FRIEDRICH |  | 214075587 | HRCU-A-CB | RD17AZ24AJ3N | TCFZ2417MTANM | Singlezone Ducted, Centrally Ducted | 22600 | 19000 | 3.08 | 17000 | 2
FRIEDRICH |  | 214075579 | HRCU-A-CB | RD17AZ24AJ3N | TCFZ2417MTANM | Singlezone Ducted, Centrally Ducted | 22600 | 19000 | 3.08 | 17000 | 2
FRIEDRICH |  | 214075572 | HRCU-A-CB | RD17AZ24AJ3N | TCFZ2417MTANM | Singlezone Ducted, Centrally Ducted | 22600 | 19000 | 3.2 | 16900 | 2
FRIEDRICH |  | 214075571 | HRCU-A-CB | RD17AZ24AJ3N | TCFZ2417MTANM | Singlezone Ducted, Centrally Ducted | 22600 | 19000 | 3.2 | 16900 | 2
FRIEDRICH |  | 214075569 | HRCU-A-CB | RD17AZ24AJ3N | TCFZ2417MTANM | Singlezone Ducted, Centrally Ducted | 22600 | 18900 | 3.24 | 16800 | 2.1
FRIEDRICH |  | 214233329 | HRCU-A-CB | RD17AZ36AJ3N | FRH3VZ4821STACN | Singlezone Ducted, Centrally Ducted | 34200 | 31200 | 3.79 | 29400 | 2
FRIEDRICH |  | 214097944 | HRCU-A-CB | RD17AZ48AJ3N | FRH3VZ6024STACN | Singlezone Ducted, Centrally Ducted | 45500 | 43000 | 3.76 | 40000 | 2.1
FRIEDRICH |  | 214095453 | HRCU-A-CB | RD17AZ24AJ3N | FRH3VZ3617STACN | Singlezone Ducted, Centrally Ducted | 22600 | 18700 | 3.22 | 16700 | 2.1
FRIEDRICH |  | 214075926 | HRCU-A-CB | RD17AZ24AJ3N | FRH2VZ3617STANN | Singlezone Ducted, Centrally Ducted | 22800 | 15100 | 2.6 | 11900 | 2.19
FRIEDRICH |  | 214066459 | HRCU-A-CB | RD17AZ36AJ3N | FRH2VZ3621MTANA | Singlezone Ducted, Centrally Ducted | 34200 | 23400 | 2.8 | 18000 | 2.3
FRIEDRICH |  | 214066454 | HRCU-A-CB | RD17AZ36AJ3N | FRH2VZ3621MTANN | Singlezone Ducted, Centrally Ducted | 34200 | 23200 | 2.82 | 17900 | 2.3
FRIEDRICH | Floating Air Pro | 203383863 | HRCU-A-CB-O | FRHSR09A3A | FRHSW09A3A | Singlezone Non-Ducted, Wall Placement | 10500 | 6500 | 2.68 | 8052 | 2.15
FRIEDRICH | Floating Air Pro | 203383865 | HRCU-A-CB-O | FPHSR09A3A | FPHFW09A3A | Singlezone Non-Ducted, Wall Placement | 9500 | 5000 | 2.62 | 7438 | 2.12
FRIEDRICH | Floating Air Pro | 203383869 | HRCU-A-CB-O | FPHSR18A3A | FPHFW18A3A | Singlezone Non-Ducted, Wall Placement | 19000 | 11600 | 2.7 | 12730 | 2.16
FRIEDRICH | Floating Air Pro | 203383868 | HRCU-A-CB-O | FPHSR12A1A | FPHSW12A1A | Singlezone Non-Ducted, Wall Placement | 13000 | 7500 | 2.71 | 7377 | 2.08
FRIEDRICH | Floating Air Pro | 205142786 | HRCU-A-CB-O | FPHSR18A3A-A | FPHFW18A3B | Singlezone Non-Ducted, Wall Placement | 19000 | 11600 | 2.7 | 12730 | 2.16
FRIEDRICH | Floating Air Pro | 205142783 | HRCU-A-CB-O | FPHSR09A3A-A | FPHFW09A3B | Singlezone Non-Ducted, Wall Placement | 9500 | 5000 | 2.62 | 7438 | 2.12
FRIEDRICH | Floating Air Pro | 205142782 | HRCU-A-CB-O | FPHSR12A1A-A | FPHSW12A1B | Singlezone Non-Ducted, Wall Placement | 13000 | 7500 | 2.71 | 7377 | 2.08
FRIEDRICH | Floating Air Pro | 205142785 | HRCU-A-CB-O | FPHSR12A3A-A | FPHFW12A3B | Singlezone Non-Ducted, Wall Placement | 13000 | 7500 | 2.71 | 7824 | 1.98
FRIEDRICH | Floating Air Pro | 205123805 | HRCU-A-CB-O | FPHFR24A3A | FPHFC24A3B | Singlezone Non-Ducted, Ceiling Placement | 24000 | 19600 | 2.84 | 21060 | 2.2
FRIEDRICH | Floating Air Pro | 205104716 | HRCU-A-CB-O | FPHFR12A3A | FPHFC12A3B | Singlezone Non-Ducted, Ceiling Placement | 12000 | 7000 | 2.53 | 7377 | 2.08
FRIEDRICH | Floating Air Pro | 203383866 | HRCU-A-CB-O | FPHSR12A3A | FPHFW12A3A | Singlezone Non-Ducted, Wall Placement | 13000 | 7500 | 2.71 | 7824 | 1.98
FRIEDRICH | Floating Air Pro | 203383864 | HRCU-A-CB-O | FRHSR12A3A | FRHSW12A3A | Singlezone Non-Ducted, Wall Placement | 13000 | 8000 | 3.17 | 7865 | 2.35
FRIEDRICH | Floating Air Pro | 205104719 | HRCU-A-CB-O | FPHFR18A3A | FPHFC18A3B | Singlezone Non-Ducted, Ceiling Placement | 18000 | 11000 | 2.54 | 14750 | 2.3
FRIEDRICH | Floating Air Pro | 205142788 | HRCU-A-CB-O | FRHSR09A3A-A | FRHSW09A3B | Singlezone Non-Ducted, Wall Placement | 10500 | 6500 | 3.12 | 9250 | 2.36
FRIEDRICH | Floating Air Pro | 205142789 | HRCU-A-CB-O | FRHSR12A3A-A | FRHSW12A3B | Singlezone Non-Ducted, Wall Placement | 13000 | 8000 | 3.17 | 12030 | 2.41
FUJIECO | T-PRO | 211306461 | HMSR-A-CB-O | FES-36H2TK-M4O |  | Multizone All Non-Ducted | 35600 | 21200 | 2.64 | 23200 | 2.12
FUJIECO | T-PRO | 211306460 | HMSR-A-CB-O | FES-27H2TK-M3O |  | Multizone All Non-Ducted | 26000 | 18100 | 2.95 | 16250 | 2.27
FUJIECO | T-PRO | 211306454 | HRCU-A-CB-O | FES-24H2TK-ES(O) | FES-24H2TK-ES(I) | Singlezone Non-Ducted, Wall Placement | 24000 | 13900 | 2.75 | 16720 | 1.96
Fujitsu | H-Series | 214390707 | HRCU-A-CB-O | AOUH09KMAS1 | ASUH09KMAS | Singlezone Non-Ducted, Wall Placement | 12000 | 7400 | 3.24 | 10300 | 2.32
FUJITSU | H-Series | 207615689 | HRCU-A-CB-O | AOUH12LMAS1 | ASUH12LMAS | Singlezone Non-Ducted, Wall Placement | 14500 | 8800 | 3.03 | 10700 | 2.45
FUJITSU | H-Series | 210191038 | HRCU-A-CB-O | AOUH12LMBS1 | ASUH12LMAS | Singlezone Non-Ducted, Wall Placement | 14000 | 8500 | 2.93 | 10700 | 2.45
FUJITSU | H-Series | 206597211 | HRCU-A-CB-O | AOUG12LZAH1 | ASUG12LZBS | Singlezone Non-Ducted, Wall Placement | 16000 | 10000 | 3.22 | 16600 | 2.16
FUJITSU | H-Series | 206597210 | HRCU-A-CB-O | AOUG12LZAS1 | ASUG12LZBS | Singlezone Non-Ducted, Wall Placement | 16000 | 10000 | 3.33 | 16600 | 2.32
FUJITSU | H-Series | 206263450 | HRCU-A-CB-O | AOUH12LMAH1 | ASUH12LMAS | Singlezone Non-Ducted, Wall Placement | 16000 | 10300 | 2.9 | 10700 | 2.27
FUJITSU | H-Series | 206913028 | HRCU-A-CB-O | AOUH24LMAS1 | ASUH24LMAS | Singlezone Non-Ducted, Wall Placement | 25200 | 15700 | 3.05 | 25500 | 2.08
FUJITSU | H-Series | 207615688 | HRCU-A-CB-O | AOUH09LMAS1 | ASUH09LMAS | Singlezone Non-Ducted, Wall Placement | 12000 | 7400 | 3.19 | 10200 | 2.35
FUJITSU | H-Series | 206597212 | HRCU-A-CB-O | AOUG15LZAS1 | ASUG15LZBS | Singlezone Non-Ducted, Wall Placement | 18000 | 11200 | 3.25 | 21000 | 2.24
FUJITSU | H-Series | 206597209 | HRCU-A-CB-O | AOUG09LZAH1 | ASUG09LZBS | Singlezone Non-Ducted, Wall Placement | 12000 | 7400 | 3.5 | 15400 | 2.01
FUJITSU | H-Series | 206597208 | HRCU-A-CB-O | AOUG09LZAS1 | ASUG09LZBS | Singlezone Non-Ducted, Wall Placement | 12000 | 7400 | 3.61 | 15400 | 2.15
FUJITSU | H-Series | 206597213 | HRCU-A-CB-O | AOUG15LZAH1 | ASUG15LZBS | Singlezone Non-Ducted, Wall Placement | 18000 | 11200 | 3.16 | 21000 | 2.12
FUJITSU | H-Series | 6937310 | HRCU-A-CB-O | AOU12RLFFH | AGU12RLF | Singlezone Non-Ducted, Floor Placement | 16000 | 10600 | 2.61 | 15050 | 1.9
FUJITSU | H-Series | 6936997 | HRCU-A-CB-O | AOU15RLFF | AGU15RLF | Singlezone Non-Ducted, Floor Placement | 18000 | 11600 | 2.62 | 18960 | 1.91
FUJITSU | H-Series | 6936995 | HRCU-A-CB-O | AOU9RLFF | AGU9RLF | Singlezone Non-Ducted, Floor Placement | 12000 | 7500 | 2.82 | 14220 | 1.98
FUJITSU | H-Series | 8912454 | HRCU-A-CB-O | AOU30RLXEH | ASU30RLE | Singlezone Non-Ducted, Wall Placement | 32000 | 18900 | 2.56 | 32030 | 2.06
FUJITSU | H-Series | 204740071 | HRCU-A-CB-O | AOUG15LZAH1 | ASUG15LZAS | Singlezone Non-Ducted, Wall Placement | 18000 | 11200 | 3.16 | 21000 | 2.12
FUJITSU | H-Series | 204740070 | HRCU-A-CB-O | AOUG15LZAS1 | ASUG15LZAS | Singlezone Non-Ducted, Wall Placement | 18000 | 11200 | 3.25 | 21000 | 2.24
FUJITSU | H-Series | 204740069 | HRCU-A-CB-O | AOUG12LZAH1 | ASUG12LZAS | Singlezone Non-Ducted, Wall Placement | 16000 | 10000 | 3.22 | 16600 | 2.16
FUJITSU | H-Series | 204740068 | HRCU-A-CB-O | AOUG12LZAS1 | ASUG12LZAS | Singlezone Non-Ducted, Wall Placement | 16000 | 10000 | 3.33 | 16600 | 2.32
FUJITSU | H-Series | 204740066 | HRCU-A-CB-O | AOUG09LZAS1 | ASUG09LZAS | Singlezone Non-Ducted, Wall Placement | 12000 | 7400 | 3.61 | 15400 | 2.15
FUJITSU | H-Series | 204740067 | HRCU-A-CB-O | AOUG09LZAH1 | ASUG09LZAS | Singlezone Non-Ducted, Wall Placement | 12000 | 7400 | 3.5 | 15400 | 2.01
FUJITSU | H-Series | 211078832 | HRCU-A-CB-O | AOUH30LUAS1 | AUUH30LUAS | Singlezone Non-Ducted, Ceiling Placement | 32000 | 20800 | 3.17 | 28000 | 2.12
FUJITSU | H-Series | 211078831 | HRCU-A-CB-O | AOUH24LUAS1 | AUUH24LUAS | Singlezone Non-Ducted, Ceiling Placement | 27000 | 18000 | 3.08 | 23600 | 2.12
FUJITSU | H-Series | 211078844 | HRCU-A-CB-O | AOUH18LUAS1 | AUUH18LUAS | Singlezone Non-Ducted, Ceiling Placement | 21600 | 15100 | 3.01 | 16800 | 2.24
FUJITSU | H-Series | 211078834 | HRCU-A-CB | AOUH24LUAS1 | ARUH24LUAS | Singlezone Ducted, Compact Ducted | 27000 | 18100 | 2.9 | 23200 | 2
FUJITSU | H-Series | 211078842 | HRCU-A-CB | AOUH18LUAS1 | ARUH18LUAS | Singlezone Ducted, Compact Ducted | 21600 | 15500 | 2.89 | 16800 | 2.12
FUJITSU | H-Series | 211078835 | HRCU-A-CB | AOUH24LUAS1 | AMUG24LMAS | Singlezone Ducted, Centrally Ducted | 27000 | 18700 | 2.85 | 23000 | 1.94
FUJITSU | H-Series | 211078836 | HRCU-A-CB-O | AOUH24LUAS1 | ABUH24LUAS | Singlezone Non-Ducted, Ceiling Placement | 27000 | 17500 | 3.07 | 23600 | 2.08
FUJITSU | H-Series | 211078843 | HRCU-A-CB-O | AOUH18LUAS1 | ABUH18LUAS | Singlezone Non-Ducted, Ceiling Placement | 21600 | 15800 | 2.91 | 16800 | 2.22
FUJITSU | H-Series | 210191037 | HRCU-A-CB-O | AOUH12LMBH1 | ASUH12LMAS | Singlezone Non-Ducted, Wall Placement | 14000 | 8500 | 2.93 | 10700 | 2.27
FUJITSU | H-Series | 204752938 | HRCU-A-CB-O | AOUG12LMAS1 | ASUG12LMAS | Singlezone Non-Ducted, Wall Placement | 16000 | 10300 | 2.9 | 10700 | 2.45
FUJITSU | H-Series | 202534923 | HRCU-A-CB | AOU18RGLX | ARU18RGLX | Singlezone Ducted, Compact Ducted | 21000 | 12700 | 2.5 | 17990 | 2.45
FUJITSU | H-Series | 8033586 | HMSV-A-CB | AOU24RLXFZH |  | Multizone All Non-Ducted | 25000 | 15400 | 2.61 | 25500 | 2.09
FUJITSU | H-Series | 207657376 | HRCU-A-CB | AOUH30LUAH1 | AMUG30LMAS | Singlezone Ducted, Centrally Ducted | 32000 | 21600 | 3.03 | 33000 | 1.93
FUJITSU | H-Series | 8908615 | HMSR-A-CB-O | AOU36RLXFZH |  | Multizone All Non-Ducted | 36400 | 21400 | 2.64 | 36407 | 2.02
FUJITSU | H-Series | 207334301 | HRCU-A-CB | AOUH12LUAS1 | ARUH12LUAS | Singlezone Ducted, Centrally Ducted | 16000 | 10500 | 3.05 | 16000 | 2.08
FUJITSU | H-Series | 206263449 | HRCU-A-CB-O | AOUH09LMAH1 | ASUH09LMAS | Singlezone Non-Ducted, Wall Placement | 12000 | 7400 | 3.19 | 9480 | 2.17
FUJITSU | H-Series | 206913027 | HRCU-A-CB-O | AOUH18LMAS1 | ASUH18LMAS | Singlezone Non-Ducted, Wall Placement | 21600 | 13600 | 3.11 | 21600 | 2.01
FUJITSU | H-Series | 207454671 | HRCU-A-CB-O | AOUH09LEAS1 | ASUH09LMAS | Singlezone Non-Ducted, Wall Placement | 10900 | 6700 | 2.65 | 9000 | 2
FUJITSU | H-Series | 206909902 | HRCU-A-CB-O | AOUH09LPAS1 | ASUH09LPAS | Singlezone Non-Ducted, Wall Placement | 10000 | 6200 | 2.8 | 6700 | 2.07
FUJITSU | H-Series | 206579743 | HRCU-A-CB-O | AOUH09LUAS1 | ACUH09LUAS1 | Singlezone Non-Ducted, Ceiling Placement | 12000 | 7800 | 3.17 | 10120 | 2.23
FUJITSU | H-Series | 206579744 | HRCU-A-CB-O | AOUH12LUAS1 | ACUH12LUAS1 | Singlezone Non-Ducted, Ceiling Placement | 16000 | 10700 | 2.99 | 16000 | 2.08
FUJITSU | H-Series | 206579745 | HRCU-A-CB-O | AOUH18LUAS1 | ACUH18LUAS1 | Singlezone Non-Ducted, Ceiling Placement | 21600 | 14700 | 2.93 | 17500 | 2.33
FUJITSU | H-Series | 205123809 | HRCU-A-CB | AOUG36LMAS1 | AMUG36LMAS | Singlezone Ducted, Centrally Ducted | 42000 | 29400 | 2.62 | 32900 | 2.02
FUJITSU | H-Series | 8779045 | HRCU-A-CB-O | AOU18RLXFWH | ASU18RLF | Singlezone Non-Ducted, Wall Placement | 21600 | 14600 | 3.01 | 21600 | 2.3
FUJITSU | H-Series | 6936996 | HRCU-A-CB-O | AOU12RLFF | AGU12RLF | Singlezone Non-Ducted, Floor Placement | 16000 | 10600 | 2.61 | 15000 | 2.03
FUJITSU | H-Series | 8779046 | HRCU-A-CB-O | AOU24RLXFWH | ASU24RLF | Singlezone Non-Ducted, Wall Placement | 25200 | 18000 | 2.5 | 25220 | 2.06
FUJITSU | H-Series | 204752937 | HRCU-A-CB-O | AOUG09LMAS1 | ASUG09LMAS | Singlezone Non-Ducted, Wall Placement | 12000 | 7400 | 3.19 | 8500 | 2.03
GE | NS22H SERIES | 211708941 | HRCU-A-CB | NS22H36MA4-**A | NCUC48BT4+TDR | Singlezone Ducted, Centrally Ducted | 33600 | 22200 | 2.56 | 18200 | 2.24
GE | NS22H SERIES | 211708939 | HRCU-A-CB | NS22H36MA4-**A | NCUC48BT4+TDR | Singlezone Ducted, Centrally Ducted | 33600 | 22200 | 2.56 | 18200 | 2.24
GE | NS22H SERIES | 211708938 | HRCU-A-CB | NS22H36MA4-**A | NCUC48BT4+TDR | Singlezone Ducted, Centrally Ducted | 33400 | 22200 | 2.52 | 18200 | 2.22
GE | NS22H SERIES | 211708937 | HRCU-A-CB | NS22H36MA4-**A | NCUC48BT4+TDR | Singlezone Ducted, Centrally Ducted | 33400 | 22200 | 2.52 | 18200 | 2.22
GE | NS22H SERIES | 211708936 | HRCU-A-CB | NS22H36MA4-**A | NCUC48BT4+TDR | Singlezone Ducted, Centrally Ducted | 33200 | 22000 | 2.54 | 18000 | 2.24
GE | NS22H SERIES | 211708935 | HRCU-A-CB | NS22H36MA4-**A | NCUC48BT4+TDR | Singlezone Ducted, Centrally Ducted | 33200 | 22000 | 2.52 | 18100 | 2.24
GE | NS22H SERIES | 211708934 | HRCU-A-CB | NS22H36MA4-**A | NCUC48BT4+TDR | Singlezone Ducted, Centrally Ducted | 33600 | 22400 | 2.5 | 18400 | 2.2
GE | NS22H SERIES | 211708932 | HRCU-A-CB | NS22H36MA4-**A | NCUC48BT4+TDR | Singlezone Ducted, Centrally Ducted | 33800 | 22600 | 2.5 | 18500 | 2.18
GE | NS22H SERIES | 211708892 | HRCU-A-CB | NS22H36MA4-**A | NCHC42CT4+TDR | Singlezone Ducted, Centrally Ducted | 33800 | 22600 | 2.52 | 18200 | 2.04
GE | NS22H SERIES | 211708890 | HRCU-A-CB | NS22H36MA4-**A | NCHC42CT4+TDR | Singlezone Ducted, Centrally Ducted | 33400 | 22200 | 2.5 | 17900 | 2.04
GE | NS22H SERIES | 211708889 | HRCU-A-CB | NS22H36MA4-**A | NCHC42CT4+TDR | Singlezone Ducted, Centrally Ducted | 33400 | 22200 | 2.5 | 17900 | 2.04
GE | NS22H SERIES | 211708888 | HRCU-A-CB | NS22H36MA4-**A | NCHC42CT4+TDR | Singlezone Ducted, Centrally Ducted | 33400 | 22200 | 2.52 | 17900 | 2.06
GE | NS22H SERIES | 211708859 | HRCU-A-CB | NS22H36MA4-**A | NAM42V1TA4 | Singlezone Ducted, Centrally Ducted | 33600 | 22200 | 2.6 | 18000 | 2.24
GE | NS22H SERIES | 211708858 | HRCU-A-CB | NS22H36MA4-**A | NAM36V1TA4 | Singlezone Ducted, Centrally Ducted | 33400 | 22200 | 2.58 | 18000 | 2.24
GE | NS22H SERIES | 211708855 | HRCU-A-CB | NS22H36MA4-**A | NCUU48BP4+TDR+TXV | Singlezone Ducted, Centrally Ducted | 33600 | 22200 | 2.56 | 18200 | 2.24
GE | NS22H SERIES | 211708854 | HRCU-A-CB | NS22H36MA4-**A | NCUU48BP4+TDR+TXV | Singlezone Ducted, Centrally Ducted | 33600 | 22200 | 2.56 | 18200 | 2.24
GE | NS22H SERIES | 211708853 | HRCU-A-CB | NS22H36MA4-**A | NCUU48BP4+TDR+TXV | Singlezone Ducted, Centrally Ducted | 33400 | 22200 | 2.52 | 18200 | 2.22
GE | NS22H SERIES | 211708852 | HRCU-A-CB | NS22H36MA4-**A | NCUU48BP4+TDR+TXV | Singlezone Ducted, Centrally Ducted | 33400 | 22200 | 2.52 | 18200 | 2.22
GE | NS22H SERIES | 211708851 | HRCU-A-CB | NS22H36MA4-**A | NCUU48BP4+TDR+TXV | Singlezone Ducted, Centrally Ducted | 33200 | 22000 | 2.54 | 18000 | 2.24
GE | NS22H SERIES | 211708850 | HRCU-A-CB | NS22H36MA4-**A | NCUU48BP4+TDR+TXV | Singlezone Ducted, Centrally Ducted | 33200 | 22000 | 2.52 | 18100 | 2.24
GE | NS22H SERIES | 211708849 | HRCU-A-CB | NS22H36MA4-**A | NCUU48BP4+TDR+TXV | Singlezone Ducted, Centrally Ducted | 33600 | 22400 | 2.5 | 18400 | 2.2
GE | NS22H SERIES | 211708846 | HRCU-A-CB | NS22H36MA4-**A | NCUU48BP4+TDR+TXV | Singlezone Ducted, Centrally Ducted | 33800 | 22600 | 2.5 | 18500 | 2.18
GE | NS22H SERIES | 212403841 | HRCU-A-CB | NS22H36MA4-**A | NAM42V2TA4 | Singlezone Ducted, Centrally Ducted | 35000 | 22600 | 2.62 | 18300 | 2.3
GE | NS22H SERIES | 212403840 | HRCU-A-CB | NS22H36MA4-**A | NAM42E1AT | Singlezone Ducted, Centrally Ducted | 33400 | 22200 | 2.56 | 18100 | 2.22
GE | NS22H SERIES | 212403839 | HRCU-A-CB | NS22H36MA4-**A | NAM36E1AT | Singlezone Ducted, Centrally Ducted | 32800 | 21800 | 2.5 | 17800 | 2.18
GE | NS22H SERIES | 212403838 | HRCU-A-CB | NS22H36MA4-**A | NAM36V2TA4 | Singlezone Ducted, Centrally Ducted | 33400 | 22800 | 2.6 | 18200 | 2.26
GE | NS22H SERIES | 212396451 | HRCU-A-CB | NS22H24MA4-**A | NAM30E1AT | Singlezone Ducted, Centrally Ducted | 22400 | 14500 | 2.71 | 14900 | 2.14
GE | NS22H SERIES | 212396450 | HRCU-A-CB | NS22H24MA4-**A | NAM24E1AT | Singlezone Ducted, Centrally Ducted | 22400 | 15000 | 2.75 | 15500 | 2.16
GE | NS22H SERIES | 212396449 | HRCU-A-CB | NS22H24MA4-**A | NAM24V2AT | Singlezone Ducted, Centrally Ducted | 22800 | 14300 | 2.56 | 15300 | 2.06
GE | NS22H SERIES | 212396448 | HRCU-A-CB | NS22H24MA4-**A | NCUC30AT4+TDR | Singlezone Ducted, Centrally Ducted | 23200 | 14100 | 2.52 | 16000 | 1.96
GE | NS22H SERIES | 212396447 | HRCU-A-CB | NS22H24MA4-**A | NCUU30BP4+TDR+TXV | Singlezone Ducted, Centrally Ducted | 23200 | 14100 | 2.5 | 16000 | 1.94
GE | NS22H SERIES | 212396446 | HRCU-A-CB | NS22H24MA4-**A | NCUU30BP4+TDR+TXV | Singlezone Ducted, Centrally Ducted | 23200 | 14100 | 2.52 | 16000 | 1.96
GE | NS22H SERIES | 212396445 | HRCU-A-CB | NS22H24MA4-**A | NCUU30BP4+TDR+TXV | Singlezone Ducted, Centrally Ducted | 23200 | 14000 | 2.52 | 15900 | 1.96
GE | NS22H SERIES | 212396444 | HRCU-A-CB | NS22H24MA4-**A | NCUU30BP4+TDR+TXV | Singlezone Ducted, Centrally Ducted | 23200 | 14000 | 2.52 | 15900 | 1.96
GE | NS22H SERIES | 212396443 | HRCU-A-CB | NS22H24MA4-**A | NCUU30BP4+TDR+TXV | Singlezone Ducted, Centrally Ducted | 23200 | 14100 | 2.5 | 16000 | 1.94
GE | NS22H SERIES | 212396441 | HRCU-A-CB | NS22H24MA4-**A | NCUU30BP4+TDR+TXV | Singlezone Ducted, Centrally Ducted | 23200 | 14000 | 2.52 | 15900 | 1.96
GE | NS22H SERIES | 212396440 | HRCU-A-CB | NS22H24MA4-**A | NCUU30AP4+TDR+TXV | Singlezone Ducted, Centrally Ducted | 23200 | 14000 | 2.5 | 15900 | 1.94
GE | NS22H SERIES | 212396439 | HRCU-A-CB | NS22H24MA4-**A | NCUU30AP4+TDR+TXV | Singlezone Ducted, Centrally Ducted | 23200 | 14100 | 2.52 | 16000 | 1.96
GE | NS22H SERIES | 212396438 | HRCU-A-CB | NS22H24MA4-**A | NCUU24BP4+TDR+TXV | Singlezone Ducted, Centrally Ducted | 23200 | 14500 | 2.5 | 15600 | 1.9
GE | NS22H SERIES | 212396437 | HRCU-A-CB | NS22H24MA4-**A | NCUU24BP4+TDR+TXV | Singlezone Ducted, Centrally Ducted | 23400 | 14500 | 2.5 | 15600 | 1.9
GE | NS22H SERIES | 212396436 | HRCU-A-CB | NS22H24MA4-**A | NCUU24BP4+TDR+TXV | Singlezone Ducted, Centrally Ducted | 23200 | 14500 | 2.51 | 15500 | 1.9
GE | NS22H SERIES | 212396435 | HRCU-A-CB | NS22H24MA4-**A | NCUU24BP4+TDR+TXV | Singlezone Ducted, Centrally Ducted | 23200 | 14500 | 2.51 | 15500 | 1.9
GE | NS22H SERIES | 212396432 | HRCU-A-CB | NS22H24MA4-**A | NCUU24BP4+TDR+TXV | Singlezone Ducted, Centrally Ducted | 23200 | 14400 | 2.53 | 15500 | 1.9
GE | NS22H SERIES | 212396431 | HRCU-A-CB | NS22H24MA4-**A | NCUU24AP4+TDR+TXV | Singlezone Ducted, Centrally Ducted | 23400 | 14500 | 2.51 | 15600 | 1.9
GE | NS22H SERIES | 212396430 | HRCU-A-CB | NS22H24MA4-**A | NCUU24AP4+TDR+TXV | Singlezone Ducted, Centrally Ducted | 23400 | 14600 | 2.52 | 15600 | 1.9
GE | NS22H SERIES | 212396429 | HRCU-A-CB | NS22H24MA4-**A | NCUC30BT4+TDR | Singlezone Ducted, Centrally Ducted | 23200 | 14100 | 2.5 | 16000 | 1.94
GE | NS22H SERIES | 212396428 | HRCU-A-CB | NS22H24MA4-**A | NCUC30BT4+TDR | Singlezone Ducted, Centrally Ducted | 23200 | 14100 | 2.52 | 16000 | 1.96
GE | NS22H SERIES | 212396427 | HRCU-A-CB | NS22H24MA4-**A | NCUC30BT4+TDR | Singlezone Ducted, Centrally Ducted | 23200 | 14000 | 2.52 | 15900 | 1.96
GE | NS22H SERIES | 212396426 | HRCU-A-CB | NS22H24MA4-**A | NCUC30BT4+TDR | Singlezone Ducted, Centrally Ducted | 23200 | 14000 | 2.52 | 15900 | 1.96
GE | NS22H SERIES | 212396425 | HRCU-A-CB | NS22H24MA4-**A | NCUC30BT4+TDR | Singlezone Ducted, Centrally Ducted | 23200 | 14100 | 2.5 | 16000 | 1.94
GE | NS22H SERIES | 212396423 | HRCU-A-CB | NS22H24MA4-**A | NCUC30BT4+TDR | Singlezone Ducted, Centrally Ducted | 23200 | 14000 | 2.52 | 15900 | 1.96
GE | NS22H SERIES | 212396422 | HRCU-A-CB | NS22H24MA4-**A | NCUC30AT4+TDR | Singlezone Ducted, Centrally Ducted | 23200 | 14000 | 2.5 | 15900 | 1.94
GE | NS22H SERIES | 212396421 | HRCU-A-CB | NS22H24MA4-**A | NCUC24BT4+TDR | Singlezone Ducted, Centrally Ducted | 23200 | 14500 | 2.5 | 15600 | 1.9
GE | NS22H SERIES | 212396420 | HRCU-A-CB | NS22H24MA4-**A | NCUC24BT4+TDR | Singlezone Ducted, Centrally Ducted | 23400 | 14500 | 2.5 | 15600 | 1.9
GE | NS22H SERIES | 212396419 | HRCU-A-CB | NS22H24MA4-**A | NCUC24BT4+TDR | Singlezone Ducted, Centrally Ducted | 23200 | 14500 | 2.51 | 15500 | 1.9
GE | NS22H SERIES | 212396418 | HRCU-A-CB | NS22H24MA4-**A | NCUC24BT4+TDR | Singlezone Ducted, Centrally Ducted | 23200 | 14500 | 2.51 | 15500 | 1.9
GE | NS22H SERIES | 212396415 | HRCU-A-CB | NS22H24MA4-**A | NCUC24BT4+TDR | Singlezone Ducted, Centrally Ducted | 23200 | 14400 | 2.53 | 15500 | 1.9
GE | NS22H SERIES | 212396414 | HRCU-A-CB | NS22H24MA4-**A | NCUC24AT4+TDR | Singlezone Ducted, Centrally Ducted | 23400 | 14500 | 2.51 | 15600 | 1.9
GE | NS22H SERIES | 212396413 | HRCU-A-CB | NS22H24MA4-**A | NCUC24AT4+TDR | Singlezone Ducted, Centrally Ducted | 23400 | 14600 | 2.52 | 15600 | 1.9
GE | NS22H SERIES | 212396412 | HRCU-A-CB | NS22H24MA4-**A | NAM30V2TA4 | Singlezone Ducted, Centrally Ducted | 23000 | 14900 | 2.84 | 16100 | 2.32
GE | NS22H SERIES | 212349581 | HRCU-A-CB | NS22H24MA4-**A | NCUC30AT4+TDR | Singlezone Ducted, Centrally Ducted | 23200 | 14000 | 2.52 | 15900 | 1.94
GE | NS22H SERIES | 212349580 | HRCU-A-CB | NS22H24MA4-**A | NCUC30AT4+TDR | Singlezone Ducted, Centrally Ducted | 23400 | 14200 | 2.52 | 16100 | 1.96
GE | NS22H SERIES | 212349578 | HRCU-A-CB | NS22H24MA4-**A | NCUC30AT4+TDR | Singlezone Ducted, Centrally Ducted | 23000 | 13900 | 2.51 | 15800 | 1.94
GE | NS22H SERIES | 212349577 | HRCU-A-CB | NS22H24MA4-**A | NCUC30AT4+TDR | Singlezone Ducted, Centrally Ducted | 23400 | 14200 | 2.51 | 16100 | 1.96
GE | NS22H SERIES | 212349576 | HRCU-A-CB | NS22H24MA4-**A | NCUC30AT4+TDR | Singlezone Ducted, Centrally Ducted | 23400 | 14200 | 2.51 | 16100 | 1.96
GE | NS22H SERIES | 212349572 | HRCU-A-CB | NS22H24MA4-**A | NCUC30BT4+TDR | Singlezone Ducted, Centrally Ducted | 23200 | 14000 | 2.52 | 15900 | 1.96
GE | NS22H SERIES | 212349566 | HRCU-A-CB | NS22H24MA4-**A | NCUC24BT4+TDR | Singlezone Ducted, Centrally Ducted | 23200 | 14500 | 2.54 | 15500 | 1.9
GE | NS22H SERIES | 212349563 | HRCU-A-CB | NS22H24MA4-**A | NCUC24AT4+TDR | Singlezone Ducted, Centrally Ducted | 23200 | 14500 | 2.51 | 15500 | 1.9
GE | NS22H SERIES | 212349561 | HRCU-A-CB | NS22H24MA4-**A | NCUC24AT4+TDR | Singlezone Ducted, Centrally Ducted | 23600 | 14700 | 2.5 | 15800 | 1.92
GE | NS22H SERIES | 212349560 | HRCU-A-CB | NS22H24MA4-**A | NCUC24AT4+TDR | Singlezone Ducted, Centrally Ducted | 23000 | 14300 | 2.52 | 15400 | 1.9
GE | NS22H SERIES | 212349559 | HRCU-A-CB | NS22H24MA4-**A | NCUC24AT4+TDR | Singlezone Ducted, Centrally Ducted | 23600 | 14700 | 2.52 | 15700 | 1.9
GE | NS22H SERIES | 212349558 | HRCU-A-CB | NS22H24MA4-**A | NCUC24AT4+TDR | Singlezone Ducted, Centrally Ducted | 23600 | 14700 | 2.52 | 15700 | 1.9
GE | NS22H SERIES | 212349557 | HRCU-A-CB | NS22H24MA4-**A | NAM30V1TA4 | Singlezone Ducted, Centrally Ducted | 22400 | 14500 | 2.67 | 14900 | 2.12
GE | NS22H SERIES | 212349556 | HRCU-A-CB | NS22H24MA4-**A | NAM24V1TA4 | Singlezone Ducted, Centrally Ducted | 22200 | 14900 | 2.68 | 15400 | 2.12
GE | NS22H SERIES | 212349555 | HRCU-A-CB | NS22H24MA4-**A | NAM30P1TA4 | Singlezone Ducted, Centrally Ducted | 22800 | 14900 | 2.6 | 15200 | 2.08
GE | NS22H SERIES | 212349554 | HRCU-A-CB | NS22H24MA4-**A | NAM24P1TA4 | Singlezone Ducted, Centrally Ducted | 23400 | 14700 | 2.5 | 15300 | 2.06
GE | NS22H SERIES | 212349550 | HRCU-A-CB | NS22H24MA4-**A | NCUU30BP4+TDR+TXV | Singlezone Ducted, Centrally Ducted | 23200 | 14000 | 2.52 | 15900 | 1.96
GE | NS22H SERIES | 212349547 | HRCU-A-CB | NS22H24MA4-**A | NCUU30AP4+TDR+TXV | Singlezone Ducted, Centrally Ducted | 23200 | 14000 | 2.52 | 15900 | 1.94
GE | NS22H SERIES | 212349546 | HRCU-A-CB | NS22H24MA4-**A | NCUU30AP4+TDR+TXV | Singlezone Ducted, Centrally Ducted | 23400 | 14200 | 2.52 | 16100 | 1.96
GE | NS22H SERIES | 212349544 | HRCU-A-CB | NS22H24MA4-**A | NCUU30AP4+TDR+TXV | Singlezone Ducted, Centrally Ducted | 23000 | 13900 | 2.51 | 15800 | 1.94
GE | NS22H SERIES | 212349543 | HRCU-A-CB | NS22H24MA4-**A | NCUU30AP4+TDR+TXV | Singlezone Ducted, Centrally Ducted | 23400 | 14200 | 2.51 | 16100 | 1.96
GE | NS22H SERIES | 212349542 | HRCU-A-CB | NS22H24MA4-**A | NCUU30AP4+TDR+TXV | Singlezone Ducted, Centrally Ducted | 23400 | 14200 | 2.51 | 16100 | 1.96
GE | NS22H SERIES | 212349538 | HRCU-A-CB | NS22H24MA4-**A | NCUU24BP4+TDR+TXV | Singlezone Ducted, Centrally Ducted | 23200 | 14500 | 2.54 | 15500 | 1.9
GE | NS22H SERIES | 212349535 | HRCU-A-CB | NS22H24MA4-**A | NCUU24AP4+TDR+TXV | Singlezone Ducted, Centrally Ducted | 23200 | 14500 | 2.51 | 15500 | 1.9
GE | NS22H SERIES | 212349533 | HRCU-A-CB | NS22H24MA4-**A | NCUU24AP4+TDR+TXV | Singlezone Ducted, Centrally Ducted | 23600 | 14700 | 2.5 | 15800 | 1.92
GE | NS22H SERIES | 212349532 | HRCU-A-CB | NS22H24MA4-**A | NCUU24AP4+TDR+TXV | Singlezone Ducted, Centrally Ducted | 23000 | 14300 | 2.52 | 15400 | 1.9
GE | NS22H SERIES | 212349531 | HRCU-A-CB | NS22H24MA4-**A | NCUU24AP4+TDR+TXV | Singlezone Ducted, Centrally Ducted | 23600 | 14700 | 2.52 | 15700 | 1.9
GE | NS22H SERIES | 212349530 | HRCU-A-CB | NS22H24MA4-**A | NCUU24AP4+TDR+TXV | Singlezone Ducted, Centrally Ducted | 23600 | 14700 | 2.52 | 15700 | 1.9
GE | NS22H SERIES | 212403939 | HRCU-A-CB | NS22H36MA4-**A | NCUU48CP4+TDR+TXV | Singlezone Ducted, Centrally Ducted | 33800 | 22400 | 2.52 | 18400 | 2.22
GE | NS22H SERIES | 212403938 | HRCU-A-CB | NS22H36MA4-**A | NCUU48CP4+TDR+TXV | Singlezone Ducted, Centrally Ducted | 33600 | 22200 | 2.52 | 18300 | 2.22
GE | NS22H SERIES | 212403937 | HRCU-A-CB | NS22H36MA4-**A | NCUU48CP4+TDR+TXV | Singlezone Ducted, Centrally Ducted | 33400 | 22000 | 2.54 | 18100 | 2.24
GE | NS22H SERIES | 212403936 | HRCU-A-CB | NS22H36MA4-**A | NCUU48CP4+TDR+TXV | Singlezone Ducted, Centrally Ducted | 33600 | 22400 | 2.54 | 18300 | 2.22
GE | NS22H SERIES | 212403935 | HRCU-A-CB | NS22H36MA4-**A | NCUU48CP4+TDR+TXV | Singlezone Ducted, Centrally Ducted | 33600 | 22400 | 2.52 | 18400 | 2.22
GE | NS22H SERIES | 212403934 | HRCU-A-CB | NS22H36MA4-**A | NCUU48CP4+TDR+TXV | Singlezone Ducted, Centrally Ducted | 33600 | 22400 | 2.52 | 18300 | 2.22
GE | NS22H SERIES | 212403933 | HRCU-A-CB | NS22H36MA4-**A | NCUU48CP4+TDR+TXV | Singlezone Ducted, Centrally Ducted | 33400 | 22200 | 2.56 | 18200 | 2.24
GE | NS22H SERIES | 212403932 | HRCU-A-CB | NS22H36MA4-**A | NCUU48CP4+TDR+TXV | Singlezone Ducted, Centrally Ducted | 33600 | 22200 | 2.54 | 18200 | 2.22
GE | NS22H SERIES | 212403931 | HRCU-A-CB | NS22H36MA4-**A | NCUU48CP4+TDR+TXV | Singlezone Ducted, Centrally Ducted | 33600 | 22400 | 2.52 | 18300 | 2.22
GE | NS22H SERIES | 212403905 | HRCU-A-CB | NS22H36MA4-**A | NCUC48CT4+TDR | Singlezone Ducted, Centrally Ducted | 33800 | 22400 | 2.52 | 18400 | 2.22
GE | NS22H SERIES | 212403904 | HRCU-A-CB | NS22H36MA4-**A | NCUC48CT4+TDR | Singlezone Ducted, Centrally Ducted | 33600 | 22200 | 2.52 | 18300 | 2.22
GE | NS22H SERIES | 212403903 | HRCU-A-CB | NS22H36MA4-**A | NCUC48CT4+TDR | Singlezone Ducted, Centrally Ducted | 33400 | 22000 | 2.54 | 18100 | 2.24
GE | NS22H SERIES | 212403902 | HRCU-A-CB | NS22H36MA4-**A | NCUC48CT4+TDR | Singlezone Ducted, Centrally Ducted | 33600 | 22400 | 2.54 | 18300 | 2.22
GE | NS22H SERIES | 212403901 | HRCU-A-CB | NS22H36MA4-**A | NCUC48CT4+TDR | Singlezone Ducted, Centrally Ducted | 33600 | 22400 | 2.52 | 18400 | 2.22
GE | NS22H SERIES | 212403900 | HRCU-A-CB | NS22H36MA4-**A | NCUC48CT4+TDR | Singlezone Ducted, Centrally Ducted | 33600 | 22400 | 2.52 | 18300 | 2.22
GE | NS22H SERIES | 212403899 | HRCU-A-CB | NS22H36MA4-**A | NCUC48CT4+TDR | Singlezone Ducted, Centrally Ducted | 33400 | 22200 | 2.56 | 18200 | 2.24
GE | NS22H SERIES | 212403898 | HRCU-A-CB | NS22H36MA4-**A | NCUC48CT4+TDR | Singlezone Ducted, Centrally Ducted | 33600 | 22200 | 2.54 | 18200 | 2.22
GE | NS22H SERIES | 212403897 | HRCU-A-CB | NS22H36MA4-**A | NCUC48CT4+TDR | Singlezone Ducted, Centrally Ducted | 33600 | 22400 | 2.52 | 18300 | 2.22
GE | NS22H SERIES | 212403870 | HRCU-A-CB | NS22H36MA4-**A | NCHC42CT4+TDR | Singlezone Ducted, Centrally Ducted | 33800 | 22600 | 2.5 | 18300 | 2.18
GE | NS22H SERIES | 212403869 | HRCU-A-CB | NS22H36MA4-**A | NCHC42CT4+TDR | Singlezone Ducted, Centrally Ducted | 33400 | 22200 | 2.5 | 18000 | 2.18
GE | NS22H SERIES | 212403865 | HRCU-A-CB | NS22H36MA4-**A | NCHC42CT4+TDR | Singlezone Ducted, Centrally Ducted | 33400 | 22400 | 2.52 | 18100 | 2.18
GE | NS22H SERIES | 212403864 | HRCU-A-CB | NS22H36MA4-**A | NCHC42CT4+TDR | Singlezone Ducted, Centrally Ducted | 33600 | 22400 | 2.5 | 18100 | 2.16
GE | NS18H SERIES | 213255777 | HRCU-A-CB | NS18H36MA4-** | NAM30V2TA4 | Singlezone Ducted, Centrally Ducted | 24000 | 16000 | 3.01 | 15300 | 2.14
GE | NS18H SERIES | 213255776 | HRCU-A-CB | NS18H36MA4-** | NAM24V2TA4 | Singlezone Ducted, Centrally Ducted | 24000 | 15200 | 2.67 | 14500 | 1.94
GE APPLIANCES |  | 206842132 | HRCU-A-CB-O | ASH109URDSE* | ASYW09URDWD* | Singlezone Non-Ducted, Wall Placement | 10000 | 6500 | 2.89 | 12000 | 2.11
GE APPLIANCES |  | 206842134 | HRCU-A-CB-O | ASH118URDSE* | ASYW18URDWD* | Singlezone Non-Ducted, Wall Placement | 20000 | 15300 | 2.7 | 20000 | 2.34
GE APPLIANCES | ASH220NCDD** | 210154187 | HMSR-A-CB-O | ASH220NCDD** |  | Multizone All Non-Ducted | 22000 | 14000 | 2.5 | 18500 | 2.05
GE APPLIANCES | ASH324NCDD* | 210154192 | HMSR-A-CB-O | ASH324NCDD** |  | Multizone All Non-Ducted | 26000 | 17000 | 2.61 | 19000 | 1.95
GE APPLIANCES | Summit | 202588313 | HRCU-A-CB-O | ASH118PRDWA | ASYW18PRDWB | Singlezone Non-Ducted, Wall Placement | 22000 | 14000 | 2.5 | 17000 | 1.9
GE APPLIANCES | Endure | 212409456 | HRCU-A-CB-O | ASH109URDE** | ASYW09URDE** | Singlezone Non-Ducted, Wall Placement | 10000 | 7800 | 2.69 | 12000 | 2.11
GE APPLIANCES | Endure | 212409457 | HRCU-A-CB-O | ASH112URDE** | ASYW12URDE** | Singlezone Non-Ducted, Wall Placement | 14500 | 10800 | 2.9 | 17000 | 2.31
GE APPLIANCES | Endure | 212409458 | HRCU-A-CB-O | ASH118URDE** | ASYW18URDE** | Singlezone Non-Ducted, Wall Placement | 20000 | 15300 | 2.61 | 20000 | 2.34
GE APPLIANCES |  | 206842133 | HRCU-A-CB-O | ASH112URDSE* | ASYW12URDWD* | Singlezone Non-Ducted, Wall Placement | 14500 | 9300 | 2.52 | 17000 | 2.31
GOODMAN | MSH Series | 214438117 | HRCU-A-CB-O | MSH123G22MCAA | MSH123G22AXAA | Singlezone Non-Ducted, Wall Placement | 12000 | 10300 | 2.56 | 12113 | 1.9
GOODMAN | MSH Series | 214438122 | HRCU-A-CB-O | MSH093G22MCAA | MSH093G22AXAA | Singlezone Non-Ducted, Wall Placement | 12000 | 9300 | 2.5 | 11300 | 1.9
GOODMAN | MST Series | 214594904 | HRCU-A-CB | MSH243G22MCAA | MST243E21ADAA | Singlezone Ducted, Compact Ducted | 25000 | 21000 | 2.64 | 27000 | 2
GOODMAN | MST Series | 214594902 | HRCU-A-CB | MSH123G22MCAA | MST123E21ADAA | Singlezone Ducted, Compact Ducted | 12500 | 10600 | 2.51 | 12100 | 1.96
GOODMAN | MST Series | 214594900 | HRCU-A-CB-O | MSH123G22MCAA | MST123E20ACAA | Singlezone Non-Ducted, Ceiling Placement | 12000 | 9900 | 2.55 | 11500 | 1.9
GOODMAN | GSZV9 | 210607571 | HRCU-A-CB | GSZV902410A* | CA*F3137*6A*+MBVC1201**-1A*+TX | Singlezone Ducted, Centrally Ducted | 23000 | 14000 | 2.6 | 13100 | 2.19
GOODMAN | MSH Series | 214438131 | HMSR-A-CB-O | MST363G22MHAA |  | Multizone All Non-Ducted | 36000 | 27400 | 2.5 | 36000 | 1.95
GOODMAN | MSH Series | 214438127 | HMSV-A-CB | MST183G22MHAA |  | Multizone Mix of Ducted and Non-Ducted | 20000 | 14700 | 2.55 | 20000 | 1.98
GOODMAN | MSH Series | 214438126 | HMSV-A-CB | MST183G22MHAA |  | Multizone All Ducted | 20000 | 16000 | 2.61 | 20000 | 1.95
GOODMAN | MSH Series | 214438134 | HMSR-A-CB-O | MST483G22MHAA |  | Multizone All Non-Ducted | 49000 | 39000 | 2.5 | 46000 | 2.05
GOODMAN | MSH Series | 214438125 | HMSR-A-CB-O | MST183G22MHAA |  | Multizone All Non-Ducted | 20000 | 13500 | 2.5 | 20000 | 2
GREE | Clivia | 214777850 | HRCU-A-CB-O | ENV18HP230V1R32AO | ENV18HP230V1R32AH | Singlezone Non-Ducted, Wall Placement | 18000 | 10500 | 2.7 | 14600 | 1.9
GREE | Clivia | 214779343 | HRCU-A-CB-O | ENV12HP115V1R32AO | ENV12HP115V1R32AH | Singlezone Non-Ducted, Wall Placement | 12000 | 7700 | 2.89 | 9500 | 1.95
GREE | Clivia | 214779344 | HRCU-A-CB-O | ENV12HP230V1R32AO | ENV12HP230V1R32AH | Singlezone Non-Ducted, Wall Placement | 12000 | 7700 | 2.89 | 11000 | 1.95
GREE | Clivia | 214779341 | HRCU-A-CB-O | ENV09HP115V1R32AO | ENV09HP115V1R32AH | Singlezone Non-Ducted, Wall Placement | 10000 | 6300 | 2.88 | 9200 | 1.91
GREE | Clivia | 214779342 | HRCU-A-CB-O | ENV09HP230V1R32AO | ENV09HP230V1R32AH | Singlezone Non-Ducted, Wall Placement | 10500 | 6400 | 2.93 | 9300 | 1.96
GREE | Airy | 214810379 | HRCU-A-CB-O | GWH12AVDXE-D6DNA1A/O | GWH12AVDXE-D6DN***/I | Singlezone Non-Ducted, Wall Placement | 12200 | 7000 | 3.11 | 12200 | 2
GREE | Clivia | 214489060 | HRCU-A-CB-O | GWH18AUDXF-D6DNA1A/O | GWH18AUDXF-D6DN***/I | Singlezone Non-Ducted, Wall Placement | 18000 | 10500 | 2.7 | 14600 | 1.9
GREE | Clivia | 213927626 | HRCU-A-CB-O | GWH12AUCXD-A6DNA1B/O | GWH12AUCXD-A6DN***/I | Singlezone Non-Ducted, Wall Placement | 12000 | 7700 | 2.89 | 9500 | 1.95
GREE | Clivia | 213927625 | HRCU-A-CB-O | GWH12AUCXD-D6DNA1B/O | GWH12AUCXD-D6DN***/I | Singlezone Non-Ducted, Wall Placement | 12000 | 7700 | 2.89 | 11000 | 1.95
GREE | Clivia | 214796625 | HRCU-A-CB-O | GWH12AUCXD-A6DNA1B/O | GWH12AGCXD-A6DN***/I | Singlezone Non-Ducted, Wall Placement | 12000 | 7700 | 2.89 | 9500 | 1.95
GREE | Clivia | 214796624 | HRCU-A-CB-O | GWH12AUCXD-D6DNA1B/O | GWH12AGCXD-D6DN***/I | Singlezone Non-Ducted, Wall Placement | 12000 | 7700 | 2.89 | 11000 | 1.95
GREE | Airy | 214802442 | HRCU-A-CB-O | GWH09AVDXE-D6DNA1A/O | GWH09AVDXE-D6DN***/I | Singlezone Non-Ducted, Wall Placement | 10600 | 6700 | 3.22 | 11500 | 2.11
GREE | Sapphire | 214387779 | HRCU-A-CB-O | SAP12HP230V1AO | SAP12HP230V1AH* | Singlezone Non-Ducted, Wall Placement | 12200 | 8100 | 2.86 | 13000 | 1.91
GREE | Sapphire | 10149903 | HRCU-A-CB-O | SAP12HP230V1AO | SAP12HP230V1AH | Singlezone Non-Ducted, Wall Placement | 12200 | 8100 | 2.86 | 13000 | 1.91
GREE | Bora | 9944776 | HRCU-A-CB-O | GWH12YD-D3DNA1A/O | GWH12AAD-D3DN***/I | Singlezone Non-Ducted, Wall Placement | 12200 | 8100 | 2.86 | 12000 | 1.91
GREE | Lomo | 9116197 | HRCU-A-CB-O | GWH12YD-D3DNA1A/O | GWH12QD-D3DN***/I | Singlezone Non-Ducted, Wall Placement | 12200 | 8100 | 2.86 | 12000 | 1.91
GREE | Vireo GEN3 | 211755706 | HRCU-A-CB-O | 3VIR12HP230V1BO | 3VIR12HP230V1BH | Singlezone Non-Ducted, Wall Placement | 12000 | 7000 | 2.81 | 9000 | 1.9
GREE | Vireo GEN3 | 210278970 | HRCU-A-CB-O | 3VIR12HP230V1BO | 3VIR12HP230V1AH | Singlezone Non-Ducted, Wall Placement | 12000 | 7000 | 2.81 | 9000 | 1.9
GREE | Muse | 209248922 | HRCU-A-CB-O | GWH12AGCXD-D3DNA1A/O | GWH12AFCXD-D3DN***/I | Singlezone Non-Ducted, Wall Placement | 12000 | 7000 | 2.81 | 9000 | 1.9
GREE | Lomo | 208120572 | HRCU-A-CB-O | GWH12AGCXD-D3DNA1A/O | GWH12QCXD-D3DN***/I | Singlezone Non-Ducted, Wall Placement | 12000 | 7000 | 2.81 | 9000 | 1.9
GREE | Pular | 208071173 | HRCU-A-CB-O | GWH12AGCXD-D3DNA1A/O | GWH12AGCXD-D3DN***/I | Singlezone Non-Ducted, Wall Placement | 12000 | 7000 | 2.81 | 9000 | 1.9
GREE | LOMO | 214075152 | HRCU-A-CB-O | GWH18QDXF-D3DNB2A/O | GWH18AFDXF-D3DNA1A/I | Singlezone Non-Ducted, Wall Placement | 18000 | 10800 | 2.64 | 13500 | 1.9
GREE | LOMO | 211078862 | HRCU-A-CB-O | GWH18QDXF-D3DNB2A/O | GWH18AFDXF-D3DN***/I | Singlezone Non-Ducted, Wall Placement | 18000 | 10800 | 2.64 | 13500 | 1.9
GREE | 17 SEER DC inverter rooftop unit | 213379971 | HSP-A | GK-H02TC/NAA1-D(U) |  | Multizone All Ducted | 24000 | 23400 | 3.63 | 24000 | 2.61
GREE | 17 SEER DC inverter rooftop unit | 213368002 | HSP-A | GK-H02TC/NAA-T(U) |  | Multizone All Ducted | 24000 | 23400 | 3.63 | 24000 | 2.61
GREE | Vireo | 9959454 | HRCU-A-CB-O | VIR12HP230V1BO | VIR12HP230V1BH | Singlezone Non-Ducted, Wall Placement | 13000 | 7700 | 2.59 | 9110 | 1.98
GREE | Lomo | 7091971 | HRCU-A-CB-O | GWH12QC-D3DNA1D/O | GWH12QC-D3DN***/I | Singlezone Non-Ducted, Wall Placement | 13000 | 7700 | 2.59 | 9110 | 1.98
GREE | Lomo | 213194174 | HRCU-A-CB-O | GWH12QC-D3DNA1D/O | GWH12AGC-D3DN***/I | Singlezone Non-Ducted, Wall Placement | 13000 | 7700 | 2.59 | 9110 | 1.98
GREE | Vireo GEN3 | 211755707 | HRCU-A-CB-O | 3VIR18HP230V1BO | 3VIR18HP230V1BH | Singlezone Non-Ducted, Wall Placement | 18000 | 11000 | 2.8 | 13700 | 1.95
GREE | M-Series | 211752944 | HMSR-A-CB-O | GWHD(18)ND3PO |  | Multizone All Non-Ducted | 19000 | 14000 | 2.55 | 13600 | 2.2
GREE | Vireo GEN3 | 210665999 | HRCU-A-CB-O | 3VIR18HP230V1BO | 3VIR18HP230V1AH | Singlezone Non-Ducted, Wall Placement | 18000 | 11000 | 2.8 | 13500 | 1.9
GREE | Pular | 210605759 | HRCU-A-CB-O | GWH18AGDXF-D3DNA1A/O | GWH18AGDXF-D3DN***/I | Singlezone Non-Ducted, Wall Placement | 18000 | 11000 | 2.8 | 13500 | 1.9
GREE | N-Series | 210485362 | HMSR-A-CB-O | GWHD(18)ND3NO |  | Multizone All Non-Ducted | 18000 | 14700 | 2.63 | 13600 | 2.23
GREE | Lomo | 207318103 | HRCU-A-CB-O | GWH09AGC-D3DNA1B/O | GWH09QC-D3DN***/I | Singlezone Non-Ducted, Wall Placement | 11000 | 7300 | 2.61 | 9000 | 1.93
GREE | Vireo GEN2 | 206839101 | HRCU-A-CB-O | 3VIR09HP230V1AO | 3VIR09HP230V1AH | Singlezone Non-Ducted, Ceiling Placement | 11000 | 7300 | 2.61 | 9000 | 1.93
GREE | Vireo GEN2 | 206839099 | HRCU-A-CB-O | 3VIR12HP230V1AO | 3VIR12HP230V1AH | Singlezone Non-Ducted, Ceiling Placement | 12000 | 7700 | 2.59 | 9200 | 1.93
GREE | Vireo GEN2 | 206839098 | HRCU-A-CB-O | 3VIR24HP230V1AO | 3VIR24HP230V1AH | Singlezone Non-Ducted, Ceiling Placement | 24000 | 15500 | 2.84 | 20500 | 2.41
GREE | Lomo | 206791548 | HRCU-A-CB-O | GWH12AGC-D3DNA1A/O | GWH12QC-D3DN***/I | Singlezone Non-Ducted, Wall Placement | 12000 | 7700 | 2.59 | 9200 | 1.93
GREE | Pular | 206395963 | HRCU-A-CB-O | GWH09AGC-D3DNA1B/O | GWH09AGC-D3DN***/I | Singlezone Non-Ducted, Ceiling Placement | 11000 | 7300 | 2.61 | 9000 | 1.93
GREE | Pular | 206395961 | HRCU-A-CB-O | GWH12AGC-D3DNA1A/O | GWH12AGC-D3DN***/I | Singlezone Non-Ducted, Ceiling Placement | 12000 | 7700 | 2.59 | 9200 | 1.93
GREE | Bora | 204325176 | HRCU-A-CB-O | GWH09ACD-D3DNA1A/O | GWH09AAD-D3DN***/I | Singlezone Non-Ducted, Wall Placement | 9000 | 8000 | 2.89 | 13000 | 1.91
GREE | Lomo | 202360989 | HRCU-A-CB-O | GWH09ACD-D3DNA1A/O | GWH09QD-D3DN***/I | Singlezone Non-Ducted, Wall Placement | 9000 | 8000 | 2.89 | 13000 | 1.91
GREE | Sapphire | 10157571 | HRCU-A-CB-O | SAP24HP230V1AO | SAP24HP230V1AH | Singlezone Non-Ducted, Wall Placement | 24000 | 15500 | 2.86 | 24000 | 1.9
GREE | Sapphire | 10149900 | HRCU-A-CB-O | SAP09HP230V1AO | SAP09HP230V1AH | Singlezone Non-Ducted, Wall Placement | 9000 | 8000 | 2.89 | 13000 | 1.91
GREE | Multi GEN1 CO | 9956417 | HMSR-A-CB-O | MULTI36HP230V1CO |  | Multizone All Non-Ducted | 36000 | 26600 | 2.88 | 25400 | 2.33
GREE | Bora | 9123256 | HRCU-A-CB-O | GWH24YE-D3DNA1A/O | GWH24AAE-D3DN***/I | Singlezone Non-Ducted, Wall Placement | 24000 | 15500 | 2.86 | 24000 | 1.9
GREE | Lomo | 9102794 | HRCU-A-CB-O | GWH24YE-D3DNA1A/O | GWH24QE-D3DN***/I | Singlezone Non-Ducted, Wall Placement | 24000 | 15500 | 2.86 | 24000 | 1.9
GREE | G-Series | 9084227 | HMSR-A-CB-O | GWHD(36)ND3GO |  | Multizone All Non-Ducted | 36000 | 26600 | 2.88 | 25400 | 2.33
GREE | Lomo | 7091967 | HRCU-A-CB-O | GWH09QC-A3DNA1D/O | GWH09QC-A3DN***/I | Singlezone Non-Ducted, Wall Placement | 9900 | 6900 | 2.5 | 8700 | 2.02
GREE | Multi GEN2 EO | 210278973 | HMSR-A-CB-O | MULTI18HP230V1EO |  | Multizone All Non-Ducted | 18000 | 14700 | 2.63 | 13600 | 2.23
GREE | M-Series | 208786089 | HMSR-A-CB-O | GWHD(18)ND3MO |  | Multizone All Non-Ducted | 18000 | 14700 | 2.63 | 13600 | 2.23
GRIDLESS | Hi ULTRA Xtreme | 213265552 | HRCU-A-CB-O | O-AYD09SD-1 | I-AYD09W-1 | Singlezone Non-Ducted, Wall Placement | 10000 | 5500 | 2.93 | 8600 | 1.94
HAIER | 2U20EH2HD** | 210082195 | HMSR-A-CB-O | 2U20EH2HD** |  | Multizone All Non-Ducted | 22000 | 14000 | 2.5 | 18500 | 2.05
HAIER | 3U24EH2HD** | 210082198 | HMSR-A-CB-O | 3U24EH2HD** |  | Multizone All Non-Ducted | 26000 | 17000 | 2.61 | 19000 | 1.95
HAIER | Arctic | 212409447 | HRCU-A-CB-O | 1U09EH2HE** | AW09EH2HE** | Singlezone Non-Ducted, Wall Placement | 10000 | 7800 | 2.69 | 12000 | 2.11
HAIER | Arctic | 212409448 | HRCU-A-CB-O | 1U12EH2HE** | AW12EH2HE** | Singlezone Non-Ducted, Wall Placement | 14500 | 10800 | 2.9 | 17000 | 2.31
HAIER | Arctic | 212409449 | HRCU-A-CB-O | 1U18EH2HE** | AW18EH2HE** | Singlezone Non-Ducted, Wall Placement | 20000 | 15300 | 2.61 | 20000 | 2.34
HAIER | Advanced Plus | 202583710 | HRCU-A-CB-O | 1U18AP2VHA | AW18ES2VHB | Singlezone Non-Ducted, Wall Placement | 22000 | 14000 | 2.5 | 17000 | 1.9
HAIER | ARCTIC Next Gen | 206445819 | HRCU-A-CB-O | 1U09EH2VHE* | AW09EH2VHD* | Singlezone Non-Ducted, Wall Placement | 10000 | 6500 | 2.89 | 12000 | 2.11
HAIER | ARCTIC Next Gen | 206389351 | HRCU-A-CB-O | 1U12EH2VHE* | AW12EH2VHD* | Singlezone Non-Ducted, Wall Placement | 14500 | 9300 | 2.52 | 17000 | 2.31
HAIER | ARCTIC Next Gen | 206445820 | HRCU-A-CB-O | 1U18EH2VHE* | AW18EH2VHD* | Singlezone Non-Ducted, Wall Placement | 20000 | 15300 | 2.7 | 20000 | 2.34
HAXXAIR |  | 214264495 | HRCU-A-C | HVHD-48E2D2 | DC61A44-245R | Singlezone Ducted, Centrally Ducted | 42000 | 31200 | 3.22 | 34600 | 2.08
HEIL | DLC-series | 208447724 | HRCU-A-CB-O | DLCERBH09AAK | DLFEHBH09XAK | Singlezone Non-Ducted, Wall Placement | 10000 | 6000 | 2.51 | 6933 | 1.97
HEIL | DLC-series | 208447644 | HRCU-A-CB-O | DLCSRBH12AAJ | DLFSHCH12XAJ | Singlezone Non-Ducted, Wall Placement | 12000 | 8400 | 2.8 | 7094 | 2.19
HEIL | DLC-series | 208447641 | HRCU-A-CB-O | DLCSRBH09AAK | DLFSHCH09XAK | Singlezone Non-Ducted, Wall Placement | 12000 | 9500 | 2.53 | 11109 | 1.97
HEIL | DLC-series | 208447645 | HRCU-A-CB-O | DLCSRBH06AAK | DLFSHCH06XAK | Singlezone Non-Ducted, Wall Placement | 7000 | 8500 | 2.9 | 8581 | 2.19
HEIL | DLC-series | 207683348 | HRCU-A-CB-O | DLCSRBH24AAK | DLFSCBH24XAK | Singlezone Non-Ducted, Wall Placement | 25000 | 21000 | 2.64 | 26000 | 1.95
HEIL | DLC-series | 209948194 | HRCU-A-CB-O | DLCSRBH12AAK | DLFSFBH12XAK | Singlezone Non-Ducted, Wall Placement | 12000 | 10200 | 2.72 | 12300 | 2.1
HEIL | DLC-series | 211132724 | HRCU-A-CB | DLCSRBH24AAK | DLFSDAH24XHK | Singlezone Ducted, Compact Ducted | 25000 | 21000 | 2.75 | 24000 | 2
HEIL | DLC-series | 211132688 | HRCU-A-CB | DLCSRBH18AAK | DLFSDAH18XHK | Singlezone Ducted, Compact Ducted | 19000 | 15700 | 2.6 | 18000 | 2.2
HEIL | DLC-series | 210857438 | HRCU-A-CB-O | DLCSRBH06AAK | DLFSOAH09XAK | Singlezone Non-Ducted, Ceiling Placement | 7100 | 5700 | 2.61 | 8500 | 2.03
HEIL | Dlseries | 210025744 | HRCU-A-CB | DLCURAH60ABK | DLFUAAH60XAK | Singlezone Ducted, Centrally Ducted | 59000 | 42000 | 2.6 | 54356 | 1.91
HEIL | DL series | 213372140 | HRCU-A-C | DLCURAH18ABK | DLFULAH24XBX + CI | Singlezone Ducted, Centrally Ducted | 19000 | 14700 | 2.6 | 15000 | 2.2
HEIL | DLC-series | 206361885 | HRCU-A-CB-O | DLCSRBH12AAK | DLFSHBH12XAK | Singlezone Non-Ducted, Wall Placement | 12000 | 10300 | 2.56 | 12113 | 1.9
HEIL | DLC-series | 206361883 | HRCU-A-CB-O | DLCSRBH12AAJ | DLFSHBH12XAJ | Singlezone Non-Ducted, Wall Placement | 12000 | 8900 | 2.75 | 6858 | 2.07
HEIL | DLC-series | 207188914 | HRCU-A-CB-O | DLCSRBH06AAK | DLFSHBH06XAK | Singlezone Non-Ducted, Wall Placement | 7000 | 7500 | 2.5 | 7200 | 1.92
HEIL |  | 201835653 | HRCU-A-CB-O | DLCPRAH09AAK | DLFPHAH09XAK | Singlezone Non-Ducted, Wall Placement | 10000 | 7200 | 2.78 | 13047 | 1.97
HEIL | High Tier | 202463649 | HRCU-A-CB-O | DLCPRAH24AAK | DLFPHAH24XAK | Singlezone Non-Ducted, Wall Placement | 24000 | 15450 | 3 | 24000 | 2
HEIL | QuietComfort | 206350424 | HRCU-A-CB | DLCSRBH24AAK | DLFSDAH24XAK | Singlezone Ducted, Compact Ducted | 24600 | 14500 | 2.8 | 27910 | 2.01
HEIL | Performance Series | 207643064 | HMSV-A-CB | DLCMHBH48EAK |  | Multizone Mix of Ducted and Non-Ducted | 49000 | 31000 | 2.65 | 48000 | 1.9
HEIL | Performance Series | 207643054 | HMSV-A-CB | DLCMHBH24CAK |  | Multizone All Ducted | 24000 | 18500 | 2.85 | 21500 | 1.95
HEIL | QUIETCOMFORT DELUXE 18 VS HP 2-STAGE | 210468206 | HRCU-A-CB | HVH837GKA2*+TSTAT | EHD4X60AAL | Singlezone Ducted, Centrally Ducted | 47000 | 30600 | 2.52 | 24200 | 1.98
HEIL | QUIETCOMFORT DELUXE 18 VS HP 2-STAGE | 210468316 | HRCU-A-CB | HVH837GKA2*+TSTAT | EHD4X60AAL | Singlezone Ducted, Centrally Ducted | 46500 | 30400 | 2.5 | 24200 | 1.98
HEIL | QUIETCOMFORT DELUXE 18 VS HP | 206766033 | HRCU-A-CB | HVH825GKA3* | EA*4X37L21A*+WALLCON | Singlezone Ducted, Centrally Ducted | 21000 | 20400 | 2.54 | 18100 | 2.24
HEIL | QUIETCOMFORT DELUXE 18 VS HP | 210473239 | HRCU-A-CB | HVH825GKA3* | EA*4X43L21A*+WALLCON | Singlezone Ducted, Centrally Ducted | 21000 | 20400 | 2.54 | 18100 | 2.24
HEIL | Performance Series | 207643062 | HMSR-A-CB-O | DLCMHBH48EAK |  | Multizone All Non-Ducted | 48000 | 34000 | 2.83 | 48000 | 2
HEIL | Performance Series | 207643056 | HMSR-A-CB-O | DLCMHBH30DAK |  | Multizone All Non-Ducted | 30000 | 18500 | 2.98 | 29400 | 1.9
HEIL | QUIETCOMFORT DELUXE 18 VS HP | 210470266 | HRCU-A-CB | HVH837GKA2* | EA*4X60L24A*+WALLCON | Singlezone Ducted, Centrally Ducted | 31800 | 31000 | 2.5 | 27400 | 2.2
HEIL | QUIETCOMFORT DELUXE 18 VS HP | 210470277 | HRCU-A-CB | HVH837GKA2* | EA*4X60L24A*+WALLCON | Singlezone Ducted, Centrally Ducted | 31800 | 31000 | 2.52 | 27400 | 2.22
HEIL | QUIETCOMFORT DELUXE 18 VS HP | 210470288 | HRCU-A-CB | HVH837GKA2* | EA*4X60L24A*+WALLCON | Singlezone Ducted, Centrally Ducted | 31800 | 31000 | 2.52 | 27400 | 2.22
HEIL | QUIETCOMFORT DELUXE 18 VS HP | 210470310 | HRCU-A-CB | HVH837GKA2* | EA*4X60L24A*+WALLCON | Singlezone Ducted, Centrally Ducted | 31800 | 31000 | 2.52 | 27400 | 2.22
HEIL | QUIETCOMFORT DELUXE 18 VS HP | 210470321 | HRCU-A-CB | HVH837GKA2* | EA*4X60L24A*+WALLCON | Singlezone Ducted, Centrally Ducted | 32000 | 31200 | 2.5 | 27600 | 2.2
HEIL | QUIETCOMFORT DELUXE 18 VS HP | 210470343 | HRCU-A-CB | HVH837GKA2* | EA*4X60L24A*+WALLCON | Singlezone Ducted, Centrally Ducted | 31800 | 31000 | 2.52 | 27400 | 2.22
HEIL | QUIETCOMFORT DELUXE 18 VS HP | 210470431 | HRCU-A-CB | HVH837GKA2* | EA*4X61L21A*+WALLCON | Singlezone Ducted, Centrally Ducted | 32200 | 31400 | 2.5 | 27800 | 2.2
HEIL | QUIETCOMFORT DELUXE 18 VS HP | 210470442 | HRCU-A-CB | HVH837GKA2* | EA*4X61L21A*+WALLCON | Singlezone Ducted, Centrally Ducted | 32000 | 31200 | 2.52 | 27600 | 2.22
HEIL | QUIETCOMFORT DELUXE 18 VS HP | 210470464 | HRCU-A-CB | HVH837GKA2* | EA*4X61L21A*+WALLCON | Singlezone Ducted, Centrally Ducted | 32000 | 31200 | 2.52 | 27600 | 2.22
HEIL | QUIETCOMFORT DELUXE 18 VS HP | 210470486 | HRCU-A-CB | HVH837GKA2* | EA*4X61L21A*+WALLCON | Singlezone Ducted, Centrally Ducted | 32000 | 31200 | 2.52 | 27600 | 2.22
HEIL | QUIETCOMFORT DELUXE 18 VS HP | 210470497 | HRCU-A-CB | HVH837GKA2* | EA*4X61L21A*+WALLCON | Singlezone Ducted, Centrally Ducted | 32000 | 31200 | 2.54 | 27600 | 2.22
HEIL | QUIETCOMFORT DELUXE 18 VS HP | 210470552 | HRCU-A-CB | HVH837GKA2* | EA*4X61L24A*+WALLCON | Singlezone Ducted, Centrally Ducted | 32000 | 31200 | 2.52 | 27600 | 2.22
HEIL | QUIETCOMFORT DELUXE 18 VS HP | 210470563 | HRCU-A-CB | HVH837GKA2* | EA*4X61L24A*+WALLCON | Singlezone Ducted, Centrally Ducted | 32000 | 31200 | 2.54 | 27400 | 2.24
HEIL | QUIETCOMFORT DELUXE 18 VS HP | 210470574 | HRCU-A-CB | HVH837GKA2* | EA*4X61L24A*+WALLCON | Singlezone Ducted, Centrally Ducted | 32000 | 31200 | 2.54 | 27600 | 2.22
HEIL | QUIETCOMFORT DELUXE 18 VS HP | 210470596 | HRCU-A-CB | HVH837GKA2* | EA*4X61L24A*+WALLCON | Singlezone Ducted, Centrally Ducted | 32000 | 31200 | 2.54 | 27600 | 2.22
HEIL | QUIETCOMFORT DELUXE 18 VS HP | 210470607 | HRCU-A-CB | HVH837GKA2* | EA*4X61L24A*+WALLCON | Singlezone Ducted, Centrally Ducted | 32000 | 31200 | 2.52 | 27600 | 2.22
HEIL | QUIETCOMFORT DELUXE 18 VS HP | 210470629 | HRCU-A-CB | HVH837GKA2* | EA*4X61L24A*+WALLCON | Singlezone Ducted, Centrally Ducted | 32000 | 31200 | 2.54 | 27600 | 2.22
HEIL | QUIETCOMFORT DELUXE 18 VS HP | 206771272 | HRCU-A-CB | HVH837GKA2* | EA*4X37L21A*+WALLCON | Singlezone Ducted, Centrally Ducted | 33000 | 31800 | 2.52 | 28000 | 2.2
HEIL | QUIETCOMFORT DELUXE 18 VS HP | 206771326 | HRCU-A-CB | HVH837GKA2* | EA*4X37L21A*+WALLCON | Singlezone Ducted, Centrally Ducted | 32800 | 31800 | 2.54 | 28000 | 2.22
HEIL | QUIETCOMFORT DELUXE 18 VS HP | 206771344 | HRCU-A-CB | HVH837GKA2* | EA*4X37L21A*+WALLCON | Singlezone Ducted, Centrally Ducted | 32800 | 31800 | 2.54 | 28000 | 2.22
HEIL | QUIETCOMFORT DELUXE 18 VS HP | 206771353 | HRCU-A-CB | HVH837GKA2* | EA*4X37L21A*+WALLCON | Singlezone Ducted, Centrally Ducted | 32800 | 31800 | 2.54 | 27800 | 2.22
HEIL | QUIETCOMFORT DELUXE 18 VS HP | 206771623 | HRCU-A-CB | HVH837GKA2* | EA*4X43L21A*+WALLCON | Singlezone Ducted, Centrally Ducted | 33000 | 32000 | 2.52 | 28000 | 2.2
HEIL | QUIETCOMFORT DELUXE 18 VS HP | 206771641 | HRCU-A-CB | HVH837GKA2* | EA*4X43L21A*+WALLCON | Singlezone Ducted, Centrally Ducted | 32800 | 31800 | 2.54 | 28000 | 2.2
HEIL | QUIETCOMFORT DELUXE 18 VS HP | 206771695 | HRCU-A-CB | HVH837GKA2* | EA*4X43L21A*+WALLCON | Singlezone Ducted, Centrally Ducted | 32800 | 31800 | 2.54 | 27800 | 2.22
HEIL | QUIETCOMFORT DELUXE 18 VS HP | 206771713 | HRCU-A-CB | HVH837GKA2* | EA*4X43L21A*+WALLCON | Singlezone Ducted, Centrally Ducted | 32800 | 31800 | 2.54 | 27800 | 2.22
HEIL | QUIETCOMFORT DELUXE 18 VS HP | 206771722 | HRCU-A-CB | HVH837GKA2* | EA*4X43L21A*+WALLCON | Singlezone Ducted, Centrally Ducted | 32800 | 31800 | 2.56 | 27800 | 2.22
HEIL | QUIETCOMFORT DELUXE 18 VS HP | 206771776 | HRCU-A-CB | HVH837GKA2* | EA*4X48L21A*+WALLCON | Singlezone Ducted, Centrally Ducted | 32600 | 31400 | 2.52 | 27800 | 2.2
HEIL | QUIETCOMFORT DELUXE 18 VS HP | 206771830 | HRCU-A-CB | HVH837GKA2* | EA*4X48L21A*+WALLCON | Singlezone Ducted, Centrally Ducted | 32400 | 31400 | 2.52 | 27600 | 2.2
HEIL | QUIETCOMFORT DELUXE 18 VS HP | 206771848 | HRCU-A-CB | HVH837GKA2* | EA*4X48L21A*+WALLCON | Singlezone Ducted, Centrally Ducted | 32400 | 31400 | 2.52 | 27600 | 2.2
HEIL | QUIETCOMFORT DELUXE 18 VS HP | 206771857 | HRCU-A-CB | HVH837GKA2* | EA*4X48L21A*+WALLCON | Singlezone Ducted, Centrally Ducted | 32400 | 31400 | 2.52 | 27600 | 2.2
HEIL | QUIETCOMFORT DELUXE 18 VS HP | 206771893 | HRCU-A-CB | HVH837GKA2* | EA*4X48L24A*+WALLCON | Singlezone Ducted, Centrally Ducted | 32400 | 31400 | 2.52 | 27600 | 2.2
HEIL | QUIETCOMFORT DELUXE 18 VS HP | 206771902 | HRCU-A-CB | HVH837GKA2* | EA*4X48L24A*+WALLCON | Singlezone Ducted, Centrally Ducted | 32400 | 31400 | 2.54 | 27600 | 2.22
HEIL | QUIETCOMFORT DELUXE 18 VS HP | 206771911 | HRCU-A-CB | HVH837GKA2* | EA*4X48L24A*+WALLCON | Singlezone Ducted, Centrally Ducted | 32400 | 31400 | 2.54 | 27600 | 2.22
HEIL | QUIETCOMFORT DELUXE 18 VS HP | 206771929 | HRCU-A-CB | HVH837GKA2* | EA*4X48L24A*+WALLCON | Singlezone Ducted, Centrally Ducted | 32400 | 31400 | 2.52 | 27600 | 2.22
HEIL | QUIETCOMFORT DELUXE 18 VS HP | 206771938 | HRCU-A-CB | HVH837GKA2* | EA*4X48L24A*+WALLCON | Singlezone Ducted, Centrally Ducted | 32600 | 31400 | 2.52 | 27800 | 2.2
HEIL | QUIETCOMFORT DELUXE 18 VS HP | 206771956 | HRCU-A-CB | HVH837GKA2* | EA*4X48L24A*+WALLCON | Singlezone Ducted, Centrally Ducted | 32400 | 31400 | 2.52 | 27600 | 2.22
HEIL | QUIETCOMFORT DELUXE 18 VS HP 2-STAGE | 210465002 | HRCU-A-CB | HVH837GKA2*+TSTAT | EN(A,D,W)4X60L24** | Singlezone Ducted, Centrally Ducted | 47000 | 30600 | 2.5 | 24000 | 1.96
HEIL | QUIETCOMFORT DELUXE 18 VS HP 2-STAGE | 210464814 | HRCU-A-CB | HVH837GKA2*+TSTAT | EN(A,D)4X48L24** | Singlezone Ducted, Centrally Ducted | 48000 | 31000 | 2.5 | 24400 | 1.94
HEIL | QUIETCOMFORT DELUXE 18 VS HP 2-STAGE | 210464679 | HRCU-A-CB | HVH837GKA2*+TSTAT | EN(A,D)4X48L24** | Singlezone Ducted, Centrally Ducted | 47500 | 30600 | 2.5 | 24200 | 1.94
HEIL | QUIETCOMFORT DELUXE 18 VS HP 2-STAGE | 210464613 | HRCU-A-CB | HVH837GKA2*+TSTAT | EN(A,D)4X48L24** | Singlezone Ducted, Centrally Ducted | 47500 | 30800 | 2.5 | 24200 | 1.96
HEIL | QUIETCOMFORT DELUXE 18 VS HP 2-STAGE | 210464601 | HRCU-A-CB | HVH837GKA2*+TSTAT | EN(A,D)4X48L24** | Singlezone Ducted, Centrally Ducted | 48000 | 31000 | 2.5 | 24400 | 1.96
HEIL | QUIETCOMFORT DELUXE 18 VS HP 2-STAGE | 210464458 | HRCU-A-CB | HVH837GKA2*+TSTAT | EN(A,D,W)4X48L21** | Singlezone Ducted, Centrally Ducted | 48000 | 31000 | 2.5 | 24400 | 1.94
HEIL | QUIETCOMFORT DELUXE 18 VS HP 2-STAGE | 210464303 | HRCU-A-CB | HVH837GKA2*+TSTAT | EN(A,D,W)4X48L21** | Singlezone Ducted, Centrally Ducted | 48000 | 31000 | 2.5 | 24400 | 1.94
HEIL | QUIETCOMFORT DELUXE 18 VS HP 2-STAGE | 210464168 | HRCU-A-CB | HVH837GKA2*+TSTAT | EN(A,D,W)4X48L21** | Singlezone Ducted, Centrally Ducted | 47500 | 30800 | 2.5 | 24200 | 1.96
HEIL | QUIETCOMFORT DELUXE 18 VS HP 2-STAGE | 210462015 | HRCU-A-CB | HVH837GKA2*+TSTAT | EA*4X61L24A* | Singlezone Ducted, Centrally Ducted | 47000 | 30800 | 2.52 | 24400 | 1.98
HEIL | QUIETCOMFORT DELUXE 18 VS HP 2-STAGE | 210461960 | HRCU-A-CB | HVH837GKA2*+TSTAT | EA*4X61L24A* | Singlezone Ducted, Centrally Ducted | 47000 | 30600 | 2.5 | 24400 | 1.98
HEIL | QUIETCOMFORT DELUXE 18 VS HP 2-STAGE | 210461836 | HRCU-A-CB | HVH837GKA2*+TSTAT | EA*4X61L24A* | Singlezone Ducted, Centrally Ducted | 47000 | 30600 | 2.5 | 24400 | 1.98
HEIL | QUIETCOMFORT DELUXE 18 VS HP 2-STAGE | 210461825 | HRCU-A-CB | HVH837GKA2*+TSTAT | EA*4X61L24A* | Singlezone Ducted, Centrally Ducted | 46500 | 30400 | 2.5 | 24000 | 1.96
HEIL | QUIETCOMFORT DELUXE 18 VS HP 2-STAGE | 210461803 | HRCU-A-CB | HVH837GKA2*+TSTAT | EA*4X61L24A* | Singlezone Ducted, Centrally Ducted | 47000 | 30600 | 2.5 | 24400 | 1.98
HEIL | QUIETCOMFORT DELUXE 18 VS HP 2-STAGE | 210461792 | HRCU-A-CB | HVH837GKA2*+TSTAT | EA*4X61L24A* | Singlezone Ducted, Centrally Ducted | 47000 | 30600 | 2.5 | 24400 | 1.96
HEIL | QUIETCOMFORT DELUXE 18 VS HP 2-STAGE | 210461759 | HRCU-A-CB | HVH837GKA2*+TSTAT | EA*4X61L24A* | Singlezone Ducted, Centrally Ducted | 46500 | 30400 | 2.5 | 24200 | 1.98
HEIL | QUIETCOMFORT DELUXE 18 VS HP 2-STAGE | 210461747 | HRCU-A-CB | HVH837GKA2*+TSTAT | EA*4X61L24A* | Singlezone Ducted, Centrally Ducted | 46500 | 30600 | 2.5 | 24200 | 1.98
HEIL | QUIETCOMFORT DELUXE 18 VS HP 2-STAGE | 210461449 | HRCU-A-CB | HVH837GKA2*+TSTAT | EA*4X61L21A* | Singlezone Ducted, Centrally Ducted | 46500 | 30600 | 2.5 | 24400 | 1.96
HEIL | QUIETCOMFORT DELUXE 18 VS HP 2-STAGE | 210461426 | HRCU-A-CB | HVH837GKA2*+TSTAT | EA*4X61L21A* | Singlezone Ducted, Centrally Ducted | 47000 | 30600 | 2.5 | 24400 | 1.98
HEIL | QUIETCOMFORT DELUXE 18 VS HP 2-STAGE | 210461413 | HRCU-A-CB | HVH837GKA2*+TSTAT | EA*4X61L21A* | Singlezone Ducted, Centrally Ducted | 47000 | 30600 | 2.5 | 24400 | 1.98
HEIL | QUIETCOMFORT DELUXE 18 VS HP 2-STAGE | 210461325 | HRCU-A-CB | HVH837GKA2*+TSTAT | EA*4X61L21A* | Singlezone Ducted, Centrally Ducted | 46500 | 30400 | 2.5 | 24200 | 1.96
HEIL | QUIETCOMFORT DELUXE 18 VS HP 2-STAGE | 210459736 | HRCU-A-CB | HVH837GKA2*+TSTAT | EA*4X43L21A* | Singlezone Ducted, Centrally Ducted | 47500 | 30800 | 2.52 | 24400 | 1.98
HEIL | QUIETCOMFORT DELUXE 18 VS HP 2-STAGE | 210458479 | HRCU-A-CB | HVH837GKA2*+TSTAT | EA*4X37L21A* | Singlezone Ducted, Centrally Ducted | 47500 | 30800 | 2.52 | 24400 | 1.98
HEIL |  | 209852069 | HRCU-A-CB | DLCURAH18ABK | DLFUAAH18XAK | Singlezone Ducted, Centrally Ducted | 19000 | 13500 | 2.5 | 18000 | 2
HEIL | QuietComfort | 207826600 | HMSV-A-CB | DLCSRBH24AAK | DLFSABH24XBK | Singlezone Ducted, Centrally Ducted | 26000 | 16200 | 2.79 | 21514 | 1.95
HEIL | High Tier | 202463648 | HRCU-A-CB-O | DLCPRAH18AAK | DLFPHAH18XAK | Singlezone Non-Ducted, Wall Placement | 18000 | 12300 | 3.19 | 18000 | 2
HISENSE | HiULTRA | 214232473 | HRCU-A-CB-O | AST-1224TUO | AST-1224DLSI | Singlezone Non-Ducted, Wall Placement | 12000 | 10800 | 4.8 | 11500 | 1.98
HISENSE | HiULTRA | 214229585 | HRCU-A-CB-O | AST-0924TXO | AST-0924DLSI | Singlezone Non-Ducted, Wall Placement | 9000 | 9000 | 4.8 | 9000 | 2.03
HISENSE | Hi ULTRA HD-Coil | 214841713 | HRCU-A-C | AUWR-36U3SA2 | DC37A44-210L | Singlezone Ducted, Centrally Ducted | 30000 | 23000 | 2.89 | 24200 | 2.08
HISENSE | Hi ULTRA HD-Coil | 214841714 | HRCU-A-C | AUWR-48U3SP2 | DC61A44-245R | Singlezone Ducted, Centrally Ducted | 42000 | 31200 | 3.22 | 34600 | 2.08
HISENSE | Hi-PRO HD | 214802098 | HRCU-A-CB | AUWR-60U3TH5 | AUH-60UX3TEH3 | Singlezone Ducted, Centrally Ducted | 57000 | 37000 | 2.61 | 42500 | 2.47
HISENSE | Hi-PRO HD | 214802097 | HRCU-A-CB | AUWR-36U3TW5 | AUH-36UX3TDH3 | Singlezone Ducted, Centrally Ducted | 34000 | 32000 | 2.93 | 31000 | 2.22
HISENSE | Hi-PRO HD | 214802096 | HRCU-A-CB | AUWR-24U3TK5 | AUH-24UX3TDH3 | Singlezone Ducted, Centrally Ducted | 24000 | 20400 | 3.05 | 21000 | 2.32
HISENSE | Hi ULTRA HD | 206903535 | HRCU-A-CB | AUWR-36U3SA2 | AUH-36UX3SDH2 | Singlezone Ducted, Centrally Ducted | 35000 | 24000 | 2.5 | 25200 | 2.1
HISENSE | Hi UNI | 211302338 | HRCU-A-CB-O | AUW-09U3SS | AST-09UW3SVEDL01 | Singlezone Non-Ducted, Wall Placement | 9200 | 5800 | 2.7 | 7800 | 2.26
HISENSE | Hi ULTRA HD-Coil | 213411088 | HRCU-A-C | AUWR-48U3SP | DC61A44-245R | Singlezone Ducted, Centrally Ducted | 42000 | 31200 | 3.22 | 34600 | 2.08
HISENSE |  | 207641266 | HRCU-A-CB-O | AUW-18U3SF | AST-18UW3SBBTV00 | Singlezone Non-Ducted, Wall Placement | 19000 | 11400 | 2.93 | 13000 | 2.43
HISENSE | HiULTRA | 211717253 | HRCU-A-CB-O | AS-12UW3SXA**00 | AS-12UW3SXA**00 | Singlezone Non-Ducted, Wall Placement | 12000 | 7000 | 2.77 | 9730 | 1.95
HISENSE |  | 201981254 | HRCU-A-CB-O | AS-12UW3SXA00 | AS-12UW3SXA**00 | Singlezone Non-Ducted, Wall Placement | 12000 | 8000 | 3.17 | 9730 | 1.95
HISENSE | Hi UNI | 211302340 | HRCU-A-CB-O | AUW-18U3SF | AST-18UW3SBBDL00 | Singlezone Non-Ducted, Wall Placement | 19000 | 12000 | 2.71 | 13300 | 2.29
HISENSE | Hi ULTRA Xtreme | 208193232 | HRCU-A-CB-O | AST-09UW3SXE01 | AST-09UW3SXE**01 | Singlezone Non-Ducted, Wall Placement | 10000 | 5500 | 2.93 | 8600 | 1.94
HISENSE | Hi PRO | 201981253 | HRCU-A-CB-O | AS-09UW3SXE00 | AS-09UW3SXE**00 | Singlezone Non-Ducted, Wall Placement | 10000 | 6000 | 2.88 | 8050 | 2.05
HISENSE | Hi UNI | 203167189 | HRCU-A-CB-O | AUW-24U3SA | ACT-24UR3SGB | Singlezone Non-Ducted, Ceiling Placement | 26000 | 19000 | 2.61 | 19000 | 2.2
HISENSE | Hi UNI | 205013613 | HRCU-A-CB-O | AUW-18U3SF | ACT-18UR3SGB | Singlezone Non-Ducted, Ceiling Placement | 18800 | 12000 | 2.64 | 13200 | 2.36
HISENSE | Hi UNI | 204976793 | HRCU-A-CB-O | AUW-12U3SS | ACT-12UR3SCA | Singlezone Non-Ducted, Ceiling Placement | 12000 | 7600 | 2.72 | 8500 | 2.31
HISENSE | Hi UNI | 204835478 | HRCU-A-CB-O | AUW-09U3SS | ACT-09UR3SCA | Singlezone Non-Ducted, Ceiling Placement | 10000 | 7200 | 2.81 | 8300 | 2.25
HISENSE | Hi UNI | 204835479 | HRCU-A-CB | AUW-09U3SS | ADT-09UX3SBL | Singlezone Ducted, Compact Ducted | 10000 | 6500 | 2.65 | 7100 | 2.1
HITACHI | H700 | 207200484 | HRCU-A-CB-O | RAC-PH18WHLAE | RAS-PH18PHLAE | Singlezone Non-Ducted, Wall Placement | 21600 | 13300 | 3.39 | 21600 | 1.9
HITACHI | H700 | 207200482 | HRCU-A-CB-O | RAC-PH12WHLAE | RAS-PH12PHLAE | Singlezone Non-Ducted, Wall Placement | 14500 | 9500 | 3.2 | 14500 | 1.91
HITACHI | H700 | 207200481 | HRCU-A-CB-O | RAC-PH09WHLAE | RAS-PH09PHLAE | Singlezone Non-Ducted, Wall Placement | 12000 | 8000 | 3.4 | 14500 | 1.91
HITACHI | H500 | 206143041 | HRCU-A-CB-O | RAC-SH18WHLAE | RAS-SH18RHLAE | Singlezone Non-Ducted, Wall Placement | 21700 | 12200 | 2.88 | 15400 | 2.25
HITACHI | H500 | 206143042 | HRCU-A-CB-O | RAC-SH24WHLAE | RAS-SH24RHLAE | Singlezone Non-Ducted, Wall Placement | 25000 | 15100 | 2.97 | 18250 | 2.26
HITACHI | H500 | 206907172 | HRCU-A-CB-O | RAC-SH09WHLAE | RAS-SH09RHLAE | Singlezone Non-Ducted, Wall Placement | 11000 | 7200 | 2.81 | 8050 | 2.25
HITACHI | H500 | 206907173 | HRCU-A-CB-O | RAC-SH12WHLAE | RAS-SH12RHLAE | Singlezone Non-Ducted, Wall Placement | 13800 | 9400 | 2.99 | 10000 | 2.25
HITACHI | M400 | 206186275 | HRCU-A-CB-O | RAM-S18U2HLAE | RAS-SH09RHLAE , RAS-SH09RHLAE | Multizone All Non-Ducted | 22000 | 14900 | 2.76 | 13220 | 2.32
HITACHI |  | 206750857 | HRCU-A-CB-O | RAS-3.0PNNBDH1 | RCI-3.0PNN1DH | Singlezone Non-Ducted, Wall Placement | 24000 | 19600 | 2.84 | 19060 | 1.94
HITACHI |  | 206750855 | HRCU-A-CB-O | RAS-2.0PNNBDH1 | RCI-2.0PNN1DH | Singlezone Non-Ducted, Wall Placement | 19000 | 11000 | 2.9 | 14750 | 2.3
HITACHI |  | 206750851 | HRCU-A-CB-O | RAS-1.0PNNBDH1 | RCIM-1.0PNN1DH | Singlezone Non-Ducted, Wall Placement | 10000 | 6000 | 2.98 | 7620 | 2.6
HITACHI |  | 206750852 | HRCU-A-CB | RAS-1.0PNNBDH1 | RPIL-1.0PNN1DH | Singlezone Ducted, Compact Ducted | 11000 | 6000 | 2.59 | 7550 | 2.21
HITACHI |  | 207656962 | HRCU-A-CB-O | RAS-2.0PNNBDH1 | RPK-2.0PNN1DH | Singlezone Non-Ducted, Wall Placement | 19000 | 11400 | 2.93 | 13000 | 2.43
HITACHI | Mini-VRF | 203994969 | HMSR-A-CB-O | HVAHP036B21S* | HIC4012B21S, HIC4012B21S, HIC4012B21S | Multizone All Non-Ducted | 40000 | 23800 | 3.24 | 37600 | 2.53
HITACHI | Mini-VRF | 203995170 | HMSV-A-CB | HVAHP048B21S* | NULL | Multizone Mix of Ducted and Non-Ducted | 54000 | 32000 | 2.88 | 39050 | 2.54
HITACHI | Mini-VRF | 203994970 | HMSV-A-CB | HVAHP048B21S* | HIC4012B21S, HIC4012B21S, HIC4012B21S, HIC4012B21S | Multizone All Non-Ducted | 54000 | 32000 | 2.86 | 36800 | 2.57
HITACHI | Mini-VRF | 203995169 | HMSV-A-CB | HVAHP036B21S* | NULL | Multizone Mix of Ducted and Non-Ducted | 40000 | 23800 | 3.07 | 38950 | 2.46
HITACHI | Mini-VRF | 203994976 | HMSV-A-CB | HVAHP048B21S* | HIDM024B21S, HIDM024B21S | Multizone All Ducted | 54000 | 32000 | 2.9 | 41300 | 2.51
HITACHI | Mini-VRF | 203994975 | HMSV-A-CB | HVAHP036B21S* | HIDM018B21S, HIDM018B21S | Multizone All Ducted | 40000 | 23800 | 2.92 | 40300 | 2.4
INFINITYLIVING | EZ Series | 214810594 | HRCU-A-CB-O | EZ-18ZPL-HP230 | EZ-18W-M | Singlezone Non-Ducted, Wall Placement | 18000 | 13800 | 2.54 | 11700 | 2.05
INFINITYLIVING | EZ Series | 214810593 | HRCU-A-CB-O | EZ-12ZPL-HP115 | EZ-12WPL-HP115 | Singlezone Non-Ducted, Wall Placement | 12000 | 7500 | 2.59 | 6400 | 1.95
INNOVAIR | SHV series | 213160473 | HRCU-A-C | SHV24H2R20 | MAC24H1718E | Singlezone Ducted, Centrally Ducted | 25000 | 21000 | 2.58 | 20000 | 1.95
INNOVAIR | SHV series | 213160472 | HRCU-A-C | SHV18H2R20 | MAC24H1718E | Singlezone Ducted, Centrally Ducted | 19000 | 14700 | 2.6 | 15000 | 2.2
INNOVAIR | SHV series | 213363369 | HRCU-A-CB | SHV24H2R20 | FEV24H2R19 | Singlezone Ducted, Centrally Ducted | 27400 | 19200 | 2.61 | 24000 | 1.91
INNOVAIR | SHV series | 213363368 | HRCU-A-CB | SHV18H2R20 | FEV18H2R19 | Singlezone Ducted, Centrally Ducted | 19000 | 13500 | 2.6 | 18000 | 2
INNOVAIR | SH series | 213386877 | HRCU-A-CB | SHV18H2R20 | DEV18H2R19 | Singlezone Ducted, Centrally Ducted | 19000 | 13500 | 2.6 | 18629 | 2.04
INNOVAIR |  | 206330208 | HRCU-A-CB-O | EIN13H2V32(O) | EIN13H2V32(I) | Singlezone Non-Ducted, Wall Placement | 12200 | 8100 | 2.86 | 13000 | 2.08
INNOVAIR |  | 206330207 | HRCU-A-CB-O | EIN10H2V32(O) | EIN10H2V32(I) | Singlezone Non-Ducted, Wall Placement | 9000 | 5600 | 2.88 | 12977 | 2.09
INNOVAIR |  | 208286573 | HRCU-A-CB-O | WIN09H7H51(O) | WIN09H7H51(I) | Singlezone Non-Ducted, Wall Placement | 10000 | 5500 | 2.93 | 8600 | 1.94
INNOVAIR | MHD series | 210365429 | HRCU-A-C | MHD-18 | MHD-CC2.0-17.5-M | Singlezone Ducted, Centrally Ducted | 19500 | 13000 | 2.7 | 14600 | 2.19
JOHNSON CONTROLS | LX SERIES | 214397433 | HRCU-A-CB | HH860E2S11 | CTF60D5CGS1+JMVT20DC2N1 | Singlezone Ducted, Centrally Ducted | 44500 | 33000 | 2.56 | 33400 | 2
JOHNSON CONTROLS | LX SERIES | 214397024 | HRCU-A-CB | HH860E2S11 | CTF60C5CGS1+JMET16CS2N1 | Singlezone Ducted, Centrally Ducted | 45500 | 34400 | 2.58 | 34200 | 2
JOHNSON CONTROLS | LX SERIES | 214584605 | HRCU-A-CB | HH860E2S11 | CTF60C5CGS1 | Singlezone Ducted, Centrally Ducted | 45500 | 33800 | 2.52 | 34000 | 2
JOHNSON CONTROLS | LX SERIES | 214397171 | HRCU-A-CB | HH860E2S11 | CTF60D5CHS1+JMC20D2SN1 | Singlezone Ducted, Centrally Ducted | 53000 | 36600 | 2.6 | 38000 | 2
JOHNSON CONTROLS | LX SERIES | 214584615 | HRCU-A-CB | HH860E2S11 | CTF60C5CGS1 | Singlezone Ducted, Centrally Ducted | 44500 | 33000 | 2.5 | 33400 | 2
JOHNSON CONTROLS | LX SERIES | 214397463 | HRCU-A-CB | HH860E2S11 | CTF60C5CGS1 | Singlezone Ducted, Centrally Ducted | 45000 | 33400 | 2.5 | 33800 | 2
JOHNSON CONTROLS | LX SERIES | 214397458 | HRCU-A-CB | HH860E2S11 | CTF60C5CGS1 | Singlezone Ducted, Centrally Ducted | 45000 | 33400 | 2.5 | 33800 | 2
JOHNSON CONTROLS | LX SERIES | 214398294 | HRCU-A-CB | HH860E2S11 | CTF60C5CGS1+JME16C2SN1 | Singlezone Ducted, Centrally Ducted | 45500 | 34200 | 2.58 | 33800 | 2
JOHNSON CONTROLS | LX SERIES | 214584755 | HRCU-A-CB | HH860E2S11 | CTF60C5CGS1 | Singlezone Ducted, Centrally Ducted | 44500 | 32600 | 2.5 | 33400 | 2
JOHNSON CONTROLS | LX SERIES | 214398255 | HRCU-A-CB | HH860E2S11 | CTF60C5CGS1+JMC17C2SN1 | Singlezone Ducted, Centrally Ducted | 44000 | 32400 | 2.5 | 33200 | 2
JOHNSON CONTROLS | LX SERIES | 214609204 | HRCU-A-CB | HH860E2S11 | CTF60C5CGS1 | Singlezone Ducted, Centrally Ducted | 47000 | 33800 | 2.5 | 34000 | 2
JOHNSON CONTROLS | LX SERIES | 214584720 | HRCU-A-CB | HH860E2S11 | CTF60C5CGS1 | Singlezone Ducted, Centrally Ducted | 44500 | 32800 | 2.5 | 33400 | 2
JOHNSON CONTROLS | LX SERIES | 214397034 | HRCU-A-CB | HH860E2S11 | CTF60D5CGS1+JME18D2SN1 | Singlezone Ducted, Centrally Ducted | 45500 | 34400 | 2.62 | 33800 | 2
JOHNSON CONTROLS | LX SERIES | 214397858 | HRCU-A-CB | HH860E2S11 | CTF60D5CGS1+JMC20D2SN1 | Singlezone Ducted, Centrally Ducted | 44500 | 33000 | 2.56 | 33400 | 2
JOHNSON CONTROLS | LX SERIES | 214396583 | HRCU-A-CB | HH860E2S11 | CTF60C5CGS1+JMC16C2SN1 | Singlezone Ducted, Centrally Ducted | 44000 | 32400 | 2.5 | 33200 | 2
JOHNSON CONTROLS | LX SERIES | 214397838 | HRCU-A-CB | HH860E2S11 | CTF60C5CGS1+JMVT17CC2N1 | Singlezone Ducted, Centrally Ducted | 44000 | 32400 | 2.5 | 33200 | 2
JOHNSON CONTROLS | LX SERIES | 214396744 | HRCU-A-CB | HH860E2S11 | CTF60D5CHS1+JME18D2SN1 | Singlezone Ducted, Centrally Ducted | 53500 | 36600 | 2.62 | 38500 | 2
JOHNSON CONTROLS | LX SERIES | 214397591 | HRCU-A-CB | HH860E2S11 | CTF60D5CHS1+JMET18DS2N1 | Singlezone Ducted, Centrally Ducted | 53500 | 36600 | 2.6 | 38500 | 2
JOHNSON CONTROLS | LX SERIES | 214398378 | HRCU-A-CB | HH824E2S11 | CTF30B5ACS1+JMET12BS2N1 | Singlezone Ducted, Centrally Ducted | 23000 | 18400 | 2.78 | 18100 | 2
JOHNSON CONTROLS | LX SERIES | 214396697 | HRCU-A-CB | HH824E2S11 | CTF30B5ACS1+JMC12B2SN1 | Singlezone Ducted, Centrally Ducted | 23000 | 18600 | 2.84 | 18300 | 2
JOHNSON CONTROLS | LX SERIES | 214397927 | HRCU-A-CB | HH824E2S11 | CTF36B5ADS1+JMVT12BC2N1 | Singlezone Ducted, Centrally Ducted | 23000 | 18200 | 2.88 | 17700 | 2
JOHNSON CONTROLS | LX SERIES | 214397124 | HRCU-A-CB | HH824E2S11 | CTF30B5ACS1+JMET08BS2N1 | Singlezone Ducted, Centrally Ducted | 23000 | 18200 | 2.74 | 17900 | 2
JOHNSON CONTROLS | LX SERIES | 214397527 | HRCU-A-CB | HH824E2S11 | CTF36B5ADS1+JMET12BS2N1 | Singlezone Ducted, Centrally Ducted | 22800 | 17700 | 2.77 | 17400 | 2
JOHNSON CONTROLS | LX SERIES | 214397099 | HRCU-A-CB | HH824E2S11 | CTF36B5ADS1+JMET08BS2N1 | Singlezone Ducted, Centrally Ducted | 22400 | 17400 | 2.71 | 17100 | 2
JOHNSON CONTROLS | LX SERIES | 214396261 | HRCU-A-CB | HH824E2S11 | CTF30B5ACS1+JMVT12BC2N1 | Singlezone Ducted, Centrally Ducted | 23000 | 18600 | 2.84 | 18300 | 2
JOHNSON CONTROLS | LX SERIES | 214397932 | HRCU-A-CB | HH824E2S11 | CTF36B5ADS1+JME12B2SN1 | Singlezone Ducted, Centrally Ducted | 23000 | 18200 | 2.88 | 17700 | 2
JOHNSON CONTROLS | LX SERIES | 214397964 | HRCU-A-CB | HH824E2S11 | CTF30B5ACS1+JME08B2SN1 | Singlezone Ducted, Centrally Ducted | 23000 | 18400 | 2.79 | 18000 | 2
JOHNSON CONTROLS | LX SERIES | 214397104 | HRCU-A-CB | HH824E2S11 | CTF36B5ADS1+JME08B2SN1 | Singlezone Ducted, Centrally Ducted | 22800 | 17600 | 2.77 | 17400 | 2
JOHNSON CONTROLS | LX SERIES | 214397974 | HRCU-A-CB | HH824E2S11 | CTF30B5ACS1+JME12B2SN1 | Singlezone Ducted, Centrally Ducted | 23000 | 18700 | 2.85 | 18400 | 2
JOHNSON CONTROLS | LX SERIES | 214398351 | HRCU-A-CB | HH824E2S11 | CTF36B5ADS1+JMC12B2SN1 | Singlezone Ducted, Centrally Ducted | 23000 | 18200 | 2.88 | 17700 | 2
JOHNSON CONTROLS | LX SERIES | 214397537 | HRCU-A-CB | HH824E2S11 | CTF36B5ADS1 | Singlezone Ducted, Centrally Ducted | 23000 | 18400 | 2.78 | 17900 | 2
JOHNSON CONTROLS | LX SERIES | 214584655 | HRCU-A-CB | HH860E2S11 | CTM60C5CGS1 | Singlezone Ducted, Centrally Ducted | 44500 | 33000 | 2.5 | 33400 | 2
JOHNSON CONTROLS | LX SERIES | 214398675 | HRCU-A-CB | HH860E2S11 | CTM60C5CGS1+JME16C2SN1 | Singlezone Ducted, Centrally Ducted | 44000 | 32200 | 2.5 | 33000 | 2
JOHNSON CONTROLS | LX SERIES | 214398670 | HRCU-A-CB | HH860E2S11 | CTM60C5CGS1+JMC16C2SN1 | Singlezone Ducted, Centrally Ducted | 44500 | 33000 | 2.54 | 33400 | 2
JOHNSON CONTROLS | LX SERIES | 214398636 | HRCU-A-CB | HH860E2S11 | JHE48D5CG2SS1 | Singlezone Ducted, Centrally Ducted | 44500 | 33200 | 2.56 | 33400 | 2
JOHNSON CONTROLS | LX SERIES | 214584585 | HRCU-A-CB | HH860E2S11 | CTF60D5CHS1 | Singlezone Ducted, Centrally Ducted | 53500 | 37000 | 2.6 | 39000 | 2
JOHNSON CONTROLS | LX SERIES | 214396764 | HRCU-A-CB | HH860E2S11 | JHC60D5CH2SS1 | Singlezone Ducted, Centrally Ducted | 53000 | 36200 | 2.6 | 38000 | 2
JOHNSON CONTROLS | LX SERIES | 214584635 | HRCU-A-CB | HH860E2S11 | CTF60C5CHS1 | Singlezone Ducted, Centrally Ducted | 53500 | 36600 | 2.56 | 38500 | 2
JOHNSON CONTROLS | LX SERIES | 214396739 | HRCU-A-CB | HH860E2S11 | CTF60D5CHS1+JMVT20DC2N1 | Singlezone Ducted, Centrally Ducted | 53000 | 36600 | 2.6 | 38000 | 2
JOHNSON CONTROLS | LX SERIES | 214397159 | HRCU-A-CB | HH824E2S11 | CTF30B5ACS1 | Singlezone Ducted, Centrally Ducted | 23000 | 18200 | 2.67 | 17700 | 2
JOHNSON CONTROLS | LX SERIES | 214397154 | HRCU-A-CB | HH824E2S11 | CTF30B5ACS1 | Singlezone Ducted, Centrally Ducted | 23000 | 18200 | 2.67 | 17700 | 2
JOHNSON CONTROLS | LX SERIES | 214397149 | HRCU-A-CB | HH824E2S11 | CTF30B5ACS1 | Singlezone Ducted, Centrally Ducted | 23000 | 18400 | 2.72 | 18000 | 2
JOHNSON CONTROLS | LX SERIES | 214397144 | HRCU-A-CB | HH824E2S11 | CTF30B5ACS1 | Singlezone Ducted, Centrally Ducted | 23000 | 18400 | 2.72 | 18000 | 2
JOHNSON CONTROLS | LX SERIES | 214397139 | HRCU-A-CB | HH824E2S11 | CTM30B5ACS1 | Singlezone Ducted, Centrally Ducted | 23000 | 18700 | 2.7 | 18300 | 2
JOHNSON CONTROLS | LX SERIES | 214397134 | HRCU-A-CB | HH824E2S11 | CTF30B5ACS1 | Singlezone Ducted, Centrally Ducted | 23000 | 18800 | 2.71 | 18400 | 2
JOHNSON CONTROLS | LX SERIES | 214397129 | HRCU-A-CB | HH824E2S11 | CTF30B5ACS1 | Singlezone Ducted, Centrally Ducted | 23000 | 18700 | 2.74 | 18300 | 2
JOHNSON CONTROLS | LX SERIES | 214584725 | HRCU-A-CB | HH824E2S11 | CTF30A5ADS1 | Singlezone Ducted, Centrally Ducted | 23000 | 18600 | 2.85 | 18100 | 2
JOHNSON CONTROLS | LX SERIES | 214397114 | HRCU-A-CB | HH824E2S11 | CTF36B5ADS1 | Singlezone Ducted, Centrally Ducted | 23000 | 18500 | 2.78 | 18000 | 2
JOHNSON CONTROLS | LX SERIES | 214397109 | HRCU-A-CB | HH824E2S11 | CTF36B5ADS1 | Singlezone Ducted, Centrally Ducted | 23000 | 18000 | 2.76 | 17600 | 2
KANARTIC | KEOS series | 208836319 | HRCU-A-CB-O | KEOS-12UHE-NA | KEOS-12UHE-NA | Singlezone Non-Ducted, Wall Placement | 12000 | 10300 | 2.56 | 12113 | 1.9
KANARTIC | KEOS series | 208836320 | HRCU-A-CB-O | KEOS-09UHE-NA | KEOS-09UHE-NA | Singlezone Non-Ducted, Wall Placement | 12000 | 9300 | 2.5 | 11300 | 1.9
KANIONCO | K series | 207699081 | HRCU-A-CB-O | KWSM-18IR410AHS23.5MV | KWSM-18IR410AHS23.5MV | Singlezone Non-Ducted, Wall Placement | 18000 | 14000 | 2.61 | 12600 | 2.35
KANIONCO |  | 207805781 | HMSR-A-CB-O | KWSMO-18R410AIHMV |  | Multizone All Non-Ducted | 19000 | 14400 | 2.5 | 14000 | 2.22
KANIONCO |  | 205645144 | HMSR-A-CB-O | KWSMO-18R410AIH |  | Multizone All Non-Ducted | 19000 | 12000 | 2.79 | 10205 | 1.97
KANIONCO |  | 205645145 | HMSR-A-CB-O | KWSMO-30R410AIH |  | Multizone All Non-Ducted | 28000 | 17200 | 2.8 | 17040 | 1.97
KANIONco |  | 213298360 | HMSR-A-CB-O | KWSMO-36IR410AHSP |  | Multizone All Non-Ducted | 35600 | 21200 | 2.64 | 23200 | 2.12
KANIONco |  | 213298361 | HMSR-A-CB-O | KWSMO-27IR410AHSP |  | Multizone All Non-Ducted | 26000 | 18100 | 2.95 | 16250 | 2.27
KANIONco |  | 209248939 | HRCU-A-CB-O | KWSM-24IR410AHS20 | KWSM-24IR410AHS20 | Singlezone Non-Ducted, Wall Placement | 24000 | 13900 | 2.75 | 16720 | 1.96
KANIONco |  | 209248938 | HRCU-A-CB-O | KWSM-18IR410AHS21.5 | KWSM-18IR410AHS21.5 | Singlezone Non-Ducted, Wall Placement | 18000 | 10000 | 2.85 | 12600 | 2.21
KANIONCO |  | 204760846 | HRCU-A-CB | KD-18R410AH | KD-18R410AH | Singlezone Ducted, Compact Ducted | 18000 | 12000 | 2.61 | 10300 | 1.95
KANIONCO |  | 204760847 | HRCU-A-CB | KD-24R410AH | KD-24R410AH | Singlezone Ducted, Compact Ducted | 24400 | 16000 | 2.69 | 18500 | 2.04
KANIONCO |  | 204760841 | HRCU-A-CB-O | KWSM-18IR410AHS21 | KWSM-18IR410AHS21 | Singlezone Non-Ducted, Wall Placement | 18000 | 10400 | 2.72 | 10953 | 1.9
KANIONco |  | 207699079 | HRCU-A-CB-O | KWSM-09IR410AHS24MV | KWSM-09IR410AHS24MV | Singlezone Non-Ducted, Wall Placement | 10000 | 8300 | 2.67 | 6544 | 1.98
KANIONco |  | 207699077 | HRCU-A-CB-O | KWSM-09IR410AHS24MVL | KWSM-09IR410AHS24MVL | Singlezone Non-Ducted, Wall Placement | 10000 | 6000 | 2.79 | 6725 | 2.07
KANIONco |  | 207699078 | HRCU-A-CB-O | KWSM-12IR410AHS21.5MVL | KWSM-12IR410AHS21.5MVL | Singlezone Non-Ducted, Wall Placement | 12000 | 8400 | 2.77 | 6725 | 2.07
KANIONco |  | 207699091 | HRCU-A-CB-O | KWSM-09IR410AHS21.5MV | KWSM-09IR410AHS21.5MV | Singlezone Non-Ducted, Wall Placement | 10000 | 6900 | 2.53 | 6400 | 1.95
KANIONCO | K series | 212360146 | HMSV-A-CB | KWSMO-18R410AIHH |  | Multizone Mix of Ducted and Non-Ducted | 19000 | 14600 | 2.5 | 14000 | 2.17
KANIONCO | K series | 207805780 | HMSV-A-CB | KWSMO-18R410AIHMV |  | Multizone Mix of Ducted and Non-Ducted | 19000 | 14600 | 2.5 | 14000 | 2.17
KANIONCO |  | 207691850 | HMSV-A-CB | KWSMO-30R410AIHMV |  | Multizone All Ducted | 28000 | 22000 | 2.6 | 20000 | 2.14
KANIONCO | KD series | 212615049 | HRCU-A-CB | KD-12IR410AHSODU | KD-12IR410AHSIDU | Singlezone Ducted, Compact Ducted | 12500 | 10600 | 2.51 | 12100 | 1.96
KANIONCO | KD series | 212615048 | HRCU-A-CB | KD-24IR410AHSODU | KD-24IR410AHSIDU | Singlezone Ducted, Compact Ducted | 25000 | 21000 | 2.64 | 27000 | 2
KANIONCO | KWSM series | 213160461 | HRCU-A-CB-O | KWSM-09IR410AHS28.1ODU | KWSM-09IR410AHS28.1IDU | Singlezone Non-Ducted, Wall Placement | 12000 | 9500 | 2.53 | 11109 | 1.97
KANIONCO | KWSM series | 213160460 | HRCU-A-CB-O | KWSM-06IR410AHS26.5ODU | KWSM-06IR410AHS26.5IDU | Singlezone Non-Ducted, Wall Placement | 7000 | 8500 | 2.9 | 8581 | 2.19
KARDA | KARDA | 207430432 | HRCU-A-CB-O | 3KARDA12SZO | 3KARDA12UVW | Singlezone Non-Ducted, Wall Placement | 12000 | 10300 | 2.56 | 12113 | 1.9
KARDA | KARDA | 207430429 | HRCU-A-CB-O | 3KARDA09SZO | 3KARDA09UVW | Singlezone Non-Ducted, Wall Placement | 12000 | 9300 | 2.5 | 11300 | 1.9
KARDA |  | 205724750 | HMSR-A-CB-O | 2KARDA27MZ3 |  | Multizone All Non-Ducted | 28000 | 17200 | 2.8 | 17040 | 1.97
KARDA |  | 202608467 | HMSR-A-CB-O | 2PAMSH27-MZO3 |  | Multizone All Non-Ducted | 28000 | 17200 | 2.82 | 16820 | 1.95
KARDA | 3KAR series | 213785827 | HRCU-A-CB-O | 3KARDA12SZO | 2KARDA12UVC | Singlezone Non-Ducted, Ceiling Placement | 12000 | 9900 | 2.55 | 11500 | 1.9
KARDA |  | 206348120 | HRCU-A-CB | 1KARDA09SZO25 | 2PAMSDH09 | Singlezone Ducted, Compact Ducted | 10000 | 7200 | 2.74 | 8300 | 2.06
KARDA |  | 206348123 | HRCU-A-CB | 1KARDA24SZO20.5 | 2PAMSDH24 | Singlezone Ducted, Compact Ducted | 25000 | 21000 | 2.64 | 27000 | 2
KARDA |  | 207796644 | HRCU-A-CB | 3KARDA24SZO | 3KARDA24UVD | Singlezone Ducted, Compact Ducted | 25000 | 21000 | 2.64 | 27000 | 2
KARDA |  | 207796643 | HRCU-A-CB-O | 3KARDA24SZO | 3KARDA24UVC | Singlezone Non-Ducted, Wall Placement | 25000 | 21000 | 2.64 | 26000 | 1.95
KARDA | KARDA | 207657361 | HMSV-A-CB | 3KARDA18MZ2 |  | Multizone Mix of Ducted and Non-Ducted | 19000 | 14600 | 2.5 | 14000 | 2.17
KARDA |  | 207796639 | HRCU-A-CB | 3KARDA12SZO | 3KARDA12UVD | Singlezone Ducted, Compact Ducted | 12500 | 10600 | 2.51 | 12100 | 1.96
KARDA |  | 207796638 | HRCU-A-CB-O | 3KARDA12SZO | 3KARDA12UVC | Singlezone Non-Ducted, Ceiling Placement | 12000 | 9900 | 2.55 | 11500 | 1.9
KARDA |  | 210410112 | HRCU-A-CB-O | 3KARDA12SZO | 3KARDA12CON-2 | Singlezone Non-Ducted, Wall Placement | 12000 | 10200 | 2.72 | 12300 | 2.1
KEEPRITE | DLC-series | 208447732 | HRCU-A-CB-O | DLCERBH09AAK | DLFEHBH09XAK | Singlezone Non-Ducted, Wall Placement | 10000 | 6000 | 2.51 | 6933 | 1.97
KEEPRITE | DLC-series | 208447652 | HRCU-A-CB-O | DLCSRBH12AAJ | DLFSHCH12XAJ | Singlezone Non-Ducted, Wall Placement | 12000 | 8400 | 2.8 | 7094 | 2.19
KEEPRITE | DLC-series | 208447649 | HRCU-A-CB-O | DLCSRBH09AAK | DLFSHCH09XAK | Singlezone Non-Ducted, Wall Placement | 12000 | 9500 | 2.53 | 11109 | 1.97
KEEPRITE | DLC-series | 208447653 | HRCU-A-CB-O | DLCSRBH06AAK | DLFSHCH06XAK | Singlezone Non-Ducted, Wall Placement | 7000 | 8500 | 2.9 | 8581 | 2.19
KEEPRITE | DLC-series | 207683355 | HRCU-A-CB-O | DLCSRBH24AAK | DLFSCBH24XAK | Singlezone Non-Ducted, Wall Placement | 25000 | 21000 | 2.64 | 26000 | 1.95
KEEPRITE | DLC-series | 209948195 | HRCU-A-CB-O | DLCSRBH12AAK | DLFSFBH12XAK | Singlezone Non-Ducted, Wall Placement | 12000 | 10200 | 2.72 | 12300 | 2.1
KEEPRITE | DLC-series | 211132728 | HRCU-A-CB | DLCSRBH24AAK | DLFSDAH24XHK | Singlezone Ducted, Compact Ducted | 25000 | 21000 | 2.75 | 24000 | 2
KEEPRITE | DLC-series | 211132691 | HRCU-A-CB | DLCSRBH18AAK | DLFSDAH18XHK | Singlezone Ducted, Compact Ducted | 19000 | 15700 | 2.6 | 18000 | 2.2
KEEPRITE | DLC-series | 210857442 | HRCU-A-CB-O | DLCSRBH06AAK | DLFSOAH09XAK | Singlezone Non-Ducted, Ceiling Placement | 7100 | 5700 | 2.61 | 8500 | 2.03
KEEPRITE | Dlseries | 210025745 | HRCU-A-CB | DLCURAH60ABK | DLFUAAH60XAK | Singlezone Ducted, Centrally Ducted | 59000 | 42000 | 2.6 | 54356 | 1.91
KEEPRITE | DL series | 213372148 | HRCU-A-C | DLCURAH18ABK | DLFULAH24XBX + CI | Singlezone Ducted, Centrally Ducted | 19000 | 14700 | 2.6 | 15000 | 2.2
KEEPRITE | DLC-series | 206361890 | HRCU-A-CB-O | DLCSRBH12AAK | DLFSHBH12XAK | Singlezone Non-Ducted, Wall Placement | 12000 | 10300 | 2.56 | 12113 | 1.9
KEEPRITE | DLC-series | 206361888 | HRCU-A-CB-O | DLCSRBH12AAJ | DLFSHBH12XAJ | Singlezone Non-Ducted, Wall Placement | 12000 | 8900 | 2.75 | 6858 | 2.07
KEEPRITE | DLC-series | 207188917 | HRCU-A-CB-O | DLCSRBH06AAK | DLFSHBH06XAK | Singlezone Non-Ducted, Wall Placement | 7000 | 7500 | 2.5 | 7200 | 1.92
KEEPRITE |  | 201835652 | HRCU-A-CB-O | DLCPRAH09AAK | DLFPHAH09XAK | Singlezone Non-Ducted, Wall Placement | 10000 | 7200 | 2.78 | 13047 | 1.97
KEEPRITE | High Tier | 202463651 | HRCU-A-CB-O | DLCPRAH24AAK | DLFPHAH24XAK | Singlezone Non-Ducted, Wall Placement | 24000 | 15450 | 3 | 24000 | 2
KEEPRITE | ProComfort | 206350435 | HRCU-A-CB | DLCSRBH24AAK | DLFSDAH24XAK | Singlezone Ducted, Compact Ducted | 24600 | 14500 | 2.8 | 27910 | 2.01
KEEPRITE | Performance Series | 207643085 | HMSV-A-CB | DLCMHBH48EAK |  | Multizone Mix of Ducted and Non-Ducted | 49000 | 31000 | 2.65 | 48000 | 1.9
KEEPRITE | Performance Series | 207643075 | HMSV-A-CB | DLCMHBH24CAK |  | Multizone All Ducted | 24000 | 18500 | 2.85 | 21500 | 1.95
KEEPRITE | PROCOMFORT DELUXE 18 VS HP 2-STAGE | 210458485 | HRCU-A-CB | CVH837GKA2*+TSTAT | EA*4X37L21A* | Singlezone Ducted, Centrally Ducted | 47500 | 30800 | 2.52 | 24400 | 1.98
KEEPRITE | PROCOMFORT DELUXE 18 VS HP 2-STAGE | 210459742 | HRCU-A-CB | CVH837GKA2*+TSTAT | EA*4X43L21A* | Singlezone Ducted, Centrally Ducted | 47500 | 30800 | 2.52 | 24400 | 1.98
KEEPRITE | PROCOMFORT DELUXE 18 VS HP | 206771277 | HRCU-A-CB | CVH837GKA2* | EA*4X37L21A*+WALLCON | Singlezone Ducted, Centrally Ducted | 33000 | 31800 | 2.52 | 28000 | 2.2
KEEPRITE | PROCOMFORT DELUXE 18 VS HP | 206771331 | HRCU-A-CB | CVH837GKA2* | EA*4X37L21A*+WALLCON | Singlezone Ducted, Centrally Ducted | 32800 | 31800 | 2.54 | 28000 | 2.22
KEEPRITE | PROCOMFORT DELUXE 18 VS HP | 206771349 | HRCU-A-CB | CVH837GKA2* | EA*4X37L21A*+WALLCON | Singlezone Ducted, Centrally Ducted | 32800 | 31800 | 2.54 | 28000 | 2.22
KEEPRITE | PROCOMFORT DELUXE 18 VS HP | 206771358 | HRCU-A-CB | CVH837GKA2* | EA*4X37L21A*+WALLCON | Singlezone Ducted, Centrally Ducted | 32800 | 31800 | 2.54 | 27800 | 2.22
KEEPRITE | PROCOMFORT DELUXE 18 VS HP | 206771628 | HRCU-A-CB | CVH837GKA2* | EA*4X43L21A*+WALLCON | Singlezone Ducted, Centrally Ducted | 33000 | 32000 | 2.52 | 28000 | 2.2
KEEPRITE | PROCOMFORT DELUXE 18 VS HP | 206771646 | HRCU-A-CB | CVH837GKA2* | EA*4X43L21A*+WALLCON | Singlezone Ducted, Centrally Ducted | 32800 | 31800 | 2.54 | 28000 | 2.2
KEEPRITE | PROCOMFORT DELUXE 18 VS HP | 206771700 | HRCU-A-CB | CVH837GKA2* | EA*4X43L21A*+WALLCON | Singlezone Ducted, Centrally Ducted | 32800 | 31800 | 2.54 | 27800 | 2.22
KEEPRITE | PROCOMFORT DELUXE 18 VS HP | 206771718 | HRCU-A-CB | CVH837GKA2* | EA*4X43L21A*+WALLCON | Singlezone Ducted, Centrally Ducted | 32800 | 31800 | 2.54 | 27800 | 2.22
KEEPRITE | PROCOMFORT DELUXE 18 VS HP | 206771727 | HRCU-A-CB | CVH837GKA2* | EA*4X43L21A*+WALLCON | Singlezone Ducted, Centrally Ducted | 32800 | 31800 | 2.56 | 27800 | 2.22
KEEPRITE | PROCOMFORT DELUXE 18 VS HP | 206771781 | HRCU-A-CB | CVH837GKA2* | EA*4X48L21A*+WALLCON | Singlezone Ducted, Centrally Ducted | 32600 | 31400 | 2.52 | 27800 | 2.2
KEEPRITE | PROCOMFORT DELUXE 18 VS HP | 206771835 | HRCU-A-CB | CVH837GKA2* | EA*4X48L21A*+WALLCON | Singlezone Ducted, Centrally Ducted | 32400 | 31400 | 2.52 | 27600 | 2.2
KEEPRITE | PROCOMFORT DELUXE 18 VS HP | 206771853 | HRCU-A-CB | CVH837GKA2* | EA*4X48L21A*+WALLCON | Singlezone Ducted, Centrally Ducted | 32400 | 31400 | 2.52 | 27600 | 2.2
KEEPRITE | PROCOMFORT DELUXE 18 VS HP | 206771862 | HRCU-A-CB | CVH837GKA2* | EA*4X48L21A*+WALLCON | Singlezone Ducted, Centrally Ducted | 32400 | 31400 | 2.52 | 27600 | 2.2
KEEPRITE | PROCOMFORT DELUXE 18 VS HP | 206771898 | HRCU-A-CB | CVH837GKA2* | EA*4X48L24A*+WALLCON | Singlezone Ducted, Centrally Ducted | 32400 | 31400 | 2.52 | 27600 | 2.2
KEEPRITE | PROCOMFORT DELUXE 18 VS HP | 206771907 | HRCU-A-CB | CVH837GKA2* | EA*4X48L24A*+WALLCON | Singlezone Ducted, Centrally Ducted | 32400 | 31400 | 2.54 | 27600 | 2.22
KEEPRITE | PROCOMFORT DELUXE 18 VS HP | 206771916 | HRCU-A-CB | CVH837GKA2* | EA*4X48L24A*+WALLCON | Singlezone Ducted, Centrally Ducted | 32400 | 31400 | 2.54 | 27600 | 2.22
KEEPRITE | PROCOMFORT DELUXE 18 VS HP | 206771934 | HRCU-A-CB | CVH837GKA2* | EA*4X48L24A*+WALLCON | Singlezone Ducted, Centrally Ducted | 32400 | 31400 | 2.52 | 27600 | 2.22
KEEPRITE | PROCOMFORT DELUXE 18 VS HP | 206771943 | HRCU-A-CB | CVH837GKA2* | EA*4X48L24A*+WALLCON | Singlezone Ducted, Centrally Ducted | 32600 | 31400 | 2.52 | 27800 | 2.2
KEEPRITE | PROCOMFORT DELUXE 18 VS HP | 206771961 | HRCU-A-CB | CVH837GKA2* | EA*4X48L24A*+WALLCON | Singlezone Ducted, Centrally Ducted | 32400 | 31400 | 2.52 | 27600 | 2.22
KEEPRITE | PROCOMFORT DELUXE 18 VS HP | 210470272 | HRCU-A-CB | CVH837GKA2* | EA*4X60L24A*+WALLCON | Singlezone Ducted, Centrally Ducted | 31800 | 31000 | 2.5 | 27400 | 2.2
KEEPRITE | Performance Series | 207643083 | HMSR-A-CB-O | DLCMHBH48EAK |  | Multizone All Non-Ducted | 48000 | 34000 | 2.83 | 48000 | 2
KEEPRITE | PROCOMFORT DELUXE 18 VS HP | 210470283 | HRCU-A-CB | CVH837GKA2* | EA*4X60L24A*+WALLCON | Singlezone Ducted, Centrally Ducted | 31800 | 31000 | 2.52 | 27400 | 2.22
KEEPRITE | PROCOMFORT DELUXE 18 VS HP | 210470294 | HRCU-A-CB | CVH837GKA2* | EA*4X60L24A*+WALLCON | Singlezone Ducted, Centrally Ducted | 31800 | 31000 | 2.52 | 27400 | 2.22
KEEPRITE | Performance Series | 207643077 | HMSR-A-CB-O | DLCMHBH30DAK |  | Multizone All Non-Ducted | 30000 | 18500 | 2.98 | 29400 | 1.9
KEEPRITE | PROCOMFORT DELUXE 18 VS HP | 210470316 | HRCU-A-CB | CVH837GKA2* | EA*4X60L24A*+WALLCON | Singlezone Ducted, Centrally Ducted | 31800 | 31000 | 2.52 | 27400 | 2.22
KEEPRITE | PROCOMFORT DELUXE 18 VS HP | 210470327 | HRCU-A-CB | CVH837GKA2* | EA*4X60L24A*+WALLCON | Singlezone Ducted, Centrally Ducted | 32000 | 31200 | 2.5 | 27600 | 2.2
KEEPRITE | PROCOMFORT DELUXE 18 VS HP | 210470349 | HRCU-A-CB | CVH837GKA2* | EA*4X60L24A*+WALLCON | Singlezone Ducted, Centrally Ducted | 31800 | 31000 | 2.52 | 27400 | 2.22
KEEPRITE | PROCOMFORT DELUXE 18 VS HP | 210470437 | HRCU-A-CB | CVH837GKA2* | EA*4X61L21A*+WALLCON | Singlezone Ducted, Centrally Ducted | 32200 | 31400 | 2.5 | 27800 | 2.2
KEEPRITE | PROCOMFORT DELUXE 18 VS HP | 210470448 | HRCU-A-CB | CVH837GKA2* | EA*4X61L21A*+WALLCON | Singlezone Ducted, Centrally Ducted | 32000 | 31200 | 2.52 | 27600 | 2.22
KEEPRITE | PROCOMFORT DELUXE 18 VS HP | 210470470 | HRCU-A-CB | CVH837GKA2* | EA*4X61L21A*+WALLCON | Singlezone Ducted, Centrally Ducted | 32000 | 31200 | 2.52 | 27600 | 2.22
KEEPRITE | PROCOMFORT DELUXE 18 VS HP | 210470492 | HRCU-A-CB | CVH837GKA2* | EA*4X61L21A*+WALLCON | Singlezone Ducted, Centrally Ducted | 32000 | 31200 | 2.52 | 27600 | 2.22
KEEPRITE | PROCOMFORT DELUXE 18 VS HP | 210470503 | HRCU-A-CB | CVH837GKA2* | EA*4X61L21A*+WALLCON | Singlezone Ducted, Centrally Ducted | 32000 | 31200 | 2.54 | 27600 | 2.22
KEEPRITE | PROCOMFORT DELUXE 18 VS HP | 210470558 | HRCU-A-CB | CVH837GKA2* | EA*4X61L24A*+WALLCON | Singlezone Ducted, Centrally Ducted | 32000 | 31200 | 2.52 | 27600 | 2.22
KEEPRITE | PROCOMFORT DELUXE 18 VS HP | 210470569 | HRCU-A-CB | CVH837GKA2* | EA*4X61L24A*+WALLCON | Singlezone Ducted, Centrally Ducted | 32000 | 31200 | 2.54 | 27400 | 2.24
KEEPRITE | PROCOMFORT DELUXE 18 VS HP | 210470580 | HRCU-A-CB | CVH837GKA2* | EA*4X61L24A*+WALLCON | Singlezone Ducted, Centrally Ducted | 32000 | 31200 | 2.54 | 27600 | 2.22
KEEPRITE | PROCOMFORT DELUXE 18 VS HP | 210470602 | HRCU-A-CB | CVH837GKA2* | EA*4X61L24A*+WALLCON | Singlezone Ducted, Centrally Ducted | 32000 | 31200 | 2.54 | 27600 | 2.22
KEEPRITE | PROCOMFORT DELUXE 18 VS HP | 210470613 | HRCU-A-CB | CVH837GKA2* | EA*4X61L24A*+WALLCON | Singlezone Ducted, Centrally Ducted | 32000 | 31200 | 2.52 | 27600 | 2.22
KEEPRITE | PROCOMFORT DELUXE 18 VS HP | 210470635 | HRCU-A-CB | CVH837GKA2* | EA*4X61L24A*+WALLCON | Singlezone Ducted, Centrally Ducted | 32000 | 31200 | 2.54 | 27600 | 2.22
KEEPRITE | PROCOMFORT DELUXE 18 VS HP | 206766038 | HRCU-A-CB | CVH825GKA3* | EA*4X37L21A*+WALLCON | Singlezone Ducted, Centrally Ducted | 21000 | 20400 | 2.54 | 18100 | 2.24
KEEPRITE | PROCOMFORT DELUXE 18 VS HP | 210473245 | HRCU-A-CB | CVH825GKA3* | EA*4X43L21A*+WALLCON | Singlezone Ducted, Centrally Ducted | 21000 | 20400 | 2.54 | 18100 | 2.24
KEEPRITE | PROCOMFORT DELUXE 18 VS HP 2-STAGE | 210465008 | HRCU-A-CB | CVH837GKA2*+TSTAT | EN(A,D,W)4X60L24** | Singlezone Ducted, Centrally Ducted | 47000 | 30600 | 2.5 | 24000 | 1.96
KEEPRITE | PROCOMFORT DELUXE 18 VS HP 2-STAGE | 210464820 | HRCU-A-CB | CVH837GKA2*+TSTAT | EN(A,D)4X48L24** | Singlezone Ducted, Centrally Ducted | 48000 | 31000 | 2.5 | 24400 | 1.94
KEEPRITE | PROCOMFORT DELUXE 18 VS HP 2-STAGE | 210464685 | HRCU-A-CB | CVH837GKA2*+TSTAT | EN(A,D)4X48L24** | Singlezone Ducted, Centrally Ducted | 47500 | 30600 | 2.5 | 24200 | 1.94
KEEPRITE | PROCOMFORT DELUXE 18 VS HP 2-STAGE | 210464619 | HRCU-A-CB | CVH837GKA2*+TSTAT | EN(A,D)4X48L24** | Singlezone Ducted, Centrally Ducted | 47500 | 30800 | 2.5 | 24200 | 1.96
KEEPRITE | PROCOMFORT DELUXE 18 VS HP 2-STAGE | 210464607 | HRCU-A-CB | CVH837GKA2*+TSTAT | EN(A,D)4X48L24** | Singlezone Ducted, Centrally Ducted | 48000 | 31000 | 2.5 | 24400 | 1.96
KEEPRITE | PROCOMFORT DELUXE 18 VS HP 2-STAGE | 210464464 | HRCU-A-CB | CVH837GKA2*+TSTAT | EN(A,D,W)4X48L21** | Singlezone Ducted, Centrally Ducted | 48000 | 31000 | 2.5 | 24400 | 1.94
KEEPRITE | PROCOMFORT DELUXE 18 VS HP 2-STAGE | 210464309 | HRCU-A-CB | CVH837GKA2*+TSTAT | EN(A,D,W)4X48L21** | Singlezone Ducted, Centrally Ducted | 48000 | 31000 | 2.5 | 24400 | 1.94
KEEPRITE | PROCOMFORT DELUXE 18 VS HP 2-STAGE | 210464174 | HRCU-A-CB | CVH837GKA2*+TSTAT | EN(A,D,W)4X48L21** | Singlezone Ducted, Centrally Ducted | 47500 | 30800 | 2.5 | 24200 | 1.96
KEEPRITE | PROCOMFORT DELUXE 18 VS HP 2-STAGE | 210462021 | HRCU-A-CB | CVH837GKA2*+TSTAT | EA*4X61L24A* | Singlezone Ducted, Centrally Ducted | 47000 | 30800 | 2.52 | 24400 | 1.98
KEEPRITE | PROCOMFORT DELUXE 18 VS HP 2-STAGE | 210461966 | HRCU-A-CB | CVH837GKA2*+TSTAT | EA*4X61L24A* | Singlezone Ducted, Centrally Ducted | 47000 | 30600 | 2.5 | 24400 | 1.98
KEEPRITE | PROCOMFORT DELUXE 18 VS HP 2-STAGE | 210461842 | HRCU-A-CB | CVH837GKA2*+TSTAT | EA*4X61L24A* | Singlezone Ducted, Centrally Ducted | 47000 | 30600 | 2.5 | 24400 | 1.98
KEEPRITE | PROCOMFORT DELUXE 18 VS HP 2-STAGE | 210461831 | HRCU-A-CB | CVH837GKA2*+TSTAT | EA*4X61L24A* | Singlezone Ducted, Centrally Ducted | 46500 | 30400 | 2.5 | 24000 | 1.96
KEEPRITE | PROCOMFORT DELUXE 18 VS HP 2-STAGE | 210461809 | HRCU-A-CB | CVH837GKA2*+TSTAT | EA*4X61L24A* | Singlezone Ducted, Centrally Ducted | 47000 | 30600 | 2.5 | 24400 | 1.98
KEEPRITE | PROCOMFORT DELUXE 18 VS HP 2-STAGE | 210461798 | HRCU-A-CB | CVH837GKA2*+TSTAT | EA*4X61L24A* | Singlezone Ducted, Centrally Ducted | 47000 | 30600 | 2.5 | 24400 | 1.96
KEEPRITE | PROCOMFORT DELUXE 18 VS HP 2-STAGE | 210461765 | HRCU-A-CB | CVH837GKA2*+TSTAT | EA*4X61L24A* | Singlezone Ducted, Centrally Ducted | 46500 | 30400 | 2.5 | 24200 | 1.98
KEEPRITE | PROCOMFORT DELUXE 18 VS HP 2-STAGE | 210461753 | HRCU-A-CB | CVH837GKA2*+TSTAT | EA*4X61L24A* | Singlezone Ducted, Centrally Ducted | 46500 | 30600 | 2.5 | 24200 | 1.98
KEEPRITE | PROCOMFORT DELUXE 18 VS HP 2-STAGE | 210461455 | HRCU-A-CB | CVH837GKA2*+TSTAT | EA*4X61L21A* | Singlezone Ducted, Centrally Ducted | 46500 | 30600 | 2.5 | 24400 | 1.96
KEEPRITE | PROCOMFORT DELUXE 18 VS HP 2-STAGE | 210461432 | HRCU-A-CB | CVH837GKA2*+TSTAT | EA*4X61L21A* | Singlezone Ducted, Centrally Ducted | 47000 | 30600 | 2.5 | 24400 | 1.98
KEEPRITE | PROCOMFORT DELUXE 18 VS HP 2-STAGE | 210461419 | HRCU-A-CB | CVH837GKA2*+TSTAT | EA*4X61L21A* | Singlezone Ducted, Centrally Ducted | 47000 | 30600 | 2.5 | 24400 | 1.98
KEEPRITE | PROCOMFORT DELUXE 18 VS HP 2-STAGE | 210461331 | HRCU-A-CB | CVH837GKA2*+TSTAT | EA*4X61L21A* | Singlezone Ducted, Centrally Ducted | 46500 | 30400 | 2.5 | 24200 | 1.96
KEEPRITE |  | 209852080 | HRCU-A-CB | DLCURAH18ABK | DLFUAAH18XAK | Singlezone Ducted, Centrally Ducted | 19000 | 13500 | 2.5 | 18000 | 2
KEEPRITE | ProComfort | 207826602 | HMSV-A-CB | DLCSRBH24AAK | DLFSABH24XBK | Singlezone Ducted, Centrally Ducted | 26000 | 16200 | 2.79 | 21517 | 1.95
KEEPRITE | High Tier | 202463650 | HRCU-A-CB-O | DLCPRAH18AAK | DLFPHAH18XAK | Singlezone Non-Ducted, Wall Placement | 18000 | 12300 | 3.19 | 18000 | 2
KENMORE | DLC-series | 208447740 | HRCU-A-CB-O | DLCERBH09AAK | DLFEHBH09XAK | Singlezone Non-Ducted, Wall Placement | 10000 | 6000 | 2.51 | 6933 | 1.97
KENMORE | DLC-series | 208447660 | HRCU-A-CB-O | DLCSRBH12AAJ | DLFSHCH12XAJ | Singlezone Non-Ducted, Wall Placement | 12000 | 8400 | 2.8 | 7094 | 2.19
KENMORE | DLC-series | 208447657 | HRCU-A-CB-O | DLCSRBH09AAK | DLFSHCH09XAK | Singlezone Non-Ducted, Wall Placement | 12000 | 9500 | 2.53 | 11109 | 1.97
KENMORE | DLC-series | 208447661 | HRCU-A-CB-O | DLCSRBH06AAK | DLFSHCH06XAK | Singlezone Non-Ducted, Wall Placement | 7000 | 8500 | 2.9 | 8581 | 2.19
KENMORE | DLC-series | 207683362 | HRCU-A-CB-O | DLCSRBH24AAK | DLFSCBH24XAK | Singlezone Non-Ducted, Wall Placement | 25000 | 21000 | 2.64 | 26000 | 1.95
KENMORE | DLC-series | 209948196 | HRCU-A-CB-O | DLCSRBH12AAK | DLFSFBH12XAK | Singlezone Non-Ducted, Wall Placement | 12000 | 10200 | 2.72 | 12300 | 2.1
KENMORE | DLC-series | 211132732 | HRCU-A-CB | DLCSRBH24AAK | DLFSDAH24XHK | Singlezone Ducted, Compact Ducted | 25000 | 21000 | 2.75 | 24000 | 2
KENMORE | DLC-series | 211132694 | HRCU-A-CB | DLCSRBH18AAK | DLFSDAH18XHK | Singlezone Ducted, Compact Ducted | 19000 | 15700 | 2.6 | 18000 | 2.2
KENMORE | DLC-series | 210857446 | HRCU-A-CB-O | DLCSRBH06AAK | DLFSOAH09XAK | Singlezone Non-Ducted, Ceiling Placement | 7100 | 5700 | 2.61 | 8500 | 2.03
KENMORE | Dlseries | 210025746 | HRCU-A-CB | DLCURAH60ABK | DLFUAAH60XAK | Singlezone Ducted, Centrally Ducted | 59000 | 42000 | 2.6 | 54356 | 1.91
KENMORE | DL series | 213372156 | HRCU-A-C | DLCURAH18ABK | DLFULAH24XBX + CI | Singlezone Ducted, Centrally Ducted | 19000 | 14700 | 2.6 | 15000 | 2.2
KENMORE | DLC-series | 206361895 | HRCU-A-CB-O | DLCSRBH12AAK | DLFSHBH12XAK | Singlezone Non-Ducted, Wall Placement | 12000 | 10300 | 2.56 | 12113 | 1.9
KENMORE | DLC-series | 206361893 | HRCU-A-CB-O | DLCSRBH12AAJ | DLFSHBH12XAJ | Singlezone Non-Ducted, Wall Placement | 12000 | 8900 | 2.75 | 6858 | 2.07
KENMORE | DLC-series | 207188920 | HRCU-A-CB-O | DLCSRBH06AAK | DLFSHBH06XAK | Singlezone Non-Ducted, Wall Placement | 7000 | 7500 | 2.5 | 7200 | 1.92
KENMORE | DELUXE 18 VS HP | 206998360 | HRCU-A-CB | (C,H,T)VH825GKA3* | EA*4X37L21A*+WALLCON | Singlezone Ducted, Centrally Ducted | 21000 | 20400 | 2.54 | 16500 | 2.04
KENMORE | DELUXE 18 VS HP | 210595718 | HRCU-A-CB | (C,H,T)VH825GKA2* | EN(A,D,W)4X48L21**+WALLCON | Singlezone Ducted, Centrally Ducted | 21200 | 20600 | 2.54 | 16500 | 2.02
KENMORE | DELUXE 18 VS HP | 210595612 | HRCU-A-CB | (C,H,T)VH825GKA2* | EA*4X43L21A*+WALLCON | Singlezone Ducted, Centrally Ducted | 21000 | 20400 | 2.54 | 16500 | 2.04
KENMORE | DELUXE 18 VS HP | 205750733 | HRCU-A-CB | (C,H,T)VH825GKA2* | EA*4X37L21A*+WALLCON | Singlezone Ducted, Centrally Ducted | 21000 | 20400 | 2.54 | 16500 | 2.04
KENMORE |  | 201835749 | HRCU-A-CB-O | DLCPRAH09AAK | DLFPHAH09XAK | Singlezone Non-Ducted, Wall Placement | 10000 | 7200 | 2.78 | 13047 | 1.97
KENMORE | High Tier | 202463653 | HRCU-A-CB-O | DLCPRAH24AAK | DLFPHAH24XAK | Singlezone Non-Ducted, Wall Placement | 24000 | 15450 | 3 | 24000 | 2
KENMORE | Mid-Tier | 206350446 | HRCU-A-CB | DLCSRBH24AAK | DLFSDAH24XAK | Singlezone Ducted, Compact Ducted | 24600 | 14500 | 2.8 | 27910 | 2.01
KENMORE | Performance Series | 207643106 | HMSV-A-CB | DLCMHBH48EAK |  | Multizone Mix of Ducted and Non-Ducted | 49000 | 31000 | 2.65 | 48000 | 1.9
KENMORE | Performance Series | 207643096 | HMSV-A-CB | DLCMHBH24CAK |  | Multizone All Ducted | 24000 | 18500 | 2.85 | 21500 | 1.95
KENMORE | DELUXE 18 VS HP 2-STAGE | 210458486 | HRCU-A-CB | (C,H,T)VH837GKA2*+TSTAT | EA*4X37L21A* | Singlezone Ducted, Centrally Ducted | 47500 | 30800 | 2.52 | 24400 | 1.98
KENMORE | DELUXE 18 VS HP 2-STAGE | 210459743 | HRCU-A-CB | (C,H,T)VH837GKA2*+TSTAT | EA*4X43L21A* | Singlezone Ducted, Centrally Ducted | 47500 | 30800 | 2.52 | 24400 | 1.98
KENMORE | DELUXE 18 VS HP 2-STAGE | 210461332 | HRCU-A-CB | (C,H,T)VH837GKA2*+TSTAT | EA*4X61L21A* | Singlezone Ducted, Centrally Ducted | 46500 | 30400 | 2.5 | 24200 | 1.96
KENMORE | DELUXE 18 VS HP 2-STAGE | 210461420 | HRCU-A-CB | (C,H,T)VH837GKA2*+TSTAT | EA*4X61L21A* | Singlezone Ducted, Centrally Ducted | 47000 | 30600 | 2.5 | 24400 | 1.98
KENMORE | DELUXE 18 VS HP 2-STAGE | 210461433 | HRCU-A-CB | (C,H,T)VH837GKA2*+TSTAT | EA*4X61L21A* | Singlezone Ducted, Centrally Ducted | 47000 | 30600 | 2.5 | 24400 | 1.98
KENMORE | DELUXE 18 VS HP 2-STAGE | 210461456 | HRCU-A-CB | (C,H,T)VH837GKA2*+TSTAT | EA*4X61L21A* | Singlezone Ducted, Centrally Ducted | 46500 | 30600 | 2.5 | 24400 | 1.96
KENMORE | DELUXE 18 VS HP 2-STAGE | 210461754 | HRCU-A-CB | (C,H,T)VH837GKA2*+TSTAT | EA*4X61L24A* | Singlezone Ducted, Centrally Ducted | 46500 | 30600 | 2.5 | 24200 | 1.98
KENMORE | DELUXE 18 VS HP 2-STAGE | 210461766 | HRCU-A-CB | (C,H,T)VH837GKA2*+TSTAT | EA*4X61L24A* | Singlezone Ducted, Centrally Ducted | 46500 | 30400 | 2.5 | 24200 | 1.98
KENMORE | DELUXE 18 VS HP 2-STAGE | 210461799 | HRCU-A-CB | (C,H,T)VH837GKA2*+TSTAT | EA*4X61L24A* | Singlezone Ducted, Centrally Ducted | 47000 | 30600 | 2.5 | 24400 | 1.96
KENMORE | DELUXE 18 VS HP 2-STAGE | 210461810 | HRCU-A-CB | (C,H,T)VH837GKA2*+TSTAT | EA*4X61L24A* | Singlezone Ducted, Centrally Ducted | 47000 | 30600 | 2.5 | 24400 | 1.98
KENMORE | DELUXE 18 VS HP 2-STAGE | 210461832 | HRCU-A-CB | (C,H,T)VH837GKA2*+TSTAT | EA*4X61L24A* | Singlezone Ducted, Centrally Ducted | 46500 | 30400 | 2.5 | 24000 | 1.96
KENMORE | DELUXE 18 VS HP 2-STAGE | 210461843 | HRCU-A-CB | (C,H,T)VH837GKA2*+TSTAT | EA*4X61L24A* | Singlezone Ducted, Centrally Ducted | 47000 | 30600 | 2.5 | 24400 | 1.98
KENMORE | DELUXE 18 VS HP 2-STAGE | 210461967 | HRCU-A-CB | (C,H,T)VH837GKA2*+TSTAT | EA*4X61L24A* | Singlezone Ducted, Centrally Ducted | 47000 | 30600 | 2.5 | 24400 | 1.98
KENMORE | DELUXE 18 VS HP 2-STAGE | 210462022 | HRCU-A-CB | (C,H,T)VH837GKA2*+TSTAT | EA*4X61L24A* | Singlezone Ducted, Centrally Ducted | 47000 | 30800 | 2.52 | 24400 | 1.98
KENMORE | DELUXE 18 VS HP 2-STAGE | 210464175 | HRCU-A-CB | (C,H,T)VH837GKA2*+TSTAT | EN(A,D,W)4X48L21** | Singlezone Ducted, Centrally Ducted | 47500 | 30800 | 2.5 | 24200 | 1.96
KENMORE | DELUXE 18 VS HP 2-STAGE | 210464310 | HRCU-A-CB | (C,H,T)VH837GKA2*+TSTAT | EN(A,D,W)4X48L21** | Singlezone Ducted, Centrally Ducted | 48000 | 31000 | 2.5 | 24400 | 1.94
KENMORE | DELUXE 18 VS HP 2-STAGE | 210464465 | HRCU-A-CB | (C,H,T)VH837GKA2*+TSTAT | EN(A,D,W)4X48L21** | Singlezone Ducted, Centrally Ducted | 48000 | 31000 | 2.5 | 24400 | 1.94
KENMORE | DELUXE 18 VS HP 2-STAGE | 210464608 | HRCU-A-CB | (C,H,T)VH837GKA2*+TSTAT | EN(A,D)4X48L24** | Singlezone Ducted, Centrally Ducted | 48000 | 31000 | 2.5 | 24400 | 1.96
KENMORE | DELUXE 18 VS HP 2-STAGE | 210464620 | HRCU-A-CB | (C,H,T)VH837GKA2*+TSTAT | EN(A,D)4X48L24** | Singlezone Ducted, Centrally Ducted | 47500 | 30800 | 2.5 | 24200 | 1.96
KENMORE | DELUXE 18 VS HP 2-STAGE | 210464686 | HRCU-A-CB | (C,H,T)VH837GKA2*+TSTAT | EN(A,D)4X48L24** | Singlezone Ducted, Centrally Ducted | 47500 | 30600 | 2.5 | 24200 | 1.94
KENMORE | DELUXE 18 VS HP 2-STAGE | 210464821 | HRCU-A-CB | (C,H,T)VH837GKA2*+TSTAT | EN(A,D)4X48L24** | Singlezone Ducted, Centrally Ducted | 48000 | 31000 | 2.5 | 24400 | 1.94
KENMORE | DELUXE 18 VS HP 2-STAGE | 210465009 | HRCU-A-CB | (C,H,T)VH837GKA2*+TSTAT | EN(A,D,W)4X60L24** | Singlezone Ducted, Centrally Ducted | 47000 | 30600 | 2.5 | 24000 | 1.96
KENMORE | DELUXE 18 VS HP 2-STAGE | 210468213 | HRCU-A-CB | (C,H,T)VH837GKA2*+TSTAT | EHD4X60AAL | Singlezone Ducted, Centrally Ducted | 47000 | 30600 | 2.52 | 24200 | 1.98
KENMORE | DELUXE 18 VS HP 2-STAGE | 210468323 | HRCU-A-CB | (C,H,T)VH837GKA2*+TSTAT | EHD4X60AAL | Singlezone Ducted, Centrally Ducted | 46500 | 30400 | 2.5 | 24200 | 1.98
KENMORE | DELUXE 18 VS HP | 206997659 | HRCU-A-CB | (C,H,T)VH837GKA2* | EA*4X37L21A*+WALLCON | Singlezone Ducted, Centrally Ducted | 33000 | 31800 | 2.52 | 28000 | 2.2
KENMORE | DELUXE 18 VS HP | 206997665 | HRCU-A-CB | (C,H,T)VH837GKA2* | EA*4X37L21A*+WALLCON | Singlezone Ducted, Centrally Ducted | 32800 | 31800 | 2.54 | 28000 | 2.22
KENMORE | DELUXE 18 VS HP | 206997667 | HRCU-A-CB | (C,H,T)VH837GKA2* | EA*4X37L21A*+WALLCON | Singlezone Ducted, Centrally Ducted | 32800 | 31800 | 2.54 | 28000 | 2.22
KENMORE | DELUXE 18 VS HP | 206997668 | HRCU-A-CB | (C,H,T)VH837GKA2* | EA*4X37L21A*+WALLCON | Singlezone Ducted, Centrally Ducted | 32800 | 31800 | 2.54 | 27800 | 2.22
KENMORE | DELUXE 18 VS HP | 206997698 | HRCU-A-CB | (C,H,T)VH837GKA2* | EA*4X43L21A*+WALLCON | Singlezone Ducted, Centrally Ducted | 33000 | 32000 | 2.52 | 28000 | 2.2
KENMORE | DELUXE 18 VS HP | 206997700 | HRCU-A-CB | (C,H,T)VH837GKA2* | EA*4X43L21A*+WALLCON | Singlezone Ducted, Centrally Ducted | 32800 | 31800 | 2.54 | 28000 | 2.2
KENMORE | DELUXE 18 VS HP | 206997706 | HRCU-A-CB | (C,H,T)VH837GKA2* | EA*4X43L21A*+WALLCON | Singlezone Ducted, Centrally Ducted | 32800 | 31800 | 2.54 | 27800 | 2.22
KENMORE | DELUXE 18 VS HP | 206997708 | HRCU-A-CB | (C,H,T)VH837GKA2* | EA*4X43L21A*+WALLCON | Singlezone Ducted, Centrally Ducted | 32800 | 31800 | 2.54 | 27800 | 2.22
KENMORE | DELUXE 18 VS HP | 206997709 | HRCU-A-CB | (C,H,T)VH837GKA2* | EA*4X43L21A*+WALLCON | Singlezone Ducted, Centrally Ducted | 32800 | 31800 | 2.56 | 27800 | 2.22
KENMORE | DELUXE 18 VS HP | 206997715 | HRCU-A-CB | (C,H,T)VH837GKA2* | EA*4X48L21A*+WALLCON | Singlezone Ducted, Centrally Ducted | 32600 | 31400 | 2.52 | 27800 | 2.2
KENMORE | DELUXE 18 VS HP | 206997721 | HRCU-A-CB | (C,H,T)VH837GKA2* | EA*4X48L21A*+WALLCON | Singlezone Ducted, Centrally Ducted | 32400 | 31400 | 2.52 | 27600 | 2.2
KENMORE | DELUXE 18 VS HP | 206997723 | HRCU-A-CB | (C,H,T)VH837GKA2* | EA*4X48L21A*+WALLCON | Singlezone Ducted, Centrally Ducted | 32400 | 31400 | 2.52 | 27600 | 2.2
KENMORE | DELUXE 18 VS HP | 206997724 | HRCU-A-CB | (C,H,T)VH837GKA2* | EA*4X48L21A*+WALLCON | Singlezone Ducted, Centrally Ducted | 32400 | 31400 | 2.52 | 27600 | 2.2
KENMORE | DELUXE 18 VS HP | 206997728 | HRCU-A-CB | (C,H,T)VH837GKA2* | EA*4X48L24A*+WALLCON | Singlezone Ducted, Centrally Ducted | 32400 | 31400 | 2.52 | 27600 | 2.2
KENMORE | DELUXE 18 VS HP | 206997729 | HRCU-A-CB | (C,H,T)VH837GKA2* | EA*4X48L24A*+WALLCON | Singlezone Ducted, Centrally Ducted | 32400 | 31400 | 2.54 | 27600 | 2.22
KENMORE | DELUXE 18 VS HP | 206997730 | HRCU-A-CB | (C,H,T)VH837GKA2* | EA*4X48L24A*+WALLCON | Singlezone Ducted, Centrally Ducted | 32400 | 31400 | 2.54 | 27600 | 2.22
KENMORE | DELUXE 18 VS HP | 206997732 | HRCU-A-CB | (C,H,T)VH837GKA2* | EA*4X48L24A*+WALLCON | Singlezone Ducted, Centrally Ducted | 32400 | 31400 | 2.52 | 27600 | 2.22
KENMORE | DELUXE 18 VS HP | 206997733 | HRCU-A-CB | (C,H,T)VH837GKA2* | EA*4X48L24A*+WALLCON | Singlezone Ducted, Centrally Ducted | 32600 | 31400 | 2.52 | 27800 | 2.2
KENMORE | DELUXE 18 VS HP | 206997735 | HRCU-A-CB | (C,H,T)VH837GKA2* | EA*4X48L24A*+WALLCON | Singlezone Ducted, Centrally Ducted | 32400 | 31400 | 2.52 | 27600 | 2.22
KENMORE | DELUXE 18 VS HP | 210470273 | HRCU-A-CB | (C,H,T)VH837GKA2* | EA*4X60L24A*+WALLCON | Singlezone Ducted, Centrally Ducted | 31800 | 31000 | 2.5 | 27400 | 2.2
KENMORE | DELUXE 18 VS HP | 210470284 | HRCU-A-CB | (C,H,T)VH837GKA2* | EA*4X60L24A*+WALLCON | Singlezone Ducted, Centrally Ducted | 31800 | 31000 | 2.52 | 27400 | 2.22
KENMORE | DELUXE 18 VS HP | 210470295 | HRCU-A-CB | (C,H,T)VH837GKA2* | EA*4X60L24A*+WALLCON | Singlezone Ducted, Centrally Ducted | 31800 | 31000 | 2.52 | 27400 | 2.22
KENMORE | DELUXE 18 VS HP | 210470317 | HRCU-A-CB | (C,H,T)VH837GKA2* | EA*4X60L24A*+WALLCON | Singlezone Ducted, Centrally Ducted | 31800 | 31000 | 2.52 | 27400 | 2.22
KENMORE | DELUXE 18 VS HP | 210470328 | HRCU-A-CB | (C,H,T)VH837GKA2* | EA*4X60L24A*+WALLCON | Singlezone Ducted, Centrally Ducted | 32000 | 31200 | 2.5 | 27600 | 2.2
KENMORE | DELUXE 18 VS HP | 210470350 | HRCU-A-CB | (C,H,T)VH837GKA2* | EA*4X60L24A*+WALLCON | Singlezone Ducted, Centrally Ducted | 31800 | 31000 | 2.52 | 27400 | 2.22
KENMORE | DELUXE 18 VS HP | 210470438 | HRCU-A-CB | (C,H,T)VH837GKA2* | EA*4X61L21A*+WALLCON | Singlezone Ducted, Centrally Ducted | 32200 | 31400 | 2.5 | 27800 | 2.2
KENMORE | DELUXE 18 VS HP | 210470449 | HRCU-A-CB | (C,H,T)VH837GKA2* | EA*4X61L21A*+WALLCON | Singlezone Ducted, Centrally Ducted | 32000 | 31200 | 2.52 | 27600 | 2.22
KENMORE | DELUXE 18 VS HP | 210470471 | HRCU-A-CB | (C,H,T)VH837GKA2* | EA*4X61L21A*+WALLCON | Singlezone Ducted, Centrally Ducted | 32000 | 31200 | 2.52 | 27600 | 2.22
KENMORE | DELUXE 18 VS HP | 210470493 | HRCU-A-CB | (C,H,T)VH837GKA2* | EA*4X61L21A*+WALLCON | Singlezone Ducted, Centrally Ducted | 32000 | 31200 | 2.52 | 27600 | 2.22
KENMORE | DELUXE 18 VS HP | 210470504 | HRCU-A-CB | (C,H,T)VH837GKA2* | EA*4X61L21A*+WALLCON | Singlezone Ducted, Centrally Ducted | 32000 | 31200 | 2.54 | 27600 | 2.22
KENMORE | DELUXE 18 VS HP | 210470559 | HRCU-A-CB | (C,H,T)VH837GKA2* | EA*4X61L24A*+WALLCON | Singlezone Ducted, Centrally Ducted | 32000 | 31200 | 2.52 | 27600 | 2.22
KENMORE | DELUXE 18 VS HP | 210470570 | HRCU-A-CB | (C,H,T)VH837GKA2* | EA*4X61L24A*+WALLCON | Singlezone Ducted, Centrally Ducted | 32000 | 31200 | 2.54 | 27400 | 2.24
KENMORE | DELUXE 18 VS HP | 210470581 | HRCU-A-CB | (C,H,T)VH837GKA2* | EA*4X61L24A*+WALLCON | Singlezone Ducted, Centrally Ducted | 32000 | 31200 | 2.54 | 27600 | 2.22
KENMORE | DELUXE 18 VS HP | 210470603 | HRCU-A-CB | (C,H,T)VH837GKA2* | EA*4X61L24A*+WALLCON | Singlezone Ducted, Centrally Ducted | 32000 | 31200 | 2.54 | 27600 | 2.22
KENMORE | DELUXE 18 VS HP | 210470614 | HRCU-A-CB | (C,H,T)VH837GKA2* | EA*4X61L24A*+WALLCON | Singlezone Ducted, Centrally Ducted | 32000 | 31200 | 2.52 | 27600 | 2.22
KENMORE | DELUXE 18 VS HP | 210470636 | HRCU-A-CB | (C,H,T)VH837GKA2* | EA*4X61L24A*+WALLCON | Singlezone Ducted, Centrally Ducted | 32000 | 31200 | 2.54 | 27600 | 2.22
KENMORE | Performance Series | 207643104 | HMSR-A-CB-O | DLCMHBH48EAK |  | Multizone All Non-Ducted | 48000 | 34000 | 2.83 | 48000 | 2
KENMORE | Performance Series | 207643098 | HMSR-A-CB-O | DLCMHBH30DAK |  | Multizone All Non-Ducted | 30000 | 18500 | 2.98 | 29400 | 1.9
KENMORE | DELUXE 18 VS HP | 210473246 | HRCU-A-CB | (C,H,T)VH825GKA3* | EA*4X43L21A*+WALLCON | Singlezone Ducted, Centrally Ducted | 21000 | 20400 | 2.54 | 18100 | 2.24
KENMORE | Mid-Tier | 207826604 | HMSV-A-CB | DLCSRBH24AAK | DLFSABH24XBK | Singlezone Ducted, Centrally Ducted | 26000 | 16200 | 2.79 | 21520 | 1.95
KENMORE | High Tier | 202463652 | HRCU-A-CB-O | DLCPRAH18AAK | DLFPHAH18XAK | Singlezone Non-Ducted, Wall Placement | 18000 | 12300 | 3.19 | 18000 | 2
KEPLER |  | 214610366 | HRCU-A-CB | ODUMOX430-18HFN1-MU0W | IDUMTIU-18HWFN1-M | Singlezone Ducted, Compact Ducted | 20000 | 12600 | 2.66 | 13000 | 2.4
KEPLER |  | 214610370 | HRCU-A-CB-O | ODUMOX430-18HFN1-MU0W | IDUCCA3U-18HRFN1-M(C) | Singlezone Non-Ducted, Ceiling Placement | 19000 | 12000 | 2.51 | 12700 | 2.16
KEPLER |  | 214610371 | HRCU-A-CB-O | ODUMOD33-24HFN1-MT0W | IDUMCD1-24HRFN1-MT0W(GA) | Singlezone Non-Ducted, Wall Placement | 25000 | 19000 | 2.6 | 18900 | 1.96
KEPLER |  | 214610361 | HRCU-A-CB-O | ODUMOX230-12HFN1-MV5W | IDUMSEPB-12HRFN1-MW5W(GA) | Singlezone Non-Ducted, Wall Placement | 12000 | 9000 | 2.69 | 8981 | 2.19
KEPLER |  | 214610360 | HRCU-A-CB-O | ODUMOX230-09HFN1-MW5W | IDUMSEPB-09HRFN1-MY5W(GA) | Singlezone Non-Ducted, Wall Placement | 10000 | 8500 | 2.8 | 8581 | 2.19
KEPLER |  | 214610352 | HRCU-A-CB-O | ODUMOX230-09HFN1-MT0W | IDUMSAG11A-09HRFN1-MT0W | Singlezone Non-Ducted, Wall Placement | 10000 | 6000 | 2.51 | 7300 | 2.14
KEPLER |  | 214610367 | HRCU-A-CB | ODUMOD33-24HFN1-MT0W | IDUMTIU-24HWFN1-M | Singlezone Ducted, Compact Ducted | 25000 | 20000 | 2.61 | 20000 | 2.3
KEPLER |  | 214610365 | HRCU-A-CB | ODUMOX230-12HFN1-MV5W | IDUMTIU-12HWFN1-M | Singlezone Ducted, Compact Ducted | 12000 | 9300 | 2.78 | 8400 | 2.26
KEPLER |  | 214610364 | HRCU-A-CB | ODUMOX230-09HFN1-MW5W | IDUMTIU-09HWFN1-M | Singlezone Ducted, Compact Ducted | 10000 | 7700 | 2.59 | 8000 | 2.09
KEPLER |  | 214610369 | HRCU-A-CB-O | ODUMOX230-12HFN1-MV5W | IDUCCA3U-12HRFN1-M(C) | Singlezone Non-Ducted, Ceiling Placement | 12000 | 8900 | 2.75 | 8000 | 2.28
KEPLER |  | 214610359 | HRCU-A-CB-O | ODUMOX230-12HFN1-BW0W | IDUMSEPB-12HRFN1-BW0W | Singlezone Non-Ducted, Wall Placement | 12000 | 8400 | 2.8 | 7094 | 2.19
KEPLER |  | 214610376 | HRCU-A-C | AZPN/24WD | AZPN/B24WAC-UC | Singlezone Ducted, Centrally Ducted | 25000 | 21000 | 2.58 | 20000 | 1.95
KEPLER |  | 214610373 | HRCU-A-C | AZPN/18WD | AZPN/B24WAC-UC | Singlezone Ducted, Centrally Ducted | 19000 | 14700 | 2.6 | 15000 | 2.2
KEPLER |  | 214610389 | HRCU-A-C | AZPNS/24ROD | AZPN/B24WAC-UC | Singlezone Ducted, Centrally Ducted | 25600 | 22000 | 2.5 | 18500 | 2.2
KEPLER |  | 213062282 | HRCU-A-C | AZPN/24WD | AZPN/B24WAC | Singlezone Ducted, Centrally Ducted | 25000 | 21000 | 2.58 | 20000 | 1.95
KERR | A-KCD series | 212631694 | HRCU-A-C | A-KCD24SA-1 | MCD18/24B1A | Singlezone Ducted, Centrally Ducted | 25000 | 21000 | 2.58 | 20000 | 1.95
KERR |  | 207657599 | HMSR-A-CB-O | A-KMH18DV-1 |  | Multizone All Non-Ducted | 20000 | 15000 | 2.5 | 20000 | 1.93
KERR |  | 201866481 | HMSR-A-CB-O | A-KMH36QU-1 |  | Multizone All Non-Ducted | 36000 | 23200 | 2.78 | 36037 | 1.96
KERR | A-series | 213916259 | HRCU-A-CB-O | A-KMH12SV-1 | B-KMH12FV-1 | Singlezone Non-Ducted, Wall Placement | 12000 | 10200 | 2.72 | 12300 | 2.1
KERR | A-series | 213265615 | HRCU-A-C | A-KCD18SA-1 | MCD18/24B1A | Singlezone Ducted, Centrally Ducted | 19000 | 14700 | 2.6 | 15000 | 2.2
KERR | A series | 213349770 | HRCU-A-CB | A-KCD24SA-1 | B-KCD24SA-1 | Singlezone Ducted, Centrally Ducted | 24000 | 19200 | 2.5 | 24071 | 1.91
KERR | A-series | 213348323 | HRCU-A-CB | A-KCD24SA-1 | B-VCD24SA-1 | Singlezone Ducted, Centrally Ducted | 24000 | 19200 | 2.5 | 24071 | 1.91
KERR | A-series | 213348322 | HRCU-A-CB | A-KCD18SA-1 | B-VCD18SA-1 | Singlezone Ducted, Centrally Ducted | 19000 | 13500 | 2.6 | 18629 | 2.04
KERR | A-series | 213265614 | HRCU-A-CB | A-KCD18SA-1 | B-KCD18SA-1 | Singlezone Ducted, Centrally Ducted | 19000 | 13500 | 2.6 | 18629 | 2.04
KERR |  | 202110997 | HRCU-A-CB | A-KMH09SU-1 | B-KMH09DU-1 | Singlezone Ducted, Compact Ducted | 10000 | 7200 | 2.74 | 8300 | 2.06
KERR |  | 206221393 | HRCU-A-CB-O | A-KMH24SU-1A | B-KMH24SU-1A | Singlezone Non-Ducted, Wall Placement | 26000 | 19400 | 2.95 | 26000 | 2.07
KERR |  | 208141196 | HRCU-A-CB-O | A-KMH24SV-1 | B-KMH24SU-1 | Singlezone Non-Ducted, Wall Placement | 26000 | 19400 | 2.95 | 26000 | 2.07
KERR |  | 206913573 | HRCU-A-CB-O | A-KMH24SU-1 | B-KMH24SU-1A | Singlezone Non-Ducted, Wall Placement | 26000 | 19400 | 2.95 | 26000 | 2.07
KERR |  | 206913038 | HRCU-A-CB-O | A-KMH24SU-1A | B-KMH24SU-1 | Singlezone Non-Ducted, Wall Placement | 26000 | 19400 | 2.95 | 26000 | 2.07
KERR |  | 208141193 | HRCU-A-CB-O | A-KMH09SV-1 | B-KMH09SU-1 | Singlezone Non-Ducted, Wall Placement | 11500 | 7100 | 2.85 | 9898 | 1.9
KERR | A series | 207657600 | HMSV-A-CB | A-KMH18DV-1 |  | Multizone Mix of Ducted and Non-Ducted | 20000 | 15500 | 2.55 | 20000 | 1.95
KERR | A-series | 214232458 | HMSR-A-CB-O | A-KMH55PV-1 |  | Multizone All Non-Ducted | 55000 | 34400 | 2.5 | 47000 | 1.94
KERR | A-series | 214232459 | HMSV-A-CB | A-KMH55PV-1 |  | Multizone All Ducted | 55000 | 35200 | 2.5 | 47000 | 1.94
KERR | A-series | 214232460 | HMSV-A-CB | A-KMH55PV-1 |  | Multizone Mix of Ducted and Non-Ducted | 55000 | 34800 | 2.5 | 47000 | 1.94
KERR |  | 210568248 | HRCU-A-CB-O | A-KMH24SV-1 | B-KMH24CV-1 | Singlezone Non-Ducted, Wall Placement | 25000 | 21000 | 2.64 | 26000 | 1.95
KERR |  | 207657400 | HRCU-A-CB-O | A-KMH24SV-1 | C-VMH24CV-1 | Singlezone Non-Ducted, Wall Placement | 25000 | 21000 | 2.64 | 26000 | 1.95
KERR |  | 207657393 | HRCU-A-CB-O | A-KMH06SV-1 | B-KMH06SV-1 | Singlezone Non-Ducted, Wall Placement | 7000 | 8500 | 2.9 | 8581 | 2.19
KERR |  | 210568247 | HRCU-A-CB | A-KMH24SV-1 | B-KMH24DU-1 | Singlezone Ducted, Compact Ducted | 25000 | 21000 | 2.64 | 27000 | 2
KERR |  | 206347321 | HRCU-A-CB | A-KMH24SU-1A | B-KMH24DU-1 | Singlezone Ducted, Compact Ducted | 25000 | 21000 | 2.64 | 27000 | 2
KERR |  | 206347323 | HRCU-A-CB-O | A-KMH24SU-1A | B-KMH24UU-1 | Singlezone Non-Ducted, Floor Placement | 25000 | 19000 | 2.64 | 25000 | 2.1
KERR |  | 210568252 | HRCU-A-CB-O | A-KMH24SV-1 | B-KMH24UU-1 | Singlezone Non-Ducted, Floor Placement | 25000 | 19000 | 2.64 | 25000 | 2.1
KERR |  | 210568257 | HRCU-A-CB | A-KMH12SV-1 | B-KMH12DU-1 | Singlezone Ducted, Compact Ducted | 12500 | 10600 | 2.51 | 12100 | 1.96
KERR |  | 210568256 | HRCU-A-CB-O | A-KMH12SV-1 | B-KMH12CU-1 | Singlezone Non-Ducted, Ceiling Placement | 12000 | 9900 | 2.55 | 11500 | 1.9
KERR |  | 207657598 | HMSV-A-CB | A-KMH18DV-1 |  | Multizone All Ducted | 20000 | 16000 | 2.61 | 20000 | 1.95
KERR |  | 207657394 | HRCU-A-CB-O | A-KMH09SV-1 | B-KMH09SV-1 | Singlezone Non-Ducted, Wall Placement | 12000 | 9500 | 2.53 | 11109 | 1.97
KINGHOME | M-Series | 214655286 | HMSR-A-CB-O | KM18H5O3 |  | Multizone All Non-Ducted | 19000 | 14000 | 2.55 | 13600 | 2.2
KINGHOME | Jasmine | 203493070 | HRCU-A-CB-O | KW12HQ3D6DO | KW12HQ3D6DI | Singlezone Non-Ducted, Wall Placement | 12200 | 8100 | 2.86 | 12000 | 1.91
KINGHOME | Sunflower | 209847247 | HRCU-A-CB-O | KW12HQ25SDO | KW12HQ25SDI | Singlezone Non-Ducted, Wall Placement | 12000 | 7000 | 2.81 | 9000 | 1.9
KINGHOME | Sunflower | 211151018 | HRCU-A-CB-O | KW18HQ25SDO | KW18HQ25SDI | Singlezone Non-Ducted, Wall Placement | 18000 | 10800 | 2.64 | 13500 | 1.9
KINGHOME | 17 SEER DC inverter rooftop unit | 213685846 | HSP-A | KRH02TCU |  | Multizone All Ducted | 24000 | 23400 | 3.63 | 24000 | 2.61
KINGHOME | Sunflower | 211177526 | HRCU-A-CB-O | KW18HP25SDO | KW18HP25SDI | Singlezone Non-Ducted, Wall Placement | 18000 | 11000 | 2.8 | 13500 | 1.9
KINGHOME | Jasmine | 203498481 | HRCU-A-CB-O | KW24HQ3D6DO | KW24HQ3D6DI | Singlezone Non-Ducted, Wall Placement | 24000 | 15500 | 2.86 | 24000 | 1.9
KINGHOME | Jasmine | 203493069 | HRCU-A-CB-O | KW09HQ3D6DO | KW09HQ3D6DI | Singlezone Non-Ducted, Wall Placement | 9000 | 8000 | 2.89 | 13000 | 1.91
KINGHOME | M-Series | 211497152 | HMSR-A-CB-O | KM18H5O |  | Multizone All Non-Ducted | 18000 | 14700 | 2.63 | 13600 | 2.23
LBG PRODUCTS | LBH series | 208130828 | HRCU-A-CB-O | LBHB12DVWO | LBHB12DUWI | Singlezone Non-Ducted, Wall Placement | 12000 | 10300 | 2.56 | 12113 | 1.9
LBG PRODUCTS | LBH series | 208130827 | HRCU-A-CB-O | LBHB09DVWO | LBHB09DUWI | Singlezone Non-Ducted, Wall Placement | 12000 | 9300 | 2.5 | 11300 | 1.9
LBG Products |  | 207641316 | HMSR-A-CB-O | LMUHB18DO |  | Multizone All Non-Ducted | 20000 | 13500 | 2.5 | 20000 | 2
LBG Products |  | 207641325 | HMSR-A-CB-O | LMUHB48DO |  | Multizone All Non-Ducted | 49000 | 39000 | 2.5 | 46000 | 2.05
LBG Products |  | 207641304 | HMSR-A-CB-O | LMHB18DO |  | Multizone All Non-Ducted | 19000 | 14400 | 2.5 | 14000 | 2.22
LBG Products |  | 208130834 | HRCU-A-CB-O | LBHB24DVWO | LMHB24DSI | Singlezone Non-Ducted, Wall Placement | 25000 | 21000 | 2.64 | 26000 | 1.95
LBG Products |  | 208130810 | HRCU-A-CB-O | LBHB24DUWO | LMHB24DSI | Singlezone Non-Ducted, Wall Placement | 25000 | 19000 | 2.6 | 18900 | 1.96
LBG PRODUCTS | LMHB18DO | 207641318 | HMSV-A-CB | LMUHB18DO |  | Multizone Mix of Ducted and Non-Ducted | 20000 | 14700 | 2.55 | 20000 | 1.98
LBG PRODUCTS | LMHB18DO | 207641306 | HMSV-A-CB | LMHB18DO |  | Multizone Mix of Ducted and Non-Ducted | 19000 | 14600 | 2.5 | 14000 | 2.17
LBG Products |  | 208130808 | HRCU-A-CB-O | LBHB12DUWO | LMHB12DSI | Singlezone Non-Ducted, Ceiling Placement | 12000 | 8900 | 2.75 | 8000 | 2.28
LBG Products |  | 208130803 | HRCU-A-CB-O | LBHB09DUWO | LBHB09DUWI | Singlezone Non-Ducted, Wall Placement | 10000 | 8100 | 2.7 | 8564 | 2.22
LBG Products |  | 208130826 | HRCU-A-CB-O | LBHB06DVWO | LBHB06DVWI | Singlezone Non-Ducted, Wall Placement | 7000 | 7500 | 2.5 | 7200 | 1.92
LBG Products |  | 208130813 | HRCU-A-CB | LBHB09DUWO | LMHB09DFI | Singlezone Ducted, Compact Ducted | 10000 | 7700 | 2.59 | 8000 | 2.09
LBG Products |  | 207251115 | HRCU-A-CB-O | LBH09DTO | LBH09DTI | Singlezone Non-Ducted, Wall Placement | 10000 | 6000 | 2.51 | 6933 | 1.97
LBG Products |  | 208130804 | HRCU-A-CB-O | LBHB12DUWO | LBHB12DUWI | Singlezone Non-Ducted, Wall Placement | 12000 | 10000 | 2.69 | 8820 | 2.25
LBG Products |  | 208130840 | HRCU-A-CB | LBHB24DVWO | LMHB24DFI | Singlezone Ducted, Compact Ducted | 25000 | 21000 | 2.64 | 27000 | 2
LBG Products |  | 208130845 | HRCU-A-CB-O | LBHB24DVWO | LMHB24DZDI | Singlezone Non-Ducted, Floor Placement | 25000 | 19000 | 2.64 | 25000 | 2.1
LBG Products |  | 208130816 | HRCU-A-CB | LBHB24DUWO | LMHB24DFI | Singlezone Ducted, Compact Ducted | 25000 | 20000 | 2.61 | 20000 | 2.3
LBG Products |  | 208130814 | HRCU-A-CB | LBHB12DUWO | LMHB12DFI | Singlezone Ducted, Compact Ducted | 12000 | 9300 | 2.78 | 8400 | 2.26
LBG PRODUCTS | LCHB series | 208136301 | HRCU-A-CB | LCHB24DO | LCHB24DHNI | Singlezone Ducted, Centrally Ducted | 26000 | 21000 | 2.8 | 19400 | 2.1
LBG Products |  | 208130820 | HRCU-A-CB-O | LBHB12DUWO | LMHB12DZGI | Singlezone Non-Ducted, Wall Placement | 12000 | 9000 | 2.69 | 8400 | 2.26
LBG Products |  | 208130838 | HRCU-A-CB | LBHB12DVWO | LMHB12DFI | Singlezone Ducted, Compact Ducted | 12500 | 10600 | 2.51 | 12100 | 1.96
LBG Products |  | 208130832 | HRCU-A-CB-O | LBHB12DVWO | LMHB12DSI | Singlezone Non-Ducted, Ceiling Placement | 12000 | 9900 | 2.55 | 11500 | 1.9
LBG Products |  | 208130805 | HRCU-A-CB-O | LBHB18DUWO | LBHB18DUWI | Singlezone Non-Ducted, Wall Placement | 18000 | 14100 | 2.65 | 12829 | 2.35
LBG Products |  | 208130821 | HRCU-A-CB-O | LBHB18DUWO | LMHB18DZDI | Singlezone Non-Ducted, Floor Placement | 20000 | 12800 | 2.52 | 13000 | 2.08
LBG Products |  | 208130809 | HRCU-A-CB-O | LBHB18DUWO | LMHB18DSI | Singlezone Non-Ducted, Ceiling Placement | 19000 | 12000 | 2.51 | 12700 | 2.16
LBG Products |  | 208130815 | HRCU-A-CB | LBHB18DUWO | LMHB18DFI | Singlezone Ducted, Compact Ducted | 20000 | 12600 | 2.66 | 13000 | 2.4
LBG Products |  | 207641307 | HMSV-A-CB | LMHB27DO |  | Multizone All Ducted | 28000 | 22000 | 2.6 | 20000 | 2.14
LBG Products |  | 207641317 | HMSV-A-CB | LMUHB18DO |  | Multizone All Ducted | 20000 | 16000 | 2.61 | 20000 | 1.95
LENNOX | ELITE EL22XPV SERIES | 214635107 | HRCU-A-CB | EL22XPV-024-230A** | CK40CT-30A-0*+TDR | Singlezone Ducted, Centrally Ducted | 23400 | 14200 | 2.51 | 16100 | 1.96
LENNOX | ELITE EL22XPV SERIES | 214635109 | HRCU-A-CB | EL22XPV-024-230A** | CK40CT-30A-0*+TDR | Singlezone Ducted, Centrally Ducted | 23400 | 14200 | 2.51 | 16100 | 1.96
LENNOX | ELITE EL22XPV SERIES | 214635111 | HRCU-A-CB | EL22XPV-024-230A** | CK40CT-30A-0*+TDR | Singlezone Ducted, Centrally Ducted | 23000 | 13900 | 2.51 | 15800 | 1.94
LENNOX | ELITE EL22XPV SERIES | 214635117 | HRCU-A-CB | EL22XPV-024-230A** | CK40CT-30A-0*+TDR | Singlezone Ducted, Centrally Ducted | 23000 | 13900 | 2.51 | 15800 | 1.94
LENNOX | ELITE EL22XPV SERIES | 214635119 | HRCU-A-CB | EL22XPV-024-230A** | CK40CT-30A-0*+TDR | Singlezone Ducted, Centrally Ducted | 23400 | 14200 | 2.52 | 16100 | 1.96
LENNOX | ELITE EL22XPV SERIES | 214635121 | HRCU-A-CB | EL22XPV-024-230A** | CK40CT-30A-0*+TDR | Singlezone Ducted, Centrally Ducted | 23000 | 13900 | 2.51 | 15800 | 1.94
LENNOX | ELITE EL22XPV SERIES | 214635123 | HRCU-A-CB | EL22XPV-024-230A** | CK40CT-30A-0*+TDR | Singlezone Ducted, Centrally Ducted | 23400 | 14200 | 2.52 | 16100 | 1.96
LENNOX | ELITE EL22XPV SERIES | 214635125 | HRCU-A-CB | EL22XPV-024-230A** | CK40CT-30A-0*+TDR | Singlezone Ducted, Centrally Ducted | 23200 | 14000 | 2.52 | 15900 | 1.94
LENNOX | ELITE EL22XPV SERIES | 214635127 | HRCU-A-CB | EL22XPV-024-230A** | CK40CT-30A-0*+TDR | Singlezone Ducted, Centrally Ducted | 23200 | 14000 | 2.52 | 15900 | 1.96
LENNOX | ELITE EL22XPV SERIES | 214635129 | HRCU-A-CB | EL22XPV-024-230A** | CK40CT-30A-0*+TDR | Singlezone Ducted, Centrally Ducted | 23200 | 14000 | 2.52 | 15900 | 1.94
LENNOX | ELITE EL22XPV SERIES | 214635131 | HRCU-A-CB | EL22XPV-024-230A** | CK40CT-30A-0*+TDR | Singlezone Ducted, Centrally Ducted | 23400 | 14200 | 2.52 | 16100 | 1.98
LENNOX | ELITE EL22XPV SERIES | 214635133 | HRCU-A-CB | EL22XPV-024-230A** | CK40CT-30A-0*+TDR | Singlezone Ducted, Centrally Ducted | 23600 | 14200 | 2.51 | 16100 | 1.96
LENNOX | ELITE EL22XPV SERIES | 214635135 | HRCU-A-CB | EL22XPV-024-230A** | CK40CT-30A-0*+TDR | Singlezone Ducted, Centrally Ducted | 23600 | 14200 | 2.51 | 16100 | 1.96
LENNOX | ELITE EL22XPV SERIES | 214635155 | HRCU-A-CB | EL22XPV-024-230A** | CK40CT-30B-0*+TDR | Singlezone Ducted, Centrally Ducted | 23200 | 14000 | 2.52 | 15900 | 1.96
LENNOX | ELITE EL22XPV SERIES | 214635157 | HRCU-A-CB | EL22XPV-024-230A** | CK40CT-30B-0*+TDR | Singlezone Ducted, Centrally Ducted | 23200 | 14000 | 2.53 | 15900 | 1.96
LENNOX | ELITE EL22XPV SERIES | 214635158 | HRCU-A-CB | EL22XPV-024-230A** | CK40CT-30B-0*+TDR | Singlezone Ducted, Centrally Ducted | 23200 | 14100 | 2.54 | 16000 | 1.98
LENNOX | ELITE EL22XPV SERIES | 214635161 | HRCU-A-CB | EL22XPV-024-230A** | CK40CT-30B-0*+TDR | Singlezone Ducted, Centrally Ducted | 23200 | 14000 | 2.52 | 15900 | 1.96
LENNOX | ELITE EL22XPV SERIES | 214635173 | HRCU-A-CB | EL22XPV-024-230A** | CK40CT-30B-0*+TDR | Singlezone Ducted, Centrally Ducted | 23600 | 14200 | 2.51 | 16100 | 1.96
LENNOX | ELITE EL22XPV SERIES | 214635187 | HRCU-A-CB | EL22XPV-024-230A** | CK40CT-30B-0*+TDR | Singlezone Ducted, Centrally Ducted | 23600 | 14200 | 2.51 | 16100 | 1.96
LENNOX | ELITE EL22XPV SERIES | 214635191 | HRCU-A-CB | EL22XPV-024-230A** | CK40CT-30B-0*+TDR | Singlezone Ducted, Centrally Ducted | 23400 | 14100 | 2.54 | 16000 | 1.98
LENNOX | ELITE EL22XPV SERIES | 214635193 | HRCU-A-CB | EL22XPV-024-230A** | CK40CT-30B-0*+TDR | Singlezone Ducted, Centrally Ducted | 23400 | 14100 | 2.54 | 16000 | 1.98
LENNOX | ELITE EL22XPV SERIES | 214635195 | HRCU-A-CB | EL22XPV-024-230A** | CK40CT-30B-0*+TDR | Singlezone Ducted, Centrally Ducted | 23400 | 14100 | 2.54 | 16000 | 1.98
LENNOX | ELITE EL22XPV SERIES | 214635197 | HRCU-A-CB | EL22XPV-024-230A** | CK40CT-30B-0*+TDR | Singlezone Ducted, Centrally Ducted | 23600 | 14200 | 2.51 | 16100 | 1.96
LENNOX | ELITE EL22XPV SERIES | 214635199 | HRCU-A-CB | EL22XPV-024-230A** | CK40CT-30B-0*+TDR | Singlezone Ducted, Centrally Ducted | 23600 | 14200 | 2.51 | 16200 | 1.96
LENNOX | ELITE EL22XPV SERIES | 214635203 | HRCU-A-CB | EL22XPV-024-230A** | CK40CT-30B-0*+TDR | Singlezone Ducted, Centrally Ducted | 23600 | 14200 | 2.51 | 16100 | 1.96
LENNOX | ELITE EL22XPV SERIES | 214635201 | HRCU-A-CB | EL22XPV-024-230A** | CK40CT-30B-0*+TDR | Singlezone Ducted, Centrally Ducted | 23600 | 14200 | 2.51 | 16100 | 1.96
LENNOX | ELITE EL22XPV SERIES | 214635011 | HRCU-A-CB | EL22XPV-024-230A** | CK40CT-24A-0*+TDR | Singlezone Ducted, Centrally Ducted | 23600 | 14700 | 2.52 | 15700 | 1.9
LENNOX | ELITE EL22XPV SERIES | 214635013 | HRCU-A-CB | EL22XPV-024-230A** | CK40CT-24A-0*+TDR | Singlezone Ducted, Centrally Ducted | 23600 | 14700 | 2.52 | 15700 | 1.9
LENNOX | ELITE EL22XPV SERIES | 214635015 | HRCU-A-CB | EL22XPV-024-230A** | CK40CT-24A-0*+TDR | Singlezone Ducted, Centrally Ducted | 23000 | 14300 | 2.52 | 15400 | 1.9
LENNOX | ELITE EL22XPV SERIES | 214635017 | HRCU-A-CB | EL22XPV-024-230A** | CK40CT-24A-0*+TDR | Singlezone Ducted, Centrally Ducted | 23600 | 14700 | 2.5 | 15800 | 1.92
LENNOX | ELITE EL22XPV SERIES | 214635019 | HRCU-A-CB | EL22XPV-024-230A** | CK40CT-24A-0*+TDR | Singlezone Ducted, Centrally Ducted | 23600 | 14700 | 2.5 | 15800 | 1.92
LENNOX | ELITE EL22XPV SERIES | 214635029 | HRCU-A-CB | EL22XPV-024-230A** | CK40CT-24A-0*+TDR | Singlezone Ducted, Centrally Ducted | 23200 | 14500 | 2.51 | 15500 | 1.9
LENNOX | ELITE EL22XPV SERIES | 214635031 | HRCU-A-CB | EL22XPV-024-230A** | CK40CT-24A-0*+TDR | Singlezone Ducted, Centrally Ducted | 23200 | 14400 | 2.53 | 15500 | 1.9
LENNOX | ELITE EL22XPV SERIES | 214635033 | HRCU-A-CB | EL22XPV-024-230A** | CK40CT-24A-0*+TDR | Singlezone Ducted, Centrally Ducted | 23200 | 14500 | 2.51 | 15500 | 1.9
LENNOX | ELITE EL22XPV SERIES | 214635035 | HRCU-A-CB | EL22XPV-024-230A** | CK40CT-24A-0*+TDR | Singlezone Ducted, Centrally Ducted | 23600 | 14700 | 2.53 | 15700 | 1.92
LENNOX | ELITE EL22XPV SERIES | 214635037 | HRCU-A-CB | EL22XPV-024-230A** | CK40CT-24A-0*+TDR | Singlezone Ducted, Centrally Ducted | 23600 | 14700 | 2.52 | 15700 | 1.9
LENNOX | ELITE EL22XPV SERIES | 214635039 | HRCU-A-CB | EL22XPV-024-230A** | CK40CT-24A-0*+TDR | Singlezone Ducted, Centrally Ducted | 23600 | 14700 | 2.52 | 15700 | 1.9
LENNOX | ELITE EL22XPV SERIES | 214635053 | HRCU-A-CB | EL22XPV-024-230A** | CK40CT-24B-0*+TDR | Singlezone Ducted, Centrally Ducted | 23600 | 14700 | 2.5 | 15800 | 1.92
LENNOX | ELITE EL22XPV SERIES | 214635059 | HRCU-A-CB | EL22XPV-024-230A** | CK40CT-24B-0*+TDR | Singlezone Ducted, Centrally Ducted | 23200 | 14500 | 2.54 | 15500 | 1.9
LENNOX | ELITE EL22XPV SERIES | 214635061 | HRCU-A-CB | EL22XPV-024-230A** | CK40CT-24B-0*+TDR | Singlezone Ducted, Centrally Ducted | 23200 | 14500 | 2.54 | 15500 | 1.9
LENNOX | ELITE EL22XPV SERIES | 214635063 | HRCU-A-CB | EL22XPV-024-230A** | CK40CT-24B-0*+TDR | Singlezone Ducted, Centrally Ducted | 23400 | 14500 | 2.51 | 15600 | 1.92
LENNOX | ELITE EL22XPV SERIES | 214635065 | HRCU-A-CB | EL22XPV-024-230A** | CK40CT-24B-0*+TDR | Singlezone Ducted, Centrally Ducted | 23200 | 14500 | 2.54 | 15500 | 1.9
LENNOX | ELITE EL22XPV SERIES | 214635077 | HRCU-A-CB | EL22XPV-024-230A** | CK40CT-24B-0*+TDR | Singlezone Ducted, Centrally Ducted | 23600 | 14700 | 2.52 | 15700 | 1.9
LENNOX | ELITE EL22XPV SERIES | 214635091 | HRCU-A-CB | EL22XPV-024-230A** | CK40CT-24B-0*+TDR | Singlezone Ducted, Centrally Ducted | 23600 | 14700 | 2.5 | 15800 | 1.92
LENNOX | ELITE EL22XPV SERIES | 214635095 | HRCU-A-CB | EL22XPV-024-230A** | CK40CT-24B-0*+TDR | Singlezone Ducted, Centrally Ducted | 23600 | 14600 | 2.55 | 15700 | 1.92
LENNOX | ELITE EL22XPV SERIES | 214635097 | HRCU-A-CB | EL22XPV-024-230A** | CK40CT-24B-0*+TDR | Singlezone Ducted, Centrally Ducted | 23600 | 14600 | 2.55 | 15700 | 1.92
LENNOX | ELITE EL22XPV SERIES | 214635099 | HRCU-A-CB | EL22XPV-024-230A** | CK40CT-24B-0*+TDR | Singlezone Ducted, Centrally Ducted | 23600 | 14600 | 2.55 | 15700 | 1.92
LENNOX | ELITE EL22XPV SERIES | 214635101 | HRCU-A-CB | EL22XPV-024-230A** | CK40CT-24B-0*+TDR | Singlezone Ducted, Centrally Ducted | 23600 | 14700 | 2.5 | 15800 | 1.92
LENNOX | ELITE EL22XPV SERIES | 214635103 | HRCU-A-CB | EL22XPV-024-230A** | CK40CT-24B-0*+TDR | Singlezone Ducted, Centrally Ducted | 23600 | 14700 | 2.5 | 15800 | 1.9
LENNOX | ELITE EL22XPV SERIES | 214635105 | HRCU-A-CB | EL22XPV-024-230A** | CK40CT-24B-0*+TDR | Singlezone Ducted, Centrally Ducted | 23600 | 14700 | 2.52 | 15800 | 1.92
LENNOX | EL22XPV SERIES | 214625983 | HRCU-A-CB | EL22XPV-036-230A** | CK40CT-48C-0*+TDR | Singlezone Ducted, Centrally Ducted | 33800 | 22400 | 2.54 | 18500 | 2.24
LENNOX | EL22XPV SERIES | 214625985 | HRCU-A-CB | EL22XPV-036-230A** | CK40CT-48C-0*+TDR | Singlezone Ducted, Centrally Ducted | 33800 | 22400 | 2.52 | 18600 | 2.24
LENNOX | EL22XPV SERIES | 214625986 | HRCU-A-CB | EL22XPV-036-230A** | CK40CT-48C-0*+TDR | Singlezone Ducted, Centrally Ducted | 33800 | 22400 | 2.52 | 18600 | 2.24
LENNOX | EL22XPV SERIES | 214625988 | HRCU-A-CB | EL22XPV-036-230A** | CK40CT-48C-0*+TDR | Singlezone Ducted, Centrally Ducted | 33600 | 22400 | 2.56 | 18500 | 2.26
LENNOX | ELITE EL22XPV SERIES | 211694832 | HRCU-A-CB | EL22XPV-024-230A** | CX35-24B+TDR | Singlezone Ducted, Centrally Ducted | 23600 | 14700 | 2.52 | 15700 | 1.9
LENNOX | ELITE EL22XPV SERIES | 211694826 | HRCU-A-CB | EL22XPV-024-230A** | CX35-24B+TDR | Singlezone Ducted, Centrally Ducted | 23200 | 14500 | 2.54 | 15500 | 1.9
LENNOX | ELITE EL22XPV SERIES | 211694825 | HRCU-A-CB | EL22XPV-024-230A** | CX35-24B+TDR | Singlezone Ducted, Centrally Ducted | 23400 | 14500 | 2.51 | 15600 | 1.92
LENNOX | ELITE EL22XPV SERIES | 211694824 | HRCU-A-CB | EL22XPV-024-230A** | CX35-24B+TDR | Singlezone Ducted, Centrally Ducted | 23200 | 14500 | 2.54 | 15500 | 1.9
LENNOX | ELITE EL22XPV SERIES | 211694823 | HRCU-A-CB | EL22XPV-024-230A** | CX35-24B+TDR | Singlezone Ducted, Centrally Ducted | 23200 | 14500 | 2.54 | 15500 | 1.9
LENNOX | ELITE EL22XPV SERIES | 211694822 | HRCU-A-CB | EL22XPV-024-230A** | CX35-24B+TDR | Singlezone Ducted, Centrally Ducted | 23600 | 14700 | 2.52 | 15800 | 1.92
LENNOX | ELITE EL22XPV SERIES | 211694816 | HRCU-A-CB | EL22XPV-024-230A** | CX35-24B+TDR | Singlezone Ducted, Centrally Ducted | 23600 | 14700 | 2.5 | 15800 | 1.92
LENNOX | ELITE EL22XPV SERIES | 211694809 | HRCU-A-CB | EL22XPV-024-230A** | CX35-24A+TDR | Singlezone Ducted, Centrally Ducted | 23600 | 14700 | 2.52 | 15700 | 1.9
LENNOX | ELITE EL22XPV SERIES | 211694808 | HRCU-A-CB | EL22XPV-024-230A** | CX35-24A+TDR | Singlezone Ducted, Centrally Ducted | 23600 | 14700 | 2.52 | 15700 | 1.9
LENNOX | ELITE EL22XPV SERIES | 211694807 | HRCU-A-CB | EL22XPV-024-230A** | CX35-24A+TDR | Singlezone Ducted, Centrally Ducted | 23600 | 14700 | 2.53 | 15700 | 1.92
LENNOX | ELITE EL22XPV SERIES | 211694806 | HRCU-A-CB | EL22XPV-024-230A** | CX35-24A+TDR | Singlezone Ducted, Centrally Ducted | 23200 | 14500 | 2.51 | 15500 | 1.9
LENNOX | ELITE EL22XPV SERIES | 211694805 | HRCU-A-CB | EL22XPV-024-230A** | CX35-24A+TDR | Singlezone Ducted, Centrally Ducted | 23200 | 14400 | 2.53 | 15500 | 1.9
LENNOX | ELITE EL22XPV SERIES | 211694804 | HRCU-A-CB | EL22XPV-024-230A** | CX35-24A+TDR | Singlezone Ducted, Centrally Ducted | 23200 | 14500 | 2.51 | 15500 | 1.9
LENNOX | ELITE EL22XPV SERIES | 211694799 | HRCU-A-CB | EL22XPV-024-230A** | CX35-24A+TDR | Singlezone Ducted, Centrally Ducted | 23600 | 14700 | 2.5 | 15800 | 1.92
LENNOX | ELITE EL22XPV SERIES | 211694798 | HRCU-A-CB | EL22XPV-024-230A** | CX35-24A+TDR | Singlezone Ducted, Centrally Ducted | 23600 | 14700 | 2.5 | 15800 | 1.92
LENNOX | ELITE EL22XPV SERIES | 211694797 | HRCU-A-CB | EL22XPV-024-230A** | CX35-24A+TDR | Singlezone Ducted, Centrally Ducted | 23000 | 14300 | 2.52 | 15400 | 1.9
LENNOX | ELITE EL22XPV SERIES | 211694796 | HRCU-A-CB | EL22XPV-024-230A** | CX35-24A+TDR | Singlezone Ducted, Centrally Ducted | 23600 | 14700 | 2.52 | 15700 | 1.9
LENNOX | ELITE EL22XPV SERIES | 211694795 | HRCU-A-CB | EL22XPV-024-230A** | CX35-24A+TDR | Singlezone Ducted, Centrally Ducted | 23600 | 14700 | 2.52 | 15700 | 1.9
LENNOX | ELITE EL22XPV SERIES | 211694794 | HRCU-A-CB | EL22XPV-024-230A** | CR33-24B+TDR+TXV | Singlezone Ducted, Centrally Ducted | 23200 | 15000 | 2.7 | 15100 | 2.06
LENNOX | ELITE EL22XPV SERIES | 211694793 | HRCU-A-CB | EL22XPV-024-230A** | CR33-24B+TDR+TXV | Singlezone Ducted, Centrally Ducted | 23400 | 15100 | 2.67 | 15200 | 2.04
LENNOX | ELITE EL22XPV SERIES | 211694792 | HRCU-A-CB | EL22XPV-024-230A** | CR33-24B+TDR+TXV | Singlezone Ducted, Centrally Ducted | 23200 | 15000 | 2.66 | 15100 | 2.02
LENNOX | ELITE EL22XPV SERIES | 211694791 | HRCU-A-CB | EL22XPV-024-230A** | CR33-24B+TDR+TXV | Singlezone Ducted, Centrally Ducted | 23200 | 15000 | 2.68 | 15100 | 2.04
LENNOX | ELITE EL22XPV SERIES | 211694790 | HRCU-A-CB | EL22XPV-024-230A** | CR33-24B+TDR+TXV | Singlezone Ducted, Centrally Ducted | 23200 | 15000 | 2.71 | 15000 | 2.04
LENNOX | ELITE EL22XPV SERIES | 211694789 | HRCU-A-CB | EL22XPV-024-230A** | CR33-24B+TDR+TXV | Singlezone Ducted, Centrally Ducted | 23200 | 14900 | 2.71 | 15000 | 2.06
LENNOX | ELITE EL22XPV SERIES | 211694788 | HRCU-A-CB | EL22XPV-024-230A** | CR33-24B+TDR+TXV | Singlezone Ducted, Centrally Ducted | 23200 | 14900 | 2.71 | 15000 | 2.06
LENNOX | ELITE EL22XPV SERIES | 211694787 | HRCU-A-CB | EL22XPV-024-230A** | CR33-24B+TDR+TXV | Singlezone Ducted, Centrally Ducted | 23400 | 15100 | 2.71 | 15100 | 2.04
LENNOX | ELITE EL22XPV SERIES | 211694786 | HRCU-A-CB | EL22XPV-024-230A** | CR33-24B+TDR+TXV | Singlezone Ducted, Centrally Ducted | 23200 | 15000 | 2.7 | 15000 | 2.04
LENNOX | ELITE EL22XPV SERIES | 211694785 | HRCU-A-CB | EL22XPV-024-230A** | CR33-24B+TDR+TXV | Singlezone Ducted, Centrally Ducted | 23400 | 15200 | 2.62 | 15300 | 2.02
LENNOX | ELITE EL22XPV SERIES | 211694784 | HRCU-A-CB | EL22XPV-024-230A** | CR33-24B+TDR+TXV | Singlezone Ducted, Centrally Ducted | 23200 | 14900 | 2.66 | 15000 | 2.02
LENNOX | ELITE EL22XPV SERIES | 211694783 | HRCU-A-CB | EL22XPV-024-230A** | CR33-24B+TDR+TXV | Singlezone Ducted, Centrally Ducted | 23200 | 15000 | 2.76 | 15000 | 2.06
LENNOX | ELITE EL22XPV SERIES | 211694782 | HRCU-A-CB | EL22XPV-024-230A** | CR33-24B+TDR+TXV | Singlezone Ducted, Centrally Ducted | 23200 | 14900 | 2.68 | 15000 | 2.04
LENNOX | ELITE EL22XPV SERIES | 211694781 | HRCU-A-CB | EL22XPV-024-230A** | CR33-24B+TDR+TXV | Singlezone Ducted, Centrally Ducted | 23200 | 15000 | 2.7 | 15100 | 2.06
LENNOX | ELITE EL22XPV SERIES | 211694780 | HRCU-A-CB | EL22XPV-024-230A** | CR33-24A+TDR+TXV | Singlezone Ducted, Centrally Ducted | 23200 | 15000 | 2.76 | 15000 | 2.08
LENNOX | ELITE EL22XPV SERIES | 211694779 | HRCU-A-CB | EL22XPV-024-230A** | CR33-24A+TDR+TXV | Singlezone Ducted, Centrally Ducted | 23000 | 14900 | 2.75 | 14900 | 2.06
LENNOX | ELITE EL22XPV SERIES | 211694778 | HRCU-A-CB | EL22XPV-024-230A** | CR33-24A+TDR+TXV | Singlezone Ducted, Centrally Ducted | 23000 | 14900 | 2.71 | 14900 | 2.04
LENNOX | ELITE EL22XPV SERIES | 211694777 | HRCU-A-CB | EL22XPV-024-230A** | CR33-24A+TDR+TXV | Singlezone Ducted, Centrally Ducted | 23200 | 15000 | 2.71 | 15000 | 2.06
LENNOX | ELITE EL22XPV SERIES | 211694776 | HRCU-A-CB | EL22XPV-024-230A** | CBA38MV-018/024-230*+TDR | Singlezone Ducted, Centrally Ducted | 23000 | 14400 | 2.56 | 15400 | 2.08
LENNOX | ELITE EL22XPV SERIES | 211694775 | HRCU-A-CB | EL22XPV-024-230A** | CBA27UHE-030-230*+TDR | Singlezone Ducted, Centrally Ducted | 22400 | 14300 | 2.85 | 16100 | 2.34
LENNOX | ELITE EL22XPV SERIES | 211694774 | HRCU-A-CB | EL22XPV-024-230A** | CBA27UHE-024-230*+TDR | Singlezone Ducted, Centrally Ducted | 23200 | 14500 | 2.56 | 15500 | 2.08
LENNOX | ELITE EL22XPV SERIES | 211694773 | HRCU-A-CB | EL22XPV-024-230A** | CBA27UHE-018-230*+TDR | Singlezone Ducted, Centrally Ducted | 22600 | 14100 | 2.54 | 15100 | 2.06
LENNOX | ELITE EL22XPV SERIES | 211694772 | HRCU-A-CB | EL22XPV-024-230A** | CBA25UHV-030-230-** | Singlezone Ducted, Centrally Ducted | 22400 | 14500 | 2.67 | 14900 | 2.12
LENNOX | ELITE EL22XPV SERIES | 211694771 | HRCU-A-CB | EL22XPV-024-230A** | CBA25UHV-024-230-** | Singlezone Ducted, Centrally Ducted | 22200 | 14900 | 2.68 | 15400 | 2.12
LENNOX | ELITE EL22XPV SERIES | 211694770 | HRCU-A-CB | EL22XPV-024-230A** | CBA25UH-030-230-** | Singlezone Ducted, Centrally Ducted | 22800 | 14900 | 2.6 | 15200 | 2.08
LENNOX | ELITE EL22XPV SERIES | 211694769 | HRCU-A-CB | EL22XPV-024-230A** | CBA25UH-024-230-** | Singlezone Ducted, Centrally Ducted | 23400 | 14700 | 2.5 | 15300 | 2.06
LENNOX | ELITE EL22XPV SERIES | 211694768 | HRCU-A-CB | EL22XPV-024-230A** | C35-30B+TDR+TXV | Singlezone Ducted, Centrally Ducted | 23600 | 14200 | 2.51 | 16100 | 1.96
LENNOX | ELITE EL22XPV SERIES | 211694767 | HRCU-A-CB | EL22XPV-024-230A** | C35-30B+TDR+TXV | Singlezone Ducted, Centrally Ducted | 23600 | 14200 | 2.51 | 16100 | 1.96
LENNOX | ELITE EL22XPV SERIES | 211694766 | HRCU-A-CB | EL22XPV-024-230A** | C35-30B+TDR+TXV | Singlezone Ducted, Centrally Ducted | 23600 | 14200 | 2.51 | 16200 | 1.96
LENNOX | ELITE EL22XPV SERIES | 211694765 | HRCU-A-CB | EL22XPV-024-230A** | C35-30B+TDR+TXV | Singlezone Ducted, Centrally Ducted | 23600 | 14200 | 2.51 | 16100 | 1.96
LENNOX | ELITE EL22XPV SERIES | 211694764 | HRCU-A-CB | EL22XPV-024-230A** | C35-30B+TDR+TXV | Singlezone Ducted, Centrally Ducted | 23400 | 14100 | 2.54 | 16000 | 1.98
LENNOX | ELITE EL22XPV SERIES | 211694763 | HRCU-A-CB | EL22XPV-024-230A** | C35-30B+TDR+TXV | Singlezone Ducted, Centrally Ducted | 23400 | 14100 | 2.54 | 16000 | 1.98
LENNOX | ELITE EL22XPV SERIES | 211694762 | HRCU-A-CB | EL22XPV-024-230A** | C35-30B+TDR+TXV | Singlezone Ducted, Centrally Ducted | 23400 | 14100 | 2.54 | 16000 | 1.98
LENNOX | ELITE EL22XPV SERIES | 211694760 | HRCU-A-CB | EL22XPV-024-230A** | C35-30B+TDR+TXV | Singlezone Ducted, Centrally Ducted | 23600 | 14200 | 2.51 | 16100 | 1.96
LENNOX | ELITE EL22XPV SERIES | 211694753 | HRCU-A-CB | EL22XPV-024-230A** | C35-30B+TDR+TXV | Singlezone Ducted, Centrally Ducted | 23600 | 14200 | 2.51 | 16100 | 1.96
LENNOX | ELITE EL22XPV SERIES | 211694747 | HRCU-A-CB | EL22XPV-024-230A** | C35-30B+TDR+TXV | Singlezone Ducted, Centrally Ducted | 23200 | 14000 | 2.52 | 15900 | 1.96
LENNOX | ELITE EL22XPV SERIES | 211694746 | HRCU-A-CB | EL22XPV-024-230A** | C35-30B+TDR+TXV | Singlezone Ducted, Centrally Ducted | 23200 | 14100 | 2.54 | 16000 | 1.98
LENNOX | ELITE EL22XPV SERIES | 211694745 | HRCU-A-CB | EL22XPV-024-230A** | C35-30B+TDR+TXV | Singlezone Ducted, Centrally Ducted | 23200 | 14000 | 2.53 | 15900 | 1.96
LENNOX | ELITE EL22XPV SERIES | 211694744 | HRCU-A-CB | EL22XPV-024-230A** | C35-30B+TDR+TXV | Singlezone Ducted, Centrally Ducted | 23200 | 14000 | 2.52 | 15900 | 1.96
LENNOX | ELITE EL22XPV SERIES | 211694743 | HRCU-A-CB | EL22XPV-024-230A** | C35-30B+TDR+TXV | Singlezone Ducted, Centrally Ducted | 23600 | 14200 | 2.51 | 16100 | 1.96
LENNOX | ELITE EL22XPV SERIES | 211694730 | HRCU-A-CB | EL22XPV-024-230A** | C35-30A+TDR+TXV | Singlezone Ducted, Centrally Ducted | 23600 | 14200 | 2.51 | 16100 | 1.96
LENNOX | ELITE EL22XPV SERIES | 211694729 | HRCU-A-CB | EL22XPV-024-230A** | C35-30A+TDR+TXV | Singlezone Ducted, Centrally Ducted | 23600 | 14200 | 2.51 | 16100 | 1.96
LENNOX | ELITE EL22XPV SERIES | 211694728 | HRCU-A-CB | EL22XPV-024-230A** | C35-30A+TDR+TXV | Singlezone Ducted, Centrally Ducted | 23400 | 14200 | 2.52 | 16100 | 1.98
LENNOX | ELITE EL22XPV SERIES | 211694727 | HRCU-A-CB | EL22XPV-024-230A** | C35-30A+TDR+TXV | Singlezone Ducted, Centrally Ducted | 23200 | 14000 | 2.52 | 15900 | 1.94
LENNOX | ELITE EL22XPV SERIES | 211694726 | HRCU-A-CB | EL22XPV-024-230A** | C35-30A+TDR+TXV | Singlezone Ducted, Centrally Ducted | 23200 | 14000 | 2.52 | 15900 | 1.96
LENNOX | ELITE EL22XPV SERIES | 211694725 | HRCU-A-CB | EL22XPV-024-230A** | C35-30A+TDR+TXV | Singlezone Ducted, Centrally Ducted | 23200 | 14000 | 2.52 | 15900 | 1.94
LENNOX | ELITE EL22XPV SERIES | 211694724 | HRCU-A-CB | EL22XPV-024-230A** | C35-30A+TDR+TXV | Singlezone Ducted, Centrally Ducted | 23400 | 14200 | 2.52 | 16100 | 1.96
LENNOX | ELITE EL22XPV SERIES | 211694723 | HRCU-A-CB | EL22XPV-024-230A** | C35-30A+TDR+TXV | Singlezone Ducted, Centrally Ducted | 23000 | 13900 | 2.51 | 15800 | 1.94
LENNOX | ELITE EL22XPV SERIES | 211694722 | HRCU-A-CB | EL22XPV-024-230A** | C35-30A+TDR+TXV | Singlezone Ducted, Centrally Ducted | 23400 | 14200 | 2.52 | 16100 | 1.96
LENNOX | ELITE EL22XPV SERIES | 211694721 | HRCU-A-CB | EL22XPV-024-230A** | C35-30A+TDR+TXV | Singlezone Ducted, Centrally Ducted | 23000 | 13900 | 2.51 | 15800 | 1.94
LENNOX | ELITE EL22XPV SERIES | 211694718 | HRCU-A-CB | EL22XPV-024-230A** | C35-30A+TDR+TXV | Singlezone Ducted, Centrally Ducted | 23000 | 13900 | 2.51 | 15800 | 1.94
LENNOX | ELITE EL22XPV SERIES | 211694717 | HRCU-A-CB | EL22XPV-024-230A** | C35-30A+TDR+TXV | Singlezone Ducted, Centrally Ducted | 23400 | 14200 | 2.51 | 16100 | 1.96
LENNOX | ELITE EL22XPV SERIES | 211694716 | HRCU-A-CB | EL22XPV-024-230A** | C35-30A+TDR+TXV | Singlezone Ducted, Centrally Ducted | 23400 | 14200 | 2.51 | 16100 | 1.96
LENNOX | ELITE EL22XPV SERIES | 211694715 | HRCU-A-CB | EL22XPV-024-230A** | C35-24B+TDR+TXV | Singlezone Ducted, Centrally Ducted | 23600 | 14700 | 2.52 | 15800 | 1.92
LENNOX | ELITE EL22XPV SERIES | 211694714 | HRCU-A-CB | EL22XPV-024-230A** | C35-24B+TDR+TXV | Singlezone Ducted, Centrally Ducted | 23600 | 14700 | 2.5 | 15800 | 1.9
LENNOX | ELITE EL22XPV SERIES | 211694713 | HRCU-A-CB | EL22XPV-024-230A** | C35-24B+TDR+TXV | Singlezone Ducted, Centrally Ducted | 23600 | 14700 | 2.5 | 15800 | 1.92
LENNOX | ELITE EL22XPV SERIES | 211694712 | HRCU-A-CB | EL22XPV-024-230A** | C35-24B+TDR+TXV | Singlezone Ducted, Centrally Ducted | 23600 | 14600 | 2.55 | 15700 | 1.92
LENNOX | ELITE EL22XPV SERIES | 211694711 | HRCU-A-CB | EL22XPV-024-230A** | C35-24B+TDR+TXV | Singlezone Ducted, Centrally Ducted | 23600 | 14600 | 2.55 | 15700 | 1.92
LENNOX | ELITE EL22XPV SERIES | 211694710 | HRCU-A-CB | EL22XPV-024-230A** | C35-24B+TDR+TXV | Singlezone Ducted, Centrally Ducted | 23600 | 14600 | 2.55 | 15700 | 1.92
LENNOX | ELITE EL22XPV SERIES | 211694708 | HRCU-A-CB | EL22XPV-024-230A** | C35-24B+TDR+TXV | Singlezone Ducted, Centrally Ducted | 23600 | 14700 | 2.5 | 15800 | 1.92
LENNOX | ELITE EL22XPV SERIES | 211694701 | HRCU-A-CB | EL22XPV-024-230A** | C35-24B+TDR+TXV | Singlezone Ducted, Centrally Ducted | 23600 | 14700 | 2.52 | 15700 | 1.9
LENNOX | ELITE EL22XPV SERIES | 211694695 | HRCU-A-CB | EL22XPV-024-230A** | C35-24B+TDR+TXV | Singlezone Ducted, Centrally Ducted | 23200 | 14500 | 2.54 | 15500 | 1.9
LENNOX | ELITE EL22XPV SERIES | 211694694 | HRCU-A-CB | EL22XPV-024-230A** | C35-24B+TDR+TXV | Singlezone Ducted, Centrally Ducted | 23400 | 14500 | 2.51 | 15600 | 1.92
LENNOX | ELITE EL22XPV SERIES | 211694693 | HRCU-A-CB | EL22XPV-024-230A** | C35-24B+TDR+TXV | Singlezone Ducted, Centrally Ducted | 23200 | 14500 | 2.54 | 15500 | 1.9
LENNOX | ELITE EL22XPV SERIES | 211694692 | HRCU-A-CB | EL22XPV-024-230A** | C35-24B+TDR+TXV | Singlezone Ducted, Centrally Ducted | 23200 | 14500 | 2.54 | 15500 | 1.9
LENNOX | ELITE EL22XPV SERIES | 211694691 | HRCU-A-CB | EL22XPV-024-230A** | C35-24B+TDR+TXV | Singlezone Ducted, Centrally Ducted | 23600 | 14700 | 2.52 | 15800 | 1.92
LENNOX | ELITE EL22XPV SERIES | 211694685 | HRCU-A-CB | EL22XPV-024-230A** | C35-24B+TDR+TXV | Singlezone Ducted, Centrally Ducted | 23600 | 14700 | 2.5 | 15800 | 1.92
LENNOX | ELITE EL22XPV SERIES | 211694678 | HRCU-A-CB | EL22XPV-024-230A** | C35-24A+TDR+TXV | Singlezone Ducted, Centrally Ducted | 23600 | 14700 | 2.52 | 15700 | 1.9
LENNOX | ELITE EL22XPV SERIES | 211694677 | HRCU-A-CB | EL22XPV-024-230A** | C35-24A+TDR+TXV | Singlezone Ducted, Centrally Ducted | 23600 | 14700 | 2.52 | 15700 | 1.9
LENNOX | ELITE EL22XPV SERIES | 211694676 | HRCU-A-CB | EL22XPV-024-230A** | C35-24A+TDR+TXV | Singlezone Ducted, Centrally Ducted | 23600 | 14700 | 2.53 | 15700 | 1.92
LENNOX | ELITE EL22XPV SERIES | 211694675 | HRCU-A-CB | EL22XPV-024-230A** | C35-24A+TDR+TXV | Singlezone Ducted, Centrally Ducted | 23200 | 14500 | 2.51 | 15500 | 1.9
LENNOX | ELITE EL22XPV SERIES | 211694674 | HRCU-A-CB | EL22XPV-024-230A** | C35-24A+TDR+TXV | Singlezone Ducted, Centrally Ducted | 23200 | 14400 | 2.53 | 15500 | 1.9
LENNOX | ELITE EL22XPV SERIES | 211694673 | HRCU-A-CB | EL22XPV-024-230A** | C35-24A+TDR+TXV | Singlezone Ducted, Centrally Ducted | 23200 | 14500 | 2.51 | 15500 | 1.9
LENNOX | ELITE EL22XPV SERIES | 211694668 | HRCU-A-CB | EL22XPV-024-230A** | C35-24A+TDR+TXV | Singlezone Ducted, Centrally Ducted | 23600 | 14700 | 2.5 | 15800 | 1.92
LENNOX | ELITE EL22XPV SERIES | 211694667 | HRCU-A-CB | EL22XPV-024-230A** | C35-24A+TDR+TXV | Singlezone Ducted, Centrally Ducted | 23600 | 14700 | 2.5 | 15800 | 1.92
LENNOX | ELITE EL22XPV SERIES | 211694666 | HRCU-A-CB | EL22XPV-024-230A** | C35-24A+TDR+TXV | Singlezone Ducted, Centrally Ducted | 23000 | 14300 | 2.52 | 15400 | 1.9
LENNOX | ELITE EL22XPV SERIES | 211694665 | HRCU-A-CB | EL22XPV-024-230A** | C35-24A+TDR+TXV | Singlezone Ducted, Centrally Ducted | 23600 | 14700 | 2.52 | 15700 | 1.9
LENNOX | ELITE EL22XPV SERIES | 211694664 | HRCU-A-CB | EL22XPV-024-230A** | C35-24A+TDR+TXV | Singlezone Ducted, Centrally Ducted | 23600 | 14700 | 2.52 | 15700 | 1.9
LENNOX | ELITE EL22XPV SERIES | 211694663 | HRCU-A-CB | EL22XPV-024-230A** | CBA38MV-030-230*+TDR | Singlezone Ducted, Centrally Ducted | 22400 | 14300 | 2.83 | 16100 | 2.32
LENNOX | ELITE EL22XPV SERIES | 211694899 | HRCU-A-CB | EL22XPV-024-230A** | CX35-30A+TDR | Singlezone Ducted, Centrally Ducted | 23600 | 14200 | 2.51 | 16100 | 1.96
LENNOX | ELITE EL22XPV SERIES | 211694898 | HRCU-A-CB | EL22XPV-024-230A** | CX35-30A+TDR | Singlezone Ducted, Centrally Ducted | 23600 | 14200 | 2.51 | 16100 | 1.96
LENNOX | ELITE EL22XPV SERIES | 211694897 | HRCU-A-CB | EL22XPV-024-230A** | CX35-30A+TDR | Singlezone Ducted, Centrally Ducted | 23400 | 14200 | 2.52 | 16100 | 1.98
LENNOX | ELITE EL22XPV SERIES | 211694896 | HRCU-A-CB | EL22XPV-024-230A** | CX35-30A+TDR | Singlezone Ducted, Centrally Ducted | 23200 | 14000 | 2.52 | 15900 | 1.94
LENNOX | ELITE EL22XPV SERIES | 211694895 | HRCU-A-CB | EL22XPV-024-230A** | CX35-30A+TDR | Singlezone Ducted, Centrally Ducted | 23200 | 14000 | 2.52 | 15900 | 1.96
LENNOX | ELITE EL22XPV SERIES | 211694894 | HRCU-A-CB | EL22XPV-024-230A** | CX35-30A+TDR | Singlezone Ducted, Centrally Ducted | 23200 | 14000 | 2.52 | 15900 | 1.94
LENNOX | ELITE EL22XPV SERIES | 211694893 | HRCU-A-CB | EL22XPV-024-230A** | CX35-30A+TDR | Singlezone Ducted, Centrally Ducted | 23400 | 14200 | 2.52 | 16100 | 1.96
LENNOX | ELITE EL22XPV SERIES | 211694892 | HRCU-A-CB | EL22XPV-024-230A** | CX35-30A+TDR | Singlezone Ducted, Centrally Ducted | 23000 | 13900 | 2.51 | 15800 | 1.94
LENNOX | ELITE EL22XPV SERIES | 211694891 | HRCU-A-CB | EL22XPV-024-230A** | CX35-30A+TDR | Singlezone Ducted, Centrally Ducted | 23400 | 14200 | 2.52 | 16100 | 1.96
LENNOX | ELITE EL22XPV SERIES | 211694890 | HRCU-A-CB | EL22XPV-024-230A** | CX35-30A+TDR | Singlezone Ducted, Centrally Ducted | 23000 | 13900 | 2.51 | 15800 | 1.94
LENNOX | ELITE EL22XPV SERIES | 211694887 | HRCU-A-CB | EL22XPV-024-230A** | CX35-30A+TDR | Singlezone Ducted, Centrally Ducted | 23000 | 13900 | 2.51 | 15800 | 1.94
LENNOX | ELITE EL22XPV SERIES | 211694886 | HRCU-A-CB | EL22XPV-024-230A** | CX35-30A+TDR | Singlezone Ducted, Centrally Ducted | 23400 | 14200 | 2.51 | 16100 | 1.96
LENNOX | ELITE EL22XPV SERIES | 211694885 | HRCU-A-CB | EL22XPV-024-230A** | CX35-30A+TDR | Singlezone Ducted, Centrally Ducted | 23400 | 14200 | 2.51 | 16100 | 1.96
LENNOX | ELITE EL22XPV SERIES | 211694884 | HRCU-A-CB | EL22XPV-024-230A** | CX35-30B+TDR | Singlezone Ducted, Centrally Ducted | 23600 | 14200 | 2.51 | 16100 | 1.96
LENNOX | ELITE EL22XPV SERIES | 211694883 | HRCU-A-CB | EL22XPV-024-230A** | CX35-30B+TDR | Singlezone Ducted, Centrally Ducted | 23600 | 14200 | 2.51 | 16100 | 1.96
LENNOX | ELITE EL22XPV SERIES | 211694882 | HRCU-A-CB | EL22XPV-024-230A** | CX35-30B+TDR | Singlezone Ducted, Centrally Ducted | 23600 | 14200 | 2.51 | 16200 | 1.96
LENNOX | ELITE EL22XPV SERIES | 211694881 | HRCU-A-CB | EL22XPV-024-230A** | CX35-30B+TDR | Singlezone Ducted, Centrally Ducted | 23600 | 14200 | 2.51 | 16100 | 1.96
LENNOX | ELITE EL22XPV SERIES | 211694880 | HRCU-A-CB | EL22XPV-024-230A** | CX35-30B+TDR | Singlezone Ducted, Centrally Ducted | 23400 | 14100 | 2.54 | 16000 | 1.98
LENNOX | ELITE EL22XPV SERIES | 211694879 | HRCU-A-CB | EL22XPV-024-230A** | CX35-30B+TDR | Singlezone Ducted, Centrally Ducted | 23400 | 14100 | 2.54 | 16000 | 1.98
LENNOX | ELITE EL22XPV SERIES | 211694878 | HRCU-A-CB | EL22XPV-024-230A** | CX35-30B+TDR | Singlezone Ducted, Centrally Ducted | 23400 | 14100 | 2.54 | 16000 | 1.98
LENNOX | ELITE EL22XPV SERIES | 211694876 | HRCU-A-CB | EL22XPV-024-230A** | CX35-30B+TDR | Singlezone Ducted, Centrally Ducted | 23600 | 14200 | 2.51 | 16100 | 1.96
LENNOX | ELITE EL22XPV SERIES | 211694869 | HRCU-A-CB | EL22XPV-024-230A** | CX35-30B+TDR | Singlezone Ducted, Centrally Ducted | 23600 | 14200 | 2.51 | 16100 | 1.96
LENNOX | ELITE EL22XPV SERIES | 211694863 | HRCU-A-CB | EL22XPV-024-230A** | CX35-30B+TDR | Singlezone Ducted, Centrally Ducted | 23200 | 14000 | 2.52 | 15900 | 1.96
LENNOX | ELITE EL22XPV SERIES | 211694862 | HRCU-A-CB | EL22XPV-024-230A** | CX35-30B+TDR | Singlezone Ducted, Centrally Ducted | 23200 | 14100 | 2.54 | 16000 | 1.98
LENNOX | ELITE EL22XPV SERIES | 211694861 | HRCU-A-CB | EL22XPV-024-230A** | CX35-30B+TDR | Singlezone Ducted, Centrally Ducted | 23200 | 14000 | 2.53 | 15900 | 1.96
LENNOX | ELITE EL22XPV SERIES | 211694860 | HRCU-A-CB | EL22XPV-024-230A** | CX35-30B+TDR | Singlezone Ducted, Centrally Ducted | 23200 | 14000 | 2.52 | 15900 | 1.96
LENNOX | ELITE EL22XPV SERIES | 211694859 | HRCU-A-CB | EL22XPV-024-230A** | CX35-30B+TDR | Singlezone Ducted, Centrally Ducted | 23600 | 14200 | 2.51 | 16100 | 1.96
LENNOX | ELITE EL22XPV SERIES | 211694846 | HRCU-A-CB | EL22XPV-024-230A** | CX35-24B+TDR | Singlezone Ducted, Centrally Ducted | 23600 | 14700 | 2.52 | 15800 | 1.92
LENNOX | ELITE EL22XPV SERIES | 211694845 | HRCU-A-CB | EL22XPV-024-230A** | CX35-24B+TDR | Singlezone Ducted, Centrally Ducted | 23600 | 14700 | 2.5 | 15800 | 1.9
LENNOX | ELITE EL22XPV SERIES | 211694844 | HRCU-A-CB | EL22XPV-024-230A** | CX35-24B+TDR | Singlezone Ducted, Centrally Ducted | 23600 | 14700 | 2.5 | 15800 | 1.92
LENNOX | ELITE EL22XPV SERIES | 211694843 | HRCU-A-CB | EL22XPV-024-230A** | CX35-24B+TDR | Singlezone Ducted, Centrally Ducted | 23600 | 14600 | 2.55 | 15700 | 1.92
LENNOX | ELITE EL22XPV SERIES | 211694842 | HRCU-A-CB | EL22XPV-024-230A** | CX35-24B+TDR | Singlezone Ducted, Centrally Ducted | 23600 | 14600 | 2.55 | 15700 | 1.92
LENNOX | ELITE EL22XPV SERIES | 211694841 | HRCU-A-CB | EL22XPV-024-230A** | CX35-24B+TDR | Singlezone Ducted, Centrally Ducted | 23600 | 14600 | 2.55 | 15700 | 1.92
LENNOX | ELITE EL22XPV SERIES | 211694839 | HRCU-A-CB | EL22XPV-024-230A** | CX35-24B+TDR | Singlezone Ducted, Centrally Ducted | 23600 | 14700 | 2.5 | 15800 | 1.92
LENNOX | EL22XPV SERIES | 211799261 | HRCU-A-CB | EL22XPV-036-230A** | CX35-48C+TDR | Singlezone Ducted, Centrally Ducted | 33600 | 22400 | 2.56 | 18500 | 2.26
LENNOX | EL22XPV SERIES | 211799259 | HRCU-A-CB | EL22XPV-036-230A** | CX35-48C+TDR | Singlezone Ducted, Centrally Ducted | 33800 | 22400 | 2.52 | 18600 | 2.24
LENNOX | EL22XPV SERIES | 211799258 | HRCU-A-CB | EL22XPV-036-230A** | CX35-48C+TDR | Singlezone Ducted, Centrally Ducted | 33800 | 22400 | 2.52 | 18600 | 2.24
LENNOX | EL22XPV SERIES | 211799256 | HRCU-A-CB | EL22XPV-036-230A** | CX35-48C+TDR | Singlezone Ducted, Centrally Ducted | 33800 | 22400 | 2.54 | 18500 | 2.24
LENNOX | EL22XPV SERIES | 211799248 | HRCU-A-CB | EL22XPV-036-230A** | CX35-48C+TDR | Singlezone Ducted, Centrally Ducted | 33800 | 22400 | 2.52 | 18600 | 2.24
LENNOX | EL22XPV SERIES | 211799245 | HRCU-A-CB | EL22XPV-036-230A** | CX35-48C+TDR | Singlezone Ducted, Centrally Ducted | 33800 | 22400 | 2.52 | 18600 | 2.24
LENNOX | EL22XPV SERIES | 211799244 | HRCU-A-CB | EL22XPV-036-230A** | CX35-48C+TDR | Singlezone Ducted, Centrally Ducted | 33800 | 22400 | 2.54 | 18500 | 2.24
LENNOX | EL22XPV SERIES | 211799238 | HRCU-A-CB | EL22XPV-036-230A** | C35-48C+TDR+TXV | Singlezone Ducted, Centrally Ducted | 33600 | 22400 | 2.56 | 18500 | 2.26
LENNOX | EL22XPV SERIES | 211799236 | HRCU-A-CB | EL22XPV-036-230A** | C35-48C+TDR+TXV | Singlezone Ducted, Centrally Ducted | 33800 | 22400 | 2.52 | 18600 | 2.24
LENNOX | EL22XPV SERIES | 211799235 | HRCU-A-CB | EL22XPV-036-230A** | C35-48C+TDR+TXV | Singlezone Ducted, Centrally Ducted | 33800 | 22400 | 2.52 | 18600 | 2.24
LENNOX | EL22XPV SERIES | 211799233 | HRCU-A-CB | EL22XPV-036-230A** | C35-48C+TDR+TXV | Singlezone Ducted, Centrally Ducted | 33800 | 22400 | 2.54 | 18500 | 2.24
LENNOX | EL22XPV SERIES | 211799225 | HRCU-A-CB | EL22XPV-036-230A** | C35-48C+TDR+TXV | Singlezone Ducted, Centrally Ducted | 33800 | 22400 | 2.52 | 18600 | 2.24
LENNOX | EL22XPV SERIES | 211799222 | HRCU-A-CB | EL22XPV-036-230A** | C35-48C+TDR+TXV | Singlezone Ducted, Centrally Ducted | 33800 | 22400 | 2.52 | 18600 | 2.24
LENNOX | EL22XPV SERIES | 211799221 | HRCU-A-CB | EL22XPV-036-230A** | C35-48C+TDR+TXV | Singlezone Ducted, Centrally Ducted | 33800 | 22400 | 2.54 | 18500 | 2.24
LENNOX | ELITE EL22XPV SERIES | 211468007 | HRCU-A-CB | EL22XPV-036-230A** | CX35-48B+TDR | Singlezone Ducted, Centrally Ducted | 33800 | 22400 | 2.54 | 18400 | 2.22
LENNOX | ELITE EL22XPV SERIES | 211468006 | HRCU-A-CB | EL22XPV-036-230A** | CX35-48B+TDR | Singlezone Ducted, Centrally Ducted | 33800 | 22400 | 2.54 | 18400 | 2.22
LENNOX | ELITE EL22XPV SERIES | 211468005 | HRCU-A-CB | EL22XPV-036-230A** | CX35-48B+TDR | Singlezone Ducted, Centrally Ducted | 33800 | 22400 | 2.52 | 18400 | 2.22
LENNOX | ELITE EL22XPV SERIES | 211468004 | HRCU-A-CB | EL22XPV-036-230A** | CX35-48B+TDR | Singlezone Ducted, Centrally Ducted | 33800 | 22600 | 2.52 | 18500 | 2.2
LENNOX | ELITE EL22XPV SERIES | 211467994 | HRCU-A-CB | EL22XPV-036-230A** | CX35-48B+TDR | Singlezone Ducted, Centrally Ducted | 33600 | 22200 | 2.56 | 18200 | 2.24
LENNOX | ELITE EL22XPV SERIES | 211467993 | HRCU-A-CB | EL22XPV-036-230A** | CX35-48B+TDR | Singlezone Ducted, Centrally Ducted | 33600 | 22200 | 2.52 | 18300 | 2.22
LENNOX | ELITE EL22XPV SERIES | 211467992 | HRCU-A-CB | EL22XPV-036-230A** | CX35-48B+TDR | Singlezone Ducted, Centrally Ducted | 33600 | 22200 | 2.56 | 18200 | 2.24
LENNOX | ELITE EL22XPV SERIES | 211467991 | HRCU-A-CB | EL22XPV-036-230A** | CX35-48B+TDR | Singlezone Ducted, Centrally Ducted | 33400 | 22200 | 2.52 | 18200 | 2.22
LENNOX | ELITE EL22XPV SERIES | 211467990 | HRCU-A-CB | EL22XPV-036-230A** | CX35-48B+TDR | Singlezone Ducted, Centrally Ducted | 33600 | 22200 | 2.54 | 18200 | 2.22
LENNOX | ELITE EL22XPV SERIES | 211467989 | HRCU-A-CB | EL22XPV-036-230A** | CX35-48B+TDR | Singlezone Ducted, Centrally Ducted | 33400 | 22200 | 2.52 | 18200 | 2.22
LENNOX | ELITE EL22XPV SERIES | 211467988 | HRCU-A-CB | EL22XPV-036-230A** | CX35-48B+TDR | Singlezone Ducted, Centrally Ducted | 33400 | 22200 | 2.52 | 18200 | 2.22
LENNOX | ELITE EL22XPV SERIES | 211467984 | HRCU-A-CB | EL22XPV-036-230A** | CX35-48B+TDR | Singlezone Ducted, Centrally Ducted | 33600 | 22400 | 2.5 | 18400 | 2.2
LENNOX | ELITE EL22XPV SERIES | 211467983 | HRCU-A-CB | EL22XPV-036-230A** | CX35-48B+TDR | Singlezone Ducted, Centrally Ducted | 33200 | 22000 | 2.54 | 18000 | 2.24
LENNOX | ELITE EL22XPV SERIES | 211467982 | HRCU-A-CB | EL22XPV-036-230A** | CX35-48B+TDR | Singlezone Ducted, Centrally Ducted | 33200 | 22000 | 2.54 | 18000 | 2.24
LENNOX | ELITE EL22XPV SERIES | 211467981 | HRCU-A-CB | EL22XPV-036-230A** | CX35-48B+TDR | Singlezone Ducted, Centrally Ducted | 33200 | 22000 | 2.52 | 18100 | 2.24
LENNOX | ELITE EL22XPV SERIES | 211467977 | HRCU-A-CB | EL22XPV-036-230A** | CX35-48B+TDR | Singlezone Ducted, Centrally Ducted | 33600 | 22400 | 2.5 | 18400 | 2.2
LENNOX | ELITE EL22XPV SERIES | 211467975 | HRCU-A-CB | EL22XPV-036-230A** | CX35-48B+TDR | Singlezone Ducted, Centrally Ducted | 33800 | 22600 | 2.5 | 18500 | 2.18
LENNOX | ELITE EL22XPV SERIES | 211467822 | HRCU-A-CB | EL22XPV-036-230A** | CHX35-42C-**-*+TDR | Singlezone Ducted, Centrally Ducted | 33600 | 22400 | 2.5 | 18100 | 2.04
LENNOX | ELITE EL22XPV SERIES | 211467821 | HRCU-A-CB | EL22XPV-036-230A** | CHX35-42C-**-*+TDR | Singlezone Ducted, Centrally Ducted | 33400 | 22200 | 2.5 | 17900 | 2.04
LENNOX | ELITE EL22XPV SERIES | 211467820 | HRCU-A-CB | EL22XPV-036-230A** | CHX35-42C-**-*+TDR | Singlezone Ducted, Centrally Ducted | 33400 | 22400 | 2.5 | 18000 | 2.04
LENNOX | ELITE EL22XPV SERIES | 211467818 | HRCU-A-CB | EL22XPV-036-230A** | CHX35-42C-**-*+TDR | Singlezone Ducted, Centrally Ducted | 33400 | 22200 | 2.5 | 17900 | 2.04
LENNOX | ELITE EL22XPV SERIES | 211467817 | HRCU-A-CB | EL22XPV-036-230A** | CHX35-42C-**-*+TDR | Singlezone Ducted, Centrally Ducted | 33600 | 22400 | 2.54 | 18000 | 2.06
LENNOX | ELITE EL22XPV SERIES | 211467816 | HRCU-A-CB | EL22XPV-036-230A** | CHX35-42C-**-*+TDR | Singlezone Ducted, Centrally Ducted | 33400 | 22200 | 2.5 | 17900 | 2.04
LENNOX | ELITE EL22XPV SERIES | 211467815 | HRCU-A-CB | EL22XPV-036-230A** | CHX35-42C-**-*+TDR | Singlezone Ducted, Centrally Ducted | 33400 | 22200 | 2.52 | 17900 | 2.06
LENNOX | ELITE EL22XPV SERIES | 211467814 | HRCU-A-CB | EL22XPV-036-230A** | CHX35-42C-**-*+TDR | Singlezone Ducted, Centrally Ducted | 33800 | 22400 | 2.5 | 18200 | 2.04
LENNOX | ELITE EL22XPV SERIES | 211467812 | HRCU-A-CB | EL22XPV-036-230A** | CHX35-42C-**-*+TDR | Singlezone Ducted, Centrally Ducted | 33800 | 22600 | 2.5 | 18200 | 2.04
LENNOX | ELITE EL22XPV SERIES | 211467811 | HRCU-A-CB | EL22XPV-036-230A** | CHX35-42C-**-*+TDR | Singlezone Ducted, Centrally Ducted | 33800 | 22600 | 2.5 | 18200 | 2.02
LENNOX | ELITE EL22XPV SERIES | 211467808 | HRCU-A-CB | EL22XPV-036-230A** | CHX35-42C-**-*+TDR | Singlezone Ducted, Centrally Ducted | 33200 | 22200 | 2.5 | 17800 | 2.04
LENNOX | ELITE EL22XPV SERIES | 211467807 | HRCU-A-CB | EL22XPV-036-230A** | CHX35-42C-**-*+TDR | Singlezone Ducted, Centrally Ducted | 33800 | 22600 | 2.52 | 18200 | 2.04
LENNOX | ELITE EL22XPV SERIES | 211467806 | HRCU-A-CB | EL22XPV-036-230A** | CHX35-42C-**-*+TDR | Singlezone Ducted, Centrally Ducted | 33800 | 22600 | 2.52 | 18200 | 2.04
LENNOX | ELITE EL22XPV SERIES | 211467805 | HRCU-A-CB | EL22XPV-036-230A** | CHX35-42C-**-*+TDR | Singlezone Ducted, Centrally Ducted | 33200 | 22000 | 2.52 | 17700 | 2.06
LENNOX | ELITE EL22XPV SERIES | 211467804 | HRCU-A-CB | EL22XPV-036-230A** | CHX35-42C-**-*+TDR | Singlezone Ducted, Centrally Ducted | 33800 | 22600 | 2.52 | 18200 | 2.04
LENNOX | ELITE EL22XPV SERIES | 211467871 | HRCU-A-CB | EL22XPV-036-230A** | CR33-48B*+TDR+TXV | Singlezone Ducted, Centrally Ducted | 33400 | 21400 | 2.5 | 17700 | 2.18
LENNOX | ELITE EL22XPV SERIES | 211467865 | HRCU-A-CB | EL22XPV-036-230A** | CR33-30/36C+TDR+TXV | Singlezone Ducted, Centrally Ducted | 35800 | 23400 | 2.5 | 19000 | 2.18
LENNOX | ELITE EL22XPV SERIES | 211467864 | HRCU-A-CB | EL22XPV-036-230A** | CR33-30/36C+TDR+TXV | Singlezone Ducted, Centrally Ducted | 35600 | 23200 | 2.5 | 18900 | 2.2
LENNOX | ELITE EL22XPV SERIES | 211467863 | HRCU-A-CB | EL22XPV-036-230A** | CR33-30/36C+TDR+TXV | Singlezone Ducted, Centrally Ducted | 34800 | 22800 | 2.54 | 18400 | 2.22
LENNOX | ELITE EL22XPV SERIES | 211467862 | HRCU-A-CB | EL22XPV-036-230A** | CR33-30/36C+TDR+TXV | Singlezone Ducted, Centrally Ducted | 35400 | 23000 | 2.54 | 18700 | 2.22
LENNOX | ELITE EL22XPV SERIES | 211467861 | HRCU-A-CB | EL22XPV-036-230A** | CR33-30/36C+TDR+TXV | Singlezone Ducted, Centrally Ducted | 35000 | 22800 | 2.56 | 18500 | 2.24
LENNOX | ELITE EL22XPV SERIES | 211467860 | HRCU-A-CB | EL22XPV-036-230A** | CR33-30/36C+TDR+TXV | Singlezone Ducted, Centrally Ducted | 35000 | 22800 | 2.54 | 18500 | 2.22
LENNOX | ELITE EL22XPV SERIES | 211467859 | HRCU-A-CB | EL22XPV-036-230A** | CR33-30/36C+TDR+TXV | Singlezone Ducted, Centrally Ducted | 35000 | 22800 | 2.58 | 18400 | 2.24
LENNOX | ELITE EL22XPV SERIES | 211467858 | HRCU-A-CB | EL22XPV-036-230A** | CR33-30/36C+TDR+TXV | Singlezone Ducted, Centrally Ducted | 35400 | 23000 | 2.54 | 18700 | 2.22
LENNOX | ELITE EL22XPV SERIES | 211467857 | HRCU-A-CB | EL22XPV-036-230A** | CR33-30/36C+TDR+TXV | Singlezone Ducted, Centrally Ducted | 35000 | 22800 | 2.54 | 18500 | 2.22
LENNOX | ELITE EL22XPV SERIES | 211467856 | HRCU-A-CB | EL22XPV-036-230A** | CR33-30/36B+TDR+TXV | Singlezone Ducted, Centrally Ducted | 35600 | 23200 | 2.5 | 18900 | 2.18
LENNOX | ELITE EL22XPV SERIES | 211467855 | HRCU-A-CB | EL22XPV-036-230A** | CR33-30/36B+TDR+TXV | Singlezone Ducted, Centrally Ducted | 35600 | 23200 | 2.5 | 18900 | 2.18
LENNOX | ELITE EL22XPV SERIES | 211467722 | HRCU-A-CB | EL22XPV-036-230A** | CBA38MV-042-230*+TDR | Singlezone Ducted, Centrally Ducted | 35000 | 22800 | 2.64 | 18400 | 2.3
LENNOX | ELITE EL22XPV SERIES | 211467854 | HRCU-A-CB | EL22XPV-036-230A** | CR33-30/36B+TDR+TXV | Singlezone Ducted, Centrally Ducted | 35000 | 22800 | 2.52 | 18500 | 2.2
LENNOX | ELITE EL22XPV SERIES | 211467721 | HRCU-A-CB | EL22XPV-036-230A** | CBA27UHE-042-230*+TDR | Singlezone Ducted, Centrally Ducted | 34400 | 22200 | 2.6 | 18000 | 2.3
LENNOX | ELITE EL22XPV SERIES | 211467853 | HRCU-A-CB | EL22XPV-036-230A** | CR33-30/36B+TDR+TXV | Singlezone Ducted, Centrally Ducted | 35400 | 23200 | 2.52 | 18800 | 2.2
LENNOX | ELITE EL22XPV SERIES | 211467720 | HRCU-A-CB | EL22XPV-036-230A** | CBA27UHE-036-230*+TDR | Singlezone Ducted, Centrally Ducted | 33600 | 23000 | 2.6 | 18300 | 2.24
LENNOX | ELITE EL22XPV SERIES | 211467852 | HRCU-A-CB | EL22XPV-036-230A** | CR33-30/36B+TDR+TXV | Singlezone Ducted, Centrally Ducted | 34800 | 22800 | 2.52 | 18400 | 2.2
LENNOX | ELITE EL22XPV SERIES | 211467719 | HRCU-A-CB | EL22XPV-036-230A** | CBA25UHV-042-230-** | Singlezone Ducted, Centrally Ducted | 33600 | 22200 | 2.6 | 18000 | 2.24
LENNOX | ELITE EL22XPV SERIES | 211467718 | HRCU-A-CB | EL22XPV-036-230A** | CBA25UHV-036-230-** | Singlezone Ducted, Centrally Ducted | 33400 | 22200 | 2.58 | 18000 | 2.24
LENNOX | ELITE EL22XPV SERIES | 211467851 | HRCU-A-CB | EL22XPV-036-230A** | CR33-30/36B+TDR+TXV | Singlezone Ducted, Centrally Ducted | 35200 | 23000 | 2.52 | 18600 | 2.2
LENNOX | ELITE EL22XPV SERIES | 211467850 | HRCU-A-CB | EL22XPV-036-230A** | CR33-30/36B+TDR+TXV | Singlezone Ducted, Centrally Ducted | 35200 | 23000 | 2.52 | 18600 | 2.2
LENNOX | ELITE EL22XPV SERIES | 211467849 | HRCU-A-CB | EL22XPV-036-230A** | CR33-30/36B+TDR+TXV | Singlezone Ducted, Centrally Ducted | 35000 | 22800 | 2.58 | 18500 | 2.26
LENNOX | ELITE EL22XPV SERIES | 211467848 | HRCU-A-CB | EL22XPV-036-230A** | CR33-30/36B+TDR+TXV | Singlezone Ducted, Centrally Ducted | 34800 | 22600 | 2.52 | 18400 | 2.22
LENNOX | ELITE EL22XPV SERIES | 211467714 | HRCU-A-CB | EL22XPV-036-230A** | C35-48B+TDR+TXV | Singlezone Ducted, Centrally Ducted | 33800 | 22400 | 2.54 | 18400 | 2.22
LENNOX | ELITE EL22XPV SERIES | 211467713 | HRCU-A-CB | EL22XPV-036-230A** | C35-48B+TDR+TXV | Singlezone Ducted, Centrally Ducted | 33800 | 22400 | 2.54 | 18400 | 2.22
LENNOX | ELITE EL22XPV SERIES | 211467846 | HRCU-A-CB | EL22XPV-036-230A** | CR33-30/36B+TDR+TXV | Singlezone Ducted, Centrally Ducted | 35400 | 23000 | 2.5 | 18800 | 2.2
LENNOX | ELITE EL22XPV SERIES | 211467712 | HRCU-A-CB | EL22XPV-036-230A** | C35-48B+TDR+TXV | Singlezone Ducted, Centrally Ducted | 33800 | 22400 | 2.52 | 18400 | 2.22
LENNOX | ELITE EL22XPV SERIES | 211467845 | HRCU-A-CB | EL22XPV-036-230A** | CR33-30/36B+TDR+TXV | Singlezone Ducted, Centrally Ducted | 35800 | 23400 | 2.5 | 19000 | 2.16
LENNOX | ELITE EL22XPV SERIES | 211467711 | HRCU-A-CB | EL22XPV-036-230A** | C35-48B+TDR+TXV | Singlezone Ducted, Centrally Ducted | 33800 | 22600 | 2.52 | 18500 | 2.2
LENNOX | ELITE EL22XPV SERIES | 211467844 | HRCU-A-CB | EL22XPV-036-230A** | CR33-30/36B+TDR+TXV | Singlezone Ducted, Centrally Ducted | 35200 | 22800 | 2.54 | 18600 | 2.22
LENNOX | ELITE EL22XPV SERIES | 211467843 | HRCU-A-CB | EL22XPV-036-230A** | CR33-30/36A+TDR+TXV | Singlezone Ducted, Centrally Ducted | 35800 | 23400 | 2.5 | 19000 | 2.16
LENNOX | ELITE EL22XPV SERIES | 211467842 | HRCU-A-CB | EL22XPV-036-230A** | CR33-30/36A+TDR+TXV | Singlezone Ducted, Centrally Ducted | 35000 | 22800 | 2.52 | 18500 | 2.2
LENNOX | ELITE EL22XPV SERIES | 211467841 | HRCU-A-CB | EL22XPV-036-230A** | CR33-30/36A+TDR+TXV | Singlezone Ducted, Centrally Ducted | 34800 | 22800 | 2.52 | 18400 | 2.2
LENNOX | ELITE EL22XPV SERIES | 211467835 | HRCU-A-CB | EL22XPV-036-230A** | CHX35-42C-**-*+TDR | Singlezone Ducted, Centrally Ducted | 33800 | 22600 | 2.5 | 18200 | 2.04
LENNOX | ELITE EL22XPV SERIES | 211467834 | HRCU-A-CB | EL22XPV-036-230A** | CHX35-42C-**-*+TDR | Singlezone Ducted, Centrally Ducted | 33600 | 22400 | 2.5 | 18100 | 2.04
LENNOX | ELITE EL22XPV SERIES | 211467833 | HRCU-A-CB | EL22XPV-036-230A** | CHX35-42C-**-*+TDR | Singlezone Ducted, Centrally Ducted | 33600 | 22400 | 2.5 | 18100 | 2.04
LENNOX | ELITE EL22XPV SERIES | 211467831 | HRCU-A-CB | EL22XPV-036-230A** | CHX35-42C-**-*+TDR | Singlezone Ducted, Centrally Ducted | 33600 | 22400 | 2.52 | 18100 | 2.06
LENNOX | ELITE EL22XPV SERIES | 211467830 | HRCU-A-CB | EL22XPV-036-230A** | CHX35-42C-**-*+TDR | Singlezone Ducted, Centrally Ducted | 33600 | 22400 | 2.52 | 18100 | 2.06
LENNOX | ELITE EL22XPV SERIES | 211467701 | HRCU-A-CB | EL22XPV-036-230A** | C35-48B+TDR+TXV | Singlezone Ducted, Centrally Ducted | 33600 | 22200 | 2.56 | 18200 | 2.24
LENNOX | ELITE EL22XPV SERIES | 211467829 | HRCU-A-CB | EL22XPV-036-230A** | CHX35-42C-**-*+TDR | Singlezone Ducted, Centrally Ducted | 33600 | 22400 | 2.5 | 18100 | 2.04
LENNOX | ELITE EL22XPV SERIES | 211467700 | HRCU-A-CB | EL22XPV-036-230A** | C35-48B+TDR+TXV | Singlezone Ducted, Centrally Ducted | 33600 | 22200 | 2.52 | 18300 | 2.22
LENNOX | ELITE EL22XPV SERIES | 211467828 | HRCU-A-CB | EL22XPV-036-230A** | CHX35-42C-**-*+TDR | Singlezone Ducted, Centrally Ducted | 33600 | 22400 | 2.5 | 17800 | 2.04
LENNOX | ELITE EL22XPV SERIES | 211467699 | HRCU-A-CB | EL22XPV-036-230A** | C35-48B+TDR+TXV | Singlezone Ducted, Centrally Ducted | 33600 | 22200 | 2.56 | 18200 | 2.24
LENNOX | ELITE EL22XPV SERIES | 211467698 | HRCU-A-CB | EL22XPV-036-230A** | C35-48B+TDR+TXV | Singlezone Ducted, Centrally Ducted | 33400 | 22200 | 2.52 | 18200 | 2.22
LENNOX | ELITE EL22XPV SERIES | 211467826 | HRCU-A-CB | EL22XPV-036-230A** | CHX35-42C-**-*+TDR | Singlezone Ducted, Centrally Ducted | 33800 | 22600 | 2.52 | 18200 | 2.04
LENNOX | ELITE EL22XPV SERIES | 211467697 | HRCU-A-CB | EL22XPV-036-230A** | C35-48B+TDR+TXV | Singlezone Ducted, Centrally Ducted | 33600 | 22200 | 2.54 | 18200 | 2.22
LENNOX | ELITE EL22XPV SERIES | 211467825 | HRCU-A-CB | EL22XPV-036-230A** | CHX35-42C-**-*+TDR | Singlezone Ducted, Centrally Ducted | 33600 | 22400 | 2.5 | 18100 | 2.04
LENNOX | ELITE EL22XPV SERIES | 211467696 | HRCU-A-CB | EL22XPV-036-230A** | C35-48B+TDR+TXV | Singlezone Ducted, Centrally Ducted | 33400 | 22200 | 2.52 | 18200 | 2.22
LENNOX | ELITE EL22XPV SERIES | 211467695 | HRCU-A-CB | EL22XPV-036-230A** | C35-48B+TDR+TXV | Singlezone Ducted, Centrally Ducted | 33400 | 22200 | 2.52 | 18200 | 2.22
LENNOX | ELITE EL22XPV SERIES | 211467691 | HRCU-A-CB | EL22XPV-036-230A** | C35-48B+TDR+TXV | Singlezone Ducted, Centrally Ducted | 33600 | 22400 | 2.5 | 18400 | 2.2
LENNOX | ELITE EL22XPV SERIES | 211467690 | HRCU-A-CB | EL22XPV-036-230A** | C35-48B+TDR+TXV | Singlezone Ducted, Centrally Ducted | 33200 | 22000 | 2.54 | 18000 | 2.24
LENNOX | ELITE EL22XPV SERIES | 211467689 | HRCU-A-CB | EL22XPV-036-230A** | C35-48B+TDR+TXV | Singlezone Ducted, Centrally Ducted | 33200 | 22000 | 2.54 | 18000 | 2.24
LENNOX | ELITE EL22XPV SERIES | 211467688 | HRCU-A-CB | EL22XPV-036-230A** | C35-48B+TDR+TXV | Singlezone Ducted, Centrally Ducted | 33200 | 22000 | 2.52 | 18100 | 2.24
LENNOX | ELITE EL22XPV SERIES | 211467684 | HRCU-A-CB | EL22XPV-036-230A** | C35-48B+TDR+TXV | Singlezone Ducted, Centrally Ducted | 33600 | 22400 | 2.5 | 18400 | 2.2
LENNOX | ELITE EL22XPV SERIES | 211467682 | HRCU-A-CB | EL22XPV-036-230A** | C35-48B+TDR+TXV | Singlezone Ducted, Centrally Ducted | 33800 | 22600 | 2.5 | 18500 | 2.18
LENNOX | ELITE EL22XPV SERIES | 211467586 | HRCU-A-CB | EL22XPV-036-230A** | CBA38MV-036-230*+TDR | Singlezone Ducted, Centrally Ducted | 33400 | 22800 | 2.6 | 18200 | 2.26
LENNOX | Elite EL18XPV Series | 206840767 | HRCU-A-CB | EL18XPV-024-230A** | CBA38MV-030-230*+TDR | Singlezone Ducted, Centrally Ducted | 23400 | 15100 | 2.67 | 11700 | 2.29
LENNOX | ELITE EL18XPV SERIES | 206840766 | HRCU-A-CB | EL18XPV-024-230A** | CBA27UHE-024-230*+TDR | Singlezone Ducted, Centrally Ducted | 24000 | 14800 | 2.6 | 11100 | 2.21
LENNOX | ELITE EL18XPV SERIES | 206840655 | HRCU-A-CB | EL18XPV-024-230A** | CR33-24A+TDR+TXV | Singlezone Ducted, Centrally Ducted | 23600 | 15300 | 2.51 | 11900 | 2.22
LENNOX | ELITE EL18XPV SERIES | 206840628 | HRCU-A-CB | EL18XPV-024-230A** | CHX35-30A-**-*+TDR | Singlezone Ducted, Centrally Ducted | 23600 | 14400 | 2.56 | 10700 | 2.16
LENNOX | ELITE EL18XPV SERIES | 206840627 | HRCU-A-CB | EL18XPV-024-230A** | CHX35-30A-**-*+TDR | Singlezone Ducted, Centrally Ducted | 23600 | 14400 | 2.56 | 10700 | 2.16
LENNOX | ELITE EL18XPV SERIES | 206840625 | HRCU-A-CB | EL18XPV-024-230A** | CHX35-30A-**-*+TDR | Singlezone Ducted, Centrally Ducted | 23200 | 14200 | 2.55 | 10600 | 2.2
LENNOX | ELITE EL18XPV SERIES | 206840624 | HRCU-A-CB | EL18XPV-024-230A** | CHX35-30A-**-*+TDR | Singlezone Ducted, Centrally Ducted | 23200 | 14200 | 2.55 | 10600 | 2.2
LENNOX | ELITE EL18XPV SERIES | 206840617 | HRCU-A-CB | EL18XPV-024-230A** | CHX35-24B-**-*+TDR | Singlezone Ducted, Centrally Ducted | 23600 | 14800 | 2.52 | 11200 | 2.16
LENNOX | ELITE EL18XPV SERIES | 206840615 | HRCU-A-CB | EL18XPV-024-230A** | CHX35-24B-**-*+TDR | Singlezone Ducted, Centrally Ducted | 23600 | 14900 | 2.5 | 11400 | 2.14
LENNOX | ELITE EL18XPV SERIES | 206840610 | HRCU-A-CB | EL18XPV-024-230A** | CHX35-24B-**-*+TDR | Singlezone Ducted, Centrally Ducted | 23600 | 14900 | 2.5 | 11400 | 2.14
LENNOX | ELITE EL18XPV SERIES | 206840607 | HRCU-A-CB | EL18XPV-024-230A** | CHX35-24B-**-*+TDR | Singlezone Ducted, Centrally Ducted | 23800 | 14900 | 2.52 | 11300 | 2.14
LENNOX | ELITE EL18XPV SERIES | 206840606 | HRCU-A-CB | EL18XPV-024-230A** | CHX35-24B-**-*+TDR | Singlezone Ducted, Centrally Ducted | 23600 | 14800 | 2.52 | 11200 | 2.16
LENNOX | ELITE EL18XPV SERIES | 206840566 | HRCU-A-CB | EL18XPV-024-230A** | CH35-30A+TDR+TXV | Singlezone Ducted, Centrally Ducted | 23600 | 14400 | 2.56 | 10700 | 2.16
LENNOX | ELITE EL18XPV SERIES | 206840565 | HRCU-A-CB | EL18XPV-024-230A** | CH35-30A+TDR+TXV | Singlezone Ducted, Centrally Ducted | 23600 | 14400 | 2.56 | 10700 | 2.16
LENNOX | ELITE EL18XPV SERIES | 206840563 | HRCU-A-CB | EL18XPV-024-230A** | CH35-30A+TDR+TXV | Singlezone Ducted, Centrally Ducted | 23200 | 14200 | 2.55 | 10600 | 2.2
LENNOX | ELITE EL18XPV SERIES | 206840562 | HRCU-A-CB | EL18XPV-024-230A** | CH35-30A+TDR+TXV | Singlezone Ducted, Centrally Ducted | 23200 | 14200 | 2.55 | 10600 | 2.2
LENNOX | ELITE EL18XPV SERIES | 206840555 | HRCU-A-CB | EL18XPV-024-230A** | CH35-24B+TDR+TXV | Singlezone Ducted, Centrally Ducted | 23600 | 14800 | 2.52 | 11200 | 2.16
LENNOX | ELITE EL18XPV SERIES | 206840553 | HRCU-A-CB | EL18XPV-024-230A** | CH35-24B+TDR+TXV | Singlezone Ducted, Centrally Ducted | 23600 | 14900 | 2.5 | 11400 | 2.14
LENNOX | ELITE EL18XPV SERIES | 206840548 | HRCU-A-CB | EL18XPV-024-230A** | CH35-24B+TDR+TXV | Singlezone Ducted, Centrally Ducted | 23600 | 14900 | 2.5 | 11400 | 2.14
LENNOX | ELITE EL18XPV SERIES | 206840545 | HRCU-A-CB | EL18XPV-024-230A** | CH35-24B+TDR+TXV | Singlezone Ducted, Centrally Ducted | 23800 | 14900 | 2.52 | 11300 | 2.14
LENNOX | ELITE EL18XPV SERIES | 206840544 | HRCU-A-CB | EL18XPV-024-230A** | CH35-24B+TDR+TXV | Singlezone Ducted, Centrally Ducted | 23600 | 14800 | 2.52 | 11200 | 2.16
LENNOX | ELITE EL18XPV SERIES | 206840476 | HRCU-A-CB | EL18XPV-024-230A** | CBA38MV-018/024-230*+TDR | Singlezone Ducted, Centrally Ducted | 24000 | 14800 | 2.58 | 11100 | 2.2
LENNOX | ELITE XP20 SERIES | 8550432 | HRCU-A-CB | XP20-024-230A** | CR33-48B*+TDR+TXV | Singlezone Ducted, Centrally Ducted | 22000 | 14700 | 2.52 | 11700 | 2.04
LENNOX |  | 10056168 | HRCU-A-CB-O | MPB012S4S-1L | MWMB012S4-1L | Singlezone Non-Ducted, Wall Placement | 12000 | 7600 | 2.59 | 6885 | 2
LENNOX |  | 10056171 | HRCU-A-CB-O | MPB012S4S-1P | MWMA012S4-1P | Singlezone Non-Ducted, Wall Placement | 12000 | 7700 | 2.75 | 9134 | 1.94
LENNOX |  | 10056173 | HRCU-A-CB-O | MPB018S4S-1P | MWMA018S4-1P | Singlezone Non-Ducted, Wall Placement | 18000 | 11400 | 2.72 | 11178 | 2.02
LENNOX |  | 10056174 | HRCU-A-CB-O | MPB018S4S-1P | MWMA018S4-2P | Singlezone Non-Ducted, Wall Placement | 18000 | 11400 | 2.72 | 11178 | 2.02
LENNOX |  | 10056172 | HRCU-A-CB-O | MPB012S4S-1P | MWMA012S4-2P | Singlezone Non-Ducted, Wall Placement | 12000 | 7700 | 2.75 | 9134 | 1.94
LENNOX |  | 10056175 | HRCU-A-CB-O | MPB024S4S-1P | MWMA024S4-1P | Singlezone Non-Ducted, Wall Placement | 25000 | 15300 | 2.7 | 18099 | 2.07
LENNOX |  | 10056176 | HRCU-A-CB-O | MPB024S4S-1P | MWMA024S4-2P | Singlezone Non-Ducted, Wall Placement | 25000 | 15300 | 2.7 | 18099 | 2.07
LENNOX |  | 10058825 | HRCU-A-CB-O | MPB018S4S-1P | MCFB018S4-2P | Singlezone Non-Ducted, Wall Placement | 18000 | 12000 | 2.71 | 10274 | 2.11
LENNOX |  | 10058826 | HRCU-A-CB-O | MPB024S4S-1P | MCFA024S4-1P | Singlezone Non-Ducted, Wall Placement | 24000 | 15000 | 2.85 | 17705 | 2.02
LENNOX |  | 10058827 | HRCU-A-CB-O | MPB024S4S-1P | MCFA024S4-2P | Singlezone Non-Ducted, Wall Placement | 24000 | 15000 | 2.85 | 17705 | 2.02
LENNOX |  | 10058834 | HRCU-A-CB-O | MPB018S4S-1P | M22A018S4-1P | Singlezone Non-Ducted, Wall Placement | 18000 | 12000 | 2.77 | 9410 | 1.98
LENNOX |  | 10058835 | HRCU-A-CB-O | MPB018S4S-1P | M22A018S4-2P | Singlezone Non-Ducted, Wall Placement | 18000 | 12000 | 2.77 | 9410 | 1.98
LENNOX |  | 201796629 | HRCU-A-CB-O | MPB012S4S-1L | MWMB012S4-2L | Singlezone Non-Ducted, Wall Placement | 12000 | 7600 | 2.59 | 6885 | 2
LENNOX |  | 201796631 | HRCU-A-CB-O | MPB012S4S-1P | MWMA012S4-3P | Singlezone Non-Ducted, Wall Placement | 12000 | 7700 | 2.75 | 9134 | 1.94
LENNOX |  | 207683516 | HRCU-A-CB-O | MPC018S4S-1P | M22A018S4-2P | Singlezone Non-Ducted, Ceiling Placement | 18500 | 12000 | 2.51 | 11331 | 2.01
LENNOX |  | 207683517 | HRCU-A-CB-O | MPC024S4S-1P | M33C024S4-1P | Singlezone Non-Ducted, Wall Placement | 25000 | 15600 | 2.86 | 17540 | 2.12
LENNOX |  | 207683506 | HRCU-A-CB | MPC024S4S-1P | MMDB024S4-2P | Singlezone Ducted, Compact Ducted | 24600 | 13500 | 2.59 | 17000 | 2.05
LENNOX |  | 207699108 | HMSV-A-CB | MLB048S4M-2P | MMDB009S4-2P | Singlezone Ducted, Compact Ducted | 49000 | 36000 | 3.26 | 48000 | 1.99
LENNOX |  | 211034460 | HRCU-A-CB-O | MLB048S4S-2P | M33C048S4-*P | Singlezone Non-Ducted, Ceiling Placement | 53000 | 35000 | 2.6 | 50228 | 1.95
LENNOX |  | 207683520 | HRCU-A-CB-O | MLB009S4S-1P | MWMC009S4-1P | Singlezone Non-Ducted, Wall Placement | 12000 | 9500 | 3.81 | 10622 | 1.91
LENNOX |  | 207683524 | HRCU-A-CB | MLB009S4S-1P | MMDB009S4-2P | Singlezone Ducted, Compact Ducted | 10000 | 10100 | 4.35 | 10900 | 1.9
LENNOX |  | 207768727 | HMSV-A-CB | MLB018S4M-1P |  | Multizone All Non-Ducted | 20000 | 15000 | 3.26 | 19800 | 1.95
LENNOX |  | 207768728 | HMSV-A-CB | MLB018S4M-1P |  | Multizone All Ducted | 20000 | 16000 | 3.78 | 20391 | 1.95
LENNOX |  | 207683530 | HRCU-A-CB-O | MLB024S4S-1P | MCFA024S4-2P | Singlezone Non-Ducted, Floor Placement | 25000 | 19000 | 2.98 | 25100 | 2.07
LENNOX |  | 207683527 | HRCU-A-CB | MLB024S4S-1P | MMDB024S4-2P | Singlezone Ducted, Compact Ducted | 25000 | 21000 | 3.29 | 27000 | 2
LENNOX |  | 205782160 | HRCU-A-CB | MLB036S4S-1P | MMDB036S4-2P | Singlezone Ducted, Compact Ducted | 42000 | 34000 | 3.34 | 43390 | 2.12
LENNOX |  | 201796630 | HRCU-A-CB-O | MPB009S4S-1P | MWMA009S4-3P | Singlezone Non-Ducted, Wall Placement | 9800 | 5800 | 2.74 | 7990 | 1.98
LENNOX |  | 10056170 | HRCU-A-CB-O | MPB009S4S-1P | MWMA009S4-2P | Singlezone Non-Ducted, Wall Placement | 9800 | 5800 | 2.74 | 7990 | 1.98
LENNOX |  | 10056169 | HRCU-A-CB-O | MPB009S4S-1P | MWMA009S4-1P | Singlezone Non-Ducted, Wall Placement | 9800 | 5800 | 2.74 | 7990 | 1.98
LENNOX |  | 203343587 | HMSV-A-CB | MPB030S4M-2P |  | Multizone All Non-Ducted | 28000 | 17200 | 2.82 | 16820 | 1.95
LENNOX |  | 207683514 | HRCU-A-CB-O | MPC009S4S-1P | M22A009S4-2P | Singlezone Non-Ducted, Ceiling Placement | 10000 | 7500 | 3.33 | 8588 | 2.05
LENNOX |  | 207683503 | HRCU-A-CB | MPC009S4S-1P | MMDB009S4-2P | Singlezone Ducted, Compact Ducted | 10000 | 7700 | 3.53 | 8499 | 2.4
LENNOX |  | 207683497 | HRCU-A-CB-O | MPC009S4S-1P | MWMC009S4-1P | Singlezone Non-Ducted, Wall Placement | 10000 | 8500 | 4.15 | 8622 | 2.38
LENNOX |  | 207683515 | HRCU-A-CB-O | MPC012S4S-1P | M22A012S4-2P | Singlezone Non-Ducted, Ceiling Placement | 12000 | 8900 | 3.22 | 7786 | 1.92
LENNOX |  | 207683509 | HRCU-A-CB-O | MPC012S4S-1P | MFMA012S4-1P | Singlezone Non-Ducted, Floor Placement | 12000 | 9000 | 3.3 | 8653 | 2.35
LENNOX |  | 207683504 | HRCU-A-CB | MPC012S4S-1P | MMDB012S4-2P | Singlezone Ducted, Compact Ducted | 12000 | 9300 | 3.13 | 8500 | 1.99
LENNOX |  | 207683498 | HRCU-A-CB-O | MPC012S4S-1P | MWMC012S4-1P | Singlezone Non-Ducted, Wall Placement | 12000 | 9000 | 3.22 | 8465 | 2.26
LENNOX |  | 211034415 | HRCU-A-CB-O | MPC012S4S-1L | MWMC012S4-*L | Singlezone Non-Ducted, Wall Placement | 12000 | 8400 | 3.04 | 7094 | 2.19
LENNOX |  | 207699107 | HRCU-A-CB | MLB048S4M-2P |  | Multizone All Non-Ducted | 49000 | 36000 | 3.01 | 48000 | 2.01
LENNOX |  | 211034458 | HRCU-A-CB-O | MLB024S4S-1P | M33C024S4-*P | Singlezone Non-Ducted, Ceiling Placement | 25000 | 21000 | 4.05 | 25850 | 1.9
LENNOX |  | 211034452 | HRCU-A-CB-O | MLB024S4S-1P | MCFA024S4-*P | Singlezone Non-Ducted, Floor Placement | 25000 | 19000 | 2.98 | 25100 | 2.07
LENNOX |  | 211034448 | HRCU-A-CB | MLB036S4S-2P | MMDB036S4-*P | Singlezone Ducted, Compact Ducted | 42000 | 33400 | 3.28 | 43394 | 2.12
LENNOX |  | 211034447 | HRCU-A-CB | MLB024S4S-1P | MMDB024S4-*P | Singlezone Ducted, Compact Ducted | 25000 | 21000 | 3.29 | 27000 | 2
LENNOX |  | 211034444 | HRCU-A-CB | MLB009S4S-1P | MMDB009S4-*P | Singlezone Ducted, Compact Ducted | 10000 | 10100 | 4.35 | 10900 | 1.9
LENNOX |  | 211034440 | HRCU-A-CB-O | MLB009S4S-1P | MWMC009S4-*P | Singlezone Non-Ducted, Wall Placement | 12000 | 9500 | 3.81 | 10622 | 1.91
LENNOX |  | 211034437 | HRCU-A-CB-O | MPC024S4S-1P | M33C024S4-*P | Singlezone Non-Ducted, Ceiling Placement | 26000 | 19000 | 3.48 | 18550 | 2.16
LENNOX |  | 211034436 | HRCU-A-CB-O | MPC018S4S-1P | M22A018S4-*P | Singlezone Non-Ducted, Ceiling Placement | 19000 | 12000 | 2.51 | 11330 | 2.01
LENNOX |  | 211034435 | HRCU-A-CB-O | MPC012S4S-1P | M22A012S4-*P | Singlezone Non-Ducted, Ceiling Placement | 12000 | 8900 | 3.22 | 7786 | 1.92
LENNOX |  | 211034434 | HRCU-A-CB-O | MPC009S4S-1P | M22A009S4-*P | Singlezone Non-Ducted, Ceiling Placement | 10000 | 7500 | 3.33 | 8588 | 2.05
LENNOX |  | 211034431 | HRCU-A-CB-O | MPC024S4S-1P | MCFA024S4-*P | Singlezone Non-Ducted, Floor Placement | 24000 | 16000 | 3.13 | 18500 | 2.16
LENNOX |  | 211034430 | HRCU-A-CB-O | MPC018S4S-1P | MCFB018S4-*P | Singlezone Non-Ducted, Floor Placement | 20000 | 12800 | 2.5 | 11662 | 2.11
LENNOX |  | 211034429 | HRCU-A-CB-O | MPC012S4S-1P | MFMA012S4-*P | Singlezone Non-Ducted, Floor Placement | 12000 | 9000 | 3.3 | 8653 | 2.35
LENNOX |  | 211034426 | HRCU-A-CB | MPC024S4S-1P | MMDB024S4-*P | Singlezone Ducted, Compact Ducted | 25000 | 20000 | 3.71 | 20500 | 2.28
LENNOX |  | 211034425 | HRCU-A-CB | MPC018S4S-1P | MMDB018S4-*P | Singlezone Ducted, Compact Ducted | 20000 | 12600 | 2.74 | 11966 | 2.21
LENNOX |  | 211034424 | HRCU-A-CB | MPC012S4S-1P | MMDB012S4-*P | Singlezone Ducted, Compact Ducted | 12000 | 9300 | 3.13 | 8500 | 1.99
LENNOX |  | 211034423 | HRCU-A-CB | MPC009S4S-1P | MMDB009S4-*P | Singlezone Ducted, Compact Ducted | 10000 | 7700 | 3.53 | 8499 | 2.4
LENNOX |  | 211034419 | HRCU-A-CB-O | MPC024S4S-1P | MWMC024S4-*P | Singlezone Non-Ducted, Wall Placement | 25000 | 16200 | 3.08 | 17500 | 2.04
LENNOX |  | 211034418 | HRCU-A-CB-O | MPC018S4S-1P | MWMC018S4-*P | Singlezone Non-Ducted, Wall Placement | 19000 | 14900 | 2.99 | 12184 | 2.25
LENNOX |  | 211034417 | HRCU-A-CB-O | MPC012S4S-1P | MWMC012S4-*P | Singlezone Non-Ducted, Wall Placement | 12000 | 9000 | 3.22 | 8465 | 2.26
LENNOX |  | 211034416 | HRCU-A-CB-O | MPC009S4S-1P | MWMC009S4-*P | Singlezone Non-Ducted, Wall Placement | 10000 | 8500 | 4.15 | 8622 | 2.38
LENNOX |  | 207683500 | HRCU-A-CB-O | MPC024S4S-1P | MWMC024S4-1P | Singlezone Non-Ducted, Wall Placement | 25000 | 16200 | 3.08 | 17500 | 2.04
LENNOX |  | 207683511 | HRCU-A-CB-O | MPC024S4S-1P | MCFA024S4-2P | Singlezone Non-Ducted, Floor Placement | 24000 | 16000 | 3.13 | 18500 | 2.16
LENNOX |  | 207699116 | HMSV-A-CB | MPC024S4M-1P |  | Multizone All Non-Ducted | 24800 | 15000 | 2.87 | 18380 | 1.98
LENNOX |  | 207699117 | HMSV-A-CB | MPC024S4M-1P |  | Multizone All Ducted | 24000 | 22000 | 3.43 | 20263 | 1.99
LENNOX |  | 207683505 | HRCU-A-CB | MPC018S4S-1P | MMDB018S4-2P | Singlezone Ducted, Compact Ducted | 20000 | 12600 | 2.74 | 11966 | 2.21
LENNOX |  | 207683510 | HRCU-A-CB-O | MPC018S4S-1P | MCFB018S4-2P | Singlezone Non-Ducted, Floor Placement | 20000 | 12800 | 2.5 | 11662 | 2.11
LENNOX |  | 207683499 | HRCU-A-CB-O | MPC018S4S-1P | MWMC018S4-1P | Singlezone Non-Ducted, Wall Placement | 19000 | 14900 | 2.99 | 12184 | 2.25
LENNOX |  | 207768722 | HMSV-A-CB | MPC018S4M-1P |  | Multizone All Ducted | 19000 | 14800 | 3.5 | 13300 | 2.03
LENNOX |  | 207768721 | HMSV-A-CB | MPC018S4M-1P |  | Multizone All Non-Ducted | 19000 | 14300 | 3.64 | 12427 | 1.91
LENNOX |  | 207699118 | HMSV-A-CB | MPC024S4M-1P |  | Multizone Mix of Ducted and Non-Ducted | 24500 | 15165 | 2.9 | 18380 | 1.98
LENNOX |  | 207768723 | HMSV-A-CB | MPC018S4M-1P |  | Multizone Mix of Ducted and Non-Ducted | 19000 | 11000 | 2.8 | 12427 | 1.91
LENNOX | ELITE XP20 SERIES | 205743190 | HRCU-A-CB | XP20-036-230B** | CR33-50/60+TDR+TXV | Singlezone Ducted, Centrally Ducted | 32000 | 20600 | 2.51 | 17200 | 2.1
LENNOX | ELITE XP20 SERIES | 205743191 | HRCU-A-CB | XP20-036-230B** | CR33-50/60+TDR+TXV | Singlezone Ducted, Centrally Ducted | 32000 | 20600 | 2.52 | 17200 | 2.1
LENNOX | ELITE XP20 SERIES | 206322100 | HRCU-A-CB | XP20-036-230B** | CR33-50/60+TDR+TXV | Singlezone Ducted, Centrally Ducted | 32000 | 20600 | 2.51 | 17200 | 2.1
LENNOX | ELITE XP20 SERIES | 206322101 | HRCU-A-CB | XP20-036-230B** | CR33-50/60+TDR+TXV | Singlezone Ducted, Centrally Ducted | 32000 | 20600 | 2.51 | 17200 | 2.1
LENNOX | ELITE XP20 SERIES | 206322102 | HRCU-A-CB | XP20-036-230B** | CR33-50/60+TDR+TXV | Singlezone Ducted, Centrally Ducted | 32000 | 20600 | 2.52 | 17200 | 2.1
LENNOX | ELITE XP20 SERIES | 201842145 | HRCU-A-CB | XP20-060-230A** | CBA38MV-060-230*+TDR | Singlezone Ducted, Centrally Ducted | 54500 | 36200 | 2.5 | 30800 | 2.17
LENNOX |  | 207768729 | HMSV-A-CB | MLB018S4M-1P |  | Multizone Mix of Ducted and Non-Ducted | 19500 | 11000 | 2.6 | 20391 | 1.95
LENNOX | MMA SERIES | 212348044 | HRCU-A-CB | MPC018S4S-1P | MMA018SM4-*P | Singlezone Ducted, Centrally Ducted | 19000 | 13200 | 2.67 | 12800 | 2.32
LENNOX | MMA SERIES | 212348045 | HRCU-A-CB | MPC024S4S-1P | MMA024SM4-*P | Singlezone Ducted, Centrally Ducted | 25000 | 17000 | 2.98 | 18000 | 1.9
LENNOX | MMA SERIES | 212348049 | HRCU-A-CB | MLB018S4S-1P | MMA018SM4-*P | Singlezone Ducted, Centrally Ducted | 19000 | 15400 | 2.7 | 18295 | 2
LENNOX |  | 207699109 | HMSV-A-CB | MLB048S4M-2P |  | Multizone Mix of Ducted and Non-Ducted | 49500 | 29000 | 2.62 | 48000 | 1.99
LG | Multi F LGRED | 10445374 | HMSR-A-CB-O | LMU240HHV |  | Multizone All Non-Ducted | 26000 | 17400 | 2.8 | 26000 | 2.1
LG | Multi F Max LGRED | 10445376 | HMSR-A-CB-O | LMU300HHV |  | Multizone All Non-Ducted | 28600 | 18900 | 2.8 | 28600 | 2.16
LG | Multi F Max | 206716999 | HMSR-A-CB-O | LMU481HV |  | Multizone All Non-Ducted | 54000 | 33800 | 2.5 | 38120 | 2.13
LG | Multi F Max LGRED | 206717007 | HMSR-A-CB-O | LMU361HHV |  | Multizone All Non-Ducted | 45000 | 29600 | 2.8 | 45000 | 2.27
LG | Multi F Max LGRED | 206717001 | HMSR-A-CB-O | LMU421HHV |  | Multizone All Non-Ducted | 48000 | 31600 | 2.72 | 48000 | 2.29
LG | Multi F Max LGRED | 206717002 | HMSR-A-CB-O | LMU480HHV |  | Multizone All Non-Ducted | 52500 | 35000 | 2.63 | 52500 | 2.34
LG | Multi F | 208131886 | HMSR-A-CB-O | LMU243HV |  | Multizone All Non-Ducted | 24600 | 14900 | 2.93 | 18400 | 2.51
LG | Multi F | 208131884 | HMSR-A-CB-O | LMU183HV |  | Multizone All Non-Ducted | 22000 | 13800 | 2.7 | 17700 | 2.3
LG | Multi F | 208131888 | HMSR-A-CB-O | LMU303HV |  | Multizone All Non-Ducted | 32000 | 20000 | 2.73 | 24000 | 2.68
LG | Multi F | 208131890 | HMSR-A-CB-O | LMU363HV |  | Multizone All Non-Ducted | 36000 | 21000 | 2.7 | 25200 | 2.38
LG | Multi F Max | 210529233 | HMSR-A-CB-O | LMU483HV |  | Multizone All Non-Ducted | 54000 | 33800 | 2.5 | 38120 | 2.13
LG | LUU480HV | 211234516 | HRCU-A-CB | LUU480HV | LVN480HV | Singlezone Ducted, Centrally Ducted | 50000 | 30800 | 2.69 | 39500 | 1.93
LG | LH188HHV1 | 212578842 | HRCU-A-CB | LUU180HHV | LHN188HV1 | Singlezone Ducted, Compact Ducted | 20000 | 11400 | 2.61 | 17000 | 1.9
LG | LH248HV1 | 212578843 | HRCU-A-CB | LUU240HV | LHN248HV1 | Singlezone Ducted, Compact Ducted | 27000 | 17500 | 2.64 | 24000 | 2.1
LG | LH188HV1 | 212578844 | HRCU-A-CB | LUU180HV | LHN188HV1 | Singlezone Ducted, Compact Ducted | 20000 | 12400 | 2.67 | 16000 | 1.9
LG | LH128HV1 | 212578845 | HRCU-A-CB | LUU120HV | LHN128HV1 | Singlezone Ducted, Compact Ducted | 15000 | 10400 | 2.8 | 11000 | 2.3
LG | LH090HV1 | 212578846 | HRCU-A-CB | LUU090HV | LHN098HV1 | Singlezone Ducted, Compact Ducted | 13500 | 9300 | 2.87 | 11000 | 2.3
LG | LUU240HV | 213307504 | HRCU-A-CB | LUU240HV | C74B(A,H)MX24C-B | Singlezone Ducted, Centrally Ducted | 26000 | 16500 | 2.52 | 21400 | 1.91
LG | LMU601HV | 206717003 | HMSV-A-CB | LMU601HV |  | Multizone All Ducted | 64000 | 42000 | 2.74 | 43496 | 2.46
LG |  | 7947563 | HRCU-A-CB-O | LAU090HYV1 | LAN090HYV1 | Singlezone Non-Ducted, Wall Placement | 11000 | 6750 | 3.47 | 11220 | 2.88
LG | Prestige (Canada) | 6233140 | HRCU-A-CB-O | LAU120HYV | LAN120HYV | Singlezone Non-Ducted, Wall Placement | 13600 | 8400 | 3.57 | 13720 | 2.74
LG |  | 10570124 | HRCU-A-CB-O | LGU121HSV3 | LGN121HSV3 | Singlezone Non-Ducted, Wall Placement | 13600 | 8200 | 2.79 | 11930 | 2.38
LG | MULTI V S HR/HP | 10070563 | HMSV-A-CB | ARUN024GSS4 |  | Multizone All Ducted | 31200 | 18900 | 2.55 | 32571 | 3.59
LG | Single Zone Cassette | 211234508 | HRCU-A-CB-O | LUU360HV | LCN369HV | Singlezone Non-Ducted, Ceiling Placement | 40000 | 24000 | 2.65 | 37000 | 2.1
LG | Single V.AHU | 211234507 | HRCU-A-CB | LUU240HV | LVN241HV4 | Singlezone Ducted, Centrally Ducted | 27000 | 18700 | 2.6 | 21400 | 2.15
LG | Single HSD | 211234506 | HRCU-A-CB | LUU240HV | LHN248HV | Singlezone Ducted, Compact Ducted | 27000 | 17500 | 2.64 | 21400 | 1.94
LG | Single V.AHU | 211234505 | HRCU-A-CB | LUU180HV | LVN181HV4 | Singlezone Ducted, Centrally Ducted | 20000 | 13000 | 2.66 | 16200 | 2.02
LG | Single Zone Console | 211234503 | HRCU-A-CB-O | LUU120HV | LQN120HV4 | Singlezone Non-Ducted, Floor Placement | 13000 | 9200 | 2.72 | 10800 | 2.1
LG | Single Zone Cassette | 211234502 | HRCU-A-CB-O | LUU120HV | LCN128HV4 | Singlezone Non-Ducted, Ceiling Placement | 14000 | 9100 | 2.72 | 10700 | 2.13
LG | Single Zone Console | 211234501 | HRCU-A-CB-O | LUU090HV | LQN090HV4 | Singlezone Non-Ducted, Floor Placement | 10100 | 6800 | 2.89 | 10200 | 1.94
LG | Single Zone Cassette | 211234500 | HRCU-A-CB-O | LUU090HV | LCN098HV4 | Singlezone Non-Ducted, Ceiling Placement | 11000 | 7000 | 2.93 | 10100 | 2.11
LG |  | 207348503 | HRCU-A-CB-O | LSU181HSV5 | LSN181HSV5 | Singlezone Non-Ducted, Wall Placement | 21600 | 13000 | 2.78 | 19300 | 2.28
LG |  | 207462345 | HRCU-A-CB-O | LSU181HSV5 | LAN181HSV5 | Singlezone Non-Ducted, Wall Placement | 21600 | 13000 | 2.78 | 19300 | 2.28
LG | Single Zone Console | 205049408 | HRCU-A-CB-O | LUU097HV | LQN090HV4 | Singlezone Non-Ducted, Floor Placement | 10100 | 6800 | 2.89 | 10200 | 1.94
LG |  | 204825181 | HRCU-A-CB-O | LAU240HYV3 | LAN240HYV3 | Singlezone Non-Ducted, Wall Placement | 26000 | 15800 | 2.82 | 23700 | 2.24
LG |  | 204825180 | HRCU-A-CB-O | LAU180HYV3 | LAN180HYV3 | Singlezone Non-Ducted, Wall Placement | 21600 | 13100 | 3.15 | 21600 | 2.44
LG |  | 204825182 | HRCU-A-CB-O | LSU243HLV3 | LSN243HLV3 | Singlezone Non-Ducted, Wall Placement | 26000 | 15800 | 2.82 | 23700 | 2.24
LG | Single Zone Console | 205049407 | HRCU-A-CB-O | LUU127HV | LQN120HV4 | Singlezone Non-Ducted, Floor Placement | 13000 | 9200 | 2.72 | 10800 | 2.1
LG | Single Zone Cassette | 203381526 | HRCU-A-CB-O | LUU097HV | LCN098HV4 | Singlezone Non-Ducted, Ceiling Placement | 11000 | 7000 | 2.93 | 10100 | 2.11
LG | Single V.AHU | 203161351 | HRCU-A-CB | LUU189HV | LVN181HV4 | Singlezone Ducted, Centrally Ducted | 20000 | 13000 | 2.66 | 16200 | 2.02
LG | Multi F Max LGRED | 206717014 | HMSV-A-CB | LMU480HHV |  | Multizone Mix of Ducted and Non-Ducted | 52500 | 35000 | 2.59 | 52500 | 2.33
LG | Multi F Max LGRED | 206717009 | HMSV-A-CB | LMU480HHV |  | Multizone All Ducted | 52500 | 35000 | 2.55 | 52500 | 2.33
LG | Multi F Max LGRED | 206717008 | HMSV-A-CB | LMU421HHV |  | Multizone All Ducted | 48000 | 31600 | 2.6 | 48000 | 2.27
LG |  | 10567393 | HRCU-A-CB-O | LSU090HSV5 | LAN090HSV5 | Singlezone Non-Ducted, Wall Placement | 10900 | 6600 | 3.45 | 9570 | 2.8
LG |  | 10570122 | HRCU-A-CB-O | LSU120HSV5 | LAN120HSV5 | Singlezone Non-Ducted, Wall Placement | 13600 | 8200 | 2.86 | 11930 | 2.38
LG |  | 10567394 | HRCU-A-CB-O | LSU090HSV5 | LSN090HSV5 | Singlezone Non-Ducted, Wall Placement | 10900 | 6600 | 3.45 | 9570 | 2.8
LG |  | 10567390 | HRCU-A-CB-O | LSU180HSV5 | LAN180HSV5 | Singlezone Non-Ducted, Wall Placement | 21600 | 13000 | 2.72 | 19300 | 2.28
LG |  | 10567391 | HRCU-A-CB-O | LSU180HSV5 | LSN180HSV5 | Singlezone Non-Ducted, Wall Placement | 21600 | 13000 | 2.72 | 19300 | 2.28
LG |  | 10570123 | HRCU-A-CB-O | LSU120HSV5 | LSN120HSV5 | Singlezone Non-Ducted, Wall Placement | 13600 | 8200 | 2.86 | 11930 | 2.38
LG |  | 204825177 | HRCU-A-CB-O | LAU090HYV3 | LAN090HYV3 | Singlezone Non-Ducted, Wall Placement | 11000 | 6700 | 3.51 | 11000 | 3.13
LG |  | 204825178 | HRCU-A-CB-O | LAU120HYV3 | LAN120HYV3 | Singlezone Non-Ducted, Wall Placement | 13600 | 8300 | 3.16 | 13600 | 2.91
LG | Single Zone Cassette | 203381517 | HRCU-A-CB-O | LUU127HV | LCN128HV4 | Singlezone Non-Ducted, Ceiling Placement | 14000 | 9100 | 2.72 | 10700 | 2.13
LG | Single V.AHU LGRED | 205788777 | HRCU-A-CB | LUU480HHV | LVN480HV | Singlezone Ducted, Centrally Ducted | 50000 | 30800 | 2.84 | 40500 | 2.25
LG | Single HSD LGRED | 205788772 | HRCU-A-CB | LUU480HHV | LHN488HV | Singlezone Ducted, Compact Ducted | 50000 | 31600 | 2.92 | 41000 | 2.07
LG | Single Cassette LGRED | 205788765 | HRCU-A-CB-O | LUU420HHV | LCN429HV | Singlezone Non-Ducted, Ceiling Placement | 48000 | 29200 | 3.1 | 40000 | 2.2
LG | Single V.AHU LGRED | 205788776 | HRCU-A-CB | LUU420HHV | LVN420HV | Singlezone Ducted, Centrally Ducted | 48000 | 29200 | 2.87 | 40000 | 2.27
LG | Single HSD LGRED | 205788770 | HRCU-A-CB | LUU420HHV | LHN428HV | Singlezone Ducted, Compact Ducted | 48000 | 28400 | 2.92 | 39500 | 2.07
LG | Single Cassette LGRED | 205788771 | HRCU-A-CB-O | LUU480HHV | LCN489HV | Singlezone Non-Ducted, Ceiling Placement | 52000 | 32600 | 2.99 | 40500 | 2.2
LG | Single V.AHU LGRED | 205788774 | HRCU-A-CB | LUU180HHV | LVN181HV4 | Singlezone Ducted, Centrally Ducted | 20000 | 13400 | 2.57 | 16500 | 2.09
LG | Single Cassette LGRED | 205788768 | HRCU-A-CB-O | LUU360HHV | LCN369HV | Singlezone Non-Ducted, Ceiling Placement | 40000 | 25400 | 2.81 | 37000 | 2.1
LG |  | 204825179 | HRCU-A-CB-O | LAU150HYV3 | LAN150HYV3 | Singlezone Non-Ducted, Wall Placement | 18000 | 10900 | 3.59 | 18950 | 2.55
LG | Multi F | 208132540 | HMSV-A-CB | LMU363HV |  | Multizone Mix of Ducted and Non-Ducted | 35000 | 20400 | 2.67 | 25000 | 2.36
LG | Multi F | 208131891 | HMSV-A-CB | LMU363HV |  | Multizone All Ducted | 34000 | 20000 | 2.55 | 24000 | 2.24
LG | Multi F Max LGRED | 206717013 | HMSV-A-CB | LMU421HHV |  | Multizone Mix of Ducted and Non-Ducted | 48000 | 31600 | 2.66 | 48000 | 2.28
LG | Multi F Max LGRED | 206717006 | HMSV-A-CB | LMU361HHV |  | Multizone All Ducted | 45000 | 29600 | 2.65 | 45000 | 2.25
LG | Single HSD | 203161353 | HRCU-A-CB | LUU249HV | LHN248HV | Singlezone Ducted, Compact Ducted | 27000 | 17500 | 2.64 | 21400 | 1.94
LG | Multi F | 208132539 | HMSV-A-CB | LMU303HV |  | Multizone Mix of Ducted and Non-Ducted | 31000 | 19000 | 2.76 | 23800 | 2.57
LG | Multi F | 208131889 | HMSV-A-CB | LMU303HV |  | Multizone All Ducted | 30000 | 18000 | 2.64 | 23200 | 2.43
LG | Multi F | 208132538 | HMSV-A-CB | LMU243HV |  | Multizone Mix of Ducted and Non-Ducted | 23800 | 14700 | 2.87 | 18100 | 2.38
LG | Multi F | 208132537 | HMSV-A-CB | LMU183HV |  | Multizone Mix of Ducted and Non-Ducted | 21000 | 13600 | 2.64 | 17450 | 2.25
LG | Multi F | 208131885 | HMSV-A-CB | LMU183HV |  | Multizone All Ducted | 20000 | 13400 | 2.58 | 17200 | 2.21
LG | Multi F Max LGRED | 206717012 | HMSV-A-CB | LMU361HHV |  | Multizone Mix of Ducted and Non-Ducted | 45000 | 29600 | 2.72 | 45000 | 2.26
LG | Multi F Max LGRED | 10445377 | HMSV-A-CB | LMU300HHV |  | Multizone All Ducted | 27000 | 17700 | 2.51 | 27000 | 2
LG | Multi F Max LGRED | 10525928 | HMSV-A-CB | LMU300HHV |  | Multizone Mix of Ducted and Non-Ducted | 27800 | 18300 | 2.66 | 27800 | 2.08
LG | Multi F LGRED | 10516997 | HMSV-A-CB | LMU240HHV |  | Multizone Mix of Ducted and Non-Ducted | 25000 | 16300 | 2.54 | 25000 | 2
LPS Legacy | DLC-series | 211756601 | HRCU-A-CB-O | DLCERBH09AAK | DLFEHBH09XAK | Singlezone Non-Ducted, Wall Placement | 10000 | 6000 | 2.51 | 6933 | 1.97
LPS LEGACY | DLC series | 211756514 | HRCU-A-CB-O | DLCSRBH12AAJ | DLFSHCH12XAJ | Singlezone Non-Ducted, Wall Placement | 12000 | 8400 | 2.8 | 7094 | 2.19
LPS LEGACY | DLC-series | 211756602 | HRCU-A-CB-O | DLCSRBH09AAK | DLFSHCH09XAK | Singlezone Non-Ducted, Wall Placement | 12000 | 9500 | 2.53 | 11109 | 1.97
LPS LEGACY | DLC-series | 211756600 | HRCU-A-CB-O | DLCSRBH06AAK | DLFSHCH06XAK | Singlezone Non-Ducted, Wall Placement | 7000 | 8500 | 2.9 | 8581 | 2.19
LPS LEGACY | DLC-series | 211756560 | HRCU-A-CB-O | DLCSRBH24AAK | DLFSCBH24XAK | Singlezone Non-Ducted, Wall Placement | 25000 | 21000 | 2.64 | 26000 | 1.95
LPS LEGACY | DLC-series | 211756591 | HRCU-A-CB-O | DLCSRBH12AAK | DLFSFBH12XAK | Singlezone Non-Ducted, Wall Placement | 12000 | 10200 | 2.72 | 12300 | 2.1
LPS LEGACY | DLC-series | 211756590 | HRCU-A-CB | DLCSRBH24AAK | DLFSDAH24XHK | Singlezone Ducted, Compact Ducted | 25000 | 21000 | 2.75 | 24000 | 2
LPS LEGACY | DLC-series | 211756586 | HRCU-A-CB | DLCSRBH18AAK | DLFSDAH18XHK | Singlezone Ducted, Compact Ducted | 19000 | 15700 | 2.6 | 18000 | 2.2
LPS LEGACY | DLC-series | 211756593 | HRCU-A-CB-O | DLCSRBH06AAK | DLFSOAH09XAK | Singlezone Non-Ducted, Ceiling Placement | 7100 | 5700 | 2.61 | 8500 | 2.03
LPS LEGACY | Dlseries | 211756651 | HRCU-A-CB | DLCURAH60ABK | DLFUAAH60XAK | Singlezone Ducted, Centrally Ducted | 59000 | 42000 | 2.6 | 54356 | 1.91
LPS LEGACY | DL series | 213372196 | HRCU-A-C | DLCURAH18ABK | DLFULAH24XBX + CI | Singlezone Ducted, Centrally Ducted | 19000 | 14700 | 2.6 | 15000 | 2.2
LPS LEGACY | DLC-series | 211756564 | HRCU-A-CB-O | DLCSRBH12AAK | DLFSHBH12XAK | Singlezone Non-Ducted, Wall Placement | 12000 | 10300 | 2.56 | 12113 | 1.9
LPS LEGACY | DLC-series | 211756518 | HRCU-A-CB-O | DLCSRBH12AAJ | DLFSHBH12XAJ | Singlezone Non-Ducted, Wall Placement | 12000 | 8900 | 2.75 | 6858 | 2.07
LPS LEGACY | DLC-series | 211756558 | HRCU-A-CB-O | DLCSRBH06AAK | DLFSHBH06XAK | Singlezone Non-Ducted, Wall Placement | 7000 | 7500 | 2.5 | 7200 | 1.92
LUXAIRE | LX SERIES | 214397430 | HRCU-A-CB | HH860E2S11 | CTF60D5CGS1+JMVT20DC2N1 | Singlezone Ducted, Centrally Ducted | 44500 | 33000 | 2.56 | 33400 | 2
LUXAIRE | LX SERIES | 214397021 | HRCU-A-CB | HH860E2S11 | CTF60C5CGS1+JMET16CS2N1 | Singlezone Ducted, Centrally Ducted | 45500 | 34400 | 2.58 | 34200 | 2
LUXAIRE | LX SERIES | 214584602 | HRCU-A-CB | HH860E2S11 | CTF60C5CGS1 | Singlezone Ducted, Centrally Ducted | 45500 | 33800 | 2.52 | 34000 | 2
LUXAIRE | LX SERIES | 214397168 | HRCU-A-CB | HH860E2S11 | CTF60D5CHS1+JMC20D2SN1 | Singlezone Ducted, Centrally Ducted | 53000 | 36600 | 2.6 | 38000 | 2
LUXAIRE | LX SERIES | 214584612 | HRCU-A-CB | HH860E2S11 | CTF60C5CGS1 | Singlezone Ducted, Centrally Ducted | 44500 | 33000 | 2.5 | 33400 | 2
LUXAIRE | LX SERIES | 214397460 | HRCU-A-CB | HH860E2S11 | CTF60C5CGS1 | Singlezone Ducted, Centrally Ducted | 45000 | 33400 | 2.5 | 33800 | 2
LUXAIRE | LX SERIES | 214397455 | HRCU-A-CB | HH860E2S11 | CTF60C5CGS1 | Singlezone Ducted, Centrally Ducted | 45000 | 33400 | 2.5 | 33800 | 2
LUXAIRE | LX SERIES | 214398291 | HRCU-A-CB | HH860E2S11 | CTF60C5CGS1+JME16C2SN1 | Singlezone Ducted, Centrally Ducted | 45500 | 34200 | 2.58 | 33800 | 2
LUXAIRE | LX SERIES | 214584752 | HRCU-A-CB | HH860E2S11 | CTF60C5CGS1 | Singlezone Ducted, Centrally Ducted | 44500 | 32600 | 2.5 | 33400 | 2
LUXAIRE | LX SERIES | 214398252 | HRCU-A-CB | HH860E2S11 | CTF60C5CGS1+JMC17C2SN1 | Singlezone Ducted, Centrally Ducted | 44000 | 32400 | 2.5 | 33200 | 2
LUXAIRE | LX SERIES | 214609117 | HRCU-A-CB | HH860E2S11 | CTF60C5CGS1 | Singlezone Ducted, Centrally Ducted | 47000 | 33800 | 2.5 | 34000 | 2
LUXAIRE | LX SERIES | 214584717 | HRCU-A-CB | HH860E2S11 | CTF60C5CGS1 | Singlezone Ducted, Centrally Ducted | 44500 | 32800 | 2.5 | 33400 | 2
LUXAIRE | LX SERIES | 214397031 | HRCU-A-CB | HH860E2S11 | CTF60D5CGS1+JME18D2SN1 | Singlezone Ducted, Centrally Ducted | 45500 | 34400 | 2.62 | 33800 | 2
LUXAIRE | LX SERIES | 214397855 | HRCU-A-CB | HH860E2S11 | CTF60D5CGS1+JMC20D2SN1 | Singlezone Ducted, Centrally Ducted | 44500 | 33000 | 2.56 | 33400 | 2
LUXAIRE | LX SERIES | 214396580 | HRCU-A-CB | HH860E2S11 | CTF60C5CGS1+JMC16C2SN1 | Singlezone Ducted, Centrally Ducted | 44000 | 32400 | 2.5 | 33200 | 2
LUXAIRE | LX SERIES | 214397835 | HRCU-A-CB | HH860E2S11 | CTF60C5CGS1+JMVT17CC2N1 | Singlezone Ducted, Centrally Ducted | 44000 | 32400 | 2.5 | 33200 | 2
LUXAIRE | LX SERIES | 214396741 | HRCU-A-CB | HH860E2S11 | CTF60D5CHS1+JME18D2SN1 | Singlezone Ducted, Centrally Ducted | 53500 | 36600 | 2.62 | 38500 | 2
LUXAIRE | LX SERIES | 214397588 | HRCU-A-CB | HH860E2S11 | CTF60D5CHS1+JMET18DS2N1 | Singlezone Ducted, Centrally Ducted | 53500 | 36600 | 2.6 | 38500 | 2
LUXAIRE | LX SERIES | 214398375 | HRCU-A-CB | HH824E2S11 | CTF30B5ACS1+JMET12BS2N1 | Singlezone Ducted, Centrally Ducted | 23000 | 18400 | 2.78 | 18100 | 2
LUXAIRE | LX SERIES | 214396694 | HRCU-A-CB | HH824E2S11 | CTF30B5ACS1+JMC12B2SN1 | Singlezone Ducted, Centrally Ducted | 23000 | 18600 | 2.84 | 18300 | 2
LUXAIRE | LX SERIES | 214397924 | HRCU-A-CB | HH824E2S11 | CTF36B5ADS1+JMVT12BC2N1 | Singlezone Ducted, Centrally Ducted | 23000 | 18200 | 2.88 | 17700 | 2
LUXAIRE | LX SERIES | 214397121 | HRCU-A-CB | HH824E2S11 | CTF30B5ACS1+JMET08BS2N1 | Singlezone Ducted, Centrally Ducted | 23000 | 18200 | 2.74 | 17900 | 2
LUXAIRE | LX SERIES | 214397524 | HRCU-A-CB | HH824E2S11 | CTF36B5ADS1+JMET12BS2N1 | Singlezone Ducted, Centrally Ducted | 22800 | 17700 | 2.77 | 17400 | 2
LUXAIRE | LX SERIES | 214397096 | HRCU-A-CB | HH824E2S11 | CTF36B5ADS1+JMET08BS2N1 | Singlezone Ducted, Centrally Ducted | 22400 | 17400 | 2.71 | 17100 | 2
LUXAIRE | LX SERIES | 214396258 | HRCU-A-CB | HH824E2S11 | CTF30B5ACS1+JMVT12BC2N1 | Singlezone Ducted, Centrally Ducted | 23000 | 18600 | 2.84 | 18300 | 2
LUXAIRE | LX SERIES | 214397929 | HRCU-A-CB | HH824E2S11 | CTF36B5ADS1+JME12B2SN1 | Singlezone Ducted, Centrally Ducted | 23000 | 18200 | 2.88 | 17700 | 2
LUXAIRE | LX SERIES | 214397961 | HRCU-A-CB | HH824E2S11 | CTF30B5ACS1+JME08B2SN1 | Singlezone Ducted, Centrally Ducted | 23000 | 18400 | 2.79 | 18000 | 2
LUXAIRE | LX SERIES | 214397101 | HRCU-A-CB | HH824E2S11 | CTF36B5ADS1+JME08B2SN1 | Singlezone Ducted, Centrally Ducted | 22800 | 17600 | 2.77 | 17400 | 2
LUXAIRE | LX SERIES | 214397971 | HRCU-A-CB | HH824E2S11 | CTF30B5ACS1+JME12B2SN1 | Singlezone Ducted, Centrally Ducted | 23000 | 18700 | 2.85 | 18400 | 2
LUXAIRE | LX SERIES | 214398348 | HRCU-A-CB | HH824E2S11 | CTF36B5ADS1+JMC12B2SN1 | Singlezone Ducted, Centrally Ducted | 23000 | 18200 | 2.88 | 17700 | 2
LUXAIRE | LX SERIES | 214397534 | HRCU-A-CB | HH824E2S11 | CTF36B5ADS1 | Singlezone Ducted, Centrally Ducted | 23000 | 18400 | 2.78 | 17900 | 2
LUXAIRE | LX SERIES | 214584652 | HRCU-A-CB | HH860E2S11 | CTM60C5CGS1 | Singlezone Ducted, Centrally Ducted | 44500 | 33000 | 2.5 | 33400 | 2
LUXAIRE | LX SERIES | 214398672 | HRCU-A-CB | HH860E2S11 | CTM60C5CGS1+JME16C2SN1 | Singlezone Ducted, Centrally Ducted | 44000 | 32200 | 2.5 | 33000 | 2
LUXAIRE | LX SERIES | 214398667 | HRCU-A-CB | HH860E2S11 | CTM60C5CGS1+JMC16C2SN1 | Singlezone Ducted, Centrally Ducted | 44500 | 33000 | 2.54 | 33400 | 2
LUXAIRE | LX SERIES | 214398633 | HRCU-A-CB | HH860E2S11 | JHE48D5CG2SS1 | Singlezone Ducted, Centrally Ducted | 44500 | 33200 | 2.56 | 33400 | 2
LUXAIRE | LX SERIES | 214396392 | HRCU-A-CB | HH836E2S11 | CTF36B5CDS1+JMVT12BC2N1 | Singlezone Ducted, Centrally Ducted | 31000 | 27200 | 2.5 | 25000 | 2
LUXAIRE | LX SERIES | 214584582 | HRCU-A-CB | HH860E2S11 | CTF60D5CHS1 | Singlezone Ducted, Centrally Ducted | 53500 | 37000 | 2.6 | 39000 | 2
LUXAIRE | LX SERIES | 214396761 | HRCU-A-CB | HH860E2S11 | JHC60D5CH2SS1 | Singlezone Ducted, Centrally Ducted | 53000 | 36200 | 2.6 | 38000 | 2
LUXAIRE | LX SERIES | 214584632 | HRCU-A-CB | HH860E2S11 | CTF60C5CHS1 | Singlezone Ducted, Centrally Ducted | 53500 | 36600 | 2.56 | 38500 | 2
LUXAIRE | LX SERIES | 214396736 | HRCU-A-CB | HH860E2S11 | CTF60D5CHS1+JMVT20DC2N1 | Singlezone Ducted, Centrally Ducted | 53000 | 36600 | 2.6 | 38000 | 2
LUXAIRE | LX SERIES | 214397161 | HRCU-A-CB | HH824E2S11 | CTF30B5ACS1 | Singlezone Ducted, Centrally Ducted | 23000 | 18200 | 2.67 | 17700 | 2
LUXAIRE | LX SERIES | 214397156 | HRCU-A-CB | HH824E2S11 | CTF30B5ACS1 | Singlezone Ducted, Centrally Ducted | 23000 | 18200 | 2.67 | 17700 | 2
LUXAIRE | LX SERIES | 214397151 | HRCU-A-CB | HH824E2S11 | CTF30B5ACS1 | Singlezone Ducted, Centrally Ducted | 23000 | 18200 | 2.67 | 17700 | 2
LUXAIRE | LX SERIES | 214397146 | HRCU-A-CB | HH824E2S11 | CTF30B5ACS1 | Singlezone Ducted, Centrally Ducted | 23000 | 18400 | 2.72 | 18000 | 2
LUXAIRE | LX SERIES | 214397141 | HRCU-A-CB | HH824E2S11 | CTF30B5ACS1 | Singlezone Ducted, Centrally Ducted | 23000 | 18400 | 2.72 | 18000 | 2
LUXAIRE | LX SERIES | 214397136 | HRCU-A-CB | HH824E2S11 | CTM30B5ACS1 | Singlezone Ducted, Centrally Ducted | 23000 | 18700 | 2.7 | 18300 | 2
LUXAIRE | LX SERIES | 214397131 | HRCU-A-CB | HH824E2S11 | CTF30B5ACS1 | Singlezone Ducted, Centrally Ducted | 23000 | 18800 | 2.71 | 18400 | 2
LUXAIRE | LX SERIES | 214397126 | HRCU-A-CB | HH824E2S11 | CTF30B5ACS1 | Singlezone Ducted, Centrally Ducted | 23000 | 18700 | 2.74 | 18300 | 2
LUXAIRE | LX SERIES | 214584722 | HRCU-A-CB | HH824E2S11 | CTF30A5ADS1 | Singlezone Ducted, Centrally Ducted | 23000 | 18600 | 2.85 | 18100 | 2
LUXAIRE | LX SERIES | 214397111 | HRCU-A-CB | HH824E2S11 | CTF36B5ADS1 | Singlezone Ducted, Centrally Ducted | 23000 | 18500 | 2.78 | 18000 | 2
LUXAIRE | LX SERIES | 214397106 | HRCU-A-CB | HH824E2S11 | CTF36B5ADS1 | Singlezone Ducted, Centrally Ducted | 23000 | 18000 | 2.76 | 17600 | 2
MDV | MSAB series | 207591137 | HRCU-A-CB-O | MOX430-18HFN1-MU0W | MSABE-18HRFN1-MW5W | Singlezone Non-Ducted, Wall Placement | 18000 | 14000 | 2.61 | 12600 | 2.35
MDV | MSAG series | 213301876 | HMSR-A-CB-O | M4OX630-36HFN1-M1X |  | Multizone All Non-Ducted | 36000 | 27400 | 2.5 | 36000 | 1.95
MDV | MSAG series | 207641232 | HMSR-A-CB-O | M2OA-18HFN1-M* |  | Multizone All Non-Ducted | 19000 | 14400 | 2.5 | 14000 | 2.22
MDV | MSAG series | 207641236 | HMSR-A-CB-O | M2OI-18HFN1-M* |  | Multizone All Non-Ducted | 20000 | 13500 | 2.5 | 20000 | 2
MDV | MSAG series | 207641238 | HMSR-A-CB-O | M5OG-48HFN1-M-[X]-20* |  | Multizone All Non-Ducted | 49000 | 39000 | 2.5 | 46000 | 2.05
MDV | MSAB series | 207339191 | HMSR-A-CB-O | M2OA-18HFN1-MQ1 |  | Multizone All Non-Ducted | 19000 | 13500 | 2.6 | 14000 | 2
MDV | MSAB series | 207339192 | HMSR-A-CB-O | M3OH-27HFN1-MQ1 |  | Multizone All Non-Ducted | 27000 | 20000 | 2.5 | 20000 | 2
MDV | MSEP seris | 207617649 | HMSR-A-CB-O | M3OJ-24HFN1-M |  | Multizone All Non-Ducted | 25000 | 20400 | 2.5 | 20000 | 2.06
MDV |  | 207617657 | HMSR-A-CB-O | M5OG-42HFN1-M-[X] | MSEPB-09HRFN1-MY5W(GA) | Multizone All Non-Ducted | 48000 | 30000 | 2.5 | 48000 | 2
MDV | MSEP seris | 206716986 | HMSR-A-CB-O | M2OI-18HFN1-M |  | Multizone All Non-Ducted | 20000 | 15000 | 2.5 | 20000 | 1.93
MDV | MSEP seris | 206714975 | HMSR-A-CB-O | M3OJ-27HFN1-M |  | Multizone All Non-Ducted | 28000 | 21000 | 2.5 | 20000 | 2.11
MDV |  | 8994415 | HMSR-A-CB-O | M4OH-36HFN1-M | CS11M-09HRFN1-MX0W(A) | Multizone All Non-Ducted | 36000 | 23200 | 2.78 | 36037 | 1.96
MDV |  | 8856675 | HMSR-A-CB-O | M2OF-18HFN1-M | CS11M-09HRFN1-MX0W(A) | Multizone All Non-Ducted | 19000 | 12000 | 2.79 | 10205 | 1.97
MDV |  | 8856676 | HMSR-A-CB-O | M3OF-27HFN1-M | CS11M-09HRFN1-MX0W(A) | Multizone All Non-Ducted | 28000 | 17200 | 2.8 | 17040 | 1.97
MDV | MTI series | 210299844 | HRCU-A-CB | MOD30-24HFN1-MU0W | MTI-24HWFN1-MSP5 | Singlezone Ducted, Compact Ducted | 25000 | 21000 | 2.75 | 24000 | 2
MDV | MTI series | 210299845 | HRCU-A-CB | MOX430-17HFN1-MT0W | MTI-18HWFN1-MSP0 | Singlezone Ducted, Compact Ducted | 19000 | 15700 | 2.6 | 18000 | 2.2
MDV | MSEP seris | 208132541 | HMSR-A-CB-O | M5OA-55HFN1-M-[X] |  | Multizone All Non-Ducted | 55000 | 34400 | 2.5 | 47000 | 1.94
MDV |  | 9101403 | HRCU-A-CB-O | MOCA31-18HFN1-MT0W | CS11M-18HRFN1-MT0W | Singlezone Non-Ducted, Wall Placement | 18000 | 11400 | 2.72 | 11178 | 2.02
MDV |  | 9101401 | HRCU-A-CB-O | MOBA30-09HFN1-MT0W | CS11M-09HRFN1-MX0W(A) | Singlezone Non-Ducted, Wall Placement | 9800 | 5800 | 2.74 | 7989 | 2
MDV |  | 202415590 | HRCU-A-CB-O | MOD30-22HFN1-MW5W | MSAB2F-22HRFN1-MW5W | Singlezone Non-Ducted, Wall Placement | 24000 | 15400 | 3.01 | 25624 | 2.1
MDV |  | 8719215 | HRCU-A-CB-O | MOCA31-18HFN1-MT0W | MSABE-18HRFN1-MT0W | Singlezone Non-Ducted, Wall Placement | 18000 | 10400 | 2.72 | 10953 | 1.9
MDV |  | 200059281 | HRCU-A-CB-O | MOCA30-09HFN1-MZA5W | MSOP1B-09HRFN1-MZA5W | Singlezone Non-Ducted, Wall Placement | 10000 | 7200 | 2.78 | 13047 | 1.91
MDV |  | 200059283 | HRCU-A-CB-O | MOCA30-12HFN1-MZ50W | MSOP1B-12HRFN1-MZ50W | Singlezone Non-Ducted, Wall Placement | 12000 | 6800 | 2.62 | 13873 | 2.03
MDV |  | 200059299 | HRCU-A-CB | MOD31-24HFN1-MT0W | MTIU-24HWFN1-M | Singlezone Ducted, Compact Ducted | 24400 | 16000 | 2.69 | 18500 | 2.04
MDV |  | 8740675 | HRCU-A-CB-O | MOD31-24HFN1-MT0W | MUEU-24HRFN1-M(C) | Singlezone Non-Ducted, Floor Placement | 24000 | 15000 | 2.85 | 17817 | 1.9
MDV |  | 205767337 | HRCU-A-CB | MOE30U-36HFN1-M-[X] | MTI-36HWFN1-M | Singlezone Ducted, Compact Ducted | 40000 | 28000 | 2.75 | 43000 | 2.1
MDV |  | 200059289 | HRCU-A-CB | MOB30-09HFN1-MX0W | MTIU-09HWFN1-M | Singlezone Ducted, Compact Ducted | 10000 | 7200 | 2.74 | 8300 | 2.06
MDV |  | 200059297 | HRCU-A-CB | MOCA31-18HFN1-MT0W | MTIU-18HWFN1-M | Singlezone Ducted, Compact Ducted | 18000 | 12000 | 2.61 | 10300 | 1.95
MDV |  | 205993851 | HRCU-A-CB-O | MOX230-12HFN1-BW0W | MS11M-12HRFN1-BV0W | Singlezone Non-Ducted, Wall Placement | 12400 | 6800 | 2.55 | 5688 | 2.01
MDV |  | 205746254 | HRCU-A-CB-O | MOX430-17HFN1-MT0W | CS11M-18HRFN1-MT0W | Singlezone Non-Ducted, Wall Placement | 18000 | 10900 | 2.58 | 16497 | 1.9
MDV |  | 202415591 | HRCU-A-CB-O | MOD30-18HFN1-MZ22W | MSAB2F-18HRFN1-MZ22W | Singlezone Non-Ducted, Wall Placement | 18000 | 12300 | 3.19 | 17920 | 2.13
MDV |  | 205993852 | HRCU-A-CB-O | MOX330-09HFN1-MY5W | CS11M-09HRFN1-MX0W(A) | Singlezone Non-Ducted, Wall Placement | 11500 | 7100 | 2.85 | 9898 | 1.9
MDV |  | 205746255 | HRCU-A-CB-O | MOD30-24HFN1-MU0W | CS11M-23HRFN1-MT0W | Singlezone Non-Ducted, Wall Placement | 26000 | 19400 | 2.95 | 26000 | 2.07
MDV |  | 207617659 | HMSV-A-CB | M5OG-42HFN1-M-[X] | MTIU-09HWFN1-M | Multizone All Ducted | 49000 | 28000 | 2.53 | 48000 | 1.99
MDV | M2O series | 206716987 | HMSV-A-CB | M2OA-18HFN1-M |  | Multizone Mix of Ducted and Non-Ducted | 19000 | 14500 | 2.5 | 14000 | 2.17
MDV | M2O series | 207641240 | HMSV-A-CB | M2OA-18HFN1-M* |  | Multizone Mix of Ducted and Non-Ducted | 19000 | 14600 | 2.5 | 14000 | 2.17
MDV | MTI series | 207617651 | HMSV-A-CB | M3OJ-24HFN1-M |  | Multizone All Ducted | 24000 | 21600 | 2.61 | 20000 | 2.11
MDV | M3O series | 207618258 | HMSV-A-CB | M3OJ-24HFN1-M |  | Multizone Mix of Ducted and Non-Ducted | 24400 | 21000 | 2.55 | 20000 | 2.09
MDV | MTI series | 206714981 | HMSV-A-CB | M3OJ-27HFN1-M |  | Multizone All Ducted | 28000 | 22000 | 2.6 | 20000 | 2.14
MDV | M3O series | 206716989 | HMSV-A-CB | M3OJ-27HFN1-M |  | Multizone Mix of Ducted and Non-Ducted | 28000 | 21400 | 2.55 | 20000 | 2.13
MDV | MTI series | 207641243 | HMSV-A-CB | M3OJ-27HFN1-M* |  | Multizone All Ducted | 28000 | 22000 | 2.6 | 20000 | 2.14
MDV | MTI series | 206714974 | HMSV-A-CB | M2OI-18HFN1-M |  | Multizone All Ducted | 20000 | 16000 | 2.61 | 20000 | 1.95
MDV | M2O series | 206716988 | HMSV-A-CB | M2OI-18HFN1-M |  | Multizone Mix of Ducted and Non-Ducted | 20000 | 15500 | 2.55 | 20000 | 1.95
MDV | MTI series | 207641256 | HMSV-A-CB | M2OI-18HFN1-M* |  | Multizone All Ducted | 20000 | 16000 | 2.61 | 20000 | 1.95
MDV | M2O series | 207641257 | HMSV-A-CB | M2OI-18HFN1-M* |  | Multizone Mix of Ducted and Non-Ducted | 20000 | 14700 | 2.55 | 20000 | 1.98
MDV |  | 213156951 | HRCU-A-CB | MOX430U-18HFN1-M | MVBE-18HWFN1-MM3E | Singlezone Ducted, Centrally Ducted | 19000 | 15800 | 2.82 | 18800 | 2.3
MDV | MAC SERIES | 211497142 | HRCU-A-CB | MOD30-24HFN1-MW-[X1] | MVC-24HWFN1-MSQ4 | Singlezone Ducted, Centrally Ducted | 24000 | 19200 | 2.5 | 24071 | 1.91
MDV |  | 212924805 | HRCU-A-CB | MOD30-24HFN1-MW | MVBE-24HWFN1-MM3E | Singlezone Ducted, Centrally Ducted | 26000 | 20000 | 2.7 | 24000 | 2
MDV | MCD series | 207338218 | HRCU-A-CB-O | MOD33-24HFN1-MT0W | MCD1-24HRFN1-MT0W(GA) | Singlezone Non-Ducted, Wall Placement | 25000 | 19000 | 2.6 | 18900 | 1.96
MDV | MFA series | 209248923 | HRCU-A-CB-O | MOX330-09HFN1-MY6W | MFA2U-09HRFN1-MY6W | Singlezone Non-Ducted, Wall Placement | 9000 | 10600 | 2.85 | 12300 | 2.1
MDV | MFA series | 209248924 | HRCU-A-CB-O | MOX330-12HFN1-MW5W | MFA2U-12HRFN1-MW5W | Singlezone Non-Ducted, Wall Placement | 12000 | 10200 | 2.72 | 12300 | 2.1
MDV | MFA series | 209248925 | HRCU-A-CB-O | MOX230-09HFN1-MY2W | MFA2U-09HRFN1-MY6W | Singlezone Non-Ducted, Wall Placement | 9000 | 9400 | 2.9 | 8600 | 2.45
MDV | MCBU series | 209270208 | HRCU-A-CB-O | MOX430-18HFN1-MU0W | MCBU-18HRFN1-MU2W | Singlezone Non-Ducted, Ceiling Placement | 19000 | 12200 | 2.79 | 13100 | 2.3
MDV | MCBU series | 209270209 | HRCU-A-CB-O | MOX230-09HFN1-MW5W | MCBU-09HRFN1-MW0W | Singlezone Non-Ducted, Ceiling Placement | 11000 | 8000 | 2.66 | 8500 | 2.37
MDV | MCBU series | 209270213 | HRCU-A-CB-O | MOX230-09HFN1-MW5W | MCBU-06HRFN1-MV0W | Singlezone Non-Ducted, Ceiling Placement | 7100 | 5700 | 2.61 | 8500 | 2.03
MDV | MCA series | 206330119 | HRCU-A-CB-O | MOX230-12HFN1-MV5W | MCA3U-12HRFN1-M(C) | Singlezone Non-Ducted, Ceiling Placement | 12000 | 8900 | 2.75 | 8000 | 2.28
MDV | MFA series | 206330125 | HRCU-A-CB-O | MOX230-12HFN1-MV5W | MFAU-12HRFN1-M(C) | Singlezone Non-Ducted, Wall Placement | 12000 | 9000 | 2.69 | 8400 | 2.26
MDV | MCA series | 206330126 | HRCU-A-CB-O | MOX330-12HFN1-MW5W | MCA3U-12HRFN1-M(C) | Singlezone Non-Ducted, Ceiling Placement | 12000 | 9900 | 2.55 | 11500 | 1.9
MDV | MUE series | 206330134 | HRCU-A-CB-O | MOD30-24HFN1-MU0W | MUEU-24HRFN1-M(C) | Singlezone Non-Ducted, Floor Placement | 25000 | 19000 | 2.64 | 25000 | 2.1
MDV | MUE series | 207614046 | HRCU-A-CB-O | MOX430-18HFN1-MU0W | MUEU-18HRFN1-M(C) | Singlezone Non-Ducted, Floor Placement | 20000 | 12800 | 2.52 | 13000 | 2.08
MDV | MCA series | 207614047 | HRCU-A-CB-O | MOX430-18HFN1-MU0W | MCA3U-18HRFN1-M(C) | Singlezone Non-Ducted, Ceiling Placement | 19000 | 12000 | 2.51 | 12700 | 2.16
MDV | MTI series | 206330133 | HRCU-A-CB | MOD33-24HFN1-MT0W | MTIU-24HWFN1-M | Singlezone Ducted, Compact Ducted | 25000 | 20000 | 2.61 | 20000 | 2.3
MDV | MTI series | 207614049 | HRCU-A-CB | MOX430-17HFN1-MT0W | MTIU-24HWFN1-M | Singlezone Ducted, Compact Ducted | 19000 | 15800 | 2.63 | 16000 | 2
MDV | MTI series | 206330121 | HRCU-A-CB | MOX230-09HFN1-MW5W | MTIU-09HWFN1-M | Singlezone Ducted, Compact Ducted | 10000 | 7700 | 2.59 | 8000 | 2.09
MDV | MTI series | 206330124 | HRCU-A-CB | MOX230-12HFN1-MV5W | MTIU-12HWFN1-M | Singlezone Ducted, Compact Ducted | 12000 | 9300 | 2.78 | 8400 | 2.26
MDV | MTI series | 206330136 | HRCU-A-CB | MOD30-24HFN1-MU0W | MTIU-24HWFN1-M | Singlezone Ducted, Compact Ducted | 25000 | 21000 | 2.64 | 27000 | 2
MDV | MTI series | 206330127 | HRCU-A-CB | MOX330-12HFN1-MW5W | MTIU-12HWFN1-M | Singlezone Ducted, Compact Ducted | 12500 | 10600 | 2.51 | 12100 | 1.96
MDV | MTI series | 207614048 | HRCU-A-CB | MOX430-18HFN1-MU0W | MTIU-18HWFN1-M | Singlezone Ducted, Compact Ducted | 20000 | 12600 | 2.66 | 13000 | 2.4
MDV | MSEP seris | 205993844 | HRCU-A-CB-O | MOX230-12HFN1-BW0W | MSEPB-12HRFN1-BW0W | Singlezone Non-Ducted, Wall Placement | 12000 | 8400 | 2.8 | 7094 | 2.19
MDV | MSEP seris | 205993845 | HRCU-A-CB-O | MOX330-09HFN1-MY5W | MSEPB-09HRFN1-MY5W(GA) | Singlezone Non-Ducted, Wall Placement | 12000 | 9500 | 2.53 | 11109 | 1.97
MDV | MSAG series | 206369511 | HRCU-A-CB-O | MOX230-09HFN1-MT0W | MSAG11A-09HRFN1-MT0W | Singlezone Non-Ducted, Wall Placement | 10000 | 6000 | 2.51 | 6933 | 1.97
MDV | MSEP seris | 206369558 | HRCU-A-CB-O | MOX230-09HFN1-MW5W | MSEPB-09HRFN1-MY5W(GA) | Singlezone Non-Ducted, Wall Placement | 10000 | 8500 | 2.8 | 8581 | 2.19
MDV | MSEP seris | 206369559 | HRCU-A-CB-O | MOX230-12HFN1-MV5W | MSEPB-12HRFN1-MW5W(GA) | Singlezone Non-Ducted, Wall Placement | 12000 | 9000 | 2.69 | 8981 | 2.19
MDV | MSAG series | 206361861 | HRCU-A-CB-O | MOX330-12HFN1-MW5W | MSAG11B-12HRFN1-MV0W(GA) | Singlezone Non-Ducted, Wall Placement | 12000 | 10300 | 2.56 | 12113 | 1.9
MDV | MSAG series | 206361864 | HRCU-A-CB-O | MOX230-12HFN1-BW0W | MSAG11B-12HRFN1-BU5W | Singlezone Non-Ducted, Wall Placement | 12000 | 8900 | 2.75 | 6858 | 2.07
MDV | MSAG series | 207215956 | HRCU-A-CB-O | MOX230-09HFN1-MW5W | MSAG11B-09HRFN1-MX7W(GA) | Singlezone Non-Ducted, Wall Placement | 10000 | 8100 | 2.7 | 8564 | 2.22
MDV | MSAG series | 206361866 | HRCU-A-CB-O | MOX230-12HFN1-MV5W | MSAG11B-12HRFN1-MV0W(GA) | Singlezone Non-Ducted, Wall Placement | 12000 | 10000 | 2.69 | 8820 | 2.25
MDV | MSAG series | 206361859 | HRCU-A-CB-O | MOX430-18HFN1-MT8W | MSAG11D-18HRFN1-MT8W | Singlezone Non-Ducted, Wall Placement | 18000 | 14100 | 2.65 | 12829 | 2.35
MDV | MSAG series | 207613861 | HRCU-A-CB-O | MOX430-18HFN1-MU0W | MSAG11D-18HRFN1-MT8W | Singlezone Non-Ducted, Wall Placement | 18000 | 14100 | 2.65 | 12829 | 2.35
MDV | MSAB series | 207338220 | HRCU-A-CB-O | MOX230-12HFN1-BV0Q1W | MSABB-12HRFN1-BV0Q1W | Singlezone Non-Ducted, Wall Placement | 12000 | 7500 | 2.59 | 6400 | 1.95
MDV | MSAB series | 207338221 | HRCU-A-CB-O | MOX430-18HFN1-MT2Q1W | MSABE-18HRFN1-MT2Q1W | Singlezone Non-Ducted, Wall Placement | 18000 | 13800 | 2.54 | 11700 | 2.05
MDV | MSAB series | 207591139 | HRCU-A-CB-O | MOX230-09HFN1-BW0W | MSABB-09HRFN1-BW0W | Singlezone Non-Ducted, Wall Placement | 10000 | 6000 | 2.79 | 6725 | 2.07
MDV | MSAB series | 207591136 | HRCU-A-CB-O | MOX230-12HFN1-BW0W | MSABB-12HRFN1-BU5W | Singlezone Non-Ducted, Wall Placement | 12000 | 8400 | 2.77 | 6725 | 2.07
MDV | MSAB series | 207591144 | HRCU-A-CB-O | MOX230-09HFN1-MW5W | MSABB-09HRFN1-MX0W | Singlezone Non-Ducted, Wall Placement | 10000 | 8300 | 2.67 | 6544 | 1.98
MDV | MSEP seris | 207178564 | HRCU-A-CB-O | MOX230-09HFN1-MW5W | MSEPB-06HRFN1-MY5W | Singlezone Non-Ducted, Wall Placement | 7000 | 8500 | 2.9 | 8581 | 2.19
MDV | MSAG series | 206909896 | HRCU-A-CB-O | MOX230-12HFN1-BW0W-9K | MSAG11B-12HRFN1-BU5W-9K | Singlezone Non-Ducted, Wall Placement | 10000 | 5900 | 2.93 | 6858 | 2.07
MDV | MSAG series | 210434543 | HRCU-A-CB-O | MOX230-12HFN1-BW0W-9K | MSAG11B-12HRFN1-BU5W-6K | Singlezone Non-Ducted, Wall Placement | 7000 | 5900 | 2.93 | 6858 | 2.07
MDV | MSAB series | 207591132 | HRCU-A-CB-O | MOX230-09HFN1-MT0W | MSABA-09HRFN1-MU5W | Singlezone Non-Ducted, Wall Placement | 10000 | 6900 | 2.53 | 6400 | 1.95
MDV | MSAG series | 207178565 | HRCU-A-CB-O | MOX230-09HFN1-MW5W | MSAG11A-06HRFN1-MU0W | Singlezone Non-Ducted, Wall Placement | 7000 | 7500 | 2.5 | 7200 | 1.92
MDV | MCBU series | 210857291 | HRCU-A-CB-O | MOX230-09HFN1-MW5W | MCBU-09HRFN1-MU0-CA | Singlezone Non-Ducted, Ceiling Placement | 7100 | 5700 | 2.61 | 8500 | 2.03
MIDEA | MVBL Series | 214594892 | HRCU-A-CB | MOD30-24HFN1-MW | MVBL-24HWFN1-MI3 | Singlezone Ducted, Centrally Ducted | 27400 | 19200 | 2.61 | 24000 | 1.91
MIDEA | MVBL Series | 214594891 | HRCU-A-CB | MOX430U-18HFN1-M | MVBL-18HWFN1-MH3 | Singlezone Ducted, Centrally Ducted | 19000 | 13500 | 2.6 | 18000 | 2
MIDEA | DLC-series | 208447748 | HRCU-A-CB-O | DLCERBH09AAK | DLFEHBH09XAK | Singlezone Non-Ducted, Wall Placement | 10000 | 6000 | 2.51 | 6933 | 1.97
MIDEA | DLC-series | 208447668 | HRCU-A-CB-O | DLCSRBH12AAJ | DLFSHCH12XAJ | Singlezone Non-Ducted, Wall Placement | 12000 | 8400 | 2.8 | 7094 | 2.19
MIDEA | DLC-series | 208447665 | HRCU-A-CB-O | DLCSRBH09AAK | DLFSHCH09XAK | Singlezone Non-Ducted, Wall Placement | 12000 | 9500 | 2.53 | 11109 | 1.97
MIDEA | DLC-series | 208447669 | HRCU-A-CB-O | DLCSRBH06AAK | DLFSHCH06XAK | Singlezone Non-Ducted, Wall Placement | 7000 | 8500 | 2.9 | 8581 | 2.19
MIDEA | DLC-series | 207683369 | HRCU-A-CB-O | DLCSRBH24AAK | DLFSCBH24XAK | Singlezone Non-Ducted, Wall Placement | 25000 | 21000 | 2.64 | 26000 | 1.95
MIDEA | DLC-series | 209948197 | HRCU-A-CB-O | DLCSRBH12AAK | DLFSFBH12XAK | Singlezone Non-Ducted, Wall Placement | 12000 | 10200 | 2.72 | 12300 | 2.1
MIDEA | DLC-series | 211132736 | HRCU-A-CB | DLCSRBH24AAK | DLFSDAH24XHK | Singlezone Ducted, Compact Ducted | 25000 | 21000 | 2.75 | 24000 | 2
MIDEA | DLC-series | 211132697 | HRCU-A-CB | DLCSRBH18AAK | DLFSDAH18XHK | Singlezone Ducted, Compact Ducted | 19000 | 15700 | 2.6 | 18000 | 2.2
MIDEA | DLC-series | 210857450 | HRCU-A-CB-O | DLCSRBH06AAK | DLFSOAH09XAK | Singlezone Non-Ducted, Ceiling Placement | 7100 | 5700 | 2.61 | 8500 | 2.03
MIDEA | Dlseries | 210025747 | HRCU-A-CB | DLCURAH60ABK | DLFUAAH60XAK | Singlezone Ducted, Centrally Ducted | 59000 | 42000 | 2.6 | 54356 | 1.91
MIDEA | 38M series | 213372236 | HRCU-A-C | 38MURAQ18AB3 | 40MULAQ24XBX + CI | Singlezone Ducted, Centrally Ducted | 19000 | 14700 | 2.6 | 15000 | 2.2
MIDEA | DL series | 213372164 | HRCU-A-C | DLCURAH18ABK | DLFULAH24XBX + CI | Singlezone Ducted, Centrally Ducted | 19000 | 14700 | 2.6 | 15000 | 2.2
MIDEA | DLC-series | 206361900 | HRCU-A-CB-O | DLCSRBH12AAK | DLFSHBH12XAK | Singlezone Non-Ducted, Wall Placement | 12000 | 10300 | 2.56 | 12113 | 1.9
MIDEA | DLC-series | 206361898 | HRCU-A-CB-O | DLCSRBH12AAJ | DLFSHBH12XAJ | Singlezone Non-Ducted, Wall Placement | 12000 | 8900 | 2.75 | 6858 | 2.07
MIDEA | DLC-series | 207188923 | HRCU-A-CB-O | DLCSRBH06AAK | DLFSHBH06XAK | Singlezone Non-Ducted, Wall Placement | 7000 | 7500 | 2.5 | 7200 | 1.92
MIDEA | Excel | 201847071 | HMSV-A-CB | 38MGRQ18B--3 |  | Multizone All Ducted | 18500 | 11500 | 2.7 | 14400 | 2.1
MIDEA | Excel | 201846987 | HRCU-A-CB-O | 38MAQB12R--1 | DHMSHAQ12XA1 | Singlezone Non-Ducted, Wall Placement | 12000 | 7600 | 2.59 | 6490 | 1.94
MIDEA |  | 201753972 | HRCU-A-CB-O | DLCPRAH09AAK | DLFPHAH09XAK | Singlezone Non-Ducted, Wall Placement | 10000 | 7200 | 2.78 | 13047 | 1.97
MIDEA |  | 201753971 | HRCU-A-CB-O | 38MPRAQ12AA3 | DHMPHAQ12XA3 | Singlezone Non-Ducted, Wall Placement | 12000 | 6800 | 2.66 | 13887 | 2
MIDEA |  | 201753970 | HRCU-A-CB-O | 38MPRAQ09AA3 | DHMPHAQ09XA3 | Singlezone Non-Ducted, Wall Placement | 10000 | 7200 | 2.78 | 13000 | 2.01
MIDEA | Elevate | 202463640 | HRCU-A-CB-O | 38MPRAQ18AA3 | DHMPHAQ18XA3 | Singlezone Non-Ducted, Wall Placement | 18000 | 12300 | 3.19 | 18000 | 2
MIDEA | Elevate | 202463641 | HRCU-A-CB-O | 38MPRAQ24AA3 | DHMPHAQ24XA3 | Singlezone Non-Ducted, Wall Placement | 24000 | 15450 | 3 | 24000 | 2
MIDEA | Max | 202463655 | HRCU-A-CB-O | DLCPRAH24AAK | DLFPHAH24XAK | Singlezone Non-Ducted, Wall Placement | 24000 | 15450 | 3 | 24000 | 2
MIDEA | Excel | 201846989 | HRCU-A-CB-O | 38MAQB12R--3 | DHMSHAQ12XA3 | Singlezone Non-Ducted, Wall Placement | 12000 | 7800 | 2.66 | 12010 | 1.98
MIDEA | Excel | 206350317 | HRCU-A-CB-O | 38MARBQ12AA1 | DHMAHBQ12XA1 | Singlezone Non-Ducted, Wall Placement | 12100 | 7400 | 2.64 | 6980 | 2.18
MIDEA | Excel | 206396052 | HRCU-A-CB-O | 38MAQB12R--3 | DHMAHBQ12XA3 | Singlezone Non-Ducted, Wall Placement | 12000 | 7500 | 2.56 | 12010 | 1.98
MIDEA | Excel | 206350380 | HRCU-A-CB | 38MARBQ24AA3 | 40MBDQ24--3 | Singlezone Ducted, Compact Ducted | 24600 | 14500 | 2.8 | 27910 | 2.01
MIDEA | Excel | 206350457 | HRCU-A-CB | DLCSRBH24AAK | DLFSDAH24XAK | Singlezone Ducted, Compact Ducted | 24600 | 14500 | 2.8 | 27910 | 2.01
MIDEA | Excel | 207642964 | HMSV-A-CB | 38MGHBQ24CA3 |  | Multizone All Ducted | 24000 | 18500 | 2.85 | 21500 | 1.95
MIDEA | Performance Series | 207643127 | HMSV-A-CB | DLCMHBH48EAK |  | Multizone Mix of Ducted and Non-Ducted | 49000 | 31000 | 2.65 | 48000 | 1.9
MIDEA | Performance Series | 207643117 | HMSV-A-CB | DLCMHBH24CAK |  | Multizone All Ducted | 24000 | 18500 | 2.85 | 21500 | 1.95
MIDEA | Performance Series | 207643125 | HMSR-A-CB-O | DLCMHBH48EAK |  | Multizone All Non-Ducted | 48000 | 34000 | 2.83 | 48000 | 2
MIDEA | Performance Series | 207643119 | HMSR-A-CB-O | DLCMHBH30DAK |  | Multizone All Non-Ducted | 30000 | 18500 | 2.98 | 29400 | 1.9
MIDEA | Excel | 207642972 | HMSR-A-CB-O | 38MGHBQ48EA3 |  | Multizone All Non-Ducted | 49000 | 30000 | 2.5 | 48000 | 2
MIDEA | Excel | 207642966 | HMSR-A-CB-O | 38MGHBQ30DA3 |  | Multizone All Non-Ducted | 30000 | 17500 | 2.82 | 29400 | 1.9
MIDEA | Excel | 201847005 | HMSR-A-CB-O | 38MGRQ48E--3 |  | Multizone All Non-Ducted | 48000 | 29600 | 2.7 | 36340 | 1.98
MIDEA | Excel | 201847004 | HMSR-A-CB-O | 38MGRQ36D--3 |  | Multizone All Non-Ducted | 36000 | 23200 | 2.78 | 36080 | 1.96
MIDEA | Excel | 201847001 | HMSR-A-CB-O | 38MGRQ18B--3 |  | Multizone All Non-Ducted | 19000 | 12000 | 2.79 | 13990 | 2.15
MIDEA | MVC series | 208650610 | HRCU-A-CB | MOX430U-24HFN1-MR0 | MVC-24HWFN1-M | Singlezone Ducted, Centrally Ducted | 26000 | 21000 | 2.8 | 19400 | 2.1
MIDEA |  | 208447921 | HRCU-A-CB | 38MURAQ18AB3 | 40MUAAQ18XA3 | Singlezone Ducted, Centrally Ducted | 19000 | 13500 | 2.5 | 18000 | 2
MIDEA |  | 209852102 | HRCU-A-CB | DLCURAH18ABK | DLFUAAH18XAK | Singlezone Ducted, Centrally Ducted | 19000 | 13500 | 2.5 | 18000 | 2
MIDEA | Excel | 207826680 | HMSV-A-CB | 38MARBQ24AA3 | 40MBABQ24XB3 | Singlezone Ducted, Centrally Ducted | 26000 | 16200 | 2.79 | 21511 | 1.95
MIDEA | Advantage | 207826606 | HMSV-A-CB | DLCSRBH24AAK | DLFSABH24XBK | Singlezone Ducted, Centrally Ducted | 26000 | 16200 | 2.79 | 21523 | 1.95
MIDEA | Max | 202463654 | HRCU-A-CB-O | DLCPRAH18AAK | DLFPHAH18XAK | Singlezone Non-Ducted, Wall Placement | 18000 | 12300 | 3.19 | 18000 | 2
Mitsubishi Electric | Smart Multi | 211016463 | HMSV-A-CB | MXZ-SM60NAM2 |  | Multizone Mix of Ducted and Non-Ducted | 66000 | 41000 | 2.69 | 46500 | 1.9
Mitsubishi Electric | Smart Multi | 211016457 | HMSV-A-CB | MXZ-SM48NAM2 |  | Multizone Mix of Ducted and Non-Ducted | 50000 | 33200 | 2.54 | 35400 | 2.02
Mitsubishi Electric | Smart Multi | 211016454 | HMSV-A-CB | MXZ-SM42NAMHZ2 |  | Multizone Mix of Ducted and Non-Ducted | 48000 | 32000 | 2.63 | 44000 | 1.92
Mitsubishi Electric | Smart Multi | 211016451 | HMSV-A-CB | MXZ-SM36NAMHZ2 |  | Multizone Mix of Ducted and Non-Ducted | 42000 | 29600 | 2.74 | 38500 | 1.92
Mitsubishi Electric | Smart Multi | 211016480 | HMSV-A-CB | MXZ-SM36NAM2 |  | Multizone Mix of Ducted and Non-Ducted | 41000 | 26400 | 2.73 | 29000 | 2.1
MITSUBISHI ELECTRIC | M-Series | 207679243 | HRCU-A-CB-O | MUZ-GS12NA*** | MSZ-GS12NA*** | Singlezone Non-Ducted, Wall Placement | 14400 | 9000 | 2.64 | 10100 | 2
MITSUBISHI ELECTRIC | M-Series | 207679244 | HRCU-A-CB-O | MUZ-GS15NA*** | MSZ-GS15NA*** | Singlezone Non-Ducted, Wall Placement | 18000 | 12100 | 2.67 | 14000 | 2.03
MITSUBISHI ELECTRIC | M-Series | 207679249 | HRCU-A-CB-O | MUZ-GS15NAH*** | MSZ-GS15NA*** | Singlezone Non-Ducted, Wall Placement | 18000 | 12100 | 2.67 | 14000 | 1.91
MITSUBISHI ELECTRIC | M-Series | 211626454 | HRCU-A-CB-O | MUZ-FW06NAHZ*** | MSZ-FW06NA*** | Singlezone Non-Ducted, Wall Placement | 9000 | 6100 | 3.58 | 12700 | 2.37
MITSUBISHI ELECTRIC | M-Series | 211626455 | HRCU-A-CB-O | MUZ-FW09NAHZ*** | MSZ-FW09NA*** | Singlezone Non-Ducted, Wall Placement | 12000 | 7500 | 3.49 | 16200 | 2.26
MITSUBISHI ELECTRIC | M-Series | 209424920 | HMSR-A-CB-O | MXZ-2C20NA4*** |  | Multizone All Non-Ducted | 22000 | 13500 | 2.91 | 11100 | 2.03
MITSUBISHI ELECTRIC | P-Series H2i | 211273264 | HRCU-A-CB-O | PUZ-HA24NHA1 | PLA-A24EA* | Singlezone Non-Ducted, Ceiling Placement | 28000 | 17300 | 2.79 | 26000 | 1.92
MITSUBISHI ELECTRIC | M-Series | 211289244 | HRCU-A-CB-O | SUZ-KA09NA2 | SLZ-KF09NA* | Singlezone Non-Ducted, Ceiling Placement | 11000 | 6900 | 2.5 | 5600 | 3.04
MITSUBISHI ELECTRIC | M-Series | 207702711 | HRCU-A-CB | SUZ-KA18NA2 | PEAD-A18AA* | Singlezone Ducted, Compact Ducted | 21600 | 14000 | 2.85 | 12000 | 2.86
MITSUBISHI ELECTRIC | P-Series H2i | 211259279 | HRCU-A-CB | PUZ-HA36NKA | PVA-A36AA* | Singlezone Ducted, Centrally Ducted | 40000 | 24600 | 2.55 | 38000 | 2
MITSUBISHI ELECTRIC | M-Series | 211289259 | HRCU-A-CB | SUZ-KA18NA2 | SVZ-KP18NA* | Singlezone Ducted, Centrally Ducted | 21600 | 14000 | 2.81 | 12200 | 2.88
MITSUBISHI ELECTRIC | P-Series H2i | 211259275 | HRCU-A-CB-O | PUZ-HA36NKA | PLA-A36EA* | Singlezone Non-Ducted, Ceiling Placement | 40000 | 24200 | 2.62 | 38000 | 2.04
MITSUBISHI ELECTRIC | M-Series | 207702706 | HRCU-A-CB | SUZ-KA12NAHZ | PEAD-A12AA* | Singlezone Ducted, Compact Ducted | 15000 | 8800 | 2.66 | 15000 | 2.09
MITSUBISHI ELECTRIC | M-Series | 211289257 | HRCU-A-CB | SUZ-KA12NA2 | SVZ-KP12NA* | Singlezone Ducted, Centrally Ducted | 15000 | 9900 | 2.59 | 7800 | 2.75
MITSUBISHI ELECTRIC | M-Series | 211289254 | HRCU-A-CB-O | SUZ-KA18NA2 | SLZ-KF18NA* | Singlezone Non-Ducted, Ceiling Placement | 19700 | 12900 | 2.68 | 9800 | 2.37
MITSUBISHI ELECTRIC | M-Series | 207699122 | HRCU-A-CB-O | SUZ-KA12NA2 | MLZ-KP12NA* | Singlezone Non-Ducted, Ceiling Placement | 15400 | 9900 | 2.84 | 7900 | 2.36
MITSUBISHI ELECTRIC | M-Series | 207702701 | HRCU-A-CB | SUZ-KA12NA2 | PEAD-A12AA* | Singlezone Ducted, Compact Ducted | 15000 | 9700 | 2.66 | 7900 | 2.86
MITSUBISHI ELECTRIC | M-Series | 209836197 | HMSR-A-CB-O | MXZ-2C20NA3*** |  | Multizone All Non-Ducted | 22000 | 13500 | 3.04 | 11100 | 2.03
MITSUBISHI ELECTRIC | M-Series | 212925868 | HMSR-A-CB-O | MXZ-3C30NAHZ4-** |  | Multizone All Non-Ducted | 28600 | 18000 | 2.65 | 28600 | 1.95
MITSUBISHI ELECTRIC | M-Series | 212925537 | HMSR-A-CB-O | MXZ-3C24NAHZ4-** |  | Multizone All Non-Ducted | 25000 | 14000 | 2.53 | 25000 | 1.95
MITSUBISHI ELECTRIC | M-Series | 212927578 | HMSR-A-CB-O | MXZ-2C20NA4-** |  | Multizone All Non-Ducted | 22000 | 13500 | 2.91 | 11100 | 2.03
MITSUBISHI ELECTRIC | Smart Multi | 207517153 | HMSV-A-CB | MXZ-SM36NAMHZ |  | Multizone All Ducted | 42000 | 26600 | 2.7 | 42000 | 1.9
MITSUBISHI ELECTRIC | Smart Multi | 207525855 | HMSV-A-CB | MXZ-SM36NAMHZ |  | Multizone Mix of Ducted and Non-Ducted | 42000 | 29600 | 2.75 | 42000 | 1.95
MITSUBISHI ELECTRIC | Smart Multi | 207517152 | HMSR-A-CB-O | MXZ-SM36NAMHZ |  | Multizone All Non-Ducted | 42000 | 32600 | 2.8 | 42000 | 2
MITSUBISHI ELECTRIC | M-Series | 209832208 | HRCU-A-CB-O | MUZ-FS18NAH*** | MSZ-FS18NA*** | Singlezone Non-Ducted, Wall Placement | 19000 | 12800 | 2.93 | 23000 | 2.07
MITSUBISHI ELECTRIC | M-Series | 209832207 | HRCU-A-CB-O | MUZ-FS18NA*** | MSZ-FS18NA*** | Singlezone Non-Ducted, Wall Placement | 19000 | 12800 | 3.23 | 23000 | 2.15
MITSUBISHI ELECTRIC | M-Series | 209832204 | HRCU-A-CB-O | MUZ-FS12NAH*** | MSZ-FS12NA*** | Singlezone Non-Ducted, Wall Placement | 12300 | 8400 | 3.33 | 14690 | 2.25
MITSUBISHI ELECTRIC | M-Series | 209832203 | HRCU-A-CB-O | MUZ-FS12NA*** | MSZ-FS12NA*** | Singlezone Non-Ducted, Wall Placement | 12300 | 8400 | 4.04 | 14690 | 2.42
MITSUBISHI ELECTRIC | M-Series | 209832202 | HRCU-A-CB-O | MUZ-FS09NAH*** | MSZ-FS09NA*** | Singlezone Non-Ducted, Wall Placement | 9600 | 5900 | 2.98 | 11590 | 2.21
MITSUBISHI ELECTRIC | M-Series | 209832201 | HRCU-A-CB-O | MUZ-FS09NA*** | MSZ-FS09NA*** | Singlezone Non-Ducted, Wall Placement | 9600 | 5900 | 3.84 | 11590 | 2.41
MITSUBISHI ELECTRIC | M-Series | 209832200 | HRCU-A-CB-O | MUZ-FS06NAH*** | MSZ-FS06NA*** | Singlezone Non-Ducted, Wall Placement | 8700 | 5900 | 3.33 | 10500 | 2.23
MITSUBISHI ELECTRIC | M-Series | 209832199 | HRCU-A-CB-O | MUZ-FS06NA*** | MSZ-FS06NA*** | Singlezone Non-Ducted, Wall Placement | 8700 | 5900 | 4.43 | 10500 | 2.46
MITSUBISHI ELECTRIC | M-Series | 211289251 | HRCU-A-CB-O | SUZ-KA15NA2 | SLZ-KF15NA | Singlezone Non-Ducted, Ceiling Placement | 18000 | 11900 | 2.7 | 8900 | 2.29
Mitsubishi Electric | M-Series | 207679251 | HRCU-A-CB-O | MUZ-GS24NAH*** | MSZ-GS24NA*** | Singlezone Non-Ducted, Wall Placement | 27600 | 17600 | 2.67 | 19640 | 2.15
Mitsubishi Electric | M-Series | 207679247 | HRCU-A-CB-O | MUZ-GS09NAH*** | MSZ-GS09NA*** | Singlezone Non-Ducted, Wall Placement | 10900 | 6500 | 2.61 | 7900 | 1.9
MITSUBISHI ELECTRIC | Nv Series | 206709488 | HRCU-A-CB-O | NTXSPF09A112A* | MFZ-KJ09NA*** | Singlezone Non-Ducted, Floor Placement | 11000 | 7500 | 2.75 | 11000 | 2.01
MITSUBISHI ELECTRIC | Nv Series | 206709491 | HRCU-A-CB-O | NTXSPF18A112A* | MFZ-KJ18NA*** | Singlezone Non-Ducted, Floor Placement | 21000 | 12800 | 2.62 | 21000 | 2.05
MITSUBISHI ELECTRIC | M-Series | 207679256 | HRCU-A-CB-O | MUZ-GS24NAHZ*** | MSZ-GS24NA*** | Singlezone Non-Ducted, Wall Placement | 21200 | 13300 | 2.78 | 21200 | 1.95
MITSUBISHI ELECTRIC | M-Series | 207679246 | HRCU-A-CB-O | MUZ-GS24NA*** | MSZ-GS24NA*** | Singlezone Non-Ducted, Wall Placement | 27600 | 17600 | 2.67 | 19640 | 2.25
MITSUBISHI ELECTRIC | M-Series | 207679245 | HRCU-A-CB-O | MUZ-GS18NA*** | MSZ-GS18NA*** | Singlezone Non-Ducted, Wall Placement | 21600 | 13300 | 2.67 | 14780 | 2.27
MITSUBISHI ELECTRIC | M-Series | 207679254 | HRCU-A-CB-O | MUZ-GS15NAHZ*** | MSZ-GS15NA*** | Singlezone Non-Ducted, Wall Placement | 14000 | 8700 | 2.68 | 14000 | 1.91
MITSUBISHI ELECTRIC | M-Series | 207679252 | HRCU-A-CB-O | MUZ-GS09NAHZ*** | MSZ-GS09NA*** | Singlezone Non-Ducted, Wall Placement | 9600 | 5700 | 2.57 | 9600 | 2.01
MITSUBISHI ELECTRIC | M-Series | 207679242 | HRCU-A-CB-O | MUZ-GS09NA*** | MSZ-GS09NA*** | Singlezone Non-Ducted, Wall Placement | 10900 | 6500 | 2.61 | 7900 | 2.12
MITSUBISHI ELECTRIC | M-Series | 209832206 | HRCU-A-CB-O | MUZ-FS15NAH*** | MSZ-FS15NA*** | Singlezone Non-Ducted, Wall Placement | 16000 | 10000 | 3.08 | 19360 | 2.08
MITSUBISHI ELECTRIC | M-Series | 209832205 | HRCU-A-CB-O | MUZ-FS15NA*** | MSZ-FS15NA*** | Singlezone Non-Ducted, Wall Placement | 16000 | 10000 | 3.53 | 19360 | 2.17
MITSUBISHI ELECTRIC | M-Series | 209836203 | HMSR-A-CB-O | MXZ-3C24NAHZ3*** |  | Multizone All Non-Ducted | 25000 | 14000 | 2.53 | 25000 | 1.95
MITSUBISHI ELECTRIC | M-Series | 209836198 | HMSR-A-CB-O | MXZ-3C24NA3*** |  | Multizone All Non-Ducted | 25000 | 14600 | 3.01 | 18200 | 2.31
MITSUBISHI ELECTRIC | P-Series | 201754470 | HRCU-A-CB-O | PUZ-A30NHA7*** | PLA-A30EA* | Singlezone Non-Ducted, Ceiling Placement | 32600 | 18100 | 2.82 | 16800 | 2.9
MITSUBISHI ELECTRIC | P-Series | 201754475 | HRCU-A-CB | PUZ-A36NKA7*** | PEAD-A36AA* | Singlezone Ducted, Compact Ducted | 40500 | 20400 | 2.54 | 19800 | 2.23
MITSUBISHI ELECTRIC | P-Series | 201754319 | HRCU-A-CB-O | PUZ-A36NKA7*** | PLA-A36EA* | Singlezone Non-Ducted, Ceiling Placement | 42000 | 22000 | 2.5 | 21600 | 2.43
MITSUBISHI ELECTRIC | M-Series | 207699119 | HRCU-A-CB-O | SUZ-KA09NA2 | MLZ-KP09NA* | Singlezone Non-Ducted, Ceiling Placement | 12000 | 7700 | 3.22 | 6100 | 3.08
MITSUBISHI ELECTRIC | M-Series | 210819459 | HRCU-A-CB-O | MUFZ-KJ09NAHZ*** | MFZ-KJ09NA*** | Singlezone Non-Ducted, Floor Placement | 11000 | 7500 | 2.75 | 11000 | 2.01
MITSUBISHI ELECTRIC | M-Series | 204629572 | HRCU-A-CB-O | MUFZ-KJ09NAHZ*** | NAXFKS09A112A* | Singlezone Non-Ducted, Floor Placement | 11000 | 7500 | 2.75 | 11000 | 2.01
MITSUBISHI ELECTRIC | M-Series | 204629177 | HRCU-A-CB-O | MUFZ-KJ09NAHZ*** | NTXFKS09A112A* | Singlezone Non-Ducted, Floor Placement | 11000 | 7500 | 2.75 | 11000 | 2.01
MITSUBISHI ELECTRIC | M-Series | 210819460 | HRCU-A-CB-O | MUFZ-KJ12NAHZ*** | MFZ-KJ12NA*** | Singlezone Non-Ducted, Floor Placement | 13000 | 8800 | 2.77 | 13000 | 2.1
MITSUBISHI ELECTRIC | M-Series | 204629573 | HRCU-A-CB-O | MUFZ-KJ12NAHZ*** | NAXFKS12A112A* | Singlezone Non-Ducted, Floor Placement | 13000 | 8800 | 2.77 | 13000 | 2.1
MITSUBISHI ELECTRIC | M-Series | 204629178 | HRCU-A-CB-O | MUFZ-KJ12NAHZ*** | NTXFKS12A112A* | Singlezone Non-Ducted, Floor Placement | 13000 | 8800 | 2.77 | 13000 | 2.1
MITSUBISHI ELECTRIC | M-Series | 210819448 | HRCU-A-CB-O | MUFZ-KJ18NAHZ*** | MFZ-KJ18NA*** | Singlezone Non-Ducted, Floor Placement | 21000 | 12800 | 2.62 | 21000 | 2.05
MITSUBISHI ELECTRIC | M-Series | 204629180 | HRCU-A-CB-O | MUFZ-KJ18NAHZ*** | NTXFKS18A112A* | Singlezone Non-Ducted, Floor Placement | 21000 | 12800 | 2.62 | 21000 | 2.05
MITSUBISHI ELECTRIC | M-Series | 204629575 | HRCU-A-CB-O | MUFZ-KJ18NAHZ*** | NAXFKS18A112A* | Singlezone Non-Ducted, Floor Placement | 21000 | 12800 | 2.62 | 21000 | 2.05
MITSUBISHI ELECTRIC | M-Series | 202680594 | HRCU-A-CB-O | MUZ-GL09NA*** | MSZ-GL09NA*** | Singlezone Non-Ducted, Wall Placement | 10900 | 6700 | 3.12 | 8000 | 2.76
MITSUBISHI ELECTRIC | M-Series | 202680595 | HRCU-A-CB-O | MUZ-GL12NA*** | MSZ-GL12NA*** | Singlezone Non-Ducted, Wall Placement | 14400 | 9200 | 3.1 | 10200 | 2.93
MITSUBISHI ELECTRIC | M-Series | 209949000 | HMSV-A-CB | MXZ-3C24NA3*** |  | Multizone Mix of Ducted and Non-Ducted | 24800 | 14000 | 2.75 | 18200 | 2.42
MITSUBISHI ELECTRIC | Smart Multi | 207525854 | HMSV-A-CB | MXZ-SM36NAM |  | Multizone Mix of Ducted and Non-Ducted | 42000 | 26400 | 2.73 | 25200 | 2.09
MITSUBISHI ELECTRIC | Smart Multi | 207517151 | HMSV-A-CB | MXZ-SM36NAM |  | Multizone All Ducted | 42000 | 26600 | 2.7 | 25200 | 1.99
MITSUBISHI ELECTRIC | Smart Multi | 207517150 | HMSR-A-CB-O | MXZ-SM36NAM |  | Multizone All Non-Ducted | 42000 | 26400 | 2.8 | 25200 | 2.2
MITSUBISHI ELECTRIC | Smart Multi | 207525856 | HMSV-A-CB | MXZ-SM42NAMHZ |  | Multizone Mix of Ducted and Non-Ducted | 48000 | 32000 | 2.64 | 48000 | 1.95
MITSUBISHI ELECTRIC | Smart Multi | 207517154 | HMSR-A-CB-O | MXZ-SM42NAMHZ |  | Multizone All Non-Ducted | 48000 | 32000 | 2.8 | 48000 | 2
MITSUBISHI ELECTRIC | Smart Multi | 207525857 | HMSV-A-CB | MXZ-SM48NAM |  | Multizone Mix of Ducted and Non-Ducted | 54000 | 33200 | 2.53 | 32400 | 2.04
MITSUBISHI ELECTRIC | Smart Multi | 207517156 | HMSR-A-CB-O | MXZ-SM48NAM |  | Multizone All Non-Ducted | 54000 | 31400 | 2.7 | 32400 | 2.1
MITSUBISHI ELECTRIC | Smart Multi | 207525858 | HMSV-A-CB | MXZ-SM48NAMHZ |  | Multizone Mix of Ducted and Non-Ducted | 54000 | 40500 | 2.54 | 54000 | 1.95
MITSUBISHI ELECTRIC | Smart Multi | 207517158 | HMSR-A-CB-O | MXZ-SM48NAMHZ |  | Multizone All Non-Ducted | 54000 | 39000 | 2.7 | 54000 | 2
MITSUBISHI ELECTRIC | Smart Multi | 207525859 | HMSV-A-CB | MXZ-SM60NAM |  | Multizone Mix of Ducted and Non-Ducted | 66000 | 41000 | 2.74 | 57000 | 1.95
MITSUBISHI ELECTRIC | Smart Multi | 207517160 | HMSR-A-CB-O | MXZ-SM60NAM |  | Multizone All Non-Ducted | 66000 | 41500 | 2.9 | 57000 | 2
MITSUBISHI ELECTRIC | P-Series | 201754318 | HRCU-A-CB-O | PUZ-A24NHA7*** | PLA-A24EA* | Singlezone Non-Ducted, Ceiling Placement | 29000 | 14900 | 2.73 | 13000 | 2.72
MITSUBISHI ELECTRIC | P-Series | 201754462 | HRCU-A-CB-O | PUZ-A24NHA7*** | PKA-A24KA* | Singlezone Non-Ducted, Wall Placement | 28000 | 15700 | 2.63 | 15200 | 1.94
MITSUBISHI ELECTRIC | P-Series | 201754460 | HRCU-A-CB-O | PUZ-A24NHA7*** | PCA-A24KA* | Singlezone Non-Ducted, Ceiling Placement | 28000 | 15400 | 2.65 | 14900 | 2.3
MITSUBISHI ELECTRIC | P-Series | 201754463 | HRCU-A-CB | PUZ-A24NHA7*** | PVA-A24AA* | Singlezone Ducted, Centrally Ducted | 28000 | 15000 | 2.5 | 14500 | 2.24
MITSUBISHI ELECTRIC | P-Series | 201754461 | HRCU-A-CB | PUZ-A24NHA7*** | PEAD-A24AA* | Singlezone Ducted, Compact Ducted | 29400 | 15400 | 2.77 | 14300 | 2.33
MITSUBISHI ELECTRIC | P-Series H2i | 211259269 | HRCU-A-CB-O | PUZ-HA24NHA1 | PKA-A24KA* | Singlezone Non-Ducted, Wall Placement | 28000 | 17200 | 2.51 | 26000 | 1.91
MITSUBISHI ELECTRIC | M-Series | 209836204 | HMSR-A-CB-O | MXZ-3C30NAHZ3*** |  | Multizone All Non-Ducted | 28600 | 18000 | 2.65 | 28600 | 1.95
MITSUBISHI ELECTRIC | M-Series | 204629215 | HRCU-A-CB | SUZ-KA18NA2 | NTXAMT18A112A* | Singlezone Ducted, Centrally Ducted | 21600 | 14000 | 2.81 | 12200 | 2.88
MITSUBISHI ELECTRIC | M-Series | 204629248 | HRCU-A-CB | SUZ-KA18NA2 | NAXAMT18A112A* | Singlezone Ducted, Centrally Ducted | 21600 | 14000 | 2.81 | 12200 | 2.88
MITSUBISHI ELECTRIC | M-Series | 204629202 | HRCU-A-CB-O | SUZ-KA18NA2 | NTXCKS18A112A* | Singlezone Non-Ducted, Ceiling Placement | 19700 | 12900 | 2.68 | 9800 | 2.37
MITSUBISHI ELECTRIC | M-Series | 204629201 | HRCU-A-CB-O | SUZ-KA15NA2 | NTXCKS15A112A* | Singlezone Non-Ducted, Ceiling Placement | 18000 | 11900 | 2.7 | 8900 | 2.29
MITSUBISHI ELECTRIC | M-Series | 204629247 | HRCU-A-CB | SUZ-KA12NA2 | NAXAMT12A112A* | Singlezone Ducted, Centrally Ducted | 15000 | 9900 | 2.59 | 7800 | 2.75
MITSUBISHI ELECTRIC | M-Series | 204629214 | HRCU-A-CB | SUZ-KA12NA2 | NTXAMT12A112A* | Singlezone Ducted, Centrally Ducted | 15000 | 9900 | 2.59 | 7800 | 2.75
MOOVAIR | DM series | 212361759 | HRCU-A-C | DMA24HOS20230E7 | CUB24HAC20BWT7A | Singlezone Ducted, Centrally Ducted | 25000 | 21000 | 2.58 | 20000 | 1.95
MOOVAIR |  | 207742541 | HMSR-A-CB-O | DMA18HOM25230X3 |  | Multizone All Non-Ducted | 20000 | 15000 | 2.5 | 20000 | 1.93
MOOVAIR |  | 207742532 | HMSR-A-CB-O | DMA27HOM23230X2 |  | Multizone All Non-Ducted | 28000 | 21000 | 2.5 | 20000 | 2.11
MOOVAIR |  | 204005752 | HMSR-A-CB-O | DM36HOM25230X3 |  | Multizone All Non-Ducted | 36000 | 23200 | 2.78 | 36037 | 1.96
MOOVAIR |  | 202635804 | HMSR-A-CB-O | DM27HOM23230X2 |  | Multizone All Non-Ducted | 28000 | 17200 | 2.8 | 17040 | 1.97
MOOVAIR |  | 202635803 | HMSR-A-CB-O | DM18HOM23230X2 |  | Multizone All Non-Ducted | 19000 | 12000 | 2.79 | 10205 | 1.97
MOOVAIR |  | 203238518 | HMSR-A-CB-O | DM27HOM23230X2 |  | Multizone All Non-Ducted | 28000 | 17200 | 2.8 | 17040 | 1.97
MOOVAIR |  | 203238516 | HMSR-A-CB-O | DM18HOM23230X2 |  | Multizone All Non-Ducted | 19000 | 12000 | 2.79 | 10205 | 1.97
MOOVAIR | DM series | 210295923 | HRCU-A-CB | DMA60HOS20230E7 | FMA60HIAHUU230X7 | Singlezone Ducted, Centrally Ducted | 59000 | 42000 | 2.6 | 54356 | 1.91
MRCOOL | Universal Series Inverter Packaged Heat Pump | 214097894 | HSP-A | MDPH180244 |  | Multizone All Ducted | 24000 | 23400 | 3.63 | 24000 | 2.61
MRCOOL |  | 207339195 | HMSR-A-CB-O | DIY-MULTI3-27HP230C |  | Multizone All Non-Ducted | 27000 | 20000 | 2.5 | 20000 | 2
MRCOOL |  | 207339196 | HMSR-A-CB-O | DIY-MULTI2-18HP230C |  | Multizone All Non-Ducted | 19000 | 13500 | 2.6 | 14000 | 2
MRCOOL |  | 8977707 | HMSR-A-CB-O | MULTI2-18HP230V1 |  | Multizone All Non-Ducted | 19000 | 12000 | 2.79 | 10205 | 1.97
MRCOOL |  | 8977708 | HMSR-A-CB-O | MULTI3-27HP230V1 |  | Multizone All Non-Ducted | 28000 | 17200 | 2.8 | 17040 | 1.97
MRCOOL |  | 208552834 | HMSR-A-CB-O | MULTI3-27HP230B |  | Multizone All Non-Ducted | 28000 | 21000 | 2.5 | 20000 | 2.11
MRCOOL |  | 204783911 | HRCU-A-CB-O | O-ES-09-HP-C-230 | O-09-HP-WMAH-230A | Singlezone Non-Ducted, Wall Placement | 9800 | 5800 | 2.74 | 7989 | 2
MRCOOL |  | 204469768 | HRCU-A-CB | O-HH-09-HP-C-230 | DUCT-09HP-230 | Singlezone Ducted, Compact Ducted | 10000 | 7200 | 2.74 | 8300 | 2.06
MRCOOL |  | 204783913 | HRCU-A-CB-O | O-ES-18-HP-C-230 | O-18-HP-WMAH-230A | Singlezone Non-Ducted, Wall Placement | 18000 | 11400 | 2.72 | 11178 | 2.02
MRCOOL |  | 204469763 | HRCU-A-CB | O-ES-18-HP-C-230 | DUCT-18HP-230 | Singlezone Ducted, Compact Ducted | 18000 | 12000 | 2.61 | 10300 | 1.95
MRCOOL |  | 204469764 | HRCU-A-CB | O-ES-24-HP-C-230 | DUCT-24HP-230 | Singlezone Ducted, Compact Ducted | 24400 | 16000 | 2.69 | 18500 | 2.04
MRCOOL |  | 204711123 | HRCU-A-CB-O | DIY-18-HP-C-230B | DIY-18-HP-WMAH-230B | Singlezone Non-Ducted, Wall Placement | 18000 | 11300 | 2.81 | 12357 | 2.17
MRCOOL |  | 208552813 | HRCU-A-CB-O | O-ES-12-HP-C-230B | O-12-HP-WMAH-230B | Singlezone Non-Ducted, Wall Placement | 12000 | 9000 | 2.69 | 8981 | 2.19
MRCOOL |  | 208552787 | HRCU-A-CB-O | DIY-12-HP-C-115C25 | DIY-12-HP-WMAH-115C25 | Singlezone Non-Ducted, Wall Placement | 12000 | 7500 | 2.59 | 6400 | 1.95
MRCOOL |  | 207339187 | HRCU-A-CB-O | DIY-12-HP-C-115C | DIY-12-HP-WMAH-115C25 | Singlezone Non-Ducted, Wall Placement | 12000 | 7500 | 2.59 | 6400 | 1.95
MRCOOL |  | 207339188 | HRCU-A-CB-O | DIY-18-HP-C-230C | DIY-18-HP-WMAH-230C25 | Singlezone Non-Ducted, Wall Placement | 18000 | 13800 | 2.54 | 11700 | 2.05
MRCOOL |  | 208552788 | HRCU-A-CB-O | DIY-18-HP-C-230C25 | DIY-18-HP-WMAH-230C25 | Singlezone Non-Ducted, Wall Placement | 18000 | 13800 | 2.54 | 11700 | 2.05
MRCOOL | MULTI | 208552955 | HMSV-A-CB | MULTI3-27HP230B |  | Multizone Mix of Ducted and Non-Ducted | 28000 | 21400 | 2.55 | 20000 | 2.13
MRCOOL | MULTI | 208552832 | HMSV-A-CB | MULTI2-18HP230B |  | Multizone Mix of Ducted and Non-Ducted | 19000 | 14500 | 2.5 | 14000 | 2.17
MRCOOL | MVP series | 211644119 | HRCU-A-CB | MVP-18-HP-C-230-25 | MVP-18-HP-MUAH-230-25 | Singlezone Ducted, Centrally Ducted | 18000 | 14800 | 2.89 | 12400 | 2.22
MRCOOL | CENTRAL | 208960635 | HRCU-A-CB | CENTRAL-18-HP-C-23025 | CENTRAL-18-HP-MUAH-23025 | Singlezone Ducted, Centrally Ducted | 18000 | 14800 | 2.89 | 12400 | 2.22
MRCOOL | CENTRAL | 210279124 | HRCU-A-CB | CENTRAL-60-HP-C-230A00 | CENTRAL-60-HP-MUAH230A00 | Singlezone Ducted, Centrally Ducted | 59000 | 42000 | 2.6 | 54356 | 1.91
MRCOOL | DIYH | 210295926 | HRCU-A-CB | DIYH-18-HP-C-230C25 | DIYH-18-HP-MUAH-230C25 | Singlezone Ducted, Centrally Ducted | 20000 | 15000 | 2.71 | 18500 | 2.13
MRCOOL |  | 207339161 | HRCU-A-CB-O | O-HH-09-HP-C-230A | O-09-HP-WMAH-230B | Singlezone Non-Ducted, Wall Placement | 12000 | 9500 | 2.53 | 11109 | 1.97
MRCOOL |  | 208552819 | HRCU-A-CB-O | O-HH-09-HP-C-230B | O-09-HP-WMAH-230B | Singlezone Non-Ducted, Wall Placement | 12000 | 9500 | 2.53 | 11109 | 1.97
MRCOOL |  | 208552953 | HMSV-A-CB | MULTI3-27HP230B |  | Multizone All Ducted | 28000 | 22000 | 2.6 | 20000 | 2.14
MRCOOL | CENTRAL SERIES | 211497151 | HRCU-A-CB | CENTRAL-24-HP-C-230A00 | CENTRAL-24-HP-MUAH230A00 | Singlezone Ducted, Centrally Ducted | 24000 | 19200 | 2.5 | 24071 | 1.91
NAPOLEON |  | 203363530 | HMSR-A-CB-O | NMZO-27F-B |  | Multizone All Non-Ducted | 28000 | 17200 | 2.8 | 17040 | 1.97
NAPOLEON |  | 205309935 | HRCU-A-CB-O | NH21-09F-O | NH25-09F-I | Singlezone Non-Ducted, Wall Placement | 9800 | 5800 | 2.74 | 7989 | 2
NAPOLEON |  | 205309937 | HRCU-A-CB-O | NH21-18F-O | NH25-18F-I | Singlezone Non-Ducted, Wall Placement | 18000 | 11400 | 2.72 | 11178 | 2.02
NAPOLEON |  | 8952863 | HRCU-A-CB-O | NH21-18F-O | NH21-18F-I | Singlezone Non-Ducted, Wall Placement | 18000 | 10400 | 2.72 | 10953 | 1.9
NAPOLEON |  | 206598613 | HRCU-A-CB-O | NH25-24H-O | NH25-24F-I | Singlezone Non-Ducted, Wall Placement | 26000 | 19400 | 2.95 | 26000 | 2.07
NAPOLEON |  | 206597272 | HRCU-A-CB-O | NH25-18H-O | NH25-24F-I | Singlezone Non-Ducted, Wall Placement | 26000 | 19400 | 2.95 | 26000 | 2.07
NAPOLEON |  | 207683230 | HRCU-A-CB-O | NDHAS22-12-O | NDHAS22-12-I | Singlezone Non-Ducted, Wall Placement | 12000 | 10000 | 2.69 | 8820 | 2.25
NAPOLEON |  | 207683233 | HRCU-A-CB-O | NDHAS26-09-O | NDHAS26-09-I | Singlezone Non-Ducted, Wall Placement | 12000 | 9500 | 2.53 | 11109 | 1.97
NAPOLEON |  | 207683231 | HRCU-A-CB-O | NDHAS22-18-O | NDHAS22-18-I | Singlezone Non-Ducted, Wall Placement | 18000 | 14100 | 2.65 | 12829 | 2.35
NG TRADE | OMEG series | 214377799 | HRCU-A-CB-O | OMEGA121E | IMEGA121E | Singlezone Non-Ducted, Wall Placement | 12000 | 10300 | 2.56 | 12113 | 1.9
NG TRADE | OMEG series | 214377798 | HRCU-A-CB-O | OMEGA091E | IMEGA091E | Singlezone Non-Ducted, Wall Placement | 12000 | 9300 | 2.5 | 11300 | 1.9
NG TRADE |  | 213307862 | HMSR-A-CB-O | MOBMH180C |  | Multizone All Non-Ducted | 19000 | 14400 | 2.5 | 14000 | 2.22
NG TRADE | OMEG series | 214377797 | HRCU-A-CB-O | OMEGA120E | IMEGA120E | Singlezone Non-Ducted, Wall Placement | 12000 | 8900 | 2.75 | 6858 | 2.07
NG TRADE |  | 213307866 | HMSV-A-CB | MOBMH270C |  | Multizone All Ducted | 28000 | 22000 | 2.6 | 20000 | 2.14
NG TRADE |  | 213307864 | HMSV-A-CB | MOBMH180C |  | Multizone Mix of Ducted and Non-Ducted | 19000 | 14600 | 2.5 | 14000 | 2.17
NG Trade | OMEG series | 214442655 | HRCU-A-CB-O | OMEGA181E | IMEGA181E* | Singlezone Non-Ducted, Wall Placement | 18000 | 14100 | 2.65 | 12829 | 2.35
PANASONIC | CU series | 212396505 | HRCU-A-C | CU-HE24YAHK6 | CS-HE24YAC6 | Singlezone Ducted, Centrally Ducted | 25000 | 21000 | 2.58 | 20000 | 1.95
PANASONIC |  | 10208229 | HMSR-A-CB-O | CU-2E18SBU-5 |  | Multizone All Non-Ducted | 19800 | 17400 | 2.52 | 14500 | 2.08
PANASONIC | CU series | 213160450 | HRCU-A-C | CU-HE18YAHK6 | CS-HE24YAC6* | Singlezone Ducted, Centrally Ducted | 19000 | 14700 | 2.6 | 15000 | 2.2
PANASONIC | CU series | 213082093 | HRCU-A-C | CU-HE18YAHK6 | CS-HE24YAC6 | Singlezone Ducted, Centrally Ducted | 19000 | 14700 | 2.6 | 15000 | 2.2
PANASONIC | CU series | 212396493 | HRCU-A-CB | CU-HE24YAHK6 | CS-HE24YAHK6 | Singlezone Ducted, Centrally Ducted | 24000 | 19200 | 2.5 | 24071 | 1.91
PANASONIC | CU series | 212396492 | HRCU-A-CB | CU-HE18YAHK6 | CS-HE18YAHK6 | Singlezone Ducted, Centrally Ducted | 19000 | 13500 | 2.6 | 18629 | 2.04
PANASONIC | ClimaPure XE Series | 205047852 | HRCU-A-CB-O | CU-XE12WKUA | CS-XE12WKUAW | Singlezone Non-Ducted, Wall Placement | 12000 | 10000 | 2.79 | 12000 | 2.21
PANASONIC | ClimaPure XE Series | 205047853 | HRCU-A-CB-O | CU-XE15WKUA | CS-XE15WKUAW | Singlezone Non-Ducted, Wall Placement | 17200 | 11000 | 3.16 | 17200 | 2.1
PANASONIC | Low-Profile Ducted | 9125308 | HRCU-A-CB | CU-E9SD3UA | CS-E9SD3UAW | Singlezone Ducted, Compact Ducted | 9000 | 7900 | 2.54 | 7800 | 2.06
PANASONIC | Exterios E | 7958200 | HRCU-A-CB-O | CU-E18RKUA | CS-E18RKUAW | Singlezone Non-Ducted, Wall Placement | 21600 | 12000 | 2.71 | 10100 | 2.24
PANASONIC | ClimaPure XE Series | 205047854 | HRCU-A-CB-O | CU-XE18WKUA | CS-XE18WKUAW | Singlezone Non-Ducted, Wall Placement | 20400 | 14000 | 2.93 | 20400 | 2.31
PANASONIC | ClimaPure XE Series | 205047851 | HRCU-A-CB-O | CU-XE9WKUA | CS-XE9WKUAW | Singlezone Non-Ducted, Wall Placement | 12500 | 8000 | 3.13 | 11000 | 2.3
PANASONIC | RAC Multi E | 10221199 | HMSR-A-CB-O | CU-3E19RBU-5 |  | Multizone All Non-Ducted | 26000 | 20800 | 2.57 | 18900 | 2.1
PAYNE | 38MH-series | 208447849 | HRCU-A-CB-O | 38MHRCQ09AA3 | 40MHHAQ09XA3 | Singlezone Non-Ducted, Wall Placement | 10000 | 6000 | 2.51 | 7300 | 2.14
PAYNE | 38M series | 213372220 | HRCU-A-C | 38MURAQ18AB3 | 40MULAQ24XBX + CI | Singlezone Ducted, Centrally Ducted | 19000 | 14700 | 2.6 | 15000 | 2.2
PAYNE | Mid-tier | 201847066 | HMSV-A-CB | 38MGRQ18B--3 |  | Multizone All Ducted | 18500 | 11500 | 2.7 | 14400 | 2.1
PAYNE | Mid-tier | 201846967 | HRCU-A-CB-O | 38MAQB12R--1 | DHMSHAQ12XA1 | Singlezone Non-Ducted, Wall Placement | 12000 | 7600 | 2.59 | 6490 | 1.94
PAYNE |  | 201753413 | HRCU-A-CB-O | 38MPRAQ12AA3 | DHMPHAQ12XA3 | Singlezone Non-Ducted, Wall Placement | 12000 | 6800 | 2.66 | 13887 | 2
PAYNE |  | 201753410 | HRCU-A-CB-O | 38MPRAQ09AA3 | DHMPHAQ09XA3 | Singlezone Non-Ducted, Wall Placement | 10000 | 7200 | 2.78 | 13000 | 2.01
PAYNE | High Tier | 202463639 | HRCU-A-CB-O | 38MPRAQ24AA3 | DHMPHAQ24XA3 | Singlezone Non-Ducted, Wall Placement | 24000 | 15450 | 3 | 24000 | 2
PAYNE | High Tier | 202463638 | HRCU-A-CB-O | 38MPRAQ18AA3 | DHMPHAQ18XA3 | Singlezone Non-Ducted, Wall Placement | 18000 | 12300 | 3.19 | 18000 | 2
PAYNE | Mid-tier | 201846969 | HRCU-A-CB-O | 38MAQB12R--3 | DHMSHAQ12XA3 | Singlezone Non-Ducted, Wall Placement | 12000 | 7800 | 2.66 | 12010 | 1.98
PAYNE | Mid-Tier | 206350312 | HRCU-A-CB-O | 38MARBQ12AA1 | DHMAHBQ12XA1 | Singlezone Non-Ducted, Wall Placement | 12100 | 7400 | 2.68 | 6980 | 2.18
PAYNE | Mid-Tier | 206396045 | HRCU-A-CB-O | 38MAQB12R--3 | DHMAHBQ12XA3 | Singlezone Non-Ducted, Wall Placement | 12000 | 7500 | 2.56 | 12010 | 1.98
PAYNE | Mid-Tier | 206350358 | HRCU-A-CB | 38MARBQ24AA3 | 40MBDQ24--3 | Singlezone Ducted, Compact Ducted | 24600 | 14500 | 2.8 | 27910 | 2.01
PAYNE | Mid-tier | 207642922 | HMSV-A-CB | 38MGHBQ24CA3 |  | Multizone All Ducted | 24000 | 18500 | 2.85 | 21500 | 1.95
PAYNE | Mid-tier | 207642930 | HMSR-A-CB-O | 38MGHBQ48EA3 |  | Multizone All Non-Ducted | 49000 | 30000 | 2.5 | 48000 | 2
PAYNE | Mid-tier | 207642924 | HMSR-A-CB-O | 38MGHBQ30DA3 |  | Multizone All Non-Ducted | 30000 | 17500 | 2.82 | 29400 | 1.9
PAYNE | Mid-tier | 201846985 | HMSR-A-CB-O | 38MGRQ48E--3 |  | Multizone All Non-Ducted | 48000 | 29600 | 2.7 | 36340 | 1.98
PAYNE | Mid-tier | 201846984 | HMSR-A-CB-O | 38MGRQ36D--3 |  | Multizone All Non-Ducted | 36000 | 23200 | 2.78 | 36080 | 1.96
PAYNE | Mid-tier | 201846981 | HMSR-A-CB-O | 38MGRQ18B--3 |  | Multizone All Non-Ducted | 19000 | 12000 | 2.79 | 13990 | 2.15
PAYNE |  | 208447903 | HRCU-A-CB | 38MURAQ18AB3 | 40MUAAQ18XA3 | Singlezone Ducted, Centrally Ducted | 19000 | 13500 | 2.5 | 18000 | 2
PERFECTAIRE | 3PAMS | 207614055 | HRCU-A-CB-O | 3PAMSHH12-SZO | 3PAMSHH12-UVW | Singlezone Non-Ducted, Wall Placement | 12000 | 10300 | 2.56 | 12113 | 1.9
PERFECTAIRE | 3PAMS | 207614054 | HRCU-A-CB-O | 3PAMSHH09-SZO | 3PAMSHH09-UVW | Singlezone Non-Ducted, Wall Placement | 12000 | 9300 | 2.5 | 11300 | 1.9
PERFECTAIRE |  | 207657335 | HMSR-A-CB-O | 3PAMS18-HH-MZO2 |  | Multizone All Non-Ducted | 20000 | 13500 | 2.5 | 20000 | 2
PERFECTAIRE |  | 202585746 | HMSR-A-CB-O | 2PAMSH27-MZO3 |  | Multizone All Non-Ducted | 28000 | 17200 | 2.82 | 16820 | 1.95
PERFECTAIRE |  | 205653642 | HRCU-A-CB-O | 3PAMSHQCO12 | 3PAMSHQCW12 | Singlezone Non-Ducted, Wall Placement | 13000 | 7500 | 2.71 | 7377 | 2.08
PERFECTAIRE |  | 205653643 | HRCU-A-CB-O | 3PAMSHQCO18 | 3PAMSHQCW18 | Singlezone Non-Ducted, Wall Placement | 19000 | 11600 | 3.01 | 13146 | 2.11
PERFECTAIRE |  | 207192288 | HRCU-A-CB | 1PAMSHH09-SZO-25 | 2PAMSDH09 | Singlezone Ducted, Compact Ducted | 10000 | 7200 | 2.74 | 8300 | 2.06
PERFECTAIRE |  | 207192283 | HRCU-A-CB-O | 2PAMSH18-MZO | 2PAMSH18-MZW | Singlezone Non-Ducted, Wall Placement | 18000 | 10400 | 2.72 | 10953 | 1.9
PERFECTAIRE |  | 206348127 | HRCU-A-CB | 1KARDA24SZO20.5 | 2PAMSDH24 | Singlezone Ducted, Compact Ducted | 25000 | 21000 | 2.64 | 27000 | 2
PERFECTAIRE |  | 207192291 | HRCU-A-CB | 1PAMSHH24-SZW-20.5 | 2PAMSDH24 | Singlezone Ducted, Compact Ducted | 25000 | 21000 | 2.64 | 27000 | 2
PERFECTAIRE |  | 207796636 | HRCU-A-CB | 3PAMSHH24-SZO | 3PAMSDH24 | Singlezone Ducted, Compact Ducted | 25000 | 21000 | 2.64 | 27000 | 2
PERFECTAIRE |  | 207796635 | HRCU-A-CB-O | 3PAMSHH24-SZO | 3PAMSCH24 | Singlezone Non-Ducted, Wall Placement | 25000 | 21000 | 2.64 | 26000 | 1.95
PERFECTAIRE | 3PAMS | 207657337 | HMSV-A-CB | 3PAMS18-HH-MZO2 |  | Multizone Mix of Ducted and Non-Ducted | 20000 | 14700 | 2.55 | 20000 | 1.98
PERFECTAIRE | 3PAMS | 207657349 | HMSV-A-CB | 3PAMSH18-MZO2 |  | Multizone Mix of Ducted and Non-Ducted | 19000 | 14600 | 2.5 | 14000 | 2.17
PERFECTAIRE | 3PAHH series | 211253523 | HRCU-A-CB | 3PAHHSD18-SZO | 3PAHHSD18-AHU | Singlezone Ducted, Centrally Ducted | 19000 | 13500 | 2.6 | 18629 | 2.04
PERFECTAIRE | 3PAHH series | 211253524 | HRCU-A-CB | 3PAHHSD24-SZO | 3PAHHSD24-AHU | Singlezone Ducted, Centrally Ducted | 24000 | 19200 | 2.5 | 24071 | 1.91
PERFECTAIRE | 3PAHH series | 211253528 | HRCU-A-CB | 3PAHHSD60-SZO | 3PAHHSD60-AHU | Singlezone Ducted, Centrally Ducted | 59000 | 42000 | 2.6 | 54356 | 1.91
PERFECTAIRE |  | 211253533 | HMSV-A-CB | 3PAMS55-HH-MZO5 |  | Multizone All Ducted | 55000 | 35200 | 2.5 | 47000 | 1.94
PERFECTAIRE |  | 211253535 | HRCU-A-CB-O | 3PAMSHH06-SZO | 3PAMSHH06-UVW | Singlezone Non-Ducted, Wall Placement | 7000 | 7500 | 2.5 | 7200 | 1.92
PERFECTAIRE |  | 207796630 | HRCU-A-CB | 3PAMSHH12-SZO | 3PAMSDH12 | Singlezone Ducted, Compact Ducted | 12500 | 10600 | 2.51 | 12100 | 1.96
PERFECTAIRE |  | 207796629 | HRCU-A-CB-O | 3PAMSHH12-SZO | 3PAMSCH12 | Singlezone Non-Ducted, Ceiling Placement | 12000 | 9900 | 2.55 | 11500 | 1.9
PERFECTAIRE |  | 210410111 | HRCU-A-CB-O | 3PAMSHH12-SZO | 3PAMSCONH12-2 | Singlezone Non-Ducted, Wall Placement | 12000 | 10200 | 2.72 | 12300 | 2.1
PERFECTAIRE |  | 207657336 | HMSV-A-CB | 3PAMS18-HH-MZO2 |  | Multizone All Ducted | 20000 | 16000 | 2.61 | 20000 | 1.95
PIONEER | YN series | 208101240 | HRCU-A-CB-O | YN018GMFI22RPE | WS018GMFI22HLE | Singlezone Non-Ducted, Wall Placement | 18000 | 14000 | 2.61 | 12600 | 2.35
PIONEER |  | 208121961 | HMSR-A-CB-O | YN020GMFI22M2E |  | Multizone All Non-Ducted | 19000 | 14400 | 2.5 | 14000 | 2.22
PIONEER |  | 8819851 | HRCU-A-CB-O | YN018GMFI22RPD | WS018GMFI22HLD | Singlezone Non-Ducted, Wall Placement | 18000 | 10400 | 2.72 | 10953 | 1.9
PIONEER |  | 208141954 | HRCU-A-CB | YN024GMFI22RPE | RB024GMFILDFHD | Singlezone Ducted, Compact Ducted | 25000 | 20000 | 2.61 | 20000 | 2.3
PIONEER | Diamante Ultra | 207698169 | HMSV-A-CB | YN040GLFI22M4D | YN040GLFI22M4D | Multizone All Non-Ducted | 35000 | 23000 | 2.87 | 23200 | 2.12
PIONEER | Diamante Ultra | 207698163 | HMSV-A-CB | YN030GLFI22M3D | YN030GLFI22M3D | Multizone All Non-Ducted | 26000 | 16400 | 2.67 | 16250 | 2.27
PIONEER | Diamante Ultra | 207743771 | HRCU-A-CB-O | YN024GLFI22RPD | WT024GLFI22HLD | Singlezone Non-Ducted, Wall Placement | 24000 | 13900 | 2.75 | 16720 | 2.01
PIONEER | Diamante Ultra | 207743770 | HRCU-A-CB-O | YN018GLFI22RPD | WT018GLFI22HLD | Singlezone Non-Ducted, Wall Placement | 18000 | 10000 | 2.85 | 12600 | 2.21
PIONEER |  | 208121947 | HRCU-A-CB-O | YN024GMFI20RPD | CB024GMFILDFHE | Singlezone Non-Ducted, Wall Placement | 25000 | 19000 | 2.6 | 18900 | 1.96
PIONEER |  | 208191864 | HRCU-A-CB-O | YN024GMFI22RPE | CB024GMFILDFHE | Singlezone Non-Ducted, Wall Placement | 25000 | 19000 | 2.6 | 18900 | 1.96
PIONEER | YN series | 208121963 | HMSV-A-CB | YN020GMFI22M2E |  | Multizone Mix of Ducted and Non-Ducted | 19000 | 14600 | 2.5 | 14000 | 2.17
PIONEER |  | 208141955 | HRCU-A-CB-O | YN012GMFI22RPE | FB012GMFILDFHE | Singlezone Non-Ducted, Wall Placement | 12000 | 9000 | 2.69 | 8400 | 2.26
PIONEER |  | 208141952 | HRCU-A-CB | YN012GMFI22RPE | RB012GMFILDFHD | Singlezone Ducted, Compact Ducted | 12000 | 9300 | 2.78 | 8400 | 2.26
PIONEER |  | 208141951 | HRCU-A-CB | YN009GMFI22RPE | RB009GMFILDFHD | Singlezone Ducted, Compact Ducted | 10000 | 7700 | 2.59 | 8000 | 2.09
PIONEER |  | 208191861 | HRCU-A-CB-O | YN012GMFI22RPE | CB012GMFILCFHD | Singlezone Non-Ducted, Ceiling Placement | 12000 | 8900 | 2.75 | 8000 | 2.28
PIONEER |  | 208121945 | HRCU-A-CB-O | YN012GMFI20RPD | CB012GMFILCFHD | Singlezone Non-Ducted, Ceiling Placement | 12000 | 8900 | 2.75 | 8000 | 2.28
PIONEER | Hyperformance | 211583711 | HRCU-A-CB-O | YN009GHFI25RPH | WF009GHFI25HLH | Singlezone Non-Ducted, Wall Placement | 10000 | 5500 | 2.93 | 8600 | 1.94
PIONEER |  | 208121965 | HMSV-A-CB | YN030GMFI22M3E |  | Multizone All Ducted | 28000 | 22000 | 2.6 | 20000 | 2.14
POLARWAVE | EZ Series | 214810606 | HRCU-A-CB-O | EZ-18ZPL-HP230 | EZ-18W-M | Singlezone Non-Ducted, Wall Placement | 18000 | 13800 | 2.54 | 11700 | 2.05
POLARWAVE | EZ Series | 214810605 | HRCU-A-CB-O | EZ-12ZPL-HP115 | EZ-12WPL-HP115 | Singlezone Non-Ducted, Wall Placement | 12000 | 7500 | 2.59 | 6400 | 1.95
POLARWAVE | ACIQ series | 212394345 | HRCU-A-C | ACIQ-24-HPB | ACIQ-24-ACL | Singlezone Ducted, Centrally Ducted | 25000 | 21000 | 2.58 | 20000 | 1.95
POLARWAVE | ACIQ series | 212394344 | HRCU-A-C | ACIQ-18-HPB | ACIQ-18-ACL | Singlezone Ducted, Centrally Ducted | 19000 | 14700 | 2.6 | 15000 | 2.2
POLARWAVE | ACIQ series | 213433291 | HRCU-A-CB | ACIQ-24-HPB | ACIQ-24W-P | Singlezone Ducted, Centrally Ducted | 27400 | 19200 | 2.61 | 24000 | 1.91
POLARWAVE | ACIQ series | 213433290 | HRCU-A-CB | ACIQ-18-HPB | ACIQ-18W-P | Singlezone Ducted, Centrally Ducted | 19000 | 13500 | 2.6 | 18000 | 2
POLARWAVE | ACIQ series | 213433286 | HRCU-A-CB | ACIQ-18-HPB | ACIQ-18W-WM | Singlezone Ducted, Centrally Ducted | 19000 | 15800 | 2.82 | 18800 | 2.3
POLARWAVE | ACIQ series | 213433287 | HRCU-A-CB | ACIQ-24-HPB | ACIQ-24W-WM | Singlezone Ducted, Centrally Ducted | 26000 | 20000 | 2.7 | 24000 | 2
POLARWAVE | ACIQ series | 213492156 | HRCU-A-C | ACIQ-18-HPB | ACIQ-24-ACL | Singlezone Ducted, Centrally Ducted | 19000 | 14700 | 2.6 | 15000 | 2.2
POLARWAVE | ACIQ | 212316119 | HMSV-A-CB | ACIQ-55Z-HH-M5B |  | Multizone Mix of Ducted and Non-Ducted | 55000 | 34800 | 2.5 | 47000 | 1.94
POLARWAVE | ES SERIES | 212316125 | HMSV-A-CB | ES-27Z-M3B |  | Multizone Mix of Ducted and Non-Ducted | 28000 | 21400 | 2.55 | 20000 | 2.13
POLARWAVE | ACIQ | 212316087 | HMSV-A-CB | ACIQ-18Z-HH-M2B |  | Multizone Mix of Ducted and Non-Ducted | 20000 | 15500 | 2.55 | 20000 | 1.95
POLARWAVE | ES SERIES | 212316122 | HMSV-A-CB | ES-18Z-M2B |  | Multizone Mix of Ducted and Non-Ducted | 19000 | 14500 | 2.5 | 14000 | 2.17
PREMIUM LEVELLA | PIAW series | 214232461 | HRCU-A-CB-O | PIAW1232580B | PIAW1232579A | Singlezone Non-Ducted, Wall Placement | 12000 | 10300 | 2.56 | 12113 | 1.9
PREMIUM LEVELLA | PIAW series | 214232463 | HRCU-A-CB-O | PIAW932580B | PIAW932579A | Singlezone Non-Ducted, Wall Placement | 12000 | 9300 | 2.5 | 11300 | 1.9
PREMIUM LEVELLA | PIACWMZ series | 214717543 | HRCU-A-CB-O | PIACWMZ9082280B | PIACWMZ9082279A | Singlezone Non-Ducted, Ceiling Placement | 11000 | 8000 | 2.66 | 8500 | 2.37
RHEEM |  | 214066927 | HRCU-A-CB | RD17AZ36AJ3N | RCFZ3621MTANM | Singlezone Ducted, Centrally Ducted | 34200 | 23000 | 2.7 | 17900 | 2.3
RHEEM |  | 214066911 | HRCU-A-CB | RD17AZ36AJ3N | RCFZ3621MTANM | Singlezone Ducted, Centrally Ducted | 34200 | 23000 | 2.7 | 17900 | 2.3
RHEEM |  | 214066888 | HRCU-A-CB | RD17AZ36AJ3N | RCFZ3621MTANM | Singlezone Ducted, Centrally Ducted | 34200 | 23200 | 2.7 | 18000 | 2.3
RHEEM |  | 214066881 | HRCU-A-CB | RD17AZ36AJ3N | RCFZ3621MTANM | Singlezone Ducted, Centrally Ducted | 34200 | 23200 | 2.7 | 18000 | 2.3
RHEEM |  | 214066868 | HRCU-A-CB | RD17AZ36AJ3N | RCFZ3621MTANM | Singlezone Ducted, Centrally Ducted | 34200 | 23000 | 2.7 | 17900 | 2.3
RHEEM |  | 214066852 | HRCU-A-CB | RD17AZ36AJ3N | RCFZ3621MTANM | Singlezone Ducted, Centrally Ducted | 34200 | 23000 | 2.7 | 17900 | 2.3
RHEEM |  | 214066823 | HRCU-A-CB | RD17AZ36AJ3N | RCFZ3621MTANM | Singlezone Ducted, Centrally Ducted | 34200 | 23200 | 2.7 | 17900 | 2.3
RHEEM |  | 214066803 | HRCU-A-CB | RD17AZ36AJ3N | RCFZ3621MTANM | Singlezone Ducted, Centrally Ducted | 34200 | 23000 | 2.7 | 17900 | 2.3
RHEEM |  | 214066779 | HRCU-A-CB | RD17AZ36AJ3N | RCFZ3621MTANM | Singlezone Ducted, Centrally Ducted | 34200 | 23000 | 2.7 | 17900 | 2.3
RHEEM |  | 214066758 | HRCU-A-CB | RD17AZ36AJ3N | RCFZ3621MTANM | Singlezone Ducted, Centrally Ducted | 34200 | 23000 | 2.7 | 17900 | 2.3
RHEEM |  | 214066702 | HRCU-A-CB | RD17AZ36AJ3N | RCFZ3621MTANM | Singlezone Ducted, Centrally Ducted | 34200 | 23200 | 2.7 | 17900 | 2.3
RHEEM |  | 214066671 | HRCU-A-CB | RD17AZ36AJ3N | RCFZ3621MTANM | Singlezone Ducted, Centrally Ducted | 34200 | 23200 | 2.7 | 18000 | 2.3
RHEEM |  | 214066656 | HRCU-A-CB | RD17AZ36AJ3N | RCFZ3621MTANM | Singlezone Ducted, Centrally Ducted | 34200 | 23200 | 2.7 | 17900 | 2.3
RHEEM |  | 214066650 | HRCU-A-CB | RD17AZ36AJ3N | RCFZ3621MTANM | Singlezone Ducted, Centrally Ducted | 34200 | 23000 | 2.7 | 17900 | 2.3
RHEEM |  | 214066633 | HRCU-A-CB | RD17AZ36AJ3N | RCFZ3621MTANM | Singlezone Ducted, Centrally Ducted | 34200 | 23200 | 2.7 | 17900 | 2.3
RHEEM |  | 214066606 | HRCU-A-CB | RD17AZ36AJ3N | RCFZ3621MTANM | Singlezone Ducted, Centrally Ducted | 34200 | 23200 | 2.7 | 18000 | 2.3
RHEEM |  | 214066599 | HRCU-A-CB | RD17AZ36AJ3N | RCFZ3621MTANM | Singlezone Ducted, Centrally Ducted | 34200 | 23200 | 2.7 | 18000 | 2.3
RHEEM |  | 214066591 | HRCU-A-CB | RD17AZ36AJ3N | RCFZ3621MTANM | Singlezone Ducted, Centrally Ducted | 34200 | 23000 | 2.7 | 17900 | 2.3
RHEEM |  | 214066584 | HRCU-A-CB | RD17AZ36AJ3N | RCFZ3621MTANM | Singlezone Ducted, Centrally Ducted | 34200 | 23200 | 2.7 | 18000 | 2.3
RHEEM |  | 214066572 | HRCU-A-CB | RD17AZ36AJ3N | RCFZ3621MTANM | Singlezone Ducted, Centrally Ducted | 34200 | 23000 | 2.8 | 17800 | 2.3
RHEEM |  | 214066567 | HRCU-A-CB | RD17AZ36AJ3N | RCFZ3621MTANM | Singlezone Ducted, Centrally Ducted | 34200 | 23000 | 2.7 | 17900 | 2.3
RHEEM |  | 214066555 | HRCU-A-CB | RD17AZ36AJ3N | RCFZ3621MTANM | Singlezone Ducted, Centrally Ducted | 34200 | 23000 | 2.7 | 17900 | 2.3
RHEEM |  | 214066552 | HRCU-A-CB | RD17AZ36AJ3N | RCFZ3621MTANM | Singlezone Ducted, Centrally Ducted | 34200 | 23000 | 2.8 | 17800 | 2.3
RHEEM |  | 214066542 | HRCU-A-CB | RD17AZ36AJ3N | RCFZ3621MTANM | Singlezone Ducted, Centrally Ducted | 34200 | 23000 | 2.7 | 17900 | 2.3
RHEEM |  | 214066536 | HRCU-A-CB | RD17AZ36AJ3N | RCFZ3621MTANM | Singlezone Ducted, Centrally Ducted | 34200 | 31600 | 3.62 | 29800 | 1.9
RHEEM |  | 214066515 | HRCU-A-CB | RD17AZ36AJ3N | RCFZ3621MTANM | Singlezone Ducted, Centrally Ducted | 34200 | 23200 | 2.7 | 17900 | 2.3
RHEEM |  | 214066503 | HRCU-A-CB | RD17AZ36AJ3N | RCFZ3621MTAAM | Singlezone Ducted, Centrally Ducted | 34200 | 23400 | 2.8 | 18100 | 2.3
RHEEM |  | 214066500 | HRCU-A-CB | RD17AZ36AJ3N | RCFZ3621MTAAM | Singlezone Ducted, Centrally Ducted | 34200 | 23400 | 2.8 | 18100 | 2.3
RHEEM |  | 214066499 | HRCU-A-CB | RD17AZ36AJ3N | RCFZ3621MTAAM | Singlezone Ducted, Centrally Ducted | 34200 | 23600 | 2.7 | 18200 | 2.3
RHEEM |  | 214066493 | HRCU-A-CB | RD17AZ36AJ3N | RCFZ3621MTANM | Singlezone Ducted, Centrally Ducted | 34200 | 23400 | 2.72 | 18100 | 2.3
RHEEM |  | 214066466 | HRCU-A-CB | RD17AZ36AJ3N | RCFZ3621MTANM | Singlezone Ducted, Centrally Ducted | 34200 | 23400 | 2.72 | 18100 | 2.3
RHEEM |  | 214066445 | HRCU-A-CB | RD17AZ36AJ3N | RH2TZ3621MTANN | Singlezone Ducted, Centrally Ducted | 34200 | 22800 | 2.77 | 17800 | 2.3
RHEEM |  | 214066444 | HRCU-A-CB | RD17AZ36AJ3N | RH2TZ3621MTANA | Singlezone Ducted, Centrally Ducted | 34200 | 23200 | 2.7 | 18000 | 2.3
RHEEM |  | 214075564 | HRCU-A-CB | RD17AZ24AJ3N | RCFZ2417MTANM | Singlezone Ducted, Centrally Ducted | 22600 | 19000 | 3.2 | 16900 | 2
RHEEM |  | 214075562 | HRCU-A-CB | RD17AZ24AJ3N | RCFZ2417MTANM | Singlezone Ducted, Centrally Ducted | 22600 | 18900 | 3.22 | 16800 | 2
RHEEM |  | 214075559 | HRCU-A-CB | RD17AZ24AJ3N | RCFZ2417MTANM | Singlezone Ducted, Centrally Ducted | 22600 | 19000 | 3.2 | 16900 | 2
RHEEM |  | 214075546 | HRCU-A-CB | RD17AZ24AJ3N | RCFZ2417MTANM | Singlezone Ducted, Centrally Ducted | 22600 | 19000 | 3.2 | 16900 | 2
RHEEM |  | 214075542 | HRCU-A-CB | RD17AZ24AJ3N | RCFZ2417MTANM | Singlezone Ducted, Centrally Ducted | 22600 | 19000 | 3.08 | 17000 | 2
RHEEM |  | 214075530 | HRCU-A-CB | RD17AZ24AJ3N | RCFZ2417MTANM | Singlezone Ducted, Centrally Ducted | 22400 | 19100 | 3.08 | 17100 | 2
RHEEM |  | 214075529 | HRCU-A-CB | RD17AZ24AJ3N | RCFZ2417MTANM | Singlezone Ducted, Centrally Ducted | 22600 | 19000 | 3.2 | 16900 | 2
RHEEM |  | 214075527 | HRCU-A-CB | RD17AZ24AJ3N | RCFZ2417MTANM | Singlezone Ducted, Centrally Ducted | 22600 | 18900 | 3.22 | 16800 | 2.1
RHEEM |  | 214075526 | HRCU-A-CB | RD17AZ24AJ3N | RCFZ2417MTANM | Singlezone Ducted, Centrally Ducted | 22600 | 19000 | 3.2 | 16900 | 2
RHEEM |  | 214075517 | HRCU-A-CB | RD17AZ24AJ3N | RCFZ2417MTANM | Singlezone Ducted, Centrally Ducted | 22600 | 19000 | 3.2 | 16900 | 2
RHEEM |  | 214075515 | HRCU-A-CB | RD17AZ24AJ3N | RCFZ2417MTANM | Singlezone Ducted, Centrally Ducted | 22600 | 19000 | 3.2 | 16900 | 2
RHEEM |  | 214075511 | HRCU-A-CB | RD17AZ24AJ3N | RCFZ2417MTANM | Singlezone Ducted, Centrally Ducted | 22600 | 18900 | 3.22 | 16800 | 2.1
RHEEM |  | 214075508 | HRCU-A-CB | RD17AZ24AJ3N | RCFZ2417MTANM | Singlezone Ducted, Centrally Ducted | 22600 | 19000 | 3.2 | 16900 | 2
RHEEM |  | 214075506 | HRCU-A-CB | RD17AZ24AJ3N | RCFZ2417MTANM | Singlezone Ducted, Centrally Ducted | 22600 | 18900 | 3.22 | 16800 | 2.1
RHEEM |  | 214075502 | HRCU-A-CB | RD17AZ24AJ3N | RCFZ2417MTANM | Singlezone Ducted, Centrally Ducted | 22600 | 19000 | 3.2 | 16900 | 2
RHEEM |  | 214075488 | HRCU-A-CB | RD17AZ24AJ3N | RCFZ2417MTANM | Singlezone Ducted, Centrally Ducted | 22600 | 19000 | 3.2 | 16900 | 2
RHEEM |  | 214075485 | HRCU-A-CB | RD17AZ24AJ3N | RCFZ2417MTANM | Singlezone Ducted, Centrally Ducted | 22600 | 19000 | 3.08 | 17000 | 2
RHEEM |  | 214075482 | HRCU-A-CB | RD17AZ24AJ3N | RCFZ2417MTANM | Singlezone Ducted, Centrally Ducted | 22400 | 19000 | 3.06 | 17000 | 2
RHEEM |  | 214075479 | HRCU-A-CB | RD17AZ24AJ3N | RCFZ2417MTANM | Singlezone Ducted, Centrally Ducted | 22600 | 18800 | 3.22 | 16800 | 2.1
RHEEM |  | 214075476 | HRCU-A-CB | RD17AZ24AJ3N | RCFZ2417MTANM | Singlezone Ducted, Centrally Ducted | 22600 | 19000 | 3.2 | 16900 | 2
RHEEM |  | 214075475 | HRCU-A-CB | RD17AZ24AJ3N | RCFZ2417MTANM | Singlezone Ducted, Centrally Ducted | 22600 | 19000 | 3.2 | 16900 | 2
RHEEM |  | 214075469 | HRCU-A-CB | RD17AZ24AJ3N | RCFZ2417MTANM | Singlezone Ducted, Centrally Ducted | 22600 | 19000 | 3.2 | 16900 | 2
RHEEM |  | 214075466 | HRCU-A-CB | RD17AZ24AJ3N | RCFZ2417MTANM | Singlezone Ducted, Centrally Ducted | 22600 | 18900 | 3.22 | 16800 | 2.1
RHEEM |  | 214075463 | HRCU-A-CB | RD17AZ24AJ3N | RCFZ2417MTANM | Singlezone Ducted, Centrally Ducted | 22400 | 19100 | 3.08 | 17000 | 2
RHEEM |  | 214075457 | HRCU-A-CB | RD17AZ24AJ3N | RCFZ2417MTANM | Singlezone Ducted, Centrally Ducted | 22600 | 18800 | 3.22 | 16800 | 2.1
RHEEM |  | 214075442 | HRCU-A-CB | RD17AZ24AJ3N | RCFZ2417MTANM | Singlezone Ducted, Centrally Ducted | 22600 | 19000 | 3.2 | 16900 | 2
RHEEM |  | 214075440 | HRCU-A-CB | RD17AZ24AJ3N | RCFZ2417MTANM | Singlezone Ducted, Centrally Ducted | 22600 | 18900 | 3.22 | 16800 | 2.1
RHEEM |  | 214075430 | HRCU-A-CB | RD17AZ24AJ3N | RCFZ2417MTANM | Singlezone Ducted, Centrally Ducted | 22600 | 19000 | 3.2 | 16900 | 2
RHEEM |  | 214075429 | HRCU-A-CB | RD17AZ24AJ3N | RCFZ2417MTANM | Singlezone Ducted, Centrally Ducted | 22600 | 18900 | 3.24 | 16800 | 2.1
RHEEM |  | 214075426 | HRCU-A-CB | RD17AZ24AJ3N | RCFZ2417MTANM | Singlezone Ducted, Centrally Ducted | 22600 | 19000 | 3.2 | 16900 | 2
RHEEM |  | 214075415 | HRCU-A-CB | RD17AZ24AJ3N | RCFZ2417MTANM | Singlezone Ducted, Centrally Ducted | 22600 | 18900 | 3.24 | 16800 | 2.1
RHEEM |  | 214075413 | HRCU-A-CB | RD17AZ24AJ3N | RCFZ2417MTANM | Singlezone Ducted, Centrally Ducted | 22600 | 19000 | 3.08 | 17000 | 2
RHEEM |  | 214075409 | HRCU-A-CB | RD17AZ24AJ3N | RCFZ2417MTANM | Singlezone Ducted, Centrally Ducted | 22600 | 19000 | 3.2 | 16900 | 2
RHEEM |  | 214075585 | HRCU-A-CB | RD17AZ24AJ3N | RCFZ2417MTANM | Singlezone Ducted, Centrally Ducted | 22600 | 19000 | 3.2 | 16900 | 2
RHEEM |  | 214075583 | HRCU-A-CB | RD17AZ24AJ3N | RCFZ2417MTANM | Singlezone Ducted, Centrally Ducted | 22600 | 18900 | 3.24 | 16800 | 2.1
RHEEM |  | 214075570 | HRCU-A-CB | RD17AZ24AJ3N | RCFZ2417MTANM | Singlezone Ducted, Centrally Ducted | 22600 | 19000 | 3.2 | 16900 | 2
RHEEM |  | 214075568 | HRCU-A-CB | RD17AZ24AJ3N | RCFZ2417MTANM | Singlezone Ducted, Centrally Ducted | 22600 | 18900 | 3.22 | 16800 | 2
RHEEM |  | 214075566 | HRCU-A-CB | RD17AZ24AJ3N | RCFZ2417MTANM | Singlezone Ducted, Centrally Ducted | 22600 | 18900 | 3.24 | 16800 | 2.1
RHEEM |  | 214075565 | HRCU-A-CB | RD17AZ24AJ3N | RCFZ2417MTANM | Singlezone Ducted, Centrally Ducted | 22600 | 19000 | 3.2 | 16900 | 2
RHEEM |  | 214233325 | HRCU-A-CB | RD17AZ36AJ3N | RH3VZ4821STACN | Singlezone Ducted, Centrally Ducted | 34200 | 31200 | 3.79 | 29400 | 2
RHEEM |  | 214097945 | HRCU-A-CB | RD17AZ48AJ3N | RH3VZ6024STACN | Singlezone Ducted, Centrally Ducted | 45500 | 43000 | 3.76 | 40000 | 2.1
RHEEM |  | 214095455 | HRCU-A-CB | RD17AZ24AJ3N | RH3VZ3617STACN | Singlezone Ducted, Centrally Ducted | 22600 | 18700 | 3.22 | 16700 | 2.1
RHEEM |  | 214075927 | HRCU-A-CB | RD17AZ24AJ3N | RH2VZ3617STANN | Singlezone Ducted, Centrally Ducted | 22800 | 15100 | 2.6 | 11900 | 2.19
RHEEM |  | 214066465 | HRCU-A-CB | RD17AZ36AJ3N | RH2VZ3621MTANN | Singlezone Ducted, Centrally Ducted | 34200 | 23200 | 2.82 | 17900 | 2.3
RHEEM |  | 214066455 | HRCU-A-CB | RD17AZ36AJ3N | RH2VZ3621MTANA | Singlezone Ducted, Centrally Ducted | 34200 | 23400 | 2.8 | 18000 | 2.3
RHEEM |  | 208552857 | HRCU-A-CB | RP18AZ36AJVC | RHMVZ6021SEACA | Singlezone Ducted, Centrally Ducted | 32000 | 38000 | 2.5 | 40500 | 2.1
RHEEM |  | 209872699 | HRCU-A-CB | RP18AZ36AJVC | RCFZ6021SEAAM | Singlezone Ducted, Centrally Ducted | 34200 | 41000 | 2.5 | 43500 | 2.2
RHEEM |  | 209872701 | HRCU-A-CB | RP18AZ36AJVC | RCFZ6021SEAAM | Singlezone Ducted, Centrally Ducted | 34200 | 40500 | 2.5 | 43000 | 2.2
RHEEM |  | 209872702 | HRCU-A-CB | RP18AZ36AJVC | RCFZ6021SEAAM | Singlezone Ducted, Centrally Ducted | 34200 | 40500 | 2.5 | 43000 | 2.2
RHEEM |  | 209872703 | HRCU-A-CB | RP18AZ36AJVC | RCFZ6021SEAAM | Singlezone Ducted, Centrally Ducted | 34200 | 40500 | 2.5 | 43000 | 2.2
RHEEM |  | 209872704 | HRCU-A-CB | RP18AZ36AJVC | RCFZ6021SEAAM | Singlezone Ducted, Centrally Ducted | 34200 | 40500 | 2.5 | 43000 | 2.2
RHEEM |  | 209872705 | HRCU-A-CB | RP18AZ36AJVC | RCFZ6021SEAAM | Singlezone Ducted, Centrally Ducted | 34200 | 41000 | 2.5 | 43500 | 2.2
RHEEM |  | 209872706 | HRCU-A-CB | RP18AZ36AJVC | RCFZ6021SEAAM | Singlezone Ducted, Centrally Ducted | 34200 | 41000 | 2.5 | 43500 | 2.2
RHEEM |  | 209872707 | HRCU-A-CB | RP18AZ36AJVC | RCFZ6021SEAAM | Singlezone Ducted, Centrally Ducted | 34200 | 40500 | 2.5 | 43000 | 2.2
RHEEM |  | 209872708 | HRCU-A-CB | RP18AZ36AJVC | RCFZ6021SEAAM | Singlezone Ducted, Centrally Ducted | 34200 | 41000 | 2.5 | 43500 | 2.2
RHEEM |  | 210589387 | HRCU-A-CB | RP18AZ36AJVC | RCFZ6021SEAAM | Singlezone Ducted, Centrally Ducted | 34200 | 40500 | 2.5 | 43000 | 2.2
RHEEM |  | 210589388 | HRCU-A-CB | RP18AZ36AJVC | RCFZ6021SEAAM | Singlezone Ducted, Centrally Ducted | 34200 | 40500 | 2.5 | 43000 | 2.2
RHEEM |  | 210589389 | HRCU-A-CB | RP18AZ36AJVC | RCFZ6021SEAAM | Singlezone Ducted, Centrally Ducted | 34200 | 40500 | 2.5 | 43000 | 2.2
RHEEM |  | 210589390 | HRCU-A-CB | RP18AZ36AJVC | RCFZ6021SEAAM | Singlezone Ducted, Centrally Ducted | 34200 | 40500 | 2.5 | 43000 | 2.2
RHEEM |  | 210589391 | HRCU-A-CB | RP18AZ36AJVC | RCFZ6021SEAAM | Singlezone Ducted, Centrally Ducted | 34200 | 40500 | 2.5 | 43000 | 2.2
RHEEM |  | 212609342 | HRCU-A-CB | RP18AZ36AJVC | RCFZ6021SEAAM | Singlezone Ducted, Centrally Ducted | 34200 | 40500 | 2.5 | 43000 | 2.2
RHEEM |  | 212609344 | HRCU-A-CB | RP18AZ36AJVC | RCFZ6021SEAAM | Singlezone Ducted, Centrally Ducted | 34200 | 41000 | 2.5 | 43500 | 2.2
RHEEM |  | 212609350 | HRCU-A-CB | RP18AZ36AJVC | RCFZ6021SEAAM | Singlezone Ducted, Centrally Ducted | 34200 | 40500 | 2.5 | 43000 | 2.2
RHEEM |  | 212609359 | HRCU-A-CB | RP18AZ36AJVC | RCFZ6021SEAAM | Singlezone Ducted, Centrally Ducted | 34200 | 40500 | 2.5 | 43000 | 2.2
RHEEM |  | 212609365 | HRCU-A-CB | RP18AZ36AJVC | RCFZ6021SEAAM | Singlezone Ducted, Centrally Ducted | 34200 | 40500 | 2.5 | 43000 | 2.2
RHEEM |  | 212609368 | HRCU-A-CB | RP18AZ36AJVC | RCFZ6021SEAAM | Singlezone Ducted, Centrally Ducted | 34200 | 40500 | 2.5 | 43000 | 2.2
RHEEM |  | 213163990 | HRCU-A-CB | RP18AZ36AJVC | RCFZ6021SEAAM | Singlezone Ducted, Centrally Ducted | 34200 | 40500 | 2.5 | 43000 | 2.2
RHEEM | Endeavor | 211044463 | HMSV-A-CB | RO3HFZ24AJ1H |  | Multizone All Non-Ducted | 25000 | 15400 | 2.61 | 25500 | 2.09
RHEEM | Endeavor | 211781753 | HRCU-A-CB | RD16AZ30AJHUA | RHMVZ3021SNAUNJ | Singlezone Ducted, Centrally Ducted | 32000 | 21600 | 3.03 | 33000 | 1.93
RHEEM | Endeavor | 210824765 | HMSV-A-CB | RO4HFZ36AJ1H |  | Multizone All Non-Ducted | 36400 | 21400 | 2.64 | 36407 | 2.02
RHEEM | Endeavor | 210824722 | HRCU-A-CB | RO1HHZ12AJ8S | RIMHHZ12AJ8S | Singlezone Ducted, Centrally Ducted | 16000 | 10500 | 3.05 | 16000 | 2.08
RHEEM | Endeavor | 210368094 | HRCU-A-CB-O | RO1HHZ09AJ2H | RIWHHZ09AJ2S | Singlezone Non-Ducted, Wall Placement | 12000 | 7400 | 3.19 | 9480 | 2.17
RHEEM | Endeavor | 210368114 | HRCU-A-CB-O | RO1HHZ18AJ2S | RIWHHZ18AJ2S | Singlezone Non-Ducted, Wall Placement | 21600 | 13600 | 3.11 | 21600 | 2.01
RHEEM | Endeavor | 210368112 | HRCU-A-CB-O | RO1HHZ09AJ3S | RIWHHZ09AJ3S | Singlezone Non-Ducted, Wall Placement | 10000 | 6200 | 2.8 | 6700 | 2.07
RHEEM | Endeavor | 210824705 | HRCU-A-CB-O | RO1HHZ09AJ8S | RICHHZ09AJ8S | Singlezone Non-Ducted, Ceiling Placement | 12000 | 7800 | 3.17 | 10120 | 2.23
RHEEM | Endeavor | 210824712 | HRCU-A-CB-O | RO1HHZ12AJ8S | RICHHZ12AJ8S | Singlezone Non-Ducted, Ceiling Placement | 16000 | 10700 | 2.99 | 16000 | 2.08
RHEEM | Endeavor | 210824718 | HRCU-A-CB-O | RO1HHZ18AJ8S | RICHHZ18AJ8S | Singlezone Non-Ducted, Ceiling Placement | 21600 | 14700 | 2.93 | 17500 | 2.33
RHEEM | Endeavor | 210368088 | HRCU-A-CB-O | RO1HFZ18AJ2H | RIWHFZ18AJ2S | Singlezone Non-Ducted, Wall Placement | 21600 | 14600 | 3.01 | 21600 | 2.3
RHEEM | Endeavor | 210368078 | HRCU-A-CB-O | RO1HFZ12AJ2S | RIFHFZ12AJ2S | Singlezone Non-Ducted, Floor Placement | 16000 | 10600 | 2.61 | 15000 | 2.03
RHEEM | Endeavor | 210368090 | HRCU-A-CB-O | RO1HFZ24AJ2H | RIWHFZ24AJ2S | Singlezone Non-Ducted, Wall Placement | 25200 | 18000 | 2.5 | 25220 | 2.06
RHEEM | Endeavor | 210368128 | HRCU-A-CB-O | RO1HHZ12AJ2S | RIWHHZ12AJ2S | Singlezone Non-Ducted, Wall Placement | 14500 | 8800 | 3.03 | 10700 | 2.45
RHEEM | Endeavor | 211781747 | HRCU-A-CB-O | RO1HHZ18AJ8S | RISHHZ18AJ8S | Singlezone Non-Ducted, Ceiling Placement | 21600 | 15800 | 2.91 | 16800 | 2.22
RHEEM | Endeavor | 211781748 | HRCU-A-CB-O | RO1HHZ24AJ8S | RISHHZ24AJ8S | Singlezone Non-Ducted, Ceiling Placement | 27000 | 17500 | 3.07 | 23600 | 2.08
RHEEM | Endeavor | 211781751 | HRCU-A-CB | RD16AZ24AJVUA | RHMVZ2421MNAUNJ | Singlezone Ducted, Centrally Ducted | 27000 | 18700 | 2.85 | 23000 | 1.94
RHEEM | Endeavor | 211781739 | HRCU-A-CB | RO1HHZ18AJ8S | RIMHHZ18AJ8S | Singlezone Ducted, Compact Ducted | 21600 | 15500 | 2.89 | 16800 | 2.12
RHEEM | Endeavor | 211781740 | HRCU-A-CB | RO1HHZ24AJ8S | RIMHHZ24AJ8S | Singlezone Ducted, Compact Ducted | 27000 | 18100 | 2.9 | 23200 | 2
RHEEM | Endeavor | 211781743 | HRCU-A-CB-O | RO1HHZ18AJ8S | RIGHHZ18AJ8S | Singlezone Non-Ducted, Ceiling Placement | 21600 | 15100 | 3.01 | 16800 | 2.24
RHEEM | Endeavor | 211781744 | HRCU-A-CB-O | RO1HHZ24AJ8S | RIGHHZ24AJ8S | Singlezone Non-Ducted, Ceiling Placement | 27000 | 18000 | 3.08 | 23600 | 2.12
RHEEM | Endeavor | 211781745 | HRCU-A-CB-O | RO1HHZ30AJ8S | RIGHHZ30AJ8S | Singlezone Non-Ducted, Ceiling Placement | 32000 | 20800 | 3.17 | 28000 | 2.12
RHEEM | Endeavor | 210368092 | HRCU-A-CB-O | RO1HFZ30AJ2H | RIWHFZ30AJ2S | Singlezone Non-Ducted, Wall Placement | 32000 | 18900 | 2.56 | 32030 | 2.06
RHEEM | Endeavor | 210368076 | HRCU-A-CB-O | RO1HFZ09AJ2S | RIFHFZ09AJ2S | Singlezone Non-Ducted, Floor Placement | 12000 | 7500 | 2.82 | 14220 | 1.98
RHEEM | Endeavor | 210368080 | HRCU-A-CB-O | RO1HFZ15AJ2S | RIFHFZ15AJ2S | Singlezone Non-Ducted, Floor Placement | 18000 | 11600 | 2.62 | 18960 | 1.91
RHEEM | Endeavor | 210368084 | HRCU-A-CB-O | RO1HFZ12AJ2H | RIFHFZ12AJ2S | Singlezone Non-Ducted, Floor Placement | 16000 | 10600 | 2.61 | 15050 | 1.9
RHEEM | Endeavor | 210368108 | HRCU-A-CB-O | RO1HGZ15AJ1H | RIWHGZ15AJ1S | Singlezone Non-Ducted, Wall Placement | 18000 | 11200 | 3.16 | 21000 | 2.12
RHEEM | Endeavor | 210368098 | HRCU-A-CB-O | RO1HGZ09AJ1S | RIWHGZ09AJ1S | Singlezone Non-Ducted, Wall Placement | 12000 | 7400 | 3.61 | 15400 | 2.15
RHEEM | Endeavor | 210368100 | HRCU-A-CB-O | RO1HGZ09AJ1H | RIWHGZ09AJ1S | Singlezone Non-Ducted, Wall Placement | 12000 | 7400 | 3.5 | 15400 | 2.01
RHEEM | Endeavor | 210368106 | HRCU-A-CB-O | RO1HGZ15AJ1S | RIWHGZ15AJ1S | Singlezone Non-Ducted, Wall Placement | 18000 | 11200 | 3.25 | 21000 | 2.24
RHEEM | Endeavor | 210368126 | HRCU-A-CB-O | RO1HHZ09AJ2S | RIWHHZ09AJ2S | Singlezone Non-Ducted, Wall Placement | 12000 | 7400 | 3.19 | 10200 | 2.35
RHEEM | Endeavor | 210368116 | HRCU-A-CB-O | RO1HHZ24AJ2S | RIWHHZ24AJ2S | Singlezone Non-Ducted, Wall Placement | 25200 | 15700 | 3.05 | 25500 | 2.08
RHEEM | Endeavor | 210368102 | HRCU-A-CB-O | RO1HGZ12AJ1S | RIWHGZ12AJ1S | Singlezone Non-Ducted, Wall Placement | 16000 | 10000 | 3.33 | 16600 | 2.32
RHEEM | Endeavor | 210368104 | HRCU-A-CB-O | RO1HGZ12AJ1H | RIWHGZ12AJ1S | Singlezone Non-Ducted, Wall Placement | 16000 | 10000 | 3.22 | 16600 | 2.16
RUNTRU |  | 207642984 | HRCU-A-CB-O | M4THS2309A11N** | M4MHW2309A1N0** | Singlezone Non-Ducted, Ceiling Placement | 11000 | 7300 | 2.61 | 9000 | 1.93
RUNTRU |  | 207642986 | HRCU-A-CB-O | M4THS2312A11N** | M4MHW2312A1N0** | Singlezone Non-Ducted, Ceiling Placement | 12000 | 7700 | 2.59 | 9200 | 1.93
RUNTRU |  | 210488274 | HMSR-A-CB-O | M4THM1918A12N** |  | Multizone All Non-Ducted | 18000 | 14700 | 2.63 | 13600 | 2.23
RUSSELL |  | 214066929 | HRCU-A-CB | RD17AZ36AJ3N | TCFZ3621MTANM | Singlezone Ducted, Centrally Ducted | 34200 | 23000 | 2.8 | 17800 | 2.3
RUSSELL |  | 214066925 | HRCU-A-CB | RD17AZ36AJ3N | TCFZ3621MTANM | Singlezone Ducted, Centrally Ducted | 34200 | 23000 | 2.7 | 17900 | 2.3
RUSSELL |  | 214066897 | HRCU-A-CB | RD17AZ36AJ3N | TCFZ3621MTANM | Singlezone Ducted, Centrally Ducted | 34200 | 23200 | 2.7 | 18000 | 2.3
RUSSELL |  | 214066894 | HRCU-A-CB | RD17AZ36AJ3N | TCFZ3621MTANM | Singlezone Ducted, Centrally Ducted | 34200 | 23000 | 2.7 | 17900 | 2.3
RUSSELL |  | 214066880 | HRCU-A-CB | RD17AZ36AJ3N | TCFZ3621MTANM | Singlezone Ducted, Centrally Ducted | 34200 | 31400 | 3.65 | 29600 | 1.9
RUSSELL |  | 214066861 | HRCU-A-CB | RD17AZ36AJ3N | TCFZ3621MTANM | Singlezone Ducted, Centrally Ducted | 34200 | 23200 | 2.7 | 17900 | 2.3
RUSSELL |  | 214066821 | HRCU-A-CB | RD17AZ36AJ3N | TCFZ3621MTANM | Singlezone Ducted, Centrally Ducted | 34200 | 23000 | 2.7 | 17900 | 2.3
RUSSELL |  | 214066802 | HRCU-A-CB | RD17AZ36AJ3N | TCFZ3621MTANM | Singlezone Ducted, Centrally Ducted | 34200 | 23000 | 2.7 | 17900 | 2.3
RUSSELL |  | 214066784 | HRCU-A-CB | RD17AZ36AJ3N | TCFZ3621MTANM | Singlezone Ducted, Centrally Ducted | 34200 | 23000 | 2.7 | 17900 | 2.3
RUSSELL |  | 214066775 | HRCU-A-CB | RD17AZ36AJ3N | TCFZ3621MTANM | Singlezone Ducted, Centrally Ducted | 34200 | 31200 | 3.63 | 29400 | 1.9
RUSSELL |  | 214066766 | HRCU-A-CB | RD17AZ36AJ3N | TCFZ3621MTANM | Singlezone Ducted, Centrally Ducted | 34200 | 23200 | 2.7 | 18000 | 2.3
RUSSELL |  | 214066711 | HRCU-A-CB | RD17AZ36AJ3N | TCFZ3621MTANM | Singlezone Ducted, Centrally Ducted | 34200 | 23000 | 2.7 | 17900 | 2.3
RUSSELL |  | 214066703 | HRCU-A-CB | RD17AZ36AJ3N | TCFZ3621MTANM | Singlezone Ducted, Centrally Ducted | 34200 | 23200 | 2.7 | 18000 | 2.3
RUSSELL |  | 214066686 | HRCU-A-CB | RD17AZ36AJ3N | TCFZ3621MTANM | Singlezone Ducted, Centrally Ducted | 34200 | 23000 | 2.8 | 17800 | 2.3
RUSSELL |  | 214066682 | HRCU-A-CB | RD17AZ36AJ3N | TCFZ3621MTANM | Singlezone Ducted, Centrally Ducted | 34200 | 23000 | 2.7 | 17900 | 2.3
RUSSELL |  | 214066655 | HRCU-A-CB | RD17AZ36AJ3N | TCFZ3621MTANM | Singlezone Ducted, Centrally Ducted | 34200 | 23200 | 2.7 | 17900 | 2.3
RUSSELL |  | 214066619 | HRCU-A-CB | RD17AZ36AJ3N | TCFZ3621MTANM | Singlezone Ducted, Centrally Ducted | 34200 | 23000 | 2.7 | 17900 | 2.3
RUSSELL |  | 214066614 | HRCU-A-CB | RD17AZ36AJ3N | TCFZ3621MTANM | Singlezone Ducted, Centrally Ducted | 34200 | 23000 | 2.7 | 17900 | 2.3
RUSSELL |  | 214066592 | HRCU-A-CB | RD17AZ36AJ3N | TCFZ3621MTANM | Singlezone Ducted, Centrally Ducted | 34200 | 23000 | 2.7 | 17900 | 2.3
RUSSELL |  | 214066586 | HRCU-A-CB | RD17AZ36AJ3N | TCFZ3621MTANM | Singlezone Ducted, Centrally Ducted | 34200 | 23200 | 2.7 | 18000 | 2.3
RUSSELL |  | 214066580 | HRCU-A-CB | RD17AZ36AJ3N | TCFZ3621MTANM | Singlezone Ducted, Centrally Ducted | 34200 | 23200 | 2.7 | 18000 | 2.3
RUSSELL |  | 214066575 | HRCU-A-CB | RD17AZ36AJ3N | TCFZ3621MTANM | Singlezone Ducted, Centrally Ducted | 34200 | 23200 | 2.7 | 17900 | 2.3
RUSSELL |  | 214066563 | HRCU-A-CB | RD17AZ36AJ3N | TCFZ3621MTANM | Singlezone Ducted, Centrally Ducted | 34200 | 23200 | 2.7 | 18000 | 2.3
RUSSELL |  | 214066554 | HRCU-A-CB | RD17AZ36AJ3N | TCFZ3621MTANM | Singlezone Ducted, Centrally Ducted | 34200 | 23200 | 2.7 | 17900 | 2.3
RUSSELL |  | 214066553 | HRCU-A-CB | RD17AZ36AJ3N | TCFZ3621MTANM | Singlezone Ducted, Centrally Ducted | 34200 | 23000 | 2.7 | 17900 | 2.3
RUSSELL |  | 214066549 | HRCU-A-CB | RD17AZ36AJ3N | TCFZ3621MTANM | Singlezone Ducted, Centrally Ducted | 34200 | 23000 | 2.7 | 17900 | 2.3
RUSSELL |  | 214066539 | HRCU-A-CB | RD17AZ36AJ3N | TCFZ3621MTANM | Singlezone Ducted, Centrally Ducted | 34200 | 23200 | 2.7 | 17900 | 2.3
RUSSELL |  | 214066484 | HRCU-A-CB | RD17AZ36AJ3N | TCFZ3621MTAAM | Singlezone Ducted, Centrally Ducted | 34200 | 23600 | 2.8 | 18100 | 2.3
RUSSELL |  | 214066479 | HRCU-A-CB | RD17AZ36AJ3N | TCFZ3621MTANM | Singlezone Ducted, Centrally Ducted | 34200 | 23400 | 2.72 | 18100 | 2.3
RUSSELL |  | 214066475 | HRCU-A-CB | RD17AZ36AJ3N | TCFZ3621MTAAM | Singlezone Ducted, Centrally Ducted | 34200 | 23800 | 2.7 | 18400 | 2.2
RUSSELL |  | 214066469 | HRCU-A-CB | RD17AZ36AJ3N | TCFZ3621MTAAM | Singlezone Ducted, Centrally Ducted | 34200 | 23600 | 2.7 | 18300 | 2.3
RUSSELL |  | 214066449 | HRCU-A-CB | RD17AZ36AJ3N | SH2CZ3621MTANA | Singlezone Ducted, Centrally Ducted | 34200 | 23200 | 2.7 | 18000 | 2.3
RUSSELL |  | 214066440 | HRCU-A-CB | RD17AZ36AJ3N | SH2CZ3621MTANN | Singlezone Ducted, Centrally Ducted | 34200 | 22800 | 2.77 | 17800 | 2.3
RUSSELL |  | 214075560 | HRCU-A-CB | RD17AZ24AJ3N | TCFZ2417MTANM | Singlezone Ducted, Centrally Ducted | 22600 | 19000 | 3.2 | 16900 | 2
RUSSELL |  | 214075558 | HRCU-A-CB | RD17AZ24AJ3N | TCFZ2417MTANM | Singlezone Ducted, Centrally Ducted | 22600 | 19000 | 3.2 | 16900 | 2
RUSSELL |  | 214075557 | HRCU-A-CB | RD17AZ24AJ3N | TCFZ2417MTANM | Singlezone Ducted, Centrally Ducted | 22600 | 18900 | 3.22 | 16800 | 2.1
RUSSELL |  | 214075556 | HRCU-A-CB | RD17AZ24AJ3N | TCFZ2417MTANM | Singlezone Ducted, Centrally Ducted | 22600 | 18900 | 3.24 | 16800 | 2.1
RUSSELL |  | 214075552 | HRCU-A-CB | RD17AZ24AJ3N | TCFZ2417MTANM | Singlezone Ducted, Centrally Ducted | 22600 | 19000 | 3.2 | 16900 | 2
RUSSELL |  | 214075539 | HRCU-A-CB | RD17AZ24AJ3N | TCFZ2417MTANM | Singlezone Ducted, Centrally Ducted | 22600 | 19000 | 3.2 | 16900 | 2
RUSSELL |  | 214075537 | HRCU-A-CB | RD17AZ24AJ3N | TCFZ2417MTANM | Singlezone Ducted, Centrally Ducted | 22600 | 19000 | 3.2 | 16900 | 2
RUSSELL |  | 214075535 | HRCU-A-CB | RD17AZ24AJ3N | TCFZ2417MTANM | Singlezone Ducted, Centrally Ducted | 22400 | 19000 | 3.06 | 17000 | 2
RUSSELL |  | 214075518 | HRCU-A-CB | RD17AZ24AJ3N | TCFZ2417MTANM | Singlezone Ducted, Centrally Ducted | 22600 | 18800 | 3.22 | 16800 | 2.1
RUSSELL |  | 214075499 | HRCU-A-CB | RD17AZ24AJ3N | TCFZ2417MTANM | Singlezone Ducted, Centrally Ducted | 22600 | 18900 | 3.22 | 16800 | 2.1
RUSSELL |  | 214075495 | HRCU-A-CB | RD17AZ24AJ3N | TCFZ2417MTANM | Singlezone Ducted, Centrally Ducted | 22600 | 18900 | 3.22 | 16800 | 2.1
RUSSELL |  | 214075487 | HRCU-A-CB | RD17AZ24AJ3N | TCFZ2417MTANM | Singlezone Ducted, Centrally Ducted | 22600 | 19000 | 3.08 | 17000 | 2
RUSSELL |  | 214075486 | HRCU-A-CB | RD17AZ24AJ3N | TCFZ2417MTANM | Singlezone Ducted, Centrally Ducted | 22400 | 19100 | 3.08 | 17100 | 2
RUSSELL |  | 214075472 | HRCU-A-CB | RD17AZ24AJ3N | TCFZ2417MTANM | Singlezone Ducted, Centrally Ducted | 22600 | 19000 | 3.2 | 16900 | 2
RUSSELL |  | 214075464 | HRCU-A-CB | RD17AZ24AJ3N | TCFZ2417MTANM | Singlezone Ducted, Centrally Ducted | 22600 | 19000 | 3.2 | 16900 | 2
RUSSELL |  | 214075461 | HRCU-A-CB | RD17AZ24AJ3N | TCFZ2417MTANM | Singlezone Ducted, Centrally Ducted | 22600 | 18900 | 3.24 | 16800 | 2.1
RUSSELL |  | 214075458 | HRCU-A-CB | RD17AZ24AJ3N | TCFZ2417MTANM | Singlezone Ducted, Centrally Ducted | 22600 | 19000 | 3.08 | 17000 | 2
RUSSELL |  | 214075455 | HRCU-A-CB | RD17AZ24AJ3N | TCFZ2417MTANM | Singlezone Ducted, Centrally Ducted | 22600 | 19000 | 3.2 | 16900 | 2
RUSSELL |  | 214075448 | HRCU-A-CB | RD17AZ24AJ3N | TCFZ2417MTANM | Singlezone Ducted, Centrally Ducted | 22600 | 19000 | 3.2 | 16900 | 2
RUSSELL |  | 214075447 | HRCU-A-CB | RD17AZ24AJ3N | TCFZ2417MTANM | Singlezone Ducted, Centrally Ducted | 22600 | 19000 | 3.2 | 16900 | 2
RUSSELL |  | 214075446 | HRCU-A-CB | RD17AZ24AJ3N | TCFZ2417MTANM | Singlezone Ducted, Centrally Ducted | 22600 | 19000 | 3.2 | 16900 | 2
RUSSELL |  | 214075434 | HRCU-A-CB | RD17AZ24AJ3N | TCFZ2417MTANM | Singlezone Ducted, Centrally Ducted | 22600 | 18900 | 3.24 | 16800 | 2.1
RUSSELL |  | 214075431 | HRCU-A-CB | RD17AZ24AJ3N | TCFZ2417MTANM | Singlezone Ducted, Centrally Ducted | 22600 | 19000 | 3.2 | 16900 | 2
RUSSELL |  | 214075428 | HRCU-A-CB | RD17AZ24AJ3N | TCFZ2417MTANM | Singlezone Ducted, Centrally Ducted | 22600 | 19000 | 3.2 | 16900 | 2
RUSSELL |  | 214075425 | HRCU-A-CB | RD17AZ24AJ3N | TCFZ2417MTANM | Singlezone Ducted, Centrally Ducted | 22600 | 19000 | 3.2 | 16900 | 2
RUSSELL |  | 214075423 | HRCU-A-CB | RD17AZ24AJ3N | TCFZ2417MTANM | Singlezone Ducted, Centrally Ducted | 22600 | 19000 | 3.08 | 17000 | 2
RUSSELL |  | 214075422 | HRCU-A-CB | RD17AZ24AJ3N | TCFZ2417MTANM | Singlezone Ducted, Centrally Ducted | 22600 | 19000 | 3.2 | 16900 | 2
RUSSELL |  | 214075417 | HRCU-A-CB | RD17AZ24AJ3N | TCFZ2417MTANM | Singlezone Ducted, Centrally Ducted | 22600 | 18900 | 3.22 | 16800 | 2
RUSSELL |  | 214075414 | HRCU-A-CB | RD17AZ24AJ3N | TCFZ2417MTANM | Singlezone Ducted, Centrally Ducted | 22600 | 18900 | 3.22 | 16800 | 2
RUSSELL |  | 214075594 | HRCU-A-CB | RD17AZ24AJ3N | TCFZ2417MTANM | Singlezone Ducted, Centrally Ducted | 22400 | 19100 | 3.08 | 17000 | 2
RUSSELL |  | 214075590 | HRCU-A-CB | RD17AZ24AJ3N | TCFZ2417MTANM | Singlezone Ducted, Centrally Ducted | 22600 | 18800 | 3.22 | 16800 | 2.1
RUSSELL |  | 214075588 | HRCU-A-CB | RD17AZ24AJ3N | TCFZ2417MTANM | Singlezone Ducted, Centrally Ducted | 22600 | 19000 | 3.2 | 16900 | 2
RUSSELL |  | 214075584 | HRCU-A-CB | RD17AZ24AJ3N | TCFZ2417MTANM | Singlezone Ducted, Centrally Ducted | 22600 | 19000 | 3.2 | 16900 | 2
RUSSELL |  | 214075582 | HRCU-A-CB | RD17AZ24AJ3N | TCFZ2417MTANM | Singlezone Ducted, Centrally Ducted | 22600 | 19000 | 3.2 | 16900 | 2
RUSSELL |  | 214075577 | HRCU-A-CB | RD17AZ24AJ3N | TCFZ2417MTANM | Singlezone Ducted, Centrally Ducted | 22600 | 18900 | 3.22 | 16800 | 2.1
RUSSELL |  | 214075576 | HRCU-A-CB | RD17AZ24AJ3N | TCFZ2417MTANM | Singlezone Ducted, Centrally Ducted | 22600 | 18900 | 3.24 | 16800 | 2.1
RUSSELL |  | 214075574 | HRCU-A-CB | RD17AZ24AJ3N | TCFZ2417MTANM | Singlezone Ducted, Centrally Ducted | 22600 | 19000 | 3.2 | 16900 | 2
RUSSELL |  | 214075567 | HRCU-A-CB | RD17AZ24AJ3N | TCFZ2417MTANM | Singlezone Ducted, Centrally Ducted | 22600 | 18900 | 3.22 | 16800 | 2.1
RUSSELL |  | 214233328 | HRCU-A-CB | RD17AZ36AJ3N | SH3VZ4821STACN | Singlezone Ducted, Centrally Ducted | 34200 | 31200 | 3.79 | 29400 | 2
RUSSELL |  | 214075923 | HRCU-A-CB | RD17AZ24AJ3N | SH2VZ3617STANN | Singlezone Ducted, Centrally Ducted | 22800 | 15100 | 2.6 | 11900 | 2.19
RUSSELL |  | 214066463 | HRCU-A-CB | RD17AZ36AJ3N | SH2VZ3621MTANA | Singlezone Ducted, Centrally Ducted | 34200 | 23400 | 2.8 | 18000 | 2.3
RUSSELL |  | 214066453 | HRCU-A-CB | RD17AZ36AJ3N | SH2VZ3621MTANN | Singlezone Ducted, Centrally Ducted | 34200 | 23200 | 2.82 | 17900 | 2.3
RUUD |  | 214066919 | HRCU-A-CB | RD17AZ36AJ3N | RCFZ3621MTANM | Singlezone Ducted, Centrally Ducted | 34200 | 31400 | 3.65 | 29600 | 1.9
RUUD |  | 214066909 | HRCU-A-CB | RD17AZ36AJ3N | RCFZ3621MTANM | Singlezone Ducted, Centrally Ducted | 34200 | 23000 | 2.7 | 17900 | 2.3
RUUD |  | 214066884 | HRCU-A-CB | RD17AZ36AJ3N | RCFZ3621MTANM | Singlezone Ducted, Centrally Ducted | 34200 | 23200 | 2.7 | 17900 | 2.3
RUUD |  | 214066869 | HRCU-A-CB | RD17AZ36AJ3N | RCFZ3621MTANM | Singlezone Ducted, Centrally Ducted | 34200 | 23200 | 2.7 | 17900 | 2.3
RUUD |  | 214066859 | HRCU-A-CB | RD17AZ36AJ3N | RCFZ3621MTANM | Singlezone Ducted, Centrally Ducted | 34200 | 23000 | 2.7 | 17900 | 2.3
RUUD |  | 214066845 | HRCU-A-CB | RD17AZ36AJ3N | RCFZ3621MTANM | Singlezone Ducted, Centrally Ducted | 34200 | 23200 | 2.7 | 18000 | 2.3
RUUD |  | 214066843 | HRCU-A-CB | RD17AZ36AJ3N | RCFZ3621MTANM | Singlezone Ducted, Centrally Ducted | 34200 | 23000 | 2.7 | 17900 | 2.3
RUUD |  | 214066842 | HRCU-A-CB | RD17AZ36AJ3N | RCFZ3621MTANM | Singlezone Ducted, Centrally Ducted | 34200 | 23000 | 2.7 | 17900 | 2.3
RUUD |  | 214066836 | HRCU-A-CB | RD17AZ36AJ3N | RCFZ3621MTANM | Singlezone Ducted, Centrally Ducted | 34200 | 23000 | 2.7 | 17900 | 2.3
RUUD |  | 214066827 | HRCU-A-CB | RD17AZ36AJ3N | RCFZ3621MTANM | Singlezone Ducted, Centrally Ducted | 34200 | 23000 | 2.7 | 17900 | 2.3
RUUD |  | 214066760 | HRCU-A-CB | RD17AZ36AJ3N | RCFZ3621MTANM | Singlezone Ducted, Centrally Ducted | 34200 | 23200 | 2.7 | 17900 | 2.3
RUUD |  | 214066750 | HRCU-A-CB | RD17AZ36AJ3N | RCFZ3621MTANM | Singlezone Ducted, Centrally Ducted | 34200 | 23200 | 2.7 | 18000 | 2.3
RUUD |  | 214066745 | HRCU-A-CB | RD17AZ36AJ3N | RCFZ3621MTANM | Singlezone Ducted, Centrally Ducted | 34200 | 23200 | 2.7 | 18000 | 2.3
RUUD |  | 214066720 | HRCU-A-CB | RD17AZ36AJ3N | RCFZ3621MTANM | Singlezone Ducted, Centrally Ducted | 34200 | 23200 | 2.7 | 17900 | 2.3
RUUD |  | 214066714 | HRCU-A-CB | RD17AZ36AJ3N | RCFZ3621MTANM | Singlezone Ducted, Centrally Ducted | 34200 | 23200 | 2.7 | 18000 | 2.3
RUUD |  | 214066700 | HRCU-A-CB | RD17AZ36AJ3N | RCFZ3621MTANM | Singlezone Ducted, Centrally Ducted | 34200 | 23000 | 2.7 | 17900 | 2.3
RUUD |  | 214066693 | HRCU-A-CB | RD17AZ36AJ3N | RCFZ3621MTANM | Singlezone Ducted, Centrally Ducted | 34200 | 23000 | 2.8 | 17800 | 2.3
RUUD |  | 214066691 | HRCU-A-CB | RD17AZ36AJ3N | RCFZ3621MTANM | Singlezone Ducted, Centrally Ducted | 34200 | 23000 | 2.7 | 17900 | 2.3
RUUD |  | 214066684 | HRCU-A-CB | RD17AZ36AJ3N | RCFZ3621MTANM | Singlezone Ducted, Centrally Ducted | 34200 | 23000 | 2.7 | 17900 | 2.3
RUUD |  | 214066638 | HRCU-A-CB | RD17AZ36AJ3N | RCFZ3621MTANM | Singlezone Ducted, Centrally Ducted | 34200 | 23200 | 2.7 | 17900 | 2.3
RUUD |  | 214066578 | HRCU-A-CB | RD17AZ36AJ3N | RCFZ3621MTANM | Singlezone Ducted, Centrally Ducted | 34200 | 23200 | 2.7 | 18000 | 2.3
RUUD |  | 214066574 | HRCU-A-CB | RD17AZ36AJ3N | RCFZ3621MTANM | Singlezone Ducted, Centrally Ducted | 34200 | 23000 | 2.7 | 17900 | 2.3
RUUD |  | 214066559 | HRCU-A-CB | RD17AZ36AJ3N | RCFZ3621MTANM | Singlezone Ducted, Centrally Ducted | 34200 | 23000 | 2.8 | 17800 | 2.3
RUUD |  | 214066533 | HRCU-A-CB | RD17AZ36AJ3N | RCFZ3621MTANM | Singlezone Ducted, Centrally Ducted | 34200 | 23000 | 2.7 | 17900 | 2.3
RUUD |  | 214066524 | HRCU-A-CB | RD17AZ36AJ3N | RCFZ3621MTANM | Singlezone Ducted, Centrally Ducted | 34200 | 23000 | 2.7 | 17900 | 2.3
RUUD |  | 214066511 | HRCU-A-CB | RD17AZ36AJ3N | RCFZ3621MTANM | Singlezone Ducted, Centrally Ducted | 34200 | 23400 | 2.72 | 18100 | 2.3
RUUD |  | 214066508 | HRCU-A-CB | RD17AZ36AJ3N | RCFZ3621MTAAM | Singlezone Ducted, Centrally Ducted | 34200 | 23600 | 2.7 | 18300 | 2.3
RUUD |  | 214066506 | HRCU-A-CB | RD17AZ36AJ3N | RCFZ3624MTANM | Singlezone Ducted, Centrally Ducted | 34200 | 23400 | 2.7 | 18200 | 2.3
RUUD |  | 214066502 | HRCU-A-CB | RD17AZ36AJ3N | RCFZ3624MTANM | Singlezone Ducted, Centrally Ducted | 34200 | 23400 | 2.7 | 18100 | 2.3
RUUD |  | 214066492 | HRCU-A-CB | RD17AZ36AJ3N | RCFZ3621MTAAM | Singlezone Ducted, Centrally Ducted | 34200 | 23600 | 2.7 | 18200 | 2.3
RUUD |  | 214066489 | HRCU-A-CB | RD17AZ36AJ3N | RCFZ3621MTAAM | Singlezone Ducted, Centrally Ducted | 34200 | 23800 | 2.7 | 18300 | 2.2
RUUD |  | 214066487 | HRCU-A-CB | RD17AZ36AJ3N | RCFZ3624MTANM | Singlezone Ducted, Centrally Ducted | 34200 | 23400 | 2.7 | 18100 | 2.3
RUUD |  | 214066482 | HRCU-A-CB | RD17AZ36AJ3N | RCFZ3621MTAAM | Singlezone Ducted, Centrally Ducted | 34200 | 23600 | 2.8 | 18100 | 2.3
RUUD |  | 214066476 | HRCU-A-CB | RD17AZ36AJ3N | RCFZ3621MTAAM | Singlezone Ducted, Centrally Ducted | 34200 | 23600 | 2.7 | 18300 | 2.3
RUUD |  | 214066472 | HRCU-A-CB | RD17AZ36AJ3N | RCFZ3621MTANM | Singlezone Ducted, Centrally Ducted | 34200 | 23400 | 2.72 | 18100 | 2.3
RUUD |  | 214066447 | HRCU-A-CB | RD17AZ36AJ3N | RH2TZ3621MTANN | Singlezone Ducted, Centrally Ducted | 34200 | 22800 | 2.77 | 17800 | 2.3
RUUD |  | 214066443 | HRCU-A-CB | RD17AZ36AJ3N | RH2TZ3621MTANA | Singlezone Ducted, Centrally Ducted | 34200 | 23200 | 2.7 | 18000 | 2.3
RUUD |  | 214075563 | HRCU-A-CB | RD17AZ24AJ3N | RCFZ2417MTANM | Singlezone Ducted, Centrally Ducted | 22400 | 19000 | 3.06 | 17000 | 2
RUUD |  | 214075555 | HRCU-A-CB | RD17AZ24AJ3N | RCFZ2417MTANM | Singlezone Ducted, Centrally Ducted | 22600 | 18900 | 3.22 | 16800 | 2.1
RUUD |  | 214075551 | HRCU-A-CB | RD17AZ24AJ3N | RCFZ2417MTANM | Singlezone Ducted, Centrally Ducted | 22600 | 18800 | 3.22 | 16800 | 2.1
RUUD |  | 214075550 | HRCU-A-CB | RD17AZ24AJ3N | RCFZ2417MTANM | Singlezone Ducted, Centrally Ducted | 22600 | 19000 | 3.2 | 16900 | 2
RUUD |  | 214075541 | HRCU-A-CB | RD17AZ24AJ3N | RCFZ2417MTANM | Singlezone Ducted, Centrally Ducted | 22600 | 19000 | 3.08 | 17000 | 2
RUUD |  | 214075538 | HRCU-A-CB | RD17AZ24AJ3N | RCFZ2417MTANM | Singlezone Ducted, Centrally Ducted | 22600 | 19000 | 3.2 | 16900 | 2
RUUD |  | 214075536 | HRCU-A-CB | RD17AZ24AJ3N | RCFZ2417MTANM | Singlezone Ducted, Centrally Ducted | 22600 | 18900 | 3.22 | 16800 | 2
RUUD |  | 214075533 | HRCU-A-CB | RD17AZ24AJ3N | RCFZ2417MTANM | Singlezone Ducted, Centrally Ducted | 22400 | 19100 | 3.08 | 17100 | 2
RUUD |  | 214075532 | HRCU-A-CB | RD17AZ24AJ3N | RCFZ2417MTANM | Singlezone Ducted, Centrally Ducted | 22600 | 18800 | 3.22 | 16800 | 2.1
RUUD |  | 214075531 | HRCU-A-CB | RD17AZ24AJ3N | RCFZ2417MTANM | Singlezone Ducted, Centrally Ducted | 22600 | 18900 | 3.22 | 16800 | 2.1
RUUD |  | 214075522 | HRCU-A-CB | RD17AZ24AJ3N | RCFZ2417MTANM | Singlezone Ducted, Centrally Ducted | 22600 | 19000 | 3.2 | 16900 | 2
RUUD |  | 214075521 | HRCU-A-CB | RD17AZ24AJ3N | RCFZ2417MTANM | Singlezone Ducted, Centrally Ducted | 22600 | 19000 | 3.2 | 16900 | 2
RUUD |  | 214075520 | HRCU-A-CB | RD17AZ24AJ3N | RCFZ2417MTANM | Singlezone Ducted, Centrally Ducted | 22600 | 19000 | 3.2 | 16900 | 2
RUUD |  | 214075519 | HRCU-A-CB | RD17AZ24AJ3N | RCFZ2417MTANM | Singlezone Ducted, Centrally Ducted | 22600 | 18900 | 3.22 | 16800 | 2.1
RUUD |  | 214075516 | HRCU-A-CB | RD17AZ24AJ3N | RCFZ2417MTANM | Singlezone Ducted, Centrally Ducted | 22600 | 19000 | 3.2 | 16900 | 2
RUUD |  | 214075513 | HRCU-A-CB | RD17AZ24AJ3N | RCFZ2417MTANM | Singlezone Ducted, Centrally Ducted | 22600 | 19000 | 3.2 | 16900 | 2
RUUD |  | 214075512 | HRCU-A-CB | RD17AZ24AJ3N | RCFZ2417MTANM | Singlezone Ducted, Centrally Ducted | 22400 | 19100 | 3.08 | 17000 | 2
RUUD |  | 214075507 | HRCU-A-CB | RD17AZ24AJ3N | RCFZ2417MTANM | Singlezone Ducted, Centrally Ducted | 22600 | 18900 | 3.22 | 16800 | 2.1
RUUD |  | 214075504 | HRCU-A-CB | RD17AZ24AJ3N | RCFZ2417MTANM | Singlezone Ducted, Centrally Ducted | 22600 | 19000 | 3.2 | 16900 | 2
RUUD |  | 214075503 | HRCU-A-CB | RD17AZ24AJ3N | RCFZ2417MTANM | Singlezone Ducted, Centrally Ducted | 22600 | 19000 | 3.2 | 16900 | 2
RUUD |  | 214075492 | HRCU-A-CB | RD17AZ24AJ3N | RCFZ2417MTANM | Singlezone Ducted, Centrally Ducted | 22600 | 19000 | 3.2 | 16900 | 2
RUUD |  | 214075477 | HRCU-A-CB | RD17AZ24AJ3N | RCFZ2417MTANM | Singlezone Ducted, Centrally Ducted | 22600 | 18900 | 3.24 | 16800 | 2.1
RUUD |  | 214075468 | HRCU-A-CB | RD17AZ24AJ3N | RCFZ2417MTANM | Singlezone Ducted, Centrally Ducted | 22600 | 19000 | 3.08 | 17000 | 2
RUUD |  | 214075465 | HRCU-A-CB | RD17AZ24AJ3N | RCFZ2417MTANM | Singlezone Ducted, Centrally Ducted | 22600 | 18900 | 3.22 | 16800 | 2
RUUD |  | 214075462 | HRCU-A-CB | RD17AZ24AJ3N | RCFZ2417MTANM | Singlezone Ducted, Centrally Ducted | 22600 | 19000 | 3.2 | 16900 | 2
RUUD |  | 214075459 | HRCU-A-CB | RD17AZ24AJ3N | RCFZ2417MTANM | Singlezone Ducted, Centrally Ducted | 22600 | 19000 | 3.2 | 16900 | 2
RUUD |  | 214075456 | HRCU-A-CB | RD17AZ24AJ3N | RCFZ2417MTANM | Singlezone Ducted, Centrally Ducted | 22600 | 18900 | 3.24 | 16800 | 2.1
RUUD |  | 214075453 | HRCU-A-CB | RD17AZ24AJ3N | RCFZ2417MTANM | Singlezone Ducted, Centrally Ducted | 22600 | 19000 | 3.2 | 16900 | 2
RUUD |  | 214075449 | HRCU-A-CB | RD17AZ24AJ3N | RCFZ2417MTANM | Singlezone Ducted, Centrally Ducted | 22600 | 18900 | 3.24 | 16800 | 2.1
RUUD |  | 214075437 | HRCU-A-CB | RD17AZ24AJ3N | RCFZ2417MTANM | Singlezone Ducted, Centrally Ducted | 22600 | 18900 | 3.24 | 16800 | 2.1
RUUD |  | 214075435 | HRCU-A-CB | RD17AZ24AJ3N | RCFZ2417MTANM | Singlezone Ducted, Centrally Ducted | 22600 | 19000 | 3.2 | 16900 | 2
RUUD |  | 214075432 | HRCU-A-CB | RD17AZ24AJ3N | RCFZ2417MTANM | Singlezone Ducted, Centrally Ducted | 22600 | 19000 | 3.08 | 17000 | 2
RUUD |  | 214075416 | HRCU-A-CB | RD17AZ24AJ3N | RCFZ2417MTANM | Singlezone Ducted, Centrally Ducted | 22600 | 19000 | 3.2 | 16900 | 2
RUUD |  | 214075411 | HRCU-A-CB | RD17AZ24AJ3N | RCFZ2417MTANM | Singlezone Ducted, Centrally Ducted | 22600 | 18900 | 3.22 | 16800 | 2.1
RUUD |  | 214075408 | HRCU-A-CB | RD17AZ24AJ3N | RCFZ2417MTANM | Singlezone Ducted, Centrally Ducted | 22600 | 19000 | 3.2 | 16900 | 2
RUUD |  | 214075592 | HRCU-A-CB | RD17AZ24AJ3N | RCFZ2417MTANM | Singlezone Ducted, Centrally Ducted | 22600 | 19000 | 3.2 | 16900 | 2
RUUD |  | 214075581 | HRCU-A-CB | RD17AZ24AJ3N | RCFZ2417MTANM | Singlezone Ducted, Centrally Ducted | 22600 | 19000 | 3.2 | 16900 | 2
RUUD |  | 214075573 | HRCU-A-CB | RD17AZ24AJ3N | RCFZ2417MTANM | Singlezone Ducted, Centrally Ducted | 22600 | 19000 | 3.2 | 16900 | 2
RUUD |  | 214233326 | HRCU-A-CB | RD17AZ36AJ3N | RH3VZ4821STACN | Singlezone Ducted, Centrally Ducted | 34200 | 31200 | 3.79 | 29400 | 2
RUUD |  | 214097946 | HRCU-A-CB | RD17AZ48AJ3N | RH3VZ6024STACN | Singlezone Ducted, Centrally Ducted | 45500 | 43000 | 3.76 | 40000 | 2.1
RUUD |  | 214095454 | HRCU-A-CB | RD17AZ24AJ3N | RH3VZ3617STACN | Singlezone Ducted, Centrally Ducted | 22600 | 18700 | 3.22 | 16700 | 2.1
RUUD |  | 214075925 | HRCU-A-CB | RD17AZ24AJ3N | RH2VZ3617STANN | Singlezone Ducted, Centrally Ducted | 22800 | 15100 | 2.6 | 11900 | 2.19
RUUD |  | 214066461 | HRCU-A-CB | RD17AZ36AJ3N | RH2VZ3621MTANA | Singlezone Ducted, Centrally Ducted | 34200 | 23400 | 2.8 | 18000 | 2.3
RUUD |  | 214066457 | HRCU-A-CB | RD17AZ36AJ3N | RH2VZ3621MTANN | Singlezone Ducted, Centrally Ducted | 34200 | 23200 | 2.82 | 17900 | 2.3
RUUD |  | 208553291 | HRCU-A-CB | UP18AZ36AJVC | RHMVZ6021SEACA | Singlezone Ducted, Centrally Ducted | 32000 | 38000 | 2.5 | 40500 | 2.1
RUUD |  | 209872709 | HRCU-A-CB | UP18AZ36AJVC | RCFZ6021SEAAM | Singlezone Ducted, Centrally Ducted | 34200 | 41000 | 2.5 | 43500 | 2.2
RUUD |  | 209872711 | HRCU-A-CB | UP18AZ36AJVC | RCFZ6021SEAAM | Singlezone Ducted, Centrally Ducted | 34200 | 40500 | 2.5 | 43000 | 2.2
RUUD |  | 209872712 | HRCU-A-CB | UP18AZ36AJVC | RCFZ6021SEAAM | Singlezone Ducted, Centrally Ducted | 34200 | 40500 | 2.5 | 43000 | 2.2
RUUD |  | 209872713 | HRCU-A-CB | UP18AZ36AJVC | RCFZ6021SEAAM | Singlezone Ducted, Centrally Ducted | 34200 | 40500 | 2.5 | 43000 | 2.2
RUUD |  | 209872714 | HRCU-A-CB | UP18AZ36AJVC | RCFZ6021SEAAM | Singlezone Ducted, Centrally Ducted | 34200 | 40500 | 2.5 | 43000 | 2.2
RUUD |  | 209872715 | HRCU-A-CB | UP18AZ36AJVC | RCFZ6021SEAAM | Singlezone Ducted, Centrally Ducted | 34200 | 41000 | 2.5 | 43500 | 2.2
RUUD |  | 209872716 | HRCU-A-CB | UP18AZ36AJVC | RCFZ6021SEAAM | Singlezone Ducted, Centrally Ducted | 34200 | 41000 | 2.5 | 43500 | 2.2
RUUD |  | 209872717 | HRCU-A-CB | UP18AZ36AJVC | RCFZ6021SEAAM | Singlezone Ducted, Centrally Ducted | 34200 | 40500 | 2.5 | 43000 | 2.2
RUUD |  | 209872718 | HRCU-A-CB | UP18AZ36AJVC | RCFZ6021SEAAM | Singlezone Ducted, Centrally Ducted | 34200 | 41000 | 2.5 | 43500 | 2.2
RUUD |  | 210589396 | HRCU-A-CB | UP18AZ36AJVC | RCFZ6021SEAAM | Singlezone Ducted, Centrally Ducted | 34200 | 40500 | 2.5 | 43000 | 2.2
RUUD |  | 210589397 | HRCU-A-CB | UP18AZ36AJVC | RCFZ6021SEAAM | Singlezone Ducted, Centrally Ducted | 34200 | 40500 | 2.5 | 43000 | 2.2
RUUD |  | 210589398 | HRCU-A-CB | UP18AZ36AJVC | RCFZ6021SEAAM | Singlezone Ducted, Centrally Ducted | 34200 | 40500 | 2.5 | 43000 | 2.2
RUUD |  | 210589399 | HRCU-A-CB | UP18AZ36AJVC | RCFZ6021SEAAM | Singlezone Ducted, Centrally Ducted | 34200 | 40500 | 2.5 | 43000 | 2.2
RUUD |  | 210589400 | HRCU-A-CB | UP18AZ36AJVC | RCFZ6021SEAAM | Singlezone Ducted, Centrally Ducted | 34200 | 40500 | 2.5 | 43000 | 2.2
RUUD |  | 212609347 | HRCU-A-CB | UP18AZ36AJVC | RCFZ6021SEAAM | Singlezone Ducted, Centrally Ducted | 34200 | 40500 | 2.5 | 43000 | 2.2
RUUD |  | 212609351 | HRCU-A-CB | UP18AZ36AJVC | RCFZ6021SEAAM | Singlezone Ducted, Centrally Ducted | 34200 | 41000 | 2.5 | 43500 | 2.2
RUUD |  | 212609352 | HRCU-A-CB | UP18AZ36AJVC | RCFZ6021SEAAM | Singlezone Ducted, Centrally Ducted | 34200 | 40500 | 2.5 | 43000 | 2.2
RUUD |  | 212609358 | HRCU-A-CB | UP18AZ36AJVC | RCFZ6021SEAAM | Singlezone Ducted, Centrally Ducted | 34200 | 40500 | 2.5 | 43000 | 2.2
RUUD |  | 212609362 | HRCU-A-CB | UP18AZ36AJVC | RCFZ6021SEAAM | Singlezone Ducted, Centrally Ducted | 34200 | 40500 | 2.5 | 43000 | 2.2
RUUD |  | 212609370 | HRCU-A-CB | UP18AZ36AJVC | RCFZ6021SEAAM | Singlezone Ducted, Centrally Ducted | 34200 | 40500 | 2.5 | 43000 | 2.2
RUUD |  | 213163997 | HRCU-A-CB | UP18AZ36AJVC | RCFZ6021SEAAM | Singlezone Ducted, Centrally Ducted | 34200 | 40500 | 2.5 | 43000 | 2.2
RUUD | Endeavor | 211044464 | HMSV-A-CB | RO3HFZ24AJ1H |  | Multizone All Non-Ducted | 25000 | 15400 | 2.61 | 25500 | 2.09
RUUD | Endeavor | 211781770 | HRCU-A-CB | RD16AZ30AJHUA | RHMVZ3021SNAUNJ | Singlezone Ducted, Centrally Ducted | 32000 | 21600 | 3.03 | 33000 | 1.93
RUUD | Endeavor | 210824767 | HMSV-A-CB | RO4HFZ36AJ1H |  | Multizone All Non-Ducted | 36400 | 21400 | 2.64 | 36407 | 2.02
RUUD | Endeavor | 210824724 | HRCU-A-CB | RO1HHZ12AJ8S | RIMHHZ12AJ8S | Singlezone Ducted, Centrally Ducted | 16000 | 10500 | 3.05 | 16000 | 2.08
RUUD | Endeavor | 210368095 | HRCU-A-CB-O | RO1HHZ09AJ2H | UIWHHZ09AJ2S | Singlezone Non-Ducted, Wall Placement | 12000 | 7400 | 3.19 | 9480 | 2.17
RUUD | Endeavor | 210368115 | HRCU-A-CB-O | RO1HHZ18AJ2S | UIWHHZ18AJ2S | Singlezone Non-Ducted, Wall Placement | 21600 | 13600 | 3.11 | 21600 | 2.01
RUUD | Endeavor | 210368113 | HRCU-A-CB-O | RO1HHZ09AJ3S | UIWHHZ09AJ3S | Singlezone Non-Ducted, Wall Placement | 10000 | 6200 | 2.8 | 6700 | 2.07
RUUD | Endeavor | 210824709 | HRCU-A-CB-O | RO1HHZ09AJ8S | RICHHZ09AJ8S | Singlezone Non-Ducted, Ceiling Placement | 12000 | 7800 | 3.17 | 10120 | 2.23
RUUD | Endeavor | 210824714 | HRCU-A-CB-O | RO1HHZ12AJ8S | RICHHZ12AJ8S | Singlezone Non-Ducted, Ceiling Placement | 16000 | 10700 | 2.99 | 16000 | 2.08
RUUD | Endeavor | 210824720 | HRCU-A-CB-O | RO1HHZ18AJ8S | RICHHZ18AJ8S | Singlezone Non-Ducted, Ceiling Placement | 21600 | 14700 | 2.93 | 17500 | 2.33
RUUD | Endeavor | 210368089 | HRCU-A-CB-O | RO1HFZ18AJ2H | UIWHFZ18AJ2S | Singlezone Non-Ducted, Wall Placement | 21600 | 14600 | 3.01 | 21600 | 2.3
RUUD | Endeavor | 210368079 | HRCU-A-CB-O | RO1HFZ12AJ2S | RIFHFZ12AJ2S | Singlezone Non-Ducted, Floor Placement | 16000 | 10600 | 2.61 | 15000 | 2.03
RUUD | Endeavor | 210368091 | HRCU-A-CB-O | RO1HFZ24AJ2H | UIWHFZ24AJ2S | Singlezone Non-Ducted, Wall Placement | 25200 | 18000 | 2.5 | 25220 | 2.06
RUUD | Endeavor | 210368129 | HRCU-A-CB-O | RO1HHZ12AJ2S | UIWHHZ12AJ2S | Singlezone Non-Ducted, Wall Placement | 14500 | 8800 | 3.03 | 10700 | 2.45
RUUD | Endeavor | 211781764 | HRCU-A-CB-O | RO1HHZ18AJ8S | RISHHZ18AJ8S | Singlezone Non-Ducted, Ceiling Placement | 21600 | 15800 | 2.91 | 16800 | 2.22
RUUD | Endeavor | 211781765 | HRCU-A-CB-O | RO1HHZ24AJ8S | RISHHZ24AJ8S | Singlezone Non-Ducted, Ceiling Placement | 27000 | 17500 | 3.07 | 23600 | 2.08
RUUD | Endeavor | 211781768 | HRCU-A-CB | RD16AZ24AJVUA | RHMVZ2421MNAUNJ | Singlezone Ducted, Centrally Ducted | 27000 | 18700 | 2.85 | 23000 | 1.94
RUUD | Endeavor | 211781756 | HRCU-A-CB | RO1HHZ18AJ8S | RIMHHZ18AJ8S | Singlezone Ducted, Compact Ducted | 21600 | 15500 | 2.89 | 16800 | 2.12
RUUD | Endeavor | 211781757 | HRCU-A-CB | RO1HHZ24AJ8S | RIMHHZ24AJ8S | Singlezone Ducted, Compact Ducted | 27000 | 18100 | 2.9 | 23200 | 2
RUUD | Endeavor | 211781760 | HRCU-A-CB-O | RO1HHZ18AJ8S | RIGHHZ18AJ8S | Singlezone Non-Ducted, Ceiling Placement | 21600 | 15100 | 3.01 | 16800 | 2.24
RUUD | Endeavor | 211781761 | HRCU-A-CB-O | RO1HHZ24AJ8S | RIGHHZ24AJ8S | Singlezone Non-Ducted, Ceiling Placement | 27000 | 18000 | 3.08 | 23600 | 2.12
RUUD | Endeavor | 211781762 | HRCU-A-CB-O | RO1HHZ30AJ8S | RIGHHZ30AJ8S | Singlezone Non-Ducted, Ceiling Placement | 32000 | 20800 | 3.17 | 28000 | 2.12
RUUD | Endeavor | 210368093 | HRCU-A-CB-O | RO1HFZ30AJ2H | UIWHFZ30AJ2S | Singlezone Non-Ducted, Wall Placement | 32000 | 18900 | 2.56 | 32030 | 2.06
RUUD | Endeavor | 210368077 | HRCU-A-CB-O | RO1HFZ09AJ2S | RIFHFZ09AJ2S | Singlezone Non-Ducted, Floor Placement | 12000 | 7500 | 2.82 | 14220 | 1.98
RUUD | Endeavor | 210368081 | HRCU-A-CB-O | RO1HFZ15AJ2S | RIFHFZ15AJ2S | Singlezone Non-Ducted, Floor Placement | 18000 | 11600 | 2.62 | 18960 | 1.91
RUUD | Endeavor | 210368085 | HRCU-A-CB-O | RO1HFZ12AJ2H | RIFHFZ12AJ2S | Singlezone Non-Ducted, Floor Placement | 16000 | 10600 | 2.61 | 15050 | 1.9
RUUD | Endeavor | 210368109 | HRCU-A-CB-O | RO1HGZ15AJ1H | UIWHGZ15AJ1S | Singlezone Non-Ducted, Wall Placement | 18000 | 11200 | 3.16 | 21000 | 2.12
RUUD | Endeavor | 210368099 | HRCU-A-CB-O | RO1HGZ09AJ1S | UIWHGZ09AJ1S | Singlezone Non-Ducted, Wall Placement | 12000 | 7400 | 3.61 | 15400 | 2.15
RUUD | Endeavor | 210368101 | HRCU-A-CB-O | RO1HGZ09AJ1H | UIWHGZ09AJ1S | Singlezone Non-Ducted, Wall Placement | 12000 | 7400 | 3.5 | 15400 | 2.01
RUUD | Endeavor | 210368107 | HRCU-A-CB-O | RO1HGZ15AJ1S | UIWHGZ15AJ1S | Singlezone Non-Ducted, Wall Placement | 18000 | 11200 | 3.25 | 21000 | 2.24
RUUD | Endeavor | 210368127 | HRCU-A-CB-O | RO1HHZ09AJ2S | UIWHHZ09AJ2S | Singlezone Non-Ducted, Wall Placement | 12000 | 7400 | 3.19 | 10200 | 2.35
RUUD | Endeavor | 210368117 | HRCU-A-CB-O | RO1HHZ24AJ2S | UIWHHZ24AJ2S | Singlezone Non-Ducted, Wall Placement | 25200 | 15700 | 3.05 | 25500 | 2.08
RUUD | Endeavor | 210368103 | HRCU-A-CB-O | RO1HGZ12AJ1S | UIWHGZ12AJ1S | Singlezone Non-Ducted, Wall Placement | 16000 | 10000 | 3.33 | 16600 | 2.32
RUUD | Endeavor | 210368105 | HRCU-A-CB-O | RO1HGZ12AJ1H | UIWHGZ12AJ1S | Singlezone Non-Ducted, Wall Placement | 16000 | 10000 | 3.22 | 16600 | 2.16
SAMSUNG | FJM Max Heat | 207349917 | HMSR-A-CB-O | AJ020BXS3CH |  | Multizone All Non-Ducted | 22000 | 13100 | 3.28 | 22000 | 1.95
SAMSUNG | DVM S Eco | 205230040 | HMSR-A-CB-O | AM053TXMDCH |  | Multizone All Non-Ducted | 61000 | 36400 | 2.67 | 43000 | 2.14
SAMSUNG | DVM S Eco | 205142810 | HMSR-A-CB-O | AM048TXMDCH |  | Multizone All Non-Ducted | 54000 | 31600 | 2.81 | 38000 | 2.06
SAMSUNG | DVM S Eco | 205142809 | HMSR-A-CB-O | AM036TXMDCH |  | Multizone All Non-Ducted | 42000 | 25000 | 2.93 | 31000 | 2.09
SAMSUNG | DVM S Eco | 202098116 | HMSR-A-CB-O | AM036NXMDCR |  | Multizone All Non-Ducted | 42000 | 25000 | 2.93 | 31000 | 2.09
SAMSUNG | DVM S Eco | 202083810 | HMSR-A-CB-O | AM053NXMDCR |  | Multizone All Non-Ducted | 61000 | 36400 | 2.67 | 43000 | 2.14
SAMSUNG | DVM S Eco | 202057118 | HMSR-A-CB-O | AM048NXMDCR |  | Multizone All Non-Ducted | 54000 | 31600 | 2.81 | 38000 | 2.06
SAMSUNG | FJM Max Heat | 213353370 | HMSR-A-CB-O | AJ036CXS4CH |  | Multizone All Non-Ducted | 36600 | 23000 | 2.84 | 36600 | 2.04
SAMSUNG | FJM Max Heat | 213353367 | HMSR-A-CB-O | AJ020CXS3CH |  | Multizone All Non-Ducted | 22000 | 13400 | 2.95 | 22000 | 1.95
SAMSUNG | FJM Max Heat | 207349920 | HMSR-A-CB-O | AJ036BXS4CH |  | Multizone All Non-Ducted | 36600 | 21600 | 2.89 | 36600 | 2.04
SAMSUNG | WindFree™ Max Heat® 3.0 | 210436265 | HRCU-A-CB-O | AR15CSDACWKX | AR15CSDABWKN | Singlezone Non-Ducted, Wall Placement | 15000 | 20400 | 4.98 | 18000 | 2.03
SAMSUNG | WindFree™ 3.0 (RAC) | 210445759 | HRCU-A-CB-O | AR12CSDABWKX | AR12CSDABWKN | Singlezone Non-Ducted, Wall Placement | 12000 | 11400 | 4.77 | 13800 | 2.11
SAMSUNG | WindFree™ 3.0 (RAC) | 210445757 | HRCU-A-CB-O | AR09CSDABWKX | AR09CSDABWKN | Singlezone Non-Ducted, Wall Placement | 11000 | 10000 | 4.88 | 12000 | 2.25
SAMSUNG | WindFree™ 3.0 (RAC) | 210445761 | HRCU-A-CB-O | AR15CSDABWKX | AR15CSDABWKN | Singlezone Non-Ducted, Wall Placement | 15000 | 20400 | 4.98 | 18000 | 2.03
SAMSUNG | WindFree™ Max Heat® 3.0 | 210436264 | HRCU-A-CB-O | AR12CSDACWKX | AR12CSDABWKN | Singlezone Non-Ducted, Wall Placement | 12000 | 11400 | 4.77 | 13800 | 2.11
SAMSUNG | WindFree™ Max Heat® 3.0 | 210445758 | HRCU-A-CB-O | AR09CSDACWKX | AR09CSDABWKN | Singlezone Non-Ducted, Wall Placement | 11000 | 10000 | 4.88 | 12000 | 2.25
SENVILLE |  | 207641332 | HMSR-A-CB-O | SENA/30HF/MOQ |  | Multizone All Non-Ducted | 28000 | 21000 | 2.5 | 20000 | 2.11
SENVILLE |  | 8858355 | HMSR-A-CB-O | SENA/30HF/MOZ |  | Multizone All Non-Ducted | 28000 | 17200 | 2.8 | 17040 | 1.97
SENVILLE |  | 8858354 | HMSR-A-CB-O | SENA/18HF/MOZ |  | Multizone All Non-Ducted | 19000 | 12000 | 2.79 | 10205 | 1.97
SENVILLE |  | 213732651 | HMSV-A-CB | SENA-18HF-MOB |  | Multizone All Ducted | 20000 | 16000 | 2.61 | 20000 | 1.95
SENVILLE |  | 213732650 | HMSR-A-CB-O | SENA-18HF-MOB |  | Multizone All Non-Ducted | 20000 | 15000 | 2.5 | 20000 | 1.93
SENVILLE |  | 213732652 | HMSV-A-CB | SENA-18HF-MOB |  | Multizone Mix of Ducted and Non-Ducted | 20000 | 15500 | 2.55 | 20000 | 1.95
SENVILLE | SENDC | 213386472 | HRCU-A-CB | SENDC-24HF-OM | SENDC-24HF-IM | Singlezone Ducted, Centrally Ducted | 24000 | 19200 | 2.5 | 24071 | 1.91
SENVILLE |  | 205921390 | HRCU-A-CB | SENA/09HF/OZ | SENA/09HF/ID | Singlezone Ducted, Compact Ducted | 10000 | 7200 | 2.74 | 8300 | 2.06
SENVILLE | SEN series | 207641334 | HMSV-A-CB | SENA/30HF/MOQ |  | Multizone Mix of Ducted and Non-Ducted | 28000 | 21400 | 2.55 | 20000 | 2.13
SENVILLE | SEN series | 207641331 | HMSV-A-CB | SENA/18HF/MOQ |  | Multizone Mix of Ducted and Non-Ducted | 19000 | 14500 | 2.5 | 14000 | 2.17
SENVILLE |  | 210372990 | HRCU-A-CB-O | SENA/12HF/OQ | SENA-12HF-IFU | Singlezone Non-Ducted, Wall Placement | 12000 | 10200 | 2.72 | 12300 | 2.1
SENVILLE |  | 207613965 | HRCU-A-CB-O | SENL/09CD220/OY | SENL/09CD220/IY | Singlezone Non-Ducted, Wall Placement | 10000 | 6900 | 2.53 | 6400 | 1.95
SENVILLE |  | 207641348 | HRCU-A-CB | SENA/24HF/OQ | SENA/24HF/ID | Singlezone Ducted, Compact Ducted | 25000 | 21000 | 2.64 | 27000 | 2
SENVILLE |  | 207641351 | HRCU-A-CB-O | SENA/24HF/OQ | SENA/24HF/IF | Singlezone Non-Ducted, Floor Placement | 25000 | 19000 | 2.64 | 25000 | 2.1
SENVILLE |  | 207641333 | HMSV-A-CB | SENA/30HF/MOQ |  | Multizone All Ducted | 28000 | 22000 | 2.6 | 20000 | 2.14
SENVILLE |  | 207641346 | HRCU-A-CB | SENA/12HF/OQ | SENA/12HF/ID | Singlezone Ducted, Compact Ducted | 12500 | 10600 | 2.51 | 12100 | 1.96
SENVILLE |  | 207641342 | HRCU-A-CB-O | SENA/12HF/OQ | SENA/12HF/ICZ | Singlezone Non-Ducted, Ceiling Placement | 12000 | 9900 | 2.55 | 11500 | 1.9
SENVILLE |  | 207657627 | HRCU-A-CB-O | SENA/09HF/OQ | SENA/09HF/IQ | Singlezone Non-Ducted, Wall Placement | 12000 | 9500 | 2.53 | 11109 | 1.97
SHARP |  | 213927543 | HMSV-A-CB | AE-X3M24BU | AY-XPC9/12/18BU | Multizone All Non-Ducted | 26000 | 25000 | 2.53 | 21200 | 2.34
SHARP | Eco-inverter | 8950554 | HMSV-A-CB | AE-X2M20TU |  | Multizone All Non-Ducted | 22000 | 14000 | 2.89 | 12000 | 2.27
SHARP |  | 209423517 | HRCU-A-CB-O | AE-X15ZU | AY-XPC15ZU | Singlezone Non-Ducted, Wall Placement | 18000 | 11000 | 2.69 | 15300 | 2.11
SHARP |  | 209424784 | HRCU-A-CB-O | AE-X18ZHU | AY-XP18ZHU | Singlezone Non-Ducted, Wall Placement | 21600 | 14000 | 3.21 | 19500 | 2.2
SMART COMFORT | DLC-series | 208447764 | HRCU-A-CB-O | DLCERBH09AAK | DLFEHBH09XAK | Singlezone Non-Ducted, Wall Placement | 10000 | 6000 | 2.51 | 6933 | 1.97
SMART COMFORT | DLC-series | 208447684 | HRCU-A-CB-O | DLCSRBH12AAJ | DLFSHCH12XAJ | Singlezone Non-Ducted, Wall Placement | 12000 | 8400 | 2.8 | 7094 | 2.19
SMART COMFORT | DLC-series | 208447681 | HRCU-A-CB-O | DLCSRBH09AAK | DLFSHCH09XAK | Singlezone Non-Ducted, Wall Placement | 12000 | 9500 | 2.53 | 11109 | 1.97
SMART COMFORT | DLC-series | 208447685 | HRCU-A-CB-O | DLCSRBH06AAK | DLFSHCH06XAK | Singlezone Non-Ducted, Wall Placement | 7000 | 8500 | 2.9 | 8581 | 2.19
SMART COMFORT | DLC-series | 207683383 | HRCU-A-CB-O | DLCSRBH24AAK | DLFSCBH24XAK | Singlezone Non-Ducted, Wall Placement | 25000 | 21000 | 2.64 | 26000 | 1.95
SMART COMFORT | DLC-series | 209948199 | HRCU-A-CB-O | DLCSRBH12AAK | DLFSFBH12XAK | Singlezone Non-Ducted, Wall Placement | 12000 | 10200 | 2.72 | 12300 | 2.1
SMART COMFORT | DLC-series | 211132744 | HRCU-A-CB | DLCSRBH24AAK | DLFSDAH24XHK | Singlezone Ducted, Compact Ducted | 25000 | 21000 | 2.75 | 24000 | 2
SMART COMFORT | DLC-series | 211132703 | HRCU-A-CB | DLCSRBH18AAK | DLFSDAH18XHK | Singlezone Ducted, Compact Ducted | 19000 | 15700 | 2.6 | 18000 | 2.2
SMART COMFORT | DLC-series | 210857458 | HRCU-A-CB-O | DLCSRBH06AAK | DLFSOAH09XAK | Singlezone Non-Ducted, Ceiling Placement | 7100 | 5700 | 2.61 | 8500 | 2.03
SMART COMFORT | Dlseries | 210025749 | HRCU-A-CB | DLCURAH60ABK | DLFUAAH60XAK | Singlezone Ducted, Centrally Ducted | 59000 | 42000 | 2.6 | 54356 | 1.91
SMART COMFORT | DL series | 213372180 | HRCU-A-C | DLCURAH18ABK | DLFULAH24XBX + CI | Singlezone Ducted, Centrally Ducted | 19000 | 14700 | 2.6 | 15000 | 2.2
SMART COMFORT | DLC-series | 206361910 | HRCU-A-CB-O | DLCSRBH12AAK | DLFSHBH12XAK | Singlezone Non-Ducted, Wall Placement | 12000 | 10300 | 2.56 | 12113 | 1.9
SMART COMFORT | DLC-series | 206361908 | HRCU-A-CB-O | DLCSRBH12AAJ | DLFSHBH12XAJ | Singlezone Non-Ducted, Wall Placement | 12000 | 8900 | 2.75 | 6858 | 2.07
SMART COMFORT | DLC-series | 207188929 | HRCU-A-CB-O | DLCSRBH06AAK | DLFSHBH06XAK | Singlezone Non-Ducted, Wall Placement | 7000 | 7500 | 2.5 | 7200 | 1.92
SMART COMFORT | High Tier | 202463659 | HRCU-A-CB-O | DLCPRAH24AAK | DLFPHAH24XAK | Singlezone Non-Ducted, Wall Placement | 24000 | 15450 | 3 | 24000 | 2
SMART COMFORT | Performance Series | 207643169 | HMSV-A-CB | DLCMHBH48EAK |  | Multizone Mix of Ducted and Non-Ducted | 49000 | 31000 | 2.65 | 48000 | 1.9
SMART COMFORT | Performance Series | 207643159 | HMSV-A-CB | DLCMHBH24CAK |  | Multizone All Ducted | 24000 | 18500 | 2.85 | 21500 | 1.95
SMART COMFORT | Performance Series | 207643167 | HMSR-A-CB-O | DLCMHBH48EAK |  | Multizone All Non-Ducted | 48000 | 34000 | 2.83 | 48000 | 2
SMART COMFORT | Performance Series | 207643161 | HMSR-A-CB-O | DLCMHBH30DAK |  | Multizone All Non-Ducted | 30000 | 18500 | 2.98 | 29400 | 1.9
SMART COMFORT |  | 209852124 | HRCU-A-CB | DLCURAH18ABK | DLFUAAH18XAK | Singlezone Ducted, Centrally Ducted | 19000 | 13500 | 2.5 | 18000 | 2
SMART COMFORT | High Tier | 202463658 | HRCU-A-CB-O | DLCPRAH18AAK | DLFPHAH18XAK | Singlezone Non-Ducted, Wall Placement | 18000 | 12300 | 3.19 | 18000 | 2
Star Air Kontrol |  | 211726667 | HMSV-A-CB | SAK-18-21MUZ/220(OUT)* |  | Multizone Mix of Ducted and Non-Ducted | 19000 | 14600 | 2.5 | 14000 | 2.17
STEALTH | ACIQ series | 212394355 | HRCU-A-C | ACIQ-18-HPB | ACIQ-18-ACL | Singlezone Ducted, Centrally Ducted | 19000 | 14700 | 2.6 | 15000 | 2.2
STEALTH | ACIQ series | 213433310 | HRCU-A-CB | ACIQ-24-HPB | ACIQ-24W-P | Singlezone Ducted, Centrally Ducted | 27400 | 19200 | 2.61 | 24000 | 1.91
STEALTH | ACIQ series | 213433309 | HRCU-A-CB | ACIQ-18-HPB | ACIQ-18W-P | Singlezone Ducted, Centrally Ducted | 19000 | 13500 | 2.6 | 18000 | 2
STEALTH | ACIQ series | 213433305 | HRCU-A-CB | ACIQ-18-HPB | ACIQ-18W-WM | Singlezone Ducted, Centrally Ducted | 19000 | 15800 | 2.82 | 18800 | 2.3
STEALTH | ACIQ series | 213433306 | HRCU-A-CB | ACIQ-24-HPB | ACIQ-24W-WM | Singlezone Ducted, Centrally Ducted | 26000 | 20000 | 2.7 | 24000 | 2
STEALTH | ACIQ series | 213492167 | HRCU-A-C | ACIQ-18-HPB | ACIQ-24-ACL | Singlezone Ducted, Centrally Ducted | 19000 | 14700 | 2.6 | 15000 | 2.2
STEALTH | ACIQ | 212316205 | HMSV-A-CB | ACIQ-55Z-HH-M5B |  | Multizone Mix of Ducted and Non-Ducted | 55000 | 34800 | 2.5 | 47000 | 1.94
STEALTH | ES SERIES | 212316211 | HMSV-A-CB | ES-27Z-M3B |  | Multizone Mix of Ducted and Non-Ducted | 28000 | 21400 | 2.55 | 20000 | 2.13
STEALTH | ACIQ | 212316173 | HMSV-A-CB | ACIQ-18Z-HH-M2B |  | Multizone Mix of Ducted and Non-Ducted | 20000 | 15500 | 2.55 | 20000 | 1.95
STEALTH | ES SERIES | 212316208 | HMSV-A-CB | ES-18Z-M2B |  | Multizone Mix of Ducted and Non-Ducted | 19000 | 14500 | 2.5 | 14000 | 2.17
SURE |  | 214066928 | HRCU-A-CB | RD17AZ36AJ3N | TCFZ3621MTANM | Singlezone Ducted, Centrally Ducted | 34200 | 31200 | 3.63 | 29600 | 1.9
SURE |  | 214066915 | HRCU-A-CB | RD17AZ36AJ3N | TCFZ3621MTANM | Singlezone Ducted, Centrally Ducted | 34200 | 23000 | 2.7 | 17900 | 2.3
SURE |  | 214066905 | HRCU-A-CB | RD17AZ36AJ3N | TCFZ3621MTANM | Singlezone Ducted, Centrally Ducted | 34200 | 23000 | 2.7 | 17900 | 2.3
SURE |  | 214066899 | HRCU-A-CB | RD17AZ36AJ3N | TCFZ3621MTANM | Singlezone Ducted, Centrally Ducted | 34200 | 23200 | 2.7 | 18000 | 2.3
SURE |  | 214066865 | HRCU-A-CB | RD17AZ36AJ3N | TCFZ3621MTANM | Singlezone Ducted, Centrally Ducted | 34200 | 23200 | 2.7 | 17900 | 2.3
SURE |  | 214066813 | HRCU-A-CB | RD17AZ36AJ3N | TCFZ3621MTANM | Singlezone Ducted, Centrally Ducted | 34200 | 23000 | 2.7 | 17900 | 2.3
SURE |  | 214066805 | HRCU-A-CB | RD17AZ36AJ3N | TCFZ3621MTANM | Singlezone Ducted, Centrally Ducted | 34200 | 23000 | 2.7 | 17900 | 2.3
SURE |  | 214066798 | HRCU-A-CB | RD17AZ36AJ3N | TCFZ3621MTANM | Singlezone Ducted, Centrally Ducted | 34200 | 23200 | 2.7 | 18000 | 2.3
SURE |  | 214066796 | HRCU-A-CB | RD17AZ36AJ3N | TCFZ3621MTANM | Singlezone Ducted, Centrally Ducted | 34200 | 31400 | 3.65 | 29600 | 1.9
SURE |  | 214066789 | HRCU-A-CB | RD17AZ36AJ3N | TCFZ3621MTANM | Singlezone Ducted, Centrally Ducted | 34200 | 23000 | 2.8 | 17800 | 2.3
SURE |  | 214066783 | HRCU-A-CB | RD17AZ36AJ3N | TCFZ3621MTANM | Singlezone Ducted, Centrally Ducted | 34200 | 23000 | 2.7 | 17900 | 2.3
SURE |  | 214066776 | HRCU-A-CB | RD17AZ36AJ3N | TCFZ3621MTANM | Singlezone Ducted, Centrally Ducted | 34200 | 23000 | 2.7 | 17900 | 2.3
SURE |  | 214066748 | HRCU-A-CB | RD17AZ36AJ3N | TCFZ3621MTANM | Singlezone Ducted, Centrally Ducted | 34200 | 31600 | 3.62 | 29800 | 1.9
SURE |  | 214066736 | HRCU-A-CB | RD17AZ36AJ3N | TCFZ3621MTANM | Singlezone Ducted, Centrally Ducted | 34200 | 23000 | 2.7 | 17900 | 2.3
SURE |  | 214066697 | HRCU-A-CB | RD17AZ36AJ3N | TCFZ3621MTANM | Singlezone Ducted, Centrally Ducted | 34200 | 23200 | 2.7 | 18000 | 2.3
SURE |  | 214066685 | HRCU-A-CB | RD17AZ36AJ3N | TCFZ3621MTANM | Singlezone Ducted, Centrally Ducted | 34200 | 23000 | 2.8 | 17800 | 2.3
SURE |  | 214066665 | HRCU-A-CB | RD17AZ36AJ3N | TCFZ3621MTANM | Singlezone Ducted, Centrally Ducted | 34200 | 23200 | 2.7 | 17900 | 2.3
SURE |  | 214066664 | HRCU-A-CB | RD17AZ36AJ3N | TCFZ3621MTANM | Singlezone Ducted, Centrally Ducted | 34200 | 23000 | 2.7 | 17900 | 2.3
SURE |  | 214066611 | HRCU-A-CB | RD17AZ36AJ3N | TCFZ3621MTANM | Singlezone Ducted, Centrally Ducted | 34200 | 23000 | 2.7 | 17900 | 2.3
SURE |  | 214066607 | HRCU-A-CB | RD17AZ36AJ3N | TCFZ3621MTANM | Singlezone Ducted, Centrally Ducted | 34200 | 23200 | 2.7 | 18000 | 2.3
SURE |  | 214066597 | HRCU-A-CB | RD17AZ36AJ3N | TCFZ3621MTANM | Singlezone Ducted, Centrally Ducted | 34200 | 23200 | 2.7 | 17900 | 2.3
SURE |  | 214066588 | HRCU-A-CB | RD17AZ36AJ3N | TCFZ3621MTANM | Singlezone Ducted, Centrally Ducted | 34200 | 23000 | 2.7 | 17900 | 2.3
SURE |  | 214066581 | HRCU-A-CB | RD17AZ36AJ3N | TCFZ3621MTANM | Singlezone Ducted, Centrally Ducted | 34200 | 23200 | 2.7 | 18000 | 2.3
SURE |  | 214066568 | HRCU-A-CB | RD17AZ36AJ3N | TCFZ3621MTANM | Singlezone Ducted, Centrally Ducted | 34200 | 23000 | 2.7 | 17900 | 2.3
SURE |  | 214066565 | HRCU-A-CB | RD17AZ36AJ3N | TCFZ3621MTANM | Singlezone Ducted, Centrally Ducted | 34200 | 23200 | 2.7 | 18000 | 2.3
SURE |  | 214066558 | HRCU-A-CB | RD17AZ36AJ3N | TCFZ3621MTANM | Singlezone Ducted, Centrally Ducted | 34200 | 23200 | 2.7 | 17900 | 2.3
SURE |  | 214066551 | HRCU-A-CB | RD17AZ36AJ3N | TCFZ3621MTANM | Singlezone Ducted, Centrally Ducted | 34200 | 23000 | 2.7 | 17900 | 2.3
SURE |  | 214066544 | HRCU-A-CB | RD17AZ36AJ3N | TCFZ3621MTANM | Singlezone Ducted, Centrally Ducted | 34200 | 23200 | 2.7 | 17900 | 2.3
SURE |  | 214066496 | HRCU-A-CB | RD17AZ36AJ3N | TCFZ3621MTAAM | Singlezone Ducted, Centrally Ducted | 34200 | 23800 | 2.7 | 18400 | 2.2
SURE |  | 214066494 | HRCU-A-CB | RD17AZ36AJ3N | TCFZ3621MTANM | Singlezone Ducted, Centrally Ducted | 34200 | 23400 | 2.72 | 18100 | 2.3
SURE |  | 214066490 | HRCU-A-CB | RD17AZ36AJ3N | TCFZ3621MTAAM | Singlezone Ducted, Centrally Ducted | 34200 | 23600 | 2.7 | 18300 | 2.3
SURE |  | 214066480 | HRCU-A-CB | RD17AZ36AJ3N | TCFZ3621MTAAM | Singlezone Ducted, Centrally Ducted | 34200 | 23600 | 2.8 | 18100 | 2.3
SURE |  | 214066477 | HRCU-A-CB | RD17AZ36AJ3N | TCFZ3624MTANM | Singlezone Ducted, Centrally Ducted | 34200 | 23400 | 2.7 | 18100 | 2.3
SURE |  | 214066474 | HRCU-A-CB | RD17AZ36AJ3N | TCFZ3621MTAAM | Singlezone Ducted, Centrally Ducted | 34200 | 23600 | 2.7 | 18300 | 2.3
SURE |  | 214066471 | HRCU-A-CB | RD17AZ36AJ3N | TCFZ3621MTANM | Singlezone Ducted, Centrally Ducted | 34200 | 23400 | 2.72 | 18100 | 2.3
SURE |  | 214066448 | HRCU-A-CB | RD17AZ36AJ3N | SH2CZ3621MTANA | Singlezone Ducted, Centrally Ducted | 34200 | 23200 | 2.7 | 18000 | 2.3
SURE |  | 214066441 | HRCU-A-CB | RD17AZ36AJ3N | SH2CZ3621MTANN | Singlezone Ducted, Centrally Ducted | 34200 | 22800 | 2.77 | 17800 | 2.3
SURE |  | 214075561 | HRCU-A-CB | RD17AZ24AJ3N | TCFZ2417MTANM | Singlezone Ducted, Centrally Ducted | 22600 | 19000 | 3.2 | 16900 | 2
SURE |  | 214075554 | HRCU-A-CB | RD17AZ24AJ3N | TCFZ2417MTANM | Singlezone Ducted, Centrally Ducted | 22600 | 18900 | 3.22 | 16800 | 2.1
SURE |  | 214075553 | HRCU-A-CB | RD17AZ24AJ3N | TCFZ2417MTANM | Singlezone Ducted, Centrally Ducted | 22600 | 18900 | 3.24 | 16800 | 2.1
SURE |  | 214075549 | HRCU-A-CB | RD17AZ24AJ3N | TCFZ2417MTANM | Singlezone Ducted, Centrally Ducted | 22600 | 19000 | 3.2 | 16900 | 2
SURE |  | 214075544 | HRCU-A-CB | RD17AZ24AJ3N | TCFZ2417MTANM | Singlezone Ducted, Centrally Ducted | 22600 | 19000 | 3.2 | 16900 | 2
SURE |  | 214075543 | HRCU-A-CB | RD17AZ24AJ3N | TCFZ2417MTANM | Singlezone Ducted, Centrally Ducted | 22400 | 19000 | 3.06 | 17000 | 2
SURE |  | 214075540 | HRCU-A-CB | RD17AZ24AJ3N | TCFZ2417MTANM | Singlezone Ducted, Centrally Ducted | 22600 | 19000 | 3.2 | 16900 | 2
SURE |  | 214075525 | HRCU-A-CB | RD17AZ24AJ3N | TCFZ2417MTANM | Singlezone Ducted, Centrally Ducted | 22600 | 18800 | 3.22 | 16800 | 2.1
SURE |  | 214075514 | HRCU-A-CB | RD17AZ24AJ3N | TCFZ2417MTANM | Singlezone Ducted, Centrally Ducted | 22400 | 19100 | 3.08 | 17000 | 2
SURE |  | 214075509 | HRCU-A-CB | RD17AZ24AJ3N | TCFZ2417MTANM | Singlezone Ducted, Centrally Ducted | 22600 | 18900 | 3.22 | 16800 | 2.1
SURE |  | 214075494 | HRCU-A-CB | RD17AZ24AJ3N | TCFZ2417MTANM | Singlezone Ducted, Centrally Ducted | 22600 | 18900 | 3.22 | 16800 | 2.1
SURE |  | 214075483 | HRCU-A-CB | RD17AZ24AJ3N | TCFZ2417MTANM | Singlezone Ducted, Centrally Ducted | 22600 | 19000 | 3.08 | 17000 | 2
SURE |  | 214075474 | HRCU-A-CB | RD17AZ24AJ3N | TCFZ2417MTANM | Singlezone Ducted, Centrally Ducted | 22600 | 19000 | 3.2 | 16900 | 2
SURE |  | 214075473 | HRCU-A-CB | RD17AZ24AJ3N | TCFZ2417MTANM | Singlezone Ducted, Centrally Ducted | 22600 | 19000 | 3.2 | 16900 | 2
SURE |  | 214075470 | HRCU-A-CB | RD17AZ24AJ3N | TCFZ2417MTANM | Singlezone Ducted, Centrally Ducted | 22400 | 19100 | 3.08 | 17100 | 2
SURE |  | 214075467 | HRCU-A-CB | RD17AZ24AJ3N | TCFZ2417MTANM | Singlezone Ducted, Centrally Ducted | 22600 | 19000 | 3.2 | 16900 | 2
SURE |  | 214075460 | HRCU-A-CB | RD17AZ24AJ3N | TCFZ2417MTANM | Singlezone Ducted, Centrally Ducted | 22600 | 18900 | 3.24 | 16800 | 2.1
SURE |  | 214075454 | HRCU-A-CB | RD17AZ24AJ3N | TCFZ2417MTANM | Singlezone Ducted, Centrally Ducted | 22600 | 19000 | 3.2 | 16900 | 2
SURE |  | 214075451 | HRCU-A-CB | RD17AZ24AJ3N | TCFZ2417MTANM | Singlezone Ducted, Centrally Ducted | 22600 | 19000 | 3.2 | 16900 | 2
SURE |  | 214075450 | HRCU-A-CB | RD17AZ24AJ3N | TCFZ2417MTANM | Singlezone Ducted, Centrally Ducted | 22600 | 19000 | 3.2 | 16900 | 2
SURE |  | 214075441 | HRCU-A-CB | RD17AZ24AJ3N | TCFZ2417MTANM | Singlezone Ducted, Centrally Ducted | 22600 | 19000 | 3.2 | 16900 | 2
SURE |  | 214075438 | HRCU-A-CB | RD17AZ24AJ3N | TCFZ2417MTANM | Singlezone Ducted, Centrally Ducted | 22600 | 18900 | 3.22 | 16800 | 2
SURE |  | 214075436 | HRCU-A-CB | RD17AZ24AJ3N | TCFZ2417MTANM | Singlezone Ducted, Centrally Ducted | 22600 | 19000 | 3.08 | 17000 | 2
SURE |  | 214075433 | HRCU-A-CB | RD17AZ24AJ3N | TCFZ2417MTANM | Singlezone Ducted, Centrally Ducted | 22600 | 19000 | 3.2 | 16900 | 2
SURE |  | 214075427 | HRCU-A-CB | RD17AZ24AJ3N | TCFZ2417MTANM | Singlezone Ducted, Centrally Ducted | 22600 | 19000 | 3.2 | 16900 | 2
SURE |  | 214075424 | HRCU-A-CB | RD17AZ24AJ3N | TCFZ2417MTANM | Singlezone Ducted, Centrally Ducted | 22600 | 19000 | 3.2 | 16900 | 2
SURE |  | 214075420 | HRCU-A-CB | RD17AZ24AJ3N | TCFZ2417MTANM | Singlezone Ducted, Centrally Ducted | 22600 | 18900 | 3.24 | 16800 | 2.1
SURE |  | 214075419 | HRCU-A-CB | RD17AZ24AJ3N | TCFZ2417MTANM | Singlezone Ducted, Centrally Ducted | 22600 | 18900 | 3.22 | 16800 | 2
SURE |  | 214075418 | HRCU-A-CB | RD17AZ24AJ3N | TCFZ2417MTANM | Singlezone Ducted, Centrally Ducted | 22600 | 19000 | 3.08 | 17000 | 2
SURE |  | 214075412 | HRCU-A-CB | RD17AZ24AJ3N | TCFZ2417MTANM | Singlezone Ducted, Centrally Ducted | 22600 | 19000 | 3.2 | 16900 | 2
SURE |  | 214075595 | HRCU-A-CB | RD17AZ24AJ3N | TCFZ2417MTANM | Singlezone Ducted, Centrally Ducted | 22600 | 19000 | 3.2 | 16900 | 2
SURE |  | 214075593 | HRCU-A-CB | RD17AZ24AJ3N | TCFZ2417MTANM | Singlezone Ducted, Centrally Ducted | 22600 | 18900 | 3.22 | 16800 | 2.1
SURE |  | 214075591 | HRCU-A-CB | RD17AZ24AJ3N | TCFZ2417MTANM | Singlezone Ducted, Centrally Ducted | 22600 | 18800 | 3.22 | 16800 | 2.1
SURE |  | 214075589 | HRCU-A-CB | RD17AZ24AJ3N | TCFZ2417MTANM | Singlezone Ducted, Centrally Ducted | 22600 | 19000 | 3.2 | 16900 | 2
SURE |  | 214075586 | HRCU-A-CB | RD17AZ24AJ3N | TCFZ2417MTANM | Singlezone Ducted, Centrally Ducted | 22600 | 18900 | 3.24 | 16800 | 2.1
SURE |  | 214075580 | HRCU-A-CB | RD17AZ24AJ3N | TCFZ2417MTANM | Singlezone Ducted, Centrally Ducted | 22600 | 19000 | 3.2 | 16900 | 2
SURE |  | 214075578 | HRCU-A-CB | RD17AZ24AJ3N | TCFZ2417MTANM | Singlezone Ducted, Centrally Ducted | 22600 | 18900 | 3.22 | 16800 | 2.1
SURE |  | 214075575 | HRCU-A-CB | RD17AZ24AJ3N | TCFZ2417MTANM | Singlezone Ducted, Centrally Ducted | 22600 | 19000 | 3.2 | 16900 | 2
SURE |  | 214233327 | HRCU-A-CB | RD17AZ36AJ3N | SH3VZ4821STACN | Singlezone Ducted, Centrally Ducted | 34200 | 31200 | 3.79 | 29400 | 2
SURE |  | 214075922 | HRCU-A-CB | RD17AZ24AJ3N | SH2VZ3617STANN | Singlezone Ducted, Centrally Ducted | 22800 | 15100 | 2.6 | 11900 | 2.19
SURE |  | 214066462 | HRCU-A-CB | RD17AZ36AJ3N | SH2VZ3621MTANA | Singlezone Ducted, Centrally Ducted | 34200 | 23400 | 2.8 | 18000 | 2.3
SURE |  | 214066458 | HRCU-A-CB | RD17AZ36AJ3N | SH2VZ3621MTANN | Singlezone Ducted, Centrally Ducted | 34200 | 23200 | 2.82 | 17900 | 2.3
TCL |  | 207688892 | HRCU-A-CB-O | TSC-24HA2/I3TI20 | TSC-24HA2/I3TI20-I | Singlezone Non-Ducted, Wall Placement | 24000 | 13900 | 2.75 | 16720 | 1.96
TCL |  | 207688891 | HRCU-A-CB-O | TSC-18HA2/I3TI21 | TSC-18HA2/I3TI21-I | Singlezone Non-Ducted, Wall Placement | 18000 | 10000 | 2.85 | 12600 | 2.21
TCL |  | 209424844 | HMSR-A-CB-O | TUM-27HA2/I2I21-21ES |  | Multizone All Non-Ducted | 26000 | 18100 | 2.95 | 16250 | 2.27
TCL |  | 209424845 | HMSR-A-CB-O | TUM-36HA2/I2I21-21ES |  | Multizone All Non-Ducted | 35600 | 21200 | 2.64 | 23200 | 2.12
TEMPSTAR | DLC-series | 208447756 | HRCU-A-CB-O | DLCERBH09AAK | DLFEHBH09XAK | Singlezone Non-Ducted, Wall Placement | 10000 | 6000 | 2.51 | 6933 | 1.97
TEMPSTAR | DLC-series | 208447676 | HRCU-A-CB-O | DLCSRBH12AAJ | DLFSHCH12XAJ | Singlezone Non-Ducted, Wall Placement | 12000 | 8400 | 2.8 | 7094 | 2.19
TEMPSTAR | DLC-series | 208447673 | HRCU-A-CB-O | DLCSRBH09AAK | DLFSHCH09XAK | Singlezone Non-Ducted, Wall Placement | 12000 | 9500 | 2.53 | 11109 | 1.97
TEMPSTAR | DLC-series | 208447677 | HRCU-A-CB-O | DLCSRBH06AAK | DLFSHCH06XAK | Singlezone Non-Ducted, Wall Placement | 7000 | 8500 | 2.9 | 8581 | 2.19
TEMPSTAR | DLC-series | 207683376 | HRCU-A-CB-O | DLCSRBH24AAK | DLFSCBH24XAK | Singlezone Non-Ducted, Wall Placement | 25000 | 21000 | 2.64 | 26000 | 1.95
TEMPSTAR | DLC-series | 209948198 | HRCU-A-CB-O | DLCSRBH12AAK | DLFSFBH12XAK | Singlezone Non-Ducted, Wall Placement | 12000 | 10200 | 2.72 | 12300 | 2.1
TEMPSTAR | DLC-series | 211132740 | HRCU-A-CB | DLCSRBH24AAK | DLFSDAH24XHK | Singlezone Ducted, Compact Ducted | 25000 | 21000 | 2.75 | 24000 | 2
TEMPSTAR | DLC-series | 211132700 | HRCU-A-CB | DLCSRBH18AAK | DLFSDAH18XHK | Singlezone Ducted, Compact Ducted | 19000 | 15700 | 2.6 | 18000 | 2.2
TEMPSTAR | DLC-series | 210857454 | HRCU-A-CB-O | DLCSRBH06AAK | DLFSOAH09XAK | Singlezone Non-Ducted, Ceiling Placement | 7100 | 5700 | 2.61 | 8500 | 2.03
TEMPSTAR | Dlseries | 210025748 | HRCU-A-CB | DLCURAH60ABK | DLFUAAH60XAK | Singlezone Ducted, Centrally Ducted | 59000 | 42000 | 2.6 | 54356 | 1.91
TEMPSTAR | DL series | 213372172 | HRCU-A-C | DLCURAH18ABK | DLFULAH24XBX + CI | Singlezone Ducted, Centrally Ducted | 19000 | 14700 | 2.6 | 15000 | 2.2
TEMPSTAR | DLC-series | 206361905 | HRCU-A-CB-O | DLCSRBH12AAK | DLFSHBH12XAK | Singlezone Non-Ducted, Wall Placement | 12000 | 10300 | 2.56 | 12113 | 1.9
TEMPSTAR | DLC-series | 206361903 | HRCU-A-CB-O | DLCSRBH12AAJ | DLFSHBH12XAJ | Singlezone Non-Ducted, Wall Placement | 12000 | 8900 | 2.75 | 6858 | 2.07
TEMPSTAR | DLC-series | 207188926 | HRCU-A-CB-O | DLCSRBH06AAK | DLFSHBH06XAK | Singlezone Non-Ducted, Wall Placement | 7000 | 7500 | 2.5 | 7200 | 1.92
TEMPSTAR |  | 201835748 | HRCU-A-CB-O | DLCPRAH09AAK | DLFPHAH09XAK | Singlezone Non-Ducted, Wall Placement | 10000 | 7200 | 2.78 | 13047 | 1.97
TEMPSTAR | High Tier | 202463657 | HRCU-A-CB-O | DLCPRAH24AAK | DLFPHAH24XAK | Singlezone Non-Ducted, Wall Placement | 24000 | 15450 | 3 | 24000 | 2
TEMPSTAR | QuietComfort | 206350468 | HRCU-A-CB | DLCSRBH24AAK | DLFSDAH24XAK | Singlezone Ducted, Compact Ducted | 24600 | 14500 | 2.8 | 27910 | 2.01
TEMPSTAR | Performance Series | 207643148 | HMSV-A-CB | DLCMHBH48EAK |  | Multizone Mix of Ducted and Non-Ducted | 49000 | 31000 | 2.65 | 48000 | 1.9
TEMPSTAR | Performance Series | 207643138 | HMSV-A-CB | DLCMHBH24CAK |  | Multizone All Ducted | 24000 | 18500 | 2.85 | 21500 | 1.95
TEMPSTAR | SMARTCOMFORT DELUXE 18 VS HP | 210458487 | HRCU-A-CB | TVH837GKA2*+TSTAT | EA*4X37L21A* | Singlezone Ducted, Centrally Ducted | 47500 | 30800 | 2.52 | 24400 | 1.98
TEMPSTAR | SMARTCOMFORT DELUXE 18 VS HP | 210459744 | HRCU-A-CB | TVH837GKA2*+TSTAT | EA*4X43L21A* | Singlezone Ducted, Centrally Ducted | 47500 | 30800 | 2.52 | 24400 | 1.98
TEMPSTAR | SMARTCOMFORT DELUXE 18 VS HP | 210461333 | HRCU-A-CB | TVH837GKA2*+TSTAT | EA*4X61L21A* | Singlezone Ducted, Centrally Ducted | 46500 | 30400 | 2.5 | 24200 | 1.96
TEMPSTAR | SMARTCOMFORT DELUXE 18 VS HP | 210461421 | HRCU-A-CB | TVH837GKA2*+TSTAT | EA*4X61L21A* | Singlezone Ducted, Centrally Ducted | 47000 | 30600 | 2.5 | 24400 | 1.98
TEMPSTAR | SMARTCOMFORT DELUXE 18 VS HP | 210461434 | HRCU-A-CB | TVH837GKA2*+TSTAT | EA*4X61L21A* | Singlezone Ducted, Centrally Ducted | 47000 | 30600 | 2.5 | 24400 | 1.98
TEMPSTAR | SMARTCOMFORT DELUXE 18 VS HP | 210461457 | HRCU-A-CB | TVH837GKA2*+TSTAT | EA*4X61L21A* | Singlezone Ducted, Centrally Ducted | 46500 | 30600 | 2.5 | 24400 | 1.96
TEMPSTAR | SMARTCOMFORT DELUXE 18 VS HP | 210461755 | HRCU-A-CB | TVH837GKA2*+TSTAT | EA*4X61L24A* | Singlezone Ducted, Centrally Ducted | 46500 | 30600 | 2.5 | 24200 | 1.98
TEMPSTAR | SMARTCOMFORT DELUXE 18 VS HP | 210461767 | HRCU-A-CB | TVH837GKA2*+TSTAT | EA*4X61L24A* | Singlezone Ducted, Centrally Ducted | 46500 | 30400 | 2.5 | 24200 | 1.98
TEMPSTAR | SMARTCOMFORT DELUXE 18 VS HP | 210461800 | HRCU-A-CB | TVH837GKA2*+TSTAT | EA*4X61L24A* | Singlezone Ducted, Centrally Ducted | 47000 | 30600 | 2.5 | 24400 | 1.96
TEMPSTAR | SMARTCOMFORT DELUXE 18 VS HP | 210461811 | HRCU-A-CB | TVH837GKA2*+TSTAT | EA*4X61L24A* | Singlezone Ducted, Centrally Ducted | 47000 | 30600 | 2.5 | 24400 | 1.98
TEMPSTAR | SMARTCOMFORT DELUXE 18 VS HP | 210461833 | HRCU-A-CB | TVH837GKA2*+TSTAT | EA*4X61L24A* | Singlezone Ducted, Centrally Ducted | 46500 | 30400 | 2.5 | 24000 | 1.96
TEMPSTAR | SMARTCOMFORT DELUXE 18 VS HP | 210461844 | HRCU-A-CB | TVH837GKA2*+TSTAT | EA*4X61L24A* | Singlezone Ducted, Centrally Ducted | 47000 | 30600 | 2.5 | 24400 | 1.98
TEMPSTAR | SMARTCOMFORT DELUXE 18 VS HP | 210461968 | HRCU-A-CB | TVH837GKA2*+TSTAT | EA*4X61L24A* | Singlezone Ducted, Centrally Ducted | 47000 | 30600 | 2.5 | 24400 | 1.98
TEMPSTAR | SMARTCOMFORT DELUXE 18 VS HP | 210462023 | HRCU-A-CB | TVH837GKA2*+TSTAT | EA*4X61L24A* | Singlezone Ducted, Centrally Ducted | 47000 | 30800 | 2.52 | 24400 | 1.98
TEMPSTAR | SMARTCOMFORT DELUXE 18 VS HP | 210464176 | HRCU-A-CB | TVH837GKA2*+TSTAT | EN(A,D,W)4X48L21** | Singlezone Ducted, Centrally Ducted | 47500 | 30800 | 2.5 | 24200 | 1.96
TEMPSTAR | SMARTCOMFORT DELUXE 18 VS HP | 210464311 | HRCU-A-CB | TVH837GKA2*+TSTAT | EN(A,D,W)4X48L21** | Singlezone Ducted, Centrally Ducted | 48000 | 31000 | 2.5 | 24400 | 1.94
TEMPSTAR | SMARTCOMFORT DELUXE 18 VS HP | 210464466 | HRCU-A-CB | TVH837GKA2*+TSTAT | EN(A,D,W)4X48L21** | Singlezone Ducted, Centrally Ducted | 48000 | 31000 | 2.5 | 24400 | 1.94
TEMPSTAR | SMARTCOMFORT DELUXE 18 VS HP | 210464609 | HRCU-A-CB | TVH837GKA2*+TSTAT | EN(A,D)4X48L24** | Singlezone Ducted, Centrally Ducted | 48000 | 31000 | 2.5 | 24400 | 1.96
TEMPSTAR | SMARTCOMFORT DELUXE 18 VS HP | 210464621 | HRCU-A-CB | TVH837GKA2*+TSTAT | EN(A,D)4X48L24** | Singlezone Ducted, Centrally Ducted | 47500 | 30800 | 2.5 | 24200 | 1.96
TEMPSTAR | SMARTCOMFORT DELUXE 18 VS HP | 210464687 | HRCU-A-CB | TVH837GKA2*+TSTAT | EN(A,D)4X48L24** | Singlezone Ducted, Centrally Ducted | 47500 | 30600 | 2.5 | 24200 | 1.94
TEMPSTAR | SMARTCOMFORT DELUXE 18 VS HP | 210464822 | HRCU-A-CB | TVH837GKA2*+TSTAT | EN(A,D)4X48L24** | Singlezone Ducted, Centrally Ducted | 48000 | 31000 | 2.5 | 24400 | 1.94
TEMPSTAR | SMARTCOMFORT DELUXE 18 VS HP | 210465010 | HRCU-A-CB | TVH837GKA2*+TSTAT | EN(A,D,W)4X60L24** | Singlezone Ducted, Centrally Ducted | 47000 | 30600 | 2.5 | 24000 | 1.96
TEMPSTAR | SMARTCOMFORT DELUXE 18 VS HP | 210468214 | HRCU-A-CB | TVH837GKA2*+TSTAT | EHD4X60AAL | Singlezone Ducted, Centrally Ducted | 47000 | 30600 | 2.52 | 24200 | 1.98
TEMPSTAR | SMARTCOMFORT DELUXE 18 VS HP | 210468324 | HRCU-A-CB | TVH837GKA2*+TSTAT | EHD4X60AAL | Singlezone Ducted, Centrally Ducted | 46500 | 30400 | 2.5 | 24200 | 1.98
TEMPSTAR | Performance Series | 207643146 | HMSR-A-CB-O | DLCMHBH48EAK |  | Multizone All Non-Ducted | 48000 | 34000 | 2.83 | 48000 | 2
TEMPSTAR | Performance Series | 207643140 | HMSR-A-CB-O | DLCMHBH30DAK |  | Multizone All Non-Ducted | 30000 | 18500 | 2.98 | 29400 | 1.9
TEMPSTAR | SMARTCOMFORT DELUXE 18 VS HP | 206766040 | HRCU-A-CB | TVH825GKA3* | EA*4X37L21A*+WALLCON | Singlezone Ducted, Centrally Ducted | 21000 | 20400 | 2.54 | 18100 | 2.24
TEMPSTAR | SMARTCOMFORT DELUXE 18 VS HP | 210473247 | HRCU-A-CB | TVH825GKA3* | EA*4X43L21A*+WALLCON | Singlezone Ducted, Centrally Ducted | 21000 | 20400 | 2.54 | 18100 | 2.24
TEMPSTAR | SMARTCOMFORT DELUXE 18 VS HP | 206771279 | HRCU-A-CB | TVH837GKA2* | EA*4X37L21A*+WALLCON | Singlezone Ducted, Centrally Ducted | 33000 | 31800 | 2.52 | 28000 | 2.2
TEMPSTAR | SMARTCOMFORT DELUXE 18 VS HP | 206771333 | HRCU-A-CB | TVH837GKA2* | EA*4X37L21A*+WALLCON | Singlezone Ducted, Centrally Ducted | 32800 | 31800 | 2.54 | 28000 | 2.22
TEMPSTAR | SMARTCOMFORT DELUXE 18 VS HP | 206771351 | HRCU-A-CB | TVH837GKA2* | EA*4X37L21A*+WALLCON | Singlezone Ducted, Centrally Ducted | 32800 | 31800 | 2.54 | 28000 | 2.22
TEMPSTAR | SMARTCOMFORT DELUXE 18 VS HP | 206771360 | HRCU-A-CB | TVH837GKA2* | EA*4X37L21A*+WALLCON | Singlezone Ducted, Centrally Ducted | 32800 | 31800 | 2.54 | 27800 | 2.22
TEMPSTAR | SMARTCOMFORT DELUXE 18 VS HP | 206771630 | HRCU-A-CB | TVH837GKA2* | EA*4X43L21A*+WALLCON | Singlezone Ducted, Centrally Ducted | 33000 | 32000 | 2.52 | 28000 | 2.2
TEMPSTAR | SMARTCOMFORT DELUXE 18 VS HP | 206771648 | HRCU-A-CB | TVH837GKA2* | EA*4X43L21A*+WALLCON | Singlezone Ducted, Centrally Ducted | 32800 | 31800 | 2.54 | 28000 | 2.2
TEMPSTAR | SMARTCOMFORT DELUXE 18 VS HP | 206771702 | HRCU-A-CB | TVH837GKA2* | EA*4X43L21A*+WALLCON | Singlezone Ducted, Centrally Ducted | 32800 | 31800 | 2.54 | 27800 | 2.22
TEMPSTAR | SMARTCOMFORT DELUXE 18 VS HP | 206771720 | HRCU-A-CB | TVH837GKA2* | EA*4X43L21A*+WALLCON | Singlezone Ducted, Centrally Ducted | 32800 | 31800 | 2.54 | 27800 | 2.22
TEMPSTAR | SMARTCOMFORT DELUXE 18 VS HP | 206771729 | HRCU-A-CB | TVH837GKA2* | EA*4X43L21A*+WALLCON | Singlezone Ducted, Centrally Ducted | 32800 | 31800 | 2.56 | 27800 | 2.22
TEMPSTAR | SMARTCOMFORT DELUXE 18 VS HP | 206771783 | HRCU-A-CB | TVH837GKA2* | EA*4X48L21A*+WALLCON | Singlezone Ducted, Centrally Ducted | 32600 | 31400 | 2.52 | 27800 | 2.2
TEMPSTAR | SMARTCOMFORT DELUXE 18 VS HP | 206771837 | HRCU-A-CB | TVH837GKA2* | EA*4X48L21A*+WALLCON | Singlezone Ducted, Centrally Ducted | 32400 | 31400 | 2.52 | 27600 | 2.2
TEMPSTAR | SMARTCOMFORT DELUXE 18 VS HP | 206771855 | HRCU-A-CB | TVH837GKA2* | EA*4X48L21A*+WALLCON | Singlezone Ducted, Centrally Ducted | 32400 | 31400 | 2.52 | 27600 | 2.2
TEMPSTAR | SMARTCOMFORT DELUXE 18 VS HP | 206771864 | HRCU-A-CB | TVH837GKA2* | EA*4X48L21A*+WALLCON | Singlezone Ducted, Centrally Ducted | 32400 | 31400 | 2.52 | 27600 | 2.2
TEMPSTAR | SMARTCOMFORT DELUXE 18 VS HP | 206771900 | HRCU-A-CB | TVH837GKA2* | EA*4X48L24A*+WALLCON | Singlezone Ducted, Centrally Ducted | 32400 | 31400 | 2.52 | 27600 | 2.2
TEMPSTAR | SMARTCOMFORT DELUXE 18 VS HP | 206771909 | HRCU-A-CB | TVH837GKA2* | EA*4X48L24A*+WALLCON | Singlezone Ducted, Centrally Ducted | 32400 | 31400 | 2.54 | 27600 | 2.22
TEMPSTAR | SMARTCOMFORT DELUXE 18 VS HP | 206771918 | HRCU-A-CB | TVH837GKA2* | EA*4X48L24A*+WALLCON | Singlezone Ducted, Centrally Ducted | 32400 | 31400 | 2.54 | 27600 | 2.22
TEMPSTAR | SMARTCOMFORT DELUXE 18 VS HP | 206771936 | HRCU-A-CB | TVH837GKA2* | EA*4X48L24A*+WALLCON | Singlezone Ducted, Centrally Ducted | 32400 | 31400 | 2.52 | 27600 | 2.22
TEMPSTAR | SMARTCOMFORT DELUXE 18 VS HP | 206771945 | HRCU-A-CB | TVH837GKA2* | EA*4X48L24A*+WALLCON | Singlezone Ducted, Centrally Ducted | 32600 | 31400 | 2.52 | 27800 | 2.2
TEMPSTAR | SMARTCOMFORT DELUXE 18 VS HP | 206771963 | HRCU-A-CB | TVH837GKA2* | EA*4X48L24A*+WALLCON | Singlezone Ducted, Centrally Ducted | 32400 | 31400 | 2.52 | 27600 | 2.22
TEMPSTAR | SMARTCOMFORT DELUXE 18 VS HP | 210470274 | HRCU-A-CB | TVH837GKA2* | EA*4X60L24A*+WALLCON | Singlezone Ducted, Centrally Ducted | 31800 | 31000 | 2.5 | 27400 | 2.2
TEMPSTAR | SMARTCOMFORT DELUXE 18 VS HP | 210470285 | HRCU-A-CB | TVH837GKA2* | EA*4X60L24A*+WALLCON | Singlezone Ducted, Centrally Ducted | 31800 | 31000 | 2.52 | 27400 | 2.22
TEMPSTAR | SMARTCOMFORT DELUXE 18 VS HP | 210470296 | HRCU-A-CB | TVH837GKA2* | EA*4X60L24A*+WALLCON | Singlezone Ducted, Centrally Ducted | 31800 | 31000 | 2.52 | 27400 | 2.22
TEMPSTAR | SMARTCOMFORT DELUXE 18 VS HP | 210470318 | HRCU-A-CB | TVH837GKA2* | EA*4X60L24A*+WALLCON | Singlezone Ducted, Centrally Ducted | 31800 | 31000 | 2.52 | 27400 | 2.22
TEMPSTAR | SMARTCOMFORT DELUXE 18 VS HP | 210470329 | HRCU-A-CB | TVH837GKA2* | EA*4X60L24A*+WALLCON | Singlezone Ducted, Centrally Ducted | 32000 | 31200 | 2.5 | 27600 | 2.2
TEMPSTAR | SMARTCOMFORT DELUXE 18 VS HP | 210470351 | HRCU-A-CB | TVH837GKA2* | EA*4X60L24A*+WALLCON | Singlezone Ducted, Centrally Ducted | 31800 | 31000 | 2.52 | 27400 | 2.22
TEMPSTAR | SMARTCOMFORT DELUXE 18 VS HP | 210470439 | HRCU-A-CB | TVH837GKA2* | EA*4X61L21A*+WALLCON | Singlezone Ducted, Centrally Ducted | 32200 | 31400 | 2.5 | 27800 | 2.2
TEMPSTAR | SMARTCOMFORT DELUXE 18 VS HP | 210470450 | HRCU-A-CB | TVH837GKA2* | EA*4X61L21A*+WALLCON | Singlezone Ducted, Centrally Ducted | 32000 | 31200 | 2.52 | 27600 | 2.22
TEMPSTAR | SMARTCOMFORT DELUXE 18 VS HP | 210470472 | HRCU-A-CB | TVH837GKA2* | EA*4X61L21A*+WALLCON | Singlezone Ducted, Centrally Ducted | 32000 | 31200 | 2.52 | 27600 | 2.22
TEMPSTAR | SMARTCOMFORT DELUXE 18 VS HP | 210470494 | HRCU-A-CB | TVH837GKA2* | EA*4X61L21A*+WALLCON | Singlezone Ducted, Centrally Ducted | 32000 | 31200 | 2.52 | 27600 | 2.22
TEMPSTAR | SMARTCOMFORT DELUXE 18 VS HP | 210470505 | HRCU-A-CB | TVH837GKA2* | EA*4X61L21A*+WALLCON | Singlezone Ducted, Centrally Ducted | 32000 | 31200 | 2.54 | 27600 | 2.22
TEMPSTAR | SMARTCOMFORT DELUXE 18 VS HP | 210470560 | HRCU-A-CB | TVH837GKA2* | EA*4X61L24A*+WALLCON | Singlezone Ducted, Centrally Ducted | 32000 | 31200 | 2.52 | 27600 | 2.22
TEMPSTAR | SMARTCOMFORT DELUXE 18 VS HP | 210470571 | HRCU-A-CB | TVH837GKA2* | EA*4X61L24A*+WALLCON | Singlezone Ducted, Centrally Ducted | 32000 | 31200 | 2.54 | 27400 | 2.24
TEMPSTAR | SMARTCOMFORT DELUXE 18 VS HP | 210470582 | HRCU-A-CB | TVH837GKA2* | EA*4X61L24A*+WALLCON | Singlezone Ducted, Centrally Ducted | 32000 | 31200 | 2.54 | 27600 | 2.22
TEMPSTAR | SMARTCOMFORT DELUXE 18 VS HP | 210470604 | HRCU-A-CB | TVH837GKA2* | EA*4X61L24A*+WALLCON | Singlezone Ducted, Centrally Ducted | 32000 | 31200 | 2.54 | 27600 | 2.22
TEMPSTAR | SMARTCOMFORT DELUXE 18 VS HP | 210470615 | HRCU-A-CB | TVH837GKA2* | EA*4X61L24A*+WALLCON | Singlezone Ducted, Centrally Ducted | 32000 | 31200 | 2.52 | 27600 | 2.22
TEMPSTAR | SMARTCOMFORT DELUXE 18 VS HP | 210470637 | HRCU-A-CB | TVH837GKA2* | EA*4X61L24A*+WALLCON | Singlezone Ducted, Centrally Ducted | 32000 | 31200 | 2.54 | 27600 | 2.22
TEMPSTAR |  | 209852113 | HRCU-A-CB | DLCURAH18ABK | DLFUAAH18XAK | Singlezone Ducted, Centrally Ducted | 19000 | 13500 | 2.5 | 18000 | 2
TEMPSTAR | QuietComfort | 207826608 | HMSV-A-CB | DLCSRBH24AAK | DLFSABH24XBK | Singlezone Ducted, Centrally Ducted | 26000 | 16200 | 2.79 | 21526 | 1.95
TEMPSTAR | High Tier | 202463656 | HRCU-A-CB-O | DLCPRAH18AAK | DLFPHAH18XAK | Singlezone Non-Ducted, Wall Placement | 18000 | 12300 | 3.19 | 18000 | 2
TOSHIBA CARRIER | Toshiba-Carrier VRF | 10052879 | HMSR-A-CB-O | MCY-MAP0487HS-UL |  | Multizone All Non-Ducted | 54000 | 32000 | 2.87 | 38800 | 2.09
TOSOT | Lomo Plus | 10062019 | HRCU-A-CB-O | TW12HQ3D6DO | TW12HQ3D6DI | Singlezone Non-Ducted, Wall Placement | 12200 | 8100 | 2.86 | 13000 | 1.91
TOSOT | Pular | 211177521 | HRCU-A-CB-O | TW12HXP2A1DO | TW12HXP2A1DI | Singlezone Non-Ducted, Wall Placement | 12000 | 7000 | 2.81 | 9000 | 1.9
TOSOT | Pular | 210485386 | HRCU-A-CB-O | TWH12AG25A2DO | TWH12AG25A2DI | Singlezone Non-Ducted, Wall Placement | 12000 | 7000 | 2.81 | 9000 | 1.9
TOSOT | 17 SEER DC inverter rooftop unit | 213386671 | HSP-A | TK-H02TCNAA-TU |  | Multizone All Ducted | 24000 | 23400 | 3.63 | 24000 | 2.61
TOSOT | Pular | 213319288 | HRCU-A-CB-O | TW12HP2AIDO | TW12HP2AIDI | Singlezone Non-Ducted, Wall Placement | 13000 | 7700 | 2.59 | 9110 | 1.98
TOSOT | Lomo | 9108746 | HRCU-A-CB-O | TW12HQ2C2DO | TW12HQ2C2DI | Singlezone Non-Ducted, Wall Placement | 13000 | 7700 | 2.59 | 9110 | 1.98
TOSOT | Lomo Plus | 10062018 | HRCU-A-CB-O | TW09HQ3D6DO | TW09HQ3D6DI | Singlezone Non-Ducted, Wall Placement | 9000 | 5600 | 2.88 | 12977 | 2.09
TOSOT | Pular | 211177522 | HRCU-A-CB-O | TW18HXP2A1DO | TW18HXP2A1DI | Singlezone Non-Ducted, Wall Placement | 18000 | 11000 | 2.8 | 13500 | 1.9
TOSOT | Pular | 210921188 | HRCU-A-CB-O | TWH18AG25A2DO | TWH18AG25A2DI | Singlezone Non-Ducted, Wall Placement | 18000 | 11000 | 2.8 | 13500 | 1.9
TOSOT | Lomo | 10062021 | HRCU-A-CB-O | TW24HQ3D6DO | TW24HQ3D6DI | Singlezone Non-Ducted, Wall Placement | 24000 | 15500 | 2.86 | 24000 | 1.9
TOSOT | M-Series | 211164239 | HMSR-A-CB-O | TM18HX4O |  | Multizone All Non-Ducted | 18000 | 14700 | 2.63 | 13600 | 2.23
TOSOT | M-Series | 211727021 | HMSR-A-CB-O | TM18HMO |  | Multizone All Non-Ducted | 18000 | 14700 | 2.63 | 13600 | 2.23
TRANE |  | 207526359 | HRCU-A-CB | 4TWV8X48A1 | TEM8A0C60V51+TDR | Singlezone Ducted, Centrally Ducted | 44500 | 36800 | 4.49 | 28520 | 1.92
TRANE |  | 10093495 | HRCU-A-CB | 4TWV0036A1 | TAM9A0B30V31 | Singlezone Ducted, Centrally Ducted | 32600 | 26200 | 3.17 | 20220 | 1.92
TRANE |  | 207526400 | HRCU-A-CB | 4TWV8X36A1 | 4TXCB006DS3 | Singlezone Ducted, Centrally Ducted | 33000 | 26600 | 3.3 | 21000 | 1.92
TRANE |  | 207526474 | HRCU-A-CB | 4TWV8X36A1 | 4TXCB006DS3 | Singlezone Ducted, Centrally Ducted | 33000 | 26600 | 3.3 | 21000 | 1.92
TRANE |  | 207526475 | HRCU-A-CB | 4TWV8X36A1 | 4TXCB006DS3 | Singlezone Ducted, Centrally Ducted | 32800 | 26400 | 3.31 | 20800 | 1.9
TRANE |  | 207526473 | HRCU-A-CB | 4TWV8X36A1 | 4TXCB006DS3 | Singlezone Ducted, Centrally Ducted | 33000 | 26400 | 3.31 | 20740 | 1.9
TRANE |  | 207629143 | HRCU-A-CB-O | 4TXK2509A10N0** | 4MXW2509A10N0** | Singlezone Non-Ducted, Ceiling Placement | 11000 | 7300 | 2.61 | 9000 | 1.93
TRANE |  | 210435405 | HMSR-A-CB-O | 4TXM2118A12N0** |  | Multizone All Non-Ducted | 18000 | 14700 | 2.63 | 13600 | 2.23
TRANE |  | 207629149 | HRCU-A-CB-O | 4TXK2512A10N0** | 4MXW2512A10N0** | Singlezone Non-Ducted, Ceiling Placement | 12000 | 7700 | 2.59 | 9200 | 1.93
TRANE / MITSUBISHI ELECTRIC | M-Series | 209832988 | HRCU-A-CB-O | NTXSPB09B112A* | MSZ-FS09NA*** | Singlezone Non-Ducted, Wall Placement | 9600 | 5900 | 2.98 | 11590 | 2.21
Trane / Mitsubishi Electric | Smart Multi | 211016479 | HMSV-A-CB | NTXMSM60A182B* |  | Multizone Mix of Ducted and Non-Ducted | 66000 | 41000 | 2.69 | 46500 | 1.9
Trane / Mitsubishi Electric | Smart Multi | 211016627 | HMSV-A-CB | NTXMSM48A182B* |  | Multizone Mix of Ducted and Non-Ducted | 50000 | 33200 | 2.54 | 35400 | 2.02
Trane / Mitsubishi Electric | Smart Multi | 211016466 | HMSV-A-CB | NTXMSM36A142B* |  | Multizone Mix of Ducted and Non-Ducted | 41000 | 26400 | 2.73 | 29000 | 2.1
Trane / Mitsubishi Electric | Smart Multi | 211016472 | HMSV-A-CB | NTXMSH42A152B* |  | Multizone Mix of Ducted and Non-Ducted | 48000 | 32000 | 2.63 | 44000 | 1.92
Trane / Mitsubishi Electric | Smart Multi | 211016469 | HMSV-A-CB | NTXMSH36A142B* |  | Multizone Mix of Ducted and Non-Ducted | 42000 | 29600 | 2.74 | 38500 | 1.92
TRANE / MITSUBISHI ELECTRIC |  | 212925488 | HMSR-A-CB-O | NTXMMX20A122C** |  | Multizone All Non-Ducted | 22000 | 13500 | 2.91 | 11100 | 2.03
TRANE / MITSUBISHI ELECTRIC |  | 209424923 | HMSR-A-CB-O | NTXMMX20A122C* |  | Multizone All Non-Ducted | 22000 | 13500 | 2.91 | 11100 | 2.03
TRANE / MITSUBISHI ELECTRIC | M-Series | 207705480 | HRCU-A-CB-O | MUZ-GS12NA*** | NTXWST12B112** | Singlezone Non-Ducted, Wall Placement | 14400 | 9000 | 2.64 | 10100 | 2
TRANE / MITSUBISHI ELECTRIC | M-Series | 207705482 | HRCU-A-CB-O | MUZ-GS15NA*** | NTXWST15B112** | Singlezone Non-Ducted, Wall Placement | 18000 | 12100 | 2.67 | 14000 | 2.03
TRANE / MITSUBISHI ELECTRIC | P-Series | 211497102 | HRCU-A-CB-O | TRUZA0241HA70** | TPLA0A0241EA*** | Singlezone Non-Ducted, Ceiling Placement | 29000 | 14900 | 2.73 | 13000 | 2.72
TRANE / MITSUBISHI ELECTRIC | P-Series H2i | 211497074 | HRCU-A-CB-O | TRUZH0241HA10NA | TPLA0A0241EA*** | Singlezone Non-Ducted, Ceiling Placement | 28000 | 17300 | 2.79 | 26000 | 1.92
TRANE / MITSUBISHI ELECTRIC | NV-Series | 211497097 | HRCU-A-CB-O | NTXSKS09A112AA | NTXCKS09A112** | Singlezone Non-Ducted, Ceiling Placement | 11000 | 6900 | 2.5 | 5600 | 3.04
TRANE / MITSUBISHI ELECTRIC | NV-Series | 207702765 | HRCU-A-CB | NTXSKS18A112** | PEAD-A18AA* | Singlezone Ducted, Compact Ducted | 21600 | 14000 | 2.85 | 12000 | 2.86
TRANE / MITSUBISHI ELECTRIC | NV-Series | 207702767 | HRCU-A-CB | NTXSKS18A112** | TPEADA0181AA*** | Singlezone Ducted, Compact Ducted | 21600 | 14000 | 2.85 | 12000 | 2.86
TRANE / MITSUBISHI ELECTRIC | P-Series H2i | 211497058 | HRCU-A-CB | TRUZH0361KA00NA | TPVA0A0361AA*** | Singlezone Ducted, Centrally Ducted | 40000 | 24600 | 2.55 | 38000 | 2
TRANE / MITSUBISHI ELECTRIC | NV-Series | 211497070 | HRCU-A-CB | NTXSKS18A112AA | NAXAMT18A112** | Singlezone Ducted, Centrally Ducted | 21600 | 14000 | 2.81 | 12200 | 2.88
TRANE / MITSUBISHI ELECTRIC | NV-Series | 202392239 | HRCU-A-CB | NTXSKS18A112AA | NTXAMT18A112AA | Singlezone Ducted, Centrally Ducted | 21600 | 14000 | 2.81 | 12200 | 2.88
TRANE / MITSUBISHI ELECTRIC | P-Series H2i | 211497076 | HRCU-A-CB-O | TRUZH0361KA00NA | TPLA0A0361EA*** | Singlezone Non-Ducted, Ceiling Placement | 40000 | 24200 | 2.62 | 38000 | 2.04
TRANE / MITSUBISHI ELECTRIC | NV-Series | 207702735 | HRCU-A-CB | NTXSKH12A112** | PEAD-A12AA* | Singlezone Ducted, Compact Ducted | 15000 | 8800 | 2.66 | 15000 | 2.09
TRANE / MITSUBISHI ELECTRIC | NV-Series | 207702736 | HRCU-A-CB | NTXSKH12A112** | TPEADA0121AA*** | Singlezone Ducted, Compact Ducted | 15000 | 8800 | 2.66 | 15000 | 2.09
TRANE / MITSUBISHI ELECTRIC | M-Series | 202392223 | HRCU-A-CB | NTXSKS12A112AA | NTXAMT12A112AA | Singlezone Ducted, Centrally Ducted | 15000 | 9900 | 2.59 | 7800 | 2.75
TRANE / MITSUBISHI ELECTRIC | M-Series | 211497069 | HRCU-A-CB | NTXSKS12A112AA | NAXAMT12A112** | Singlezone Ducted, Centrally Ducted | 15000 | 9900 | 2.59 | 7800 | 2.75
TRANE / MITSUBISHI ELECTRIC | M-Series | 211497094 | HRCU-A-CB-O | NTXSKS18A112AA | NTXCKS18A112** | Singlezone Non-Ducted, Ceiling Placement | 19700 | 12900 | 2.68 | 9800 | 2.37
TRANE / MITSUBISHI ELECTRIC | M-Series | 207699141 | HRCU-A-CB-O | NTXSKS12A112** | NTXUKS12A112** | Singlezone Non-Ducted, Ceiling Placement | 15400 | 9900 | 2.84 | 7900 | 2.36
TRANE / MITSUBISHI ELECTRIC | P-Series | 211497113 | HRCU-A-CB | TRUZA0241HA70** | TPVA0A0241AA*** | Singlezone Ducted, Centrally Ducted | 28000 | 15000 | 2.5 | 14500 | 2.24
TRANE / MITSUBISHI ELECTRIC | NV-Series | 207702759 | HRCU-A-CB | NTXSKS12A112** | PEAD-A12AA* | Singlezone Ducted, Compact Ducted | 15000 | 9700 | 2.66 | 7900 | 2.86
TRANE / MITSUBISHI ELECTRIC | NV-Series | 207702760 | HRCU-A-CB | NTXSKS12A112** | TPEADA0121AA*** | Singlezone Ducted, Compact Ducted | 15000 | 9700 | 2.66 | 7900 | 2.86
TRANE / MITSUBISHI ELECTRIC | P-Series | 207702848 | HRCU-A-CB | TRUZH0241HA10** | TPEADA0241AA*** | Singlezone Ducted, Compact Ducted | 28000 | 18000 | 2.51 | 25000 | 1.91
TRANE / MITSUBISHI ELECTRIC | NV-Series | 212925516 | HMSR-A-CB-O | NTXMPH30A132C** |  | Multizone All Non-Ducted | 28600 | 18000 | 2.65 | 28600 | 1.95
TRANE / MITSUBISHI ELECTRIC | NV-Series | 212925533 | HMSR-A-CB-O | NTXMPH24A132C** |  | Multizone All Non-Ducted | 25000 | 14500 | 2.62 | 25000 | 1.95
TRANE / MITSUBISHI ELECTRIC | NV-Series | 202373719 | HRCU-A-CB-O | NTXSPF18A112A* | NTXFKS18A112A* | Singlezone Non-Ducted, Floor Placement | 21000 | 12800 | 2.62 | 21000 | 2.05
TRANE / MITSUBISHI ELECTRIC | NV-Series | 202373717 | HRCU-A-CB-O | NTXSPF12A112A* | NTXFKS12A112A* | Singlezone Non-Ducted, Floor Placement | 13000 | 8800 | 2.77 | 13000 | 2.1
TRANE / MITSUBISHI ELECTRIC | M-Series | 213361523 | HRCU-A-CB-O | NTXSPB18B112A* | NAXWPH18B112A* | Singlezone Non-Ducted, Wall Placement | 19000 | 12800 | 2.93 | 23000 | 2.07
TRANE / MITSUBISHI ELECTRIC | M-Series | 213361521 | HRCU-A-CB-O | NTXSPB15B112A* | NAXWPH15B112A* | Singlezone Non-Ducted, Wall Placement | 16000 | 10000 | 3.08 | 19360 | 2.08
TRANE / MITSUBISHI ELECTRIC | M-Series | 213361519 | HRCU-A-CB-O | NTXSPB12B112A* | NAXWPH12B112A* | Singlezone Non-Ducted, Wall Placement | 12300 | 8400 | 3.33 | 14690 | 2.25
TRANE / MITSUBISHI ELECTRIC | M-Series | 213361517 | HRCU-A-CB-O | NTXSPB09B112A* | NAXWPH09B112A* | Singlezone Non-Ducted, Wall Placement | 9600 | 5900 | 2.98 | 11590 | 2.21
TRANE / MITSUBISHI ELECTRIC | M-Series | 213361515 | HRCU-A-CB-O | NTXSPB06B112A* | NAXWPH06B112A* | Singlezone Non-Ducted, Wall Placement | 8700 | 5900 | 3.33 | 10500 | 2.23
TRANE / MITSUBISHI ELECTRIC | M-Series | 213361522 | HRCU-A-CB-O | NTXSPB18B112A* | NTXWPH18B112A* | Singlezone Non-Ducted, Wall Placement | 19000 | 12800 | 2.93 | 23000 | 2.07
TRANE / MITSUBISHI ELECTRIC | M-Series | 213361520 | HRCU-A-CB-O | NTXSPB15B112A* | NTXWPH15B112A* | Singlezone Non-Ducted, Wall Placement | 16000 | 10000 | 3.08 | 19360 | 2.08
TRANE / MITSUBISHI ELECTRIC | M-Series | 213361518 | HRCU-A-CB-O | NTXSPB12B112A* | NTXWPH12B112A* | Singlezone Non-Ducted, Wall Placement | 12300 | 8400 | 3.33 | 14690 | 2.25
TRANE / MITSUBISHI ELECTRIC | M-Series | 213361516 | HRCU-A-CB-O | NTXSPB09B112A* | NTXWPH09B112A* | Singlezone Non-Ducted, Wall Placement | 9600 | 5900 | 2.98 | 11590 | 2.21
TRANE / MITSUBISHI ELECTRIC | M-Series | 213361514 | HRCU-A-CB-O | NTXSPB06B112A* | NTXWPH06B112A* | Singlezone Non-Ducted, Wall Placement | 8700 | 5900 | 3.33 | 10500 | 2.23
TRANE / MITSUBISHI ELECTRIC | M-Series | 209832993 | HRCU-A-CB-O | NTXSPB12B112A* | MSZ-FS12NA*** | Singlezone Non-Ducted, Wall Placement | 12300 | 8400 | 3.33 | 14690 | 2.25
TRANE / MITSUBISHI ELECTRIC | Nv-Series | 207525861 | HMSV-A-CB | NTXMSH36A142A* |  | Multizone Mix of Ducted and Non-Ducted | 42000 | 29600 | 2.75 | 42000 | 1.95
TRANE / MITSUBISHI ELECTRIC | Smart Multi | 207517164 | HMSR-A-CB-O | NTXMSH42A152A* |  | Multizone All Non-Ducted | 48000 | 32000 | 2.8 | 48000 | 2
TRANE / MITSUBISHI ELECTRIC | Smart Multi | 207518837 | HMSV-A-CB | NTXMSH36A142A* |  | Multizone All Ducted | 42000 | 26600 | 2.7 | 42000 | 1.9
TRANE / MITSUBISHI ELECTRIC | Smart Multi | 207517163 | HMSR-A-CB-O | NTXMSH36A142A* |  | Multizone All Non-Ducted | 42000 | 32600 | 2.8 | 42000 | 2
TRANE / MITSUBISHI ELECTRIC |  | 211497108 | HRCU-A-CB-O | TRUZA0361KA70** | TPLA0A0361EA*** | Singlezone Non-Ducted, Ceiling Placement | 42000 | 22000 | 2.59 | 21600 | 2.43
TRANE / MITSUBISHI ELECTRIC |  | 211497105 | HRCU-A-CB-O | TRUZA0301HA70** | TPLA0A0301EA*** | Singlezone Non-Ducted, Ceiling Placement | 32600 | 18100 | 2.82 | 16800 | 2.9
TRANE / MITSUBISHI ELECTRIC |  | 207702832 | HRCU-A-CB | TRUZA0241HA70** | TPEADA0241AA*** | Singlezone Ducted, Compact Ducted | 29400 | 15400 | 2.51 | 14300 | 2.33
TRANE / MITSUBISHI ELECTRIC | M-Series | 209833000 | HRCU-A-CB-O | MUZ-FS18NA*** | NTXWPH18B112A* | Singlezone Non-Ducted, Wall Placement | 19000 | 12800 | 3.23 | 23000 | 2.15
TRANE / MITSUBISHI ELECTRIC | M-Series | 209832990 | HRCU-A-CB-O | MUZ-FS12NA*** | NTXWPH12B112A* | Singlezone Non-Ducted, Wall Placement | 12300 | 8400 | 4.04 | 14690 | 2.42
TRANE / MITSUBISHI ELECTRIC | M-Series | 209832985 | HRCU-A-CB-O | MUZ-FS09NA*** | NTXWPH09B112A* | Singlezone Non-Ducted, Wall Placement | 9600 | 5900 | 3.84 | 11590 | 2.41
TRANE / MITSUBISHI ELECTRIC | M-Series | 209832980 | HRCU-A-CB-O | MUZ-FS06NA*** | NTXWPH06B112A* | Singlezone Non-Ducted, Wall Placement | 8700 | 5900 | 4.43 | 10500 | 2.46
TRANE / MITSUBISHI ELECTRIC | M-Series H2i | 202373716 | HRCU-A-CB-O | NTXSPF09A112A* | NTXFKS09A112A* | Singlezone Non-Ducted, Floor Placement | 11000 | 7500 | 2.75 | 11000 | 2.01
TRANE / MITSUBISHI ELECTRIC | M-Series | 207699145 | HRCU-A-CB-O | NTXSKS09A112** | NTXUKS09A112** | Singlezone Non-Ducted, Ceiling Placement | 12000 | 7700 | 3.22 | 6100 | 3.08
TRANE / MITSUBISHI ELECTRIC | M-Series | 211497095 | HRCU-A-CB-O | NTXSKS15A112AA | NTXCKS15A112** | Singlezone Non-Ducted, Ceiling Placement | 18000 | 11900 | 2.7 | 8900 | 2.29
TRANE / MITSUBISHI ELECTRIC | Nv-Series | 207517167 | HMSR-A-CB-O | NTXMSH48A182A* |  | Multizone All Non-Ducted | 54000 | 39000 | 2.7 | 54000 | 2
TRANE / MITSUBISHI ELECTRIC | Smart Multi | 207517162 | HMSR-A-CB-O | NTXMSM36A142A* |  | Multizone All Non-Ducted | 42000 | 26400 | 2.8 | 25200 | 2.2
TRANE / MITSUBISHI ELECTRIC | Smart Multi | 207518835 | HMSV-A-CB | NTXMSM36A142A* |  | Multizone All Ducted | 42000 | 26600 | 2.7 | 25200 | 1.99
TRANE / MITSUBISHI ELECTRIC | Smart Multi | 207525860 | HMSV-A-CB | NTXMSM36A142A* |  | Multizone Mix of Ducted and Non-Ducted | 42000 | 26400 | 2.73 | 25200 | 2.09
TRANE / MITSUBISHI ELECTRIC | Smart Multi | 207525863 | HMSV-A-CB | NTXMSM48A182A* |  | Multizone Mix of Ducted and Non-Ducted | 54000 | 33200 | 2.53 | 32400 | 2.04
TRANE / MITSUBISHI ELECTRIC | M-Series | 207705522 | HRCU-A-CB-O | NTXSST24B112** | NAXWST24B112** | Singlezone Non-Ducted, Wall Placement | 27600 | 17600 | 2.67 | 19640 | 2.25
TRANE / MITSUBISHI ELECTRIC | M-Series | 207705516 | HRCU-A-CB-O | NTXSST24B112** | NTXWST24B112** | Singlezone Non-Ducted, Wall Placement | 27600 | 17600 | 2.67 | 19640 | 2.25
TRANE / MITSUBISHI ELECTRIC | M-Series | 207705510 | HRCU-A-CB-O | NTXSST24B112** | MSZ-GS24NA*** | Singlezone Non-Ducted, Wall Placement | 27600 | 17600 | 2.67 | 19640 | 2.25
TRANE / MITSUBISHI ELECTRIC | M-Series | 207705520 | HRCU-A-CB-O | NTXSST15B112** | NAXWST15B112** | Singlezone Non-Ducted, Wall Placement | 18000 | 12100 | 2.67 | 14400 | 2.09
TRANE / MITSUBISHI ELECTRIC | M-Series | 207705513 | HRCU-A-CB-O | NTXSST15B112** | NTXWST15B112** | Singlezone Non-Ducted, Wall Placement | 18000 | 12100 | 2.67 | 14400 | 2.09
TRANE / MITSUBISHI ELECTRIC | M-Series | 207705508 | HRCU-A-CB-O | NTXSST15B112** | MSZ-GS15NA*** | Singlezone Non-Ducted, Wall Placement | 18000 | 12100 | 2.67 | 14400 | 2.09
TRANE / MITSUBISHI ELECTRIC | M-Series | 207705517 | HRCU-A-CB-O | NTXSST09B112** | NAXWST09B112** | Singlezone Non-Ducted, Wall Placement | 10900 | 6500 | 2.61 | 7900 | 2.12
TRANE / MITSUBISHI ELECTRIC | M-Series | 207705511 | HRCU-A-CB-O | NTXSST09B112** | NTXWST09B112** | Singlezone Non-Ducted, Wall Placement | 10900 | 6500 | 2.61 | 7900 | 2.12
TRANE / MITSUBISHI ELECTRIC | M-Series | 207705505 | HRCU-A-CB-O | NTXSST09B112** | MSZ-GS09NA*** | Singlezone Non-Ducted, Wall Placement | 10900 | 6500 | 2.61 | 7900 | 2.12
TRANE / MITSUBISHI ELECTRIC | M-Series | 207705528 | HRCU-A-CB-O | NTXSSH24A112** | MSZ-GS24NA*** | Singlezone Non-Ducted, Wall Placement | 21200 | 13300 | 2.78 | 21200 | 1.95
TRANE / MITSUBISHI ELECTRIC | M-Series | 207705535 | HRCU-A-CB-O | NTXSSH24A112** | NTXWST24B112** | Singlezone Non-Ducted, Wall Placement | 21200 | 13300 | 2.78 | 21200 | 1.95
TRANE / MITSUBISHI ELECTRIC | M-Series | 207705541 | HRCU-A-CB-O | NTXSSH24A112** | NAXWST24B112** | Singlezone Non-Ducted, Wall Placement | 21200 | 13300 | 2.78 | 21200 | 1.95
TRANE / MITSUBISHI ELECTRIC | M-Series | 207705526 | HRCU-A-CB-O | NTXSSH15A112** | MSZ-GS15NA*** | Singlezone Non-Ducted, Wall Placement | 14000 | 8700 | 2.68 | 14000 | 1.91
TRANE / MITSUBISHI ELECTRIC | M-Series | 207705532 | HRCU-A-CB-O | NTXSSH15A112** | NTXWST15B112** | Singlezone Non-Ducted, Wall Placement | 14000 | 8700 | 2.68 | 14000 | 1.91
TRANE / MITSUBISHI ELECTRIC | M-Series | 207705539 | HRCU-A-CB-O | NTXSSH15A112** | NAXWST15B112** | Singlezone Non-Ducted, Wall Placement | 14000 | 8700 | 2.68 | 14000 | 1.91
TRANE / MITSUBISHI ELECTRIC | M-Series | 207705524 | HRCU-A-CB-O | NTXSSH09A112** | MSZ-GS09NA*** | Singlezone Non-Ducted, Wall Placement | 9600 | 5700 | 2.57 | 9600 | 2.01
TRANE / MITSUBISHI ELECTRIC | M-Series | 207705529 | HRCU-A-CB-O | NTXSSH09A112** | NTXWST09B112** | Singlezone Non-Ducted, Wall Placement | 9600 | 5700 | 2.57 | 9600 | 2.01
TRANE / MITSUBISHI ELECTRIC | M-Series | 207705536 | HRCU-A-CB-O | NTXSSH09A112** | NAXWST09B112** | Singlezone Non-Ducted, Wall Placement | 9600 | 5700 | 2.57 | 9600 | 2.01
TRANE / MITSUBISHI ELECTRIC | M-Series | 209832262 | HRCU-A-CB-O | NTXSPH18B112A* | NTXWPH18B112A* | Singlezone Non-Ducted, Wall Placement | 19000 | 12800 | 3.23 | 23000 | 2.15
TRANE / MITSUBISHI ELECTRIC | M-Series | 209833001 | HRCU-A-CB-O | NTXSPH18B112A* | MSZ-FS18NA*** | Singlezone Non-Ducted, Wall Placement | 19000 | 12800 | 3.23 | 23000 | 2.15
TRANE / MITSUBISHI ELECTRIC | M-Series | 209833002 | HRCU-A-CB-O | NTXSPH18B112A* | NAXWPH18B112A* | Singlezone Non-Ducted, Wall Placement | 19000 | 12800 | 3.23 | 23000 | 2.15
TRANE / MITSUBISHI ELECTRIC | M-Series | 209832261 | HRCU-A-CB-O | NTXSPH15B112A* | NTXWPH15B112A* | Singlezone Non-Ducted, Wall Placement | 16000 | 10000 | 3.53 | 19360 | 2.17
TRANE / MITSUBISHI ELECTRIC | M-Series | 209832996 | HRCU-A-CB-O | NTXSPH15B112A* | MSZ-FS15NA*** | Singlezone Non-Ducted, Wall Placement | 16000 | 10000 | 3.53 | 19360 | 2.17
TRANE / MITSUBISHI ELECTRIC | M-Series | 209832997 | HRCU-A-CB-O | NTXSPH15B112A* | NAXWPH15B112A* | Singlezone Non-Ducted, Wall Placement | 16000 | 10000 | 3.53 | 19360 | 2.17
TRANE / MITSUBISHI ELECTRIC | M-Series | 209832260 | HRCU-A-CB-O | NTXSPH12B112A* | NTXWPH12B112A* | Singlezone Non-Ducted, Wall Placement | 12300 | 8400 | 4.04 | 14690 | 2.42
TRANE / MITSUBISHI ELECTRIC | M-Series | 209832991 | HRCU-A-CB-O | NTXSPH12B112A* | MSZ-FS12NA*** | Singlezone Non-Ducted, Wall Placement | 12300 | 8400 | 4.04 | 14690 | 2.42
TRANE / MITSUBISHI ELECTRIC | M-Series | 209832992 | HRCU-A-CB-O | NTXSPH12B112A* | NAXWPH12B112A* | Singlezone Non-Ducted, Wall Placement | 12300 | 8400 | 4.04 | 14690 | 2.42
TRANE / MITSUBISHI ELECTRIC | M-Series | 209832259 | HRCU-A-CB-O | NTXSPH09B112A* | NTXWPH09B112A* | Singlezone Non-Ducted, Wall Placement | 9600 | 5900 | 3.84 | 11590 | 2.41
TRANE / MITSUBISHI ELECTRIC | M-Series | 209832986 | HRCU-A-CB-O | NTXSPH09B112A* | MSZ-FS09NA*** | Singlezone Non-Ducted, Wall Placement | 9600 | 5900 | 3.84 | 11590 | 2.41
TRANE / MITSUBISHI ELECTRIC | M-Series | 209832987 | HRCU-A-CB-O | NTXSPH09B112A* | NAXWPH09B112A* | Singlezone Non-Ducted, Wall Placement | 9600 | 5900 | 3.84 | 11590 | 2.41
TRANE / MITSUBISHI ELECTRIC | M-Series | 209832258 | HRCU-A-CB-O | NTXSPH06B112A* | NTXWPH06B112A* | Singlezone Non-Ducted, Wall Placement | 8700 | 5900 | 4.43 | 10500 | 2.46
TRANE / MITSUBISHI ELECTRIC | M-Series | 209832981 | HRCU-A-CB-O | NTXSPH06B112A* | MSZ-FS06NA*** | Singlezone Non-Ducted, Wall Placement | 8700 | 5900 | 4.43 | 10500 | 2.46
TRANE / MITSUBISHI ELECTRIC | M-Series | 209832982 | HRCU-A-CB-O | NTXSPH06B112A* | NAXWPH06B112A* | Singlezone Non-Ducted, Wall Placement | 8700 | 5900 | 4.43 | 10500 | 2.46
TRANE / MITSUBISHI ELECTRIC | M-Series | 209833003 | HRCU-A-CB-O | NTXSPB18B112A* | MSZ-FS18NA*** | Singlezone Non-Ducted, Wall Placement | 19000 | 12800 | 2.93 | 23000 | 2.07
TRANE / MITSUBISHI ELECTRIC | M-Series | 209832998 | HRCU-A-CB-O | NTXSPB15B112A* | MSZ-FS15NA*** | Singlezone Non-Ducted, Wall Placement | 16000 | 10000 | 3.08 | 19360 | 2.08
TRANE / MITSUBISHI ELECTRIC | M-Series | 209832983 | HRCU-A-CB-O | NTXSPB06B112A* | MSZ-FS06NA*** | Singlezone Non-Ducted, Wall Placement | 8700 | 5900 | 3.33 | 10500 | 2.23
TRANE / MITSUBISHI ELECTRIC | M-Series | 207705497 | HRCU-A-CB-O | MUZ-GS24NAHZ*** | NTXWST24B112** | Singlezone Non-Ducted, Wall Placement | 21200 | 13300 | 2.78 | 21200 | 1.95
TRANE / MITSUBISHI ELECTRIC | M-Series | 207705484 | HRCU-A-CB-O | MUZ-GS24NA*** | NTXWST24B112** | Singlezone Non-Ducted, Wall Placement | 27600 | 17600 | 2.67 | 19640 | 2.25
TRANE / MITSUBISHI ELECTRIC | M-Series | 207705495 | HRCU-A-CB-O | MUZ-GS15NAHZ*** | NTXWST15B112** | Singlezone Non-Ducted, Wall Placement | 14000 | 8700 | 2.68 | 14000 | 1.91
TRANE / MITSUBISHI ELECTRIC | M-Series | 207705492 | HRCU-A-CB-O | MUZ-GS09NAHZ*** | NTXWST09B112** | Singlezone Non-Ducted, Wall Placement | 9600 | 5700 | 2.57 | 9600 | 2.01
TRANE / MITSUBISHI ELECTRIC | M-Series | 207705479 | HRCU-A-CB-O | MUZ-GS09NA*** | NTXWST09B112** | Singlezone Non-Ducted, Wall Placement | 10900 | 6500 | 2.61 | 7900 | 2.12
TRANE / MITSUBISHI ELECTRIC | M-Series | 209832995 | HRCU-A-CB-O | MUZ-FS15NA*** | NTXWPH15B112A* | Singlezone Non-Ducted, Wall Placement | 16000 | 10000 | 3.53 | 19360 | 2.17
TRANE / MITSUBISHI ELECTRIC | Smart Multi | 207518839 | HMSR-A-CB-O | NTXMSM48A182A* |  | Multizone All Non-Ducted | 54000 | 31400 | 2.7 | 32400 | 2.1
TRANE / MITSUBISHI ELECTRIC | Smart Multi | 207517169 | HMSR-A-CB-O | NTXMSM60A182A* |  | Multizone All Non-Ducted | 66000 | 41500 | 2.9 | 57000 | 2
Trane / Mitsubishi Electric | Smart Multi | 211016465 | HMSV-A-CB | NTXMSM36A142B* |  | Multizone All Ducted | 41000 | 26600 | 2.7 | 29000 | 2
TRANE / MITSUBISHI ELECTRIC | P-Series | 206720350 | HRCU-A-CB-O | TRUZH0241HA10** | PLA-A24EA**** | Singlezone Non-Ducted, Ceiling Placement | 28000 | 17300 | 2.79 | 26000 | 1.92
TRANE / MITSUBISHI ELECTRIC | P-Series | 206720342 | HRCU-A-CB-O | TRUZA0361KA70** | PLA-A36EA**** | Singlezone Non-Ducted, Ceiling Placement | 42000 | 22000 | 2.59 | 21600 | 2.43
TRANE / MITSUBISHI ELECTRIC | P-Series | 206720337 | HRCU-A-CB-O | TRUZA0301HA70** | PLA-A30EA**** | Singlezone Non-Ducted, Ceiling Placement | 32600 | 18100 | 2.82 | 16800 | 2.9
TRANE / MITSUBISHI ELECTRIC | P-Series | 206720332 | HRCU-A-CB-O | TRUZA0241HA70** | PLA-A24EA**** | Singlezone Non-Ducted, Ceiling Placement | 29000 | 14900 | 2.73 | 13000 | 2.72
TRANE / MITSUBISHI ELECTRIC | P-Series | 206720333 | HRCU-A-CB | TRUZA0241HA70** | PVA-A24AA**** | Singlezone Ducted, Centrally Ducted | 28000 | 15000 | 2.5 | 14500 | 2.24
TRANE / MITSUBISHI ELECTRIC | P-Series | 206720365 | HRCU-A-CB | TRUZA0241HA70** | PEAD-A24AA* | Singlezone Ducted, Compact Ducted | 29400 | 15400 | 2.51 | 14300 | 2.33
TRANE / MITSUBISHI ELECTRIC | M-Series | 207702813 | HRCU-A-CB | SUZ-KA18NA2 | TPEADA0181AA*** | Singlezone Ducted, Compact Ducted | 21600 | 14000 | 2.85 | 12000 | 2.86
TRANE / MITSUBISHI ELECTRIC | M-Series | 207699131 | HRCU-A-CB-O | SUZ-KA18NA2 | NTXUKS18A112** | Singlezone Non-Ducted, Ceiling Placement | 20000 | 13100 | 2.63 | 10700 | 2.55
TRANE / MITSUBISHI ELECTRIC | M-Series | 207702807 | HRCU-A-CB | SUZ-KA12NAHZ | TPEADA0121AA*** | Singlezone Ducted, Compact Ducted | 15000 | 8800 | 2.66 | 15000 | 2.09
TRANE / MITSUBISHI ELECTRIC | M-Series | 207699129 | HRCU-A-CB-O | SUZ-KA12NA2 | NTXUKS12A112** | Singlezone Non-Ducted, Ceiling Placement | 15400 | 9900 | 2.84 | 7900 | 2.36
TRANE / MITSUBISHI ELECTRIC | M-Series | 207702805 | HRCU-A-CB | SUZ-KA12NA2 | TPEADA0121AA*** | Singlezone Ducted, Compact Ducted | 15000 | 9700 | 2.66 | 7900 | 2.86
TRANE / MITSUBISHI ELECTRIC | M-Series | 204629199 | HRCU-A-CB-O | SUZ-KA09NA2 | NTXCKS09A112A* | Singlezone Non-Ducted, Ceiling Placement | 11000 | 6900 | 2.5 | 5600 | 3.04
TRANE / MITSUBISHI ELECTRIC | M-Series | 207699144 | HRCU-A-CB | SUZ-KA09NA2 | TPEADA0091AA*** | Singlezone Ducted, Compact Ducted | 12000 | 7600 | 2.53 | 6100 | 2.93
TRANE / MITSUBISHI ELECTRIC | P-Series H2i | 206717836 | HRCU-A-CB-O | PUZ-HA24NHA1 | TPLA0A0241EA70A | Singlezone Non-Ducted, Ceiling Placement | 28000 | 17300 | 2.79 | 26000 | 1.92
TRANE / MITSUBISHI ELECTRIC | P-Series H2i | 206717835 | HRCU-A-CB-O | PUZ-HA24NHA1 | TPKA0A0241KA70A | Singlezone Non-Ducted, Wall Placement | 28000 | 17200 | 2.51 | 26000 | 1.91
TRANE / MITSUBISHI ELECTRIC | P-Series | 206720320 | HRCU-A-CB-O | PUZ-A36NKA7*** | TPLA0A0361EA70* | Singlezone Non-Ducted, Ceiling Placement | 42000 | 22000 | 2.5 | 21600 | 2.43
TRANE / MITSUBISHI ELECTRIC | P-Series | 207702783 | HRCU-A-CB | PUZ-A36NKA7*** | TPEADA0361AA*** | Singlezone Ducted, Compact Ducted | 40500 | 20400 | 2.54 | 19800 | 2.23
TRANE / MITSUBISHI ELECTRIC | P-Series | 206720316 | HRCU-A-CB-O | PUZ-A30NHA7*** | TPLA0A0301EA70* | Singlezone Non-Ducted, Ceiling Placement | 32600 | 18100 | 2.82 | 16800 | 2.9
TRANE / MITSUBISHI ELECTRIC | P-Series | 207702781 | HRCU-A-CB | PUZ-A24NHA7*** | TPEADA0241AA*** | Singlezone Ducted, Compact Ducted | 29400 | 15400 | 2.77 | 14300 | 2.33
TRANE / MITSUBISHI ELECTRIC | P-Series | 206720313 | HRCU-A-CB | PUZ-A24NHA7*** | TPVA0A0241AA70* | Singlezone Ducted, Centrally Ducted | 28000 | 15000 | 2.5 | 14500 | 2.24
TRANE / MITSUBISHI ELECTRIC | P-Series | 206720310 | HRCU-A-CB-O | PUZ-A24NHA7*** | TPCA0A0241KA70* | Singlezone Non-Ducted, Ceiling Placement | 28000 | 15400 | 2.65 | 14900 | 2.3
TRANE / MITSUBISHI ELECTRIC | P-Series | 206720358 | HRCU-A-CB-O | PUZ-A24NHA7*** | TPKA0A0241KA70* | Singlezone Non-Ducted, Wall Placement | 28000 | 15700 | 2.63 | 15200 | 1.94
TRANE / MITSUBISHI ELECTRIC | P-Series | 206720312 | HRCU-A-CB-O | PUZ-A24NHA7*** | TPLA0A0241EA70* | Singlezone Non-Ducted, Ceiling Placement | 29000 | 14900 | 2.73 | 13000 | 2.72
TRANE / MITSUBISHI ELECTRIC | NV-Series | 206709470 | HRCU-A-CB-O | NTXSPF18A112A* | NAXFKS18A112A* | Singlezone Non-Ducted, Floor Placement | 21000 | 12800 | 2.62 | 21000 | 2.05
TRANE / MITSUBISHI ELECTRIC | NV-Series | 206709489 | HRCU-A-CB-O | NTXSPF12A112A* | MFZ-KJ12NA*** | Singlezone Non-Ducted, Floor Placement | 13000 | 8800 | 2.77 | 13000 | 2.1
TRANE / MITSUBISHI ELECTRIC | NV-Series | 206709468 | HRCU-A-CB-O | NTXSPF12A112A* | NAXFKS12A112A* | Singlezone Non-Ducted, Floor Placement | 13000 | 8800 | 2.77 | 13000 | 2.1
TRANE / MITSUBISHI ELECTRIC | M-Series H2i | 206709467 | HRCU-A-CB-O | NTXSPF09A112A* | NAXFKS09A112A* | Singlezone Non-Ducted, Floor Placement | 11000 | 7500 | 2.75 | 11000 | 2.01
TRANE / MITSUBISHI ELECTRIC | NV-Series | 204629302 | HRCU-A-CB | NTXSKS18A112A* | SVZ-KP18NA | Singlezone Ducted, Centrally Ducted | 21600 | 14000 | 2.81 | 12200 | 2.88
TRANE / MITSUBISHI ELECTRIC | M-Series | 204629289 | HRCU-A-CB-O | NTXSKS18A112A* | SLZ-KF18NA.TH | Singlezone Non-Ducted, Ceiling Placement | 19700 | 12900 | 2.68 | 9800 | 2.37
TRANE / MITSUBISHI ELECTRIC | M-Series | 207699142 | HRCU-A-CB-O | NTXSKS18A112** | MLZ-KP18NA* | Singlezone Non-Ducted, Ceiling Placement | 20000 | 13100 | 2.63 | 10700 | 2.55
TRANE / MITSUBISHI ELECTRIC | M-Series | 204629301 | HRCU-A-CB | NTXSKS12A112* | SVZ-KP12NA | Singlezone Ducted, Centrally Ducted | 15000 | 9900 | 2.59 | 7800 | 2.75
TRANE / MITSUBISHI ELECTRIC | M-Series | 207699140 | HRCU-A-CB-O | NTXSKS12A112* | MLZ-KP12NA* | Singlezone Non-Ducted, Ceiling Placement | 15400 | 9900 | 2.84 | 7900 | 2.36
TRANE / MITSUBISHI ELECTRIC | M-Series | 207699139 | HRCU-A-CB-O | NTXSKS09A112** | MLZ-KP09NA* | Singlezone Non-Ducted, Ceiling Placement | 12000 | 7700 | 3.22 | 6100 | 3.08
TRANE / MITSUBISHI ELECTRIC | M-Series | 213879429 | HRCU-A-CB-O | MUZ-FS18NAH*** | NTXWPH18B112A* | Singlezone Non-Ducted, Wall Placement | 19000 | 12800 | 2.93 | 23000 | 2.07
TRANE / MITSUBISHI ELECTRIC | M-Series | 213879428 | HRCU-A-CB-O | MUZ-FS15NAH*** | NTXWPH15B112A* | Singlezone Non-Ducted, Wall Placement | 16000 | 10000 | 3.08 | 19360 | 2.08
TRANE / MITSUBISHI ELECTRIC | M-Series | 213879427 | HRCU-A-CB-O | MUZ-FS12NAH*** | NTXWPH12B112A* | Singlezone Non-Ducted, Wall Placement | 12300 | 8400 | 3.33 | 14690 | 2.25
TRANE / MITSUBISHI ELECTRIC | M-Series | 213879426 | HRCU-A-CB-O | MUZ-FS09NAH*** | NTXWPH09B112A* | Singlezone Non-Ducted, Wall Placement | 9600 | 5900 | 2.98 | 11590 | 2.21
TRANE / MITSUBISHI ELECTRIC | M-Series | 213879425 | HRCU-A-CB-O | MUZ-FS06NAH*** | NTXWPH06B112A* | Singlezone Non-Ducted, Wall Placement | 8700 | 5900 | 3.33 | 10500 | 2.23
WEATHERMAKER | 38M series | 213372228 | HRCU-A-C | 38MURAQ18AB3 | 40MULAQ24XBX + CI | Singlezone Ducted, Centrally Ducted | 19000 | 14700 | 2.6 | 15000 | 2.2
WEATHERMAKER | Mid-Tier | 206350322 | HRCU-A-CB-O | 38MARBQ12AA1 | DHMAHBQ12XA1 | Singlezone Non-Ducted, Wall Placement | 12100 | 7400 | 2.68 | 6980 | 2.18
WEATHERMAKER | Mid-Tier | 206396059 | HRCU-A-CB-O | 38MAQB12R--3 | DHMAHBQ12XA3 | Singlezone Non-Ducted, Wall Placement | 12000 | 7500 | 2.56 | 12010 | 1.98
WEATHERMAKER | Mid-Tier | 206350369 | HRCU-A-CB | 38MARBQ24AA3 | 40MBDQ24--3 | Singlezone Ducted, Compact Ducted | 24600 | 14500 | 2.8 | 27910 | 2.01
WEATHERMAKER | Mid-Tier | 207642943 | HMSV-A-CB | 38MGHBQ24CA3 |  | Multizone All Ducted | 24000 | 18500 | 2.85 | 21500 | 1.95
WEATHERMAKER | Mid-Tier | 207642951 | HMSR-A-CB-O | 38MGHBQ48EA3 |  | Multizone All Non-Ducted | 49000 | 30000 | 2.5 | 48000 | 2
WEATHERMAKER | Mid-Tier | 207642945 | HMSR-A-CB-O | 38MGHBQ30DA3 |  | Multizone All Non-Ducted | 30000 | 17500 | 2.82 | 29400 | 1.9
WEATHERMAKER |  | 208447912 | HRCU-A-CB | 38MURAQ18AB3 | 40MUAAQ18XA3 | Singlezone Ducted, Centrally Ducted | 19000 | 13500 | 2.5 | 18000 | 2
WELLS | WSA Series | 214421470 | HRCU-A-CB-O | WSA-12HFMO | WSA-12HFMI | Singlezone Non-Ducted, Wall Placement | 12000 | 10300 | 2.56 | 12113 | 1.9
WELLS | WSA Series | 214421469 | HRCU-A-CB-O | WSA-09HFMO | WSA-09HFMI | Singlezone Non-Ducted, Wall Placement | 12000 | 9300 | 2.5 | 11300 | 1.9
WELLS |  | 213286781 | HMSR-A-CB-O | WMCA-48HFMO |  | Multizone All Non-Ducted | 49000 | 39000 | 2.5 | 46000 | 2.05
WELLS |  | 213286775 | HMSR-A-CB-O | WMCA-18HFMO |  | Multizone All Non-Ducted | 20000 | 13500 | 2.5 | 20000 | 2
WELLS |  | 213286760 | HMSR-A-CB-O | WMMA-18HFMO |  | Multizone All Non-Ducted | 19000 | 14400 | 2.5 | 14000 | 2.22
WELLS |  | 213307896 | HMSR-A-CB-O | WMCA-36HFMO |  | Multizone All Non-Ducted | 36000 | 27400 | 2.5 | 36000 | 1.95
WESTINGHOUSE |  | 207337195 | HRCU-A-CB-O | WHZ12SZA21S | WHZ12WMA21S | Singlezone Non-Ducted, Wall Placement | 12000 | 7000 | 2.77 | 9730 | 1.95
WESTINGHOUSE |  | 207337194 | HRCU-A-CB-O | WHZ09SZA21S | WHZ09WMA21S | Singlezone Non-Ducted, Wall Placement | 10000 | 6000 | 2.88 | 8050 | 2.05
WESTINGHOUSE |  | 207237538 | HRCU-A-CB-O | WHU24SZA21S | WHU24CTA21S | Singlezone Non-Ducted, Ceiling Placement | 26000 | 19000 | 2.61 | 19000 | 2.2
WESTINGHOUSE |  | 207237537 | HRCU-A-CB-O | WHU18SZA21S | WHU18CTA21S | Singlezone Non-Ducted, Ceiling Placement | 18800 | 12000 | 2.64 | 13200 | 2.36
WESTINGHOUSE |  | 207237536 | HRCU-A-CB-O | WHU12SZA21S | WHU12CTA21S | Singlezone Non-Ducted, Ceiling Placement | 12000 | 7600 | 2.72 | 8500 | 2.31
WESTINGHOUSE |  | 207237535 | HRCU-A-CB-O | WHU09SZA21S | WHU09CTA21S | Singlezone Non-Ducted, Ceiling Placement | 10000 | 7200 | 2.81 | 8300 | 2.25
WESTINGHOUSE |  | 207237540 | HRCU-A-CB | WHU09SZA21S | WHU09DHA21S | Singlezone Ducted, Compact Ducted | 10000 | 6500 | 2.65 | 7100 | 2.1
WILLIS | MultiHeat | 214810331 | HMSR-A-CB-O | MZUHW18KCH21S2-O |  | Multizone All Non-Ducted | 18000 | 14700 | 2.63 | 13600 | 2.23
WILLIS | Heatfinity | 214609738 | HRCU-A-CB-O | PUHW12KCH24S2-O | PUHW12KCH24S2-I | Singlezone Non-Ducted, Wall Placement | 12000 | 7000 | 2.81 | 9000 | 1.9
WILLIS | Heatfinity | 214609736 | HRCU-A-CB-O | PUHW18KCH23S2-O | PUHW18KCH23S2-I | Singlezone Non-Ducted, Wall Placement | 18000 | 10800 | 2.64 | 13500 | 1.9
YORK | LX SERIES | 214395639 | HRCU-A-CB | HH860E2S11 | CTF60D5CGS1+JMVT20DC2N1 | Singlezone Ducted, Centrally Ducted | 44500 | 33000 | 2.56 | 33400 | 2
YORK | LX SERIES | 214396148 | HRCU-A-CB | HH860E2S11 | CTF60C5CGS1+JMET16CS2N1 | Singlezone Ducted, Centrally Ducted | 45500 | 34400 | 2.58 | 34200 | 2
YORK | LX SERIES | 214395737 | HRCU-A-CB | HH860E2S11 | CTF60C5CGS1 | Singlezone Ducted, Centrally Ducted | 45500 | 33800 | 2.52 | 34000 | 2
YORK | LX SERIES | 214396181 | HRCU-A-CB | HH860E2S11 | CTF60D5CHS1+JMC20D2SN1 | Singlezone Ducted, Centrally Ducted | 53000 | 36600 | 2.6 | 38000 | 2
YORK | LX SERIES | 214395866 | HRCU-A-CB | HH860E2S11 | CTF60C5CGS1 | Singlezone Ducted, Centrally Ducted | 44500 | 33000 | 2.5 | 33400 | 2
YORK | LX SERIES | 214395645 | HRCU-A-CB | HH860E2S11 | CTF60C5CGS1 | Singlezone Ducted, Centrally Ducted | 45000 | 33400 | 2.5 | 33800 | 2
YORK | LX SERIES | 214395644 | HRCU-A-CB | HH860E2S11 | CTF60C5CGS1 | Singlezone Ducted, Centrally Ducted | 45000 | 33400 | 2.5 | 33800 | 2
YORK | LX SERIES | 214395853 | HRCU-A-CB | HH860E2S11 | CTF60C5CGS1+JME16C2SN1 | Singlezone Ducted, Centrally Ducted | 45500 | 34200 | 2.58 | 33800 | 2
YORK | LX SERIES | 214396149 | HRCU-A-CB | HH860E2S11 | CTF60C5CGS1 | Singlezone Ducted, Centrally Ducted | 44500 | 32600 | 2.5 | 33400 | 2
YORK | LX SERIES | 214395844 | HRCU-A-CB | HH860E2S11 | CTF60C5CGS1+JMC17C2SN1 | Singlezone Ducted, Centrally Ducted | 44000 | 32400 | 2.5 | 33200 | 2
YORK | LX SERIES | 214609029 | HRCU-A-CB | HH860E2S11 | CTF60C5CGS1 | Singlezone Ducted, Centrally Ducted | 47000 | 33800 | 2.5 | 34000 | 2
YORK | LX SERIES | 214395954 | HRCU-A-CB | HH860E2S11 | CTF60C5CGS1 | Singlezone Ducted, Centrally Ducted | 44500 | 32800 | 2.5 | 33400 | 2
YORK | LX SERIES | 214396151 | HRCU-A-CB | HH860E2S11 | CTF60D5CGS1+JME18D2SN1 | Singlezone Ducted, Centrally Ducted | 45500 | 34400 | 2.62 | 33800 | 2
YORK | LX SERIES | 214395745 | HRCU-A-CB | HH860E2S11 | CTF60D5CGS1+JMC20D2SN1 | Singlezone Ducted, Centrally Ducted | 44500 | 33000 | 2.56 | 33400 | 2
YORK | LX SERIES | 214396046 | HRCU-A-CB | HH860E2S11 | CTF60C5CGS1+JMC16C2SN1 | Singlezone Ducted, Centrally Ducted | 44000 | 32400 | 2.5 | 33200 | 2
YORK | LX SERIES | 214395741 | HRCU-A-CB | HH860E2S11 | CTF60C5CGS1+JMVT17CC2N1 | Singlezone Ducted, Centrally Ducted | 44000 | 32400 | 2.5 | 33200 | 2
YORK | LX SERIES | 214396084 | HRCU-A-CB | HH860E2S11 | CTF60D5CHS1+JME18D2SN1 | Singlezone Ducted, Centrally Ducted | 53500 | 36600 | 2.62 | 38500 | 2
YORK | LX SERIES | 214395677 | HRCU-A-CB | HH860E2S11 | CTF60D5CHS1+JMET18DS2N1 | Singlezone Ducted, Centrally Ducted | 53500 | 36600 | 2.6 | 38500 | 2
YORK | LX SERIES | 214395876 | HRCU-A-CB | HH824E2S11 | CTF30B5ACS1+JMET12BS2N1 | Singlezone Ducted, Centrally Ducted | 23000 | 18400 | 2.78 | 18100 | 2
YORK | LX SERIES | 214396074 | HRCU-A-CB | HH824E2S11 | CTF30B5ACS1+JMC12B2SN1 | Singlezone Ducted, Centrally Ducted | 23000 | 18600 | 2.84 | 18300 | 2
YORK | LX SERIES | 214395763 | HRCU-A-CB | HH824E2S11 | CTF36B5ADS1+JMVT12BC2N1 | Singlezone Ducted, Centrally Ducted | 23000 | 18200 | 2.88 | 17700 | 2
YORK | LX SERIES | 214396171 | HRCU-A-CB | HH824E2S11 | CTF30B5ACS1+JMET08BS2N1 | Singlezone Ducted, Centrally Ducted | 23000 | 18200 | 2.74 | 17900 | 2
YORK | LX SERIES | 214395659 | HRCU-A-CB | HH824E2S11 | CTF36B5ADS1+JMET12BS2N1 | Singlezone Ducted, Centrally Ducted | 22800 | 17700 | 2.77 | 17400 | 2
YORK | LX SERIES | 214396165 | HRCU-A-CB | HH824E2S11 | CTF36B5ADS1+JMET08BS2N1 | Singlezone Ducted, Centrally Ducted | 22400 | 17400 | 2.71 | 17100 | 2
YORK | LX SERIES | 214395970 | HRCU-A-CB | HH824E2S11 | CTF30B5ACS1+JMVT12BC2N1 | Singlezone Ducted, Centrally Ducted | 23000 | 18600 | 2.84 | 18300 | 2
YORK | LX SERIES | 214395764 | HRCU-A-CB | HH824E2S11 | CTF36B5ADS1+JME12B2SN1 | Singlezone Ducted, Centrally Ducted | 23000 | 18200 | 2.88 | 17700 | 2
YORK | LX SERIES | 214395771 | HRCU-A-CB | HH824E2S11 | CTF30B5ACS1+JME08B2SN1 | Singlezone Ducted, Centrally Ducted | 23000 | 18400 | 2.79 | 18000 | 2
YORK | LX SERIES | 214396166 | HRCU-A-CB | HH824E2S11 | CTF36B5ADS1+JME08B2SN1 | Singlezone Ducted, Centrally Ducted | 22800 | 17600 | 2.77 | 17400 | 2
YORK | LX SERIES | 214395773 | HRCU-A-CB | HH824E2S11 | CTF30B5ACS1+JME12B2SN1 | Singlezone Ducted, Centrally Ducted | 23000 | 18700 | 2.85 | 18400 | 2
YORK | LX SERIES | 214395867 | HRCU-A-CB | HH824E2S11 | CTF36B5ADS1+JMC12B2SN1 | Singlezone Ducted, Centrally Ducted | 23000 | 18200 | 2.88 | 17700 | 2
YORK | HMH7 | 211379736 | HRCU-A-CB | HMH72B341 | XAHC48FBCN1 | Singlezone Ducted, Centrally Ducted | 32400 | 25400 | 2.5 | 23800 | 2.06
YORK | LX SERIES | 214395661 | HRCU-A-CB | HH824E2S11 | CTF36B5ADS1 | Singlezone Ducted, Centrally Ducted | 23000 | 18400 | 2.78 | 17900 | 2
YORK | LX SERIES | 214395959 | HRCU-A-CB | HH860E2S11 | CTM60C5CGS1 | Singlezone Ducted, Centrally Ducted | 44500 | 33000 | 2.5 | 33400 | 2
YORK | LX SERIES | 214395944 | HRCU-A-CB | HH860E2S11 | CTM60C5CGS1+JME16C2SN1 | Singlezone Ducted, Centrally Ducted | 44000 | 32200 | 2.5 | 33000 | 2
YORK | LX SERIES | 214395943 | HRCU-A-CB | HH860E2S11 | CTM60C5CGS1+JMC16C2SN1 | Singlezone Ducted, Centrally Ducted | 44500 | 33000 | 2.54 | 33400 | 2
YORK | LX SERIES | 214395934 | HRCU-A-CB | HH860E2S11 | JHE48D5CG2SS1 | Singlezone Ducted, Centrally Ducted | 44500 | 33200 | 2.56 | 33400 | 2
YORK | LX SERIES | 214396001 | HRCU-A-CB | HH836E2S11 | CTF36B5CDS1+JMVT12BC2N1 | Singlezone Ducted, Centrally Ducted | 31000 | 27200 | 2.5 | 25000 | 2
YORK | LX SERIES | 214396090 | HRCU-A-CB | HH860E2S11 | CTF60D5CHS1 | Singlezone Ducted, Centrally Ducted | 53500 | 37000 | 2.6 | 39000 | 2
YORK | LX SERIES | 214396089 | HRCU-A-CB | HH860E2S11 | JHC60D5CH2SS1 | Singlezone Ducted, Centrally Ducted | 53000 | 36200 | 2.6 | 38000 | 2
YORK | LX SERIES | 214396087 | HRCU-A-CB | HH860E2S11 | CTF60C5CHS1 | Singlezone Ducted, Centrally Ducted | 53500 | 36600 | 2.56 | 38500 | 2
YORK | LX SERIES | 214396083 | HRCU-A-CB | HH860E2S11 | CTF60D5CHS1+JMVT20DC2N1 | Singlezone Ducted, Centrally Ducted | 53000 | 36600 | 2.6 | 38000 | 2
YORK | LX SERIES | 214396179 | HRCU-A-CB | HH824E2S11 | CTF30B5ACS1 | Singlezone Ducted, Centrally Ducted | 23000 | 18200 | 2.67 | 17700 | 2
YORK | LX SERIES | 214396178 | HRCU-A-CB | HH824E2S11 | CTF30B5ACS1 | Singlezone Ducted, Centrally Ducted | 23000 | 18200 | 2.67 | 17700 | 2
YORK | LX SERIES | 214396177 | HRCU-A-CB | HH824E2S11 | CTF30B5ACS1 | Singlezone Ducted, Centrally Ducted | 23000 | 18200 | 2.67 | 17700 | 2
YORK | LX SERIES | 214396176 | HRCU-A-CB | HH824E2S11 | CTF30B5ACS1 | Singlezone Ducted, Centrally Ducted | 23000 | 18400 | 2.72 | 18000 | 2
YORK | LX SERIES | 214396175 | HRCU-A-CB | HH824E2S11 | CTF30B5ACS1 | Singlezone Ducted, Centrally Ducted | 23000 | 18400 | 2.72 | 18000 | 2
YORK | LX SERIES | 214396174 | HRCU-A-CB | HH824E2S11 | CTM30B5ACS1 | Singlezone Ducted, Centrally Ducted | 23000 | 18700 | 2.7 | 18300 | 2
YORK | LX SERIES | 214396173 | HRCU-A-CB | HH824E2S11 | CTF30B5ACS1 | Singlezone Ducted, Centrally Ducted | 23000 | 18800 | 2.71 | 18400 | 2
YORK | LX SERIES | 214396172 | HRCU-A-CB | HH824E2S11 | CTF30B5ACS1 | Singlezone Ducted, Centrally Ducted | 23000 | 18700 | 2.74 | 18300 | 2
YORK | LX SERIES | 214396169 | HRCU-A-CB | HH824E2S11 | CTF30A5ADS1 | Singlezone Ducted, Centrally Ducted | 23000 | 18600 | 2.85 | 18100 | 2
YORK | LX SERIES | 214396168 | HRCU-A-CB | HH824E2S11 | CTF36B5ADS1 | Singlezone Ducted, Centrally Ducted | 23000 | 18500 | 2.78 | 18000 | 2
YORK | LX SERIES | 214396167 | HRCU-A-CB | HH824E2S11 | CTF36B5ADS1 | Singlezone Ducted, Centrally Ducted | 23000 | 18000 | 2.76 | 17600 | 2
YORK | Mini-VRF | 203994967 | HMSR-A-CB-O | YVAHP036B21S* | YIC4012B21S, YIC4012B21S, YIC4012B21S | Multizone All Non-Ducted | 40000 | 23800 | 3.24 | 37600 | 2.53
YORK | HMH7 | 211379012 | HRCU-A-CB | HMH72B341 | XAHD48FXXN1+TXV | Singlezone Ducted, Centrally Ducted | 31800 | 25000 | 2.5 | 23200 | 2.02
YORK | Mini-VRF | 203995168 | HMSV-A-CB | YVAHP048B21S* | NULL | Multizone Mix of Ducted and Non-Ducted | 54000 | 32000 | 2.88 | 39050 | 2.54
YORK | Mini-VRF | 203994968 | HMSV-A-CB | YVAHP048B21S* | YIC4012B21S, YIC4012B21S, YIC4012B21S, YIC4012B21S | Multizone All Non-Ducted | 54000 | 32000 | 2.86 | 36800 | 2.57
YORK | Mini-VRF | 203994974 | HMSV-A-CB | YVAHP048B21S* | YIDM024B21S, YIDM024B21S | Multizone All Ducted | 54000 | 32000 | 2.9 | 41300 | 2.51
YORK | Mini-VRF | 203995167 | HMSV-A-CB | YVAHP036B21S* | NULL | Multizone Mix of Ducted and Non-Ducted | 40000 | 23800 | 3.07 | 38950 | 2.46
YORK | Mini-VRF | 203994973 | HMSV-A-CB | YVAHP036B21S* | YIDM018B21S, YIDM018B21S | Multizone All Ducted | 40000 | 23800 | 2.92 | 40300 | 2.4
YORK | HMH7 | 211379952 | HRCU-A-CB | HMH72B341 | XAFD48FXXN1+TXV | Singlezone Ducted, Centrally Ducted | 32400 | 25400 | 2.56 | 23600 | 2.08
ZERO | ZMSB Series | 214232448 | HRCU-A-CB-O | ZMSB-12HV-USHHC | ZMSB-12HV-USHHC | Singlezone Non-Ducted, Wall Placement | 12000 | 10300 | 2.56 | 12113 | 1.9
ZERO | ZMSB Series | 214421475 | HRCU-A-CB-O | ZMSB-12HV-USHHC-O | ZMSB-12HV-USHHC-I | Singlezone Non-Ducted, Wall Placement | 12000 | 10300 | 2.56 | 12113 | 1.9
ZERO | ZMSB Series | 214421474 | HRCU-A-CB-O | ZMSB-09HV-USHHC-O | ZMSB-09HV-USHHC-I | Singlezone Non-Ducted, Wall Placement | 12000 | 9300 | 2.5 | 11300 | 1.9
ZERO | ZMSB Series | 214232447 | HRCU-A-CB-O | ZMSB-09HV-USHHC | ZMSB-09HV-USHHC | Singlezone Non-Ducted, Wall Placement | 12000 | 9300 | 2.5 | 11300 | 1.9
ZERO | Z3SOV Series | 214723151 | HMSV-A-CB | Z3SOV-18HDM-US |  | Multizone Mix of Ducted and Non-Ducted | 19000 | 14600 | 2.5 | 14000 | 2.19
ZERO | Z3SOV Series | 214723149 | HMSR-A-CB-O | Z3SOV-18HDM-US |  | Multizone All Non-Ducted | 19000 | 14400 | 2.5 | 14000 | 2.19
ZERO |  | 213917750 | HRCU-A-CB-O | ZMSB-18HV-USHH | ZMSB-18HV-USHH | Singlezone Non-Ducted, Wall Placement | 18000 | 14100 | 2.65 | 12829 | 2.35
ZERO |  | 213917748 | HRCU-A-CB-O | ZMSB-09HV-USHH | ZMSB-09HV-USHH | Singlezone Non-Ducted, Wall Placement | 10000 | 8100 | 2.7 | 8564 | 2.22
ZERO |  | 213917749 | HRCU-A-CB-O | ZMSB-12HV-USHH | ZMSB-12HV-USHH | Singlezone Non-Ducted, Wall Placement | 12000 | 10000 | 2.69 | 8820 | 2.25

## November 2023
APS Eligible Small ASHP Models |  |  | Disclaimer: The Massachusetts Department of Energy Resources (DOER) has not investigated, and expressly disclaims any duty to investigate, any company, product, service, process, procedure, design, or the like, which may be presented on the aforementioned list. The presentation of these companies does not constitute endorsement, warranty, or guaranty, by DOER of any company, product, service, process, procedure, design, or the like.
Updated November 2023
Brand (if applicable) | Model Name (if applicable) | AHRI Certificate No. | AHRI Type | Outdoor Unit Model | Indoor Unit Model | Ducting Configuration | Rated Capacity 47°F (btu/hr) | Rated Capacity 17°F (btu/hr) | COP at Rated Capacity 17°F | Maximum Capacity 5°F (btu/hr) | COP at Max. Capacity 5°F
ACD | OCD-23 | 201863350 | HRCU-A-CB-O | OCD09KCH23S-O | OCD09KCH23S-I | Singlezone Non-ducted Wall Placement | 11000 | 6800 | 2.66 | 12976 | 2.09
ACD | OCD-23 | 201863352 | HRCU-A-CB-O | OCD18KCH20S-O | OCD18KCH20S-I | Singlezone Non-ducted Wall Placement | 19800 | 12400 | 2.51 | 21500 | 2.03
ACD | OCD-23 | 201863351 | HRCU-A-CB-O | OCD12KCH22S-O | OCD12KCH22S-I | Singlezone Non-ducted Wall Placement | 13000 | 7100 | 2.81 | 8000 | 2.73
ACD | OCD-23 | 201863353 | HRCU-A-CB-O | OCD24KCH20S-O | OCD24KCH20S-I | Singlezone Non-ducted Wall Placement | 23000 | 14600 | 2.73 | 22553 | 2.07
ACD | UHD-38 | 202110484 | HRCU-A-CB-O | UHD12KCH31S-O | UHD12KCH31S-I | Singlezone Non-ducted Wall Placement | 12200 | 8100 | 3.21 | 8000 | 2.73
ACD | MPD-22 | 202110503 | HMSV-A-CB | MPD36KCH21S-O |  | Multizone All Non-ducted | 42500 | 26500 | 2.88 | 21356 | 2.01
ACD | UHD-38 | 202110485 | HRCU-A-CB-O | UHD18KCH25S-O | UHD18KCH25S-I | Singlezone Non-ducted Wall Placement | 18000 | 14200 | 2.87 | 21500 | 2.03
ACD | UHD-38 | 202132789 | HRCU-A-CB-O | UHD24KCH22S-O | UHD24KCH22S-I | Singlezone Non-ducted Wall Placement | 24000 | 15500 | 2.89 | 22553 | 2.07
ACD | MPD-22 | 202110503 | HMSV-A-CB | MPD36KCH21S-O |  | Multizone All Non-ducted | 42500 | 26500 | 2.88 | 21356 | 2.01
ACD | UHD-38 | 202110485 | HRCU-A-CB-O | UHD18KCH25S-O | UHD18KCH25S-I | Singlezone Non-ducted Wall Placement | 18000 | 14200 | 2.87 | 21500 | 2.03
ACD | UHD-38 | 202132789 | HRCU-A-CB-O | UHD24KCH22S-O | UHD24KCH22S-I | Singlezone Non-ducted Wall Placement | 24000 | 15500 | 2.89 | 22553 | 2.07
ACD | OCD-23 | 201863350 | HRCU-A-CB-O | OCD09KCH23S-O | OCD09KCH23S-I | Singlezone Non-ducted Wall Placement | 11000 | 6800 | 2.66 | 12976 | 2.09
ACD | OCD-23 | 201863352 | HRCU-A-CB-O | OCD18KCH20S-O | OCD18KCH20S-I | Singlezone Non-ducted Wall Placement | 19800 | 12400 | 2.51 | 21500 | 2.03
ACD | OCD-23 | 201863351 | HRCU-A-CB-O | OCD12KCH22S-O | OCD12KCH22S-I | Singlezone Non-ducted Wall Placement | 13000 | 7100 | 2.81 | 8000 | 2.73
ACD | OCD-23 | 201863353 | HRCU-A-CB-O | OCD24KCH20S-O | OCD24KCH20S-I | Singlezone Non-ducted Wall Placement | 23000 | 14600 | 2.73 | 22553 | 2.07
ACD | UHD-38 | 202110484 | HRCU-A-CB-O | UHD12KCH31S-O | UHD12KCH31S-I | Singlezone Non-ducted Wall Placement | 12200 | 8100 | 3.21 | 8000 | 2.73
AireForce | AIREFORCE FSH1BG SERIES | 202134879 | HRCU-A-CB | FSH1BG4CVRX36K | C6B(A,H)-X36(C,U)-C | Singlezone Ducted, Centrally Ducted | 34200 | 21800 | 2.66 | 20250 | 2.28
AireForce | AIREFORCE FSH1BG SERIES | 202134878 | HRCU-A-CB | FSH1BG4CVRX36K | C6B(A,H)-X36(C,U)-C | Singlezone Ducted, Centrally Ducted | 34200 | 21800 | 2.66 | 20250 | 2.28
AireForce | AIREFORCE FSH1BG SERIES | 202134877 | HRCU-A-CB | FSH1BG4CVRX36K | C6B(A,H)-X36(C,U)-B | Singlezone Ducted, Centrally Ducted | 34400 | 21800 | 2.66 | 20150 | 2.27
AireForce | AIREFORCE FSH1BG SERIES | 202134873 | HRCU-A-CB | FSH1BG4CVRX24K | C6B(A,H)-X26(C,U)-B | Singlezone Ducted, Centrally Ducted | 22400 | 14200 | 2.77 | 12650 | 2.12
AireForce | AIREFORCE FSH1BG SERIES | 202134872 | HRCU-A-CB | FSH1BG4CVRX24K | C6B(A,H)-X26(C,U)-B | Singlezone Ducted, Centrally Ducted | 22200 | 14100 | 2.58 | 12800 | 2.03
AireForce | AIREFORCE FSH1BG SERIES | 202134871 | HRCU-A-CB | FSH1BG4CVRX24K | C6B(A,H)-X26(C,U)-B | Singlezone Ducted, Centrally Ducted | 22200 | 14100 | 2.58 | 12800 | 2.03
AireForce | AIREFORCE FSH1BG SERIES | 202134880 | HRCU-A-CB | FSH1BG4CVRX36K | B6VMAX36K-B | Singlezone Ducted, Centrally Ducted | 34400 | 21800 | 2.66 | 20150 | 2.27
AireForce | AIREFORCE FSH1BG SERIES | 202134874 | HRCU-A-CB | FSH1BG4CVRX24K | B6VMAX24K-B | Singlezone Ducted, Centrally Ducted | 22400 | 14200 | 2.77 | 12650 | 2.12
AireForce | AIREFORCE FSH1BG SERIES | 202134883 | HRCU-A-CB | FSH1BG4CVRX48K | C6B(A,H)-X48(C,U)-C | Singlezone Ducted, Centrally Ducted | 44000 | 27800 | 2.63 | 27550 | 2.21
AireForce | AIREFORCE FSH1BG SERIES | 202134884 | HRCU-A-CB | FSH1BG4CVRX48K | B6VMAX48K-C | Singlezone Ducted, Centrally Ducted | 44000 | 27800 | 2.63 | 27550 | 2.21
AireForce | AIREFORCE FSH1BG SERIES | 202134872 | HRCU-A-CB | FSH1BG4CVRX24K | C6B(A,H)-X26(C,U)-B | Singlezone Ducted, Centrally Ducted | 22200 | 14100 | 2.58 | 12800 | 2.03
AireForce | AIREFORCE FSH1BG SERIES | 202134871 | HRCU-A-CB | FSH1BG4CVRX24K | C6B(A,H)-X26(C,U)-B | Singlezone Ducted, Centrally Ducted | 22200 | 14100 | 2.58 | 12800 | 2.03
AireForce | AIREFORCE FSH1BG SERIES | 202134880 | HRCU-A-CB | FSH1BG4CVRX36K | B6VMAX36K-B | Singlezone Ducted, Centrally Ducted | 34400 | 21800 | 2.66 | 20150 | 2.27
AireForce | AIREFORCE FSH1BG SERIES | 202134874 | HRCU-A-CB | FSH1BG4CVRX24K | B6VMAX24K-B | Singlezone Ducted, Centrally Ducted | 22400 | 14200 | 2.77 | 12650 | 2.12
AireForce | AIREFORCE FSH1BG SERIES | 202134883 | HRCU-A-CB | FSH1BG4CVRX48K | C6B(A,H)-X48(C,U)-C | Singlezone Ducted, Centrally Ducted | 44000 | 27800 | 2.63 | 27550 | 2.21
AireForce | AIREFORCE FSH1BG SERIES | 202134884 | HRCU-A-CB | FSH1BG4CVRX48K | B6VMAX48K-C | Singlezone Ducted, Centrally Ducted | 44000 | 27800 | 2.63 | 27550 | 2.21
AireForce | AIREFORCE FSH1BG SERIES | 202134879 | HRCU-A-CB | FSH1BG4CVRX36K | C6B(A,H)-X36(C,U)-C | Singlezone Ducted, Centrally Ducted | 34200 | 21800 | 2.66 | 20250 | 2.28
AireForce | AIREFORCE FSH1BG SERIES | 202134878 | HRCU-A-CB | FSH1BG4CVRX36K | C6B(A,H)-X36(C,U)-C | Singlezone Ducted, Centrally Ducted | 34200 | 21800 | 2.66 | 20250 | 2.28
AireForce | AIREFORCE FSH1BG SERIES | 202134877 | HRCU-A-CB | FSH1BG4CVRX36K | C6B(A,H)-X36(C,U)-B | Singlezone Ducted, Centrally Ducted | 34400 | 21800 | 2.66 | 20150 | 2.27
AireForce | AIREFORCE FSH1BG SERIES | 202134873 | HRCU-A-CB | FSH1BG4CVRX24K | C6B(A,H)-X26(C,U)-B | Singlezone Ducted, Centrally Ducted | 22400 | 14200 | 2.77 | 12650 | 2.12
AIRQUEST | QuietComfort | 205921381 | HRCU-A-CB | DLCSRAH24AAK | DLFSAAH24XAK | Singlezone Ducted, Centrally Ducted | 29000 | 17500 | 2.56 | 26970 | 1.91
AIRQUEST | QuietComfort | 205921381 | HRCU-A-CB | DLCSRAH24AAK | DLFSAAH24XAK | Singlezone Ducted, Centrally Ducted | 29000 | 17500 | 2.56 | 26970 | 1.91
AMANA | AVZC20 | 10324707 | HRCU-A-CB | AVZC200601A* | CA*F4961*6D*+MBVC2000**-1A*+TX | Singlezone Ducted, Centrally Ducted | 50000 | 34000 | 2.87 | 26000 | 1.98
AMANA | AVZC20 | 10324706 | HRCU-A-CB | AVZC200481A* | CA*F4961*6D*+MBVC2000**-1A*+TX | Singlezone Ducted, Centrally Ducted | 45500 | 34000 | 3.4 | 26000 | 1.97
AMANA | AVZC20 | 10324704 | HRCU-A-CB | AVZC200241A* | CA*F3642*6D*+MBVC1200**-1A*+TX | Singlezone Ducted, Centrally Ducted | 23600 | 15200 | 2.99 | 11400 | 2.09
AMANA | AVZC20 | 10324707 | HRCU-A-CB | AVZC200601A* | CA*F4961*6D*+MBVC2000**-1A*+TX | Singlezone Ducted, Centrally Ducted | 50000 | 34000 | 2.87 | 26000 | 1.98
AMANA | AVZC20 | 10324706 | HRCU-A-CB | AVZC200481A* | CA*F4961*6D*+MBVC2000**-1A*+TX | Singlezone Ducted, Centrally Ducted | 45500 | 34000 | 3.4 | 26000 | 1.97
AMANA | AVZC20 | 10324704 | HRCU-A-CB | AVZC200241A* | CA*F3642*6D*+MBVC1200**-1A*+TX | Singlezone Ducted, Centrally Ducted | 23600 | 15200 | 2.99 | 11400 | 2.09
AMANA | ASZS6 | 212614868 | HRCU-A-CB | ASZS60241EA* | AHVE36CP1400A* | Ducted Indoor Units | 23000 | 16000 | 2.65 | 16100 | 2
AMANA | ASZS6 | 212614943 | HRCU-A-CB | ASZS60241EA* | AHVE36CP0400A* | Ducted Indoor Units | 23000 | 16000 | 2.65 | 16100 | 2
AMANA | ASZS6 | 212614944 | HRCU-A-CB | ASZS60241EA* | CA*EA2422*4A*+MBVC1200**-1A* | Ducted Indoor Units | 23000 | 16000 | 2.65 | 16100 | 2
AMANA | ASZS6 | 212614945 | HRCU-A-CB | ASZS60241EA* | CA*EA2422*4A*+MBVC1600**-1A* | Ducted Indoor Units | 23000 | 16000 | 2.65 | 16100 | 2
AMANA | ASZS6 | 212614946 | HRCU-A-CB | ASZS60241EA* | CA*EA2422*4A* | Ducted Indoor Units | 23000 | 16000 | 2.65 | 16100 | 2
AMANA | ASZS6 | 212614947 | HRCU-A-CB | ASZS60241EA* | CA*EA2422*4A* | Ducted Indoor Units | 23000 | 16000 | 2.65 | 16100 | 2
AMANA | ASZS6 | 212614948 | HRCU-A-CB | ASZS60241EA* | CA*EA2422*4A* | Ducted Indoor Units | 23000 | 16000 | 2.65 | 16100 | 2
AMANA | ASZS6 | 212614949 | HRCU-A-CB | ASZS60241EA* | CA*EA2422*4A* | Ducted Indoor Units | 23000 | 16000 | 2.65 | 16100 | 2
AMANA | ASZS6 | 212614950 | HRCU-A-CB | ASZS60241EA* | CA*EA2422*4A* | Ducted Indoor Units | 23000 | 16000 | 2.65 | 16100 | 2
AMANA | ASZS6 | 212614951 | HRCU-A-CB | ASZS60241EA* | CA*EA2422*4A* | Ducted Indoor Units | 23000 | 16000 | 2.65 | 16100 | 2
AMANA | ASZS6 | 212614952 | HRCU-A-CB | ASZS60241EA* | CA*EA2422*4A* | Ducted Indoor Units | 23000 | 16000 | 2.65 | 16100 | 2
AMANA | ASZS6 | 212614953 | HRCU-A-CB | ASZS60241EA* | CA*EA2422*4A* | Ducted Indoor Units | 23000 | 16000 | 2.65 | 16100 | 2
AMANA | ASZS6 | 212614954 | HRCU-A-CB | ASZS60241EA* | CA*EA2422*4A* | Ducted Indoor Units | 23000 | 16000 | 2.65 | 16100 | 2
AMANA | ASZS6 | 212614955 | HRCU-A-CB | ASZS60241EA* | CA*EA2422*4A* | Ducted Indoor Units | 23000 | 16000 | 2.65 | 16100 | 2
AMANA | ASZS6 | 212614956 | HRCU-A-CB | ASZS60241EA* | CA*EA2422*4A* | Ducted Indoor Units | 23000 | 16000 | 2.65 | 16100 | 2
AMANA | ASZS6 | 212614957 | HRCU-A-CB | ASZS60241EA* | CA*EA2422*4A* | Ducted Indoor Units | 23000 | 16000 | 2.65 | 16100 | 2
AMANA | ASZS6 | 212614958 | HRCU-A-CB | ASZS60241EA* | CA*EA2422*4A* | Ducted Indoor Units | 23000 | 16000 | 2.65 | 16100 | 2
AMANA | ASZS6 | 212614959 | HRCU-A-CB | ASZS60241EA* | CA*EA2422*4A* | Ducted Indoor Units | 23000 | 16000 | 2.65 | 16100 | 2
AMANA | ASZS6 | 212614960 | HRCU-A-CB | ASZS60241EA* | CA*EA2422*4A* | Ducted Indoor Units | 23000 | 16000 | 2.65 | 16100 | 2
AMANA | ASZS6 | 212614961 | HRCU-A-CB | ASZS60241EA* | CA*EA2422*4A* | Ducted Indoor Units | 23000 | 16000 | 2.65 | 16100 | 2
AMANA | ASZS6 | 212614962 | HRCU-A-CB | ASZS60241EA* | CA*EA2422*4A* | Ducted Indoor Units | 23000 | 16000 | 2.65 | 16100 | 2
AMANA | ASZS6 | 212614963 | HRCU-A-CB | ASZS60241EA* | CA*EA2422*4A* | Ducted Indoor Units | 23000 | 16000 | 2.65 | 16100 | 2
AMANA | ASZS6 | 212614964 | HRCU-A-CB | ASZS60241EA* | CA*EA2422*4A* | Ducted Indoor Units | 23000 | 16000 | 2.65 | 16100 | 2
AMANA | ASZS6 | 212614965 | HRCU-A-CB | ASZS60241EA* | CA*EA3026*4A*+MBVC1200**-1A* | Ducted Indoor Units | 23000 | 16000 | 2.65 | 16100 | 2
AMANA | ASZS6 | 212614966 | HRCU-A-CB | ASZS60241EA* | CA*EA3026*4A*+MBVC1600**-1A* | Ducted Indoor Units | 23000 | 16000 | 2.65 | 16100 | 2
AMANA | ASZS6 | 212614967 | HRCU-A-CB | ASZS60241EA* | CA*EA3026*4A* | Ducted Indoor Units | 23000 | 16000 | 2.65 | 16100 | 2
AMANA | ASZS6 | 212614968 | HRCU-A-CB | ASZS60241EA* | CA*EA3026*4A* | Ducted Indoor Units | 23000 | 16000 | 2.65 | 16100 | 2
AMANA | ASZS6 | 212614969 | HRCU-A-CB | ASZS60241EA* | CA*EA3026*4A* | Ducted Indoor Units | 23000 | 16000 | 2.65 | 16100 | 2
AMANA | ASZS6 | 212614970 | HRCU-A-CB | ASZS60241EA* | CA*EA3026*4A* | Ducted Indoor Units | 23000 | 16000 | 2.65 | 16100 | 2
AMANA | ASZS6 | 212614971 | HRCU-A-CB | ASZS60241EA* | CA*EA3026*4A* | Ducted Indoor Units | 23000 | 16000 | 2.65 | 16100 | 2
AMANA | ASZS6 | 212614972 | HRCU-A-CB | ASZS60241EA* | CA*EA3026*4A* | Ducted Indoor Units | 23000 | 16000 | 2.65 | 16100 | 2
AMANA | ASZS6 | 212614973 | HRCU-A-CB | ASZS60241EA* | CA*EA3026*4A* | Ducted Indoor Units | 23000 | 16000 | 2.65 | 16100 | 2
AMANA | ASZS6 | 212614974 | HRCU-A-CB | ASZS60241EA* | CA*EA3026*4A* | Ducted Indoor Units | 23000 | 16000 | 2.65 | 16100 | 2
AMANA | ASZS6 | 212614975 | HRCU-A-CB | ASZS60241EA* | CA*EA3026*4A* | Ducted Indoor Units | 23000 | 16000 | 2.65 | 16100 | 2
AMANA | ASZS6 | 212614976 | HRCU-A-CB | ASZS60241EA* | CA*EA3026*4A* | Ducted Indoor Units | 23000 | 16000 | 2.65 | 16100 | 2
AMANA | ASZS6 | 212614977 | HRCU-A-CB | ASZS60241EA* | CA*EA3026*4A* | Ducted Indoor Units | 23000 | 16000 | 2.65 | 16100 | 2
AMANA | ASZS6 | 212614978 | HRCU-A-CB | ASZS60241EA* | CA*EA3026*4A* | Ducted Indoor Units | 23000 | 16000 | 2.65 | 16100 | 2
AMANA | ASZS6 | 212614979 | HRCU-A-CB | ASZS60241EA* | CA*EA3026*4A* | Ducted Indoor Units | 23000 | 16000 | 2.65 | 16100 | 2
AMANA | ASZS6 | 212614980 | HRCU-A-CB | ASZS60241EA* | CA*EA3026*4A* | Ducted Indoor Units | 23000 | 16000 | 2.65 | 16100 | 2
AMANA | ASZS6 | 212614981 | HRCU-A-CB | ASZS60241EA* | CA*EA3026*4A* | Ducted Indoor Units | 23000 | 16000 | 2.65 | 16100 | 2
AMANA | ASZS6 | 212614982 | HRCU-A-CB | ASZS60241EA* | CA*EA3026*4A* | Ducted Indoor Units | 23000 | 16000 | 2.65 | 16100 | 2
AMANA | ASZS6 | 212614983 | HRCU-A-CB | ASZS60241EA* | CA*EA3026*4A* | Ducted Indoor Units | 23000 | 16000 | 2.65 | 16100 | 2
AMANA | ASZS6 | 212614984 | HRCU-A-CB | ASZS60241EA* | CA*EA3026*4A* | Ducted Indoor Units | 23000 | 16000 | 2.65 | 16100 | 2
AMANA | ASZS6 | 212614985 | HRCU-A-CB | ASZS60241EA* | CA*EA3026*4A* | Ducted Indoor Units | 23000 | 16000 | 2.65 | 16100 | 2
AMANA | ASZS6 | 212614869 | HRCU-A-CB | ASZS60361EA* | AHVE48DP1400A* | Ducted Indoor Units | 34200 | 23000 | 2.59 | 30000 | 2.11
AMANA | ASZS6 | 212614986 | HRCU-A-CB | ASZS60361EA* | AHVE60DP1400A* | Ducted Indoor Units | 34200 | 23000 | 2.59 | 30000 | 2.11
AMANA | ASZS6 | 212614987 | HRCU-A-CB | ASZS60361EA* | AHVE60DP0400A* | Ducted Indoor Units | 34200 | 23000 | 2.59 | 30000 | 2.11
AMANA | ASZS6 | 212614988 | HRCU-A-CB | ASZS60361EA* | AHVE48DP0400A* | Ducted Indoor Units | 34200 | 23000 | 2.59 | 30000 | 2.11
AMANA | ASZS6 | 212614989 | HRCU-A-CB | ASZS60361EA* | CA*EA6030*4A*+MBVC2000**-1A* | Ducted Indoor Units | 34200 | 23000 | 2.59 | 30000 | 2.11
AMANA | ASZS6 | 212614990 | HRCU-A-CB | ASZS60361EA* | CA*EA4830*4A*+MBVC1600**-1A* | Ducted Indoor Units | 34200 | 23000 | 2.59 | 29000 | 2
AMANA | ASZS6 | 212614991 | HRCU-A-CB | ASZS60361EA* | CA*EA6030*4A* | Ducted Indoor Units | 34200 | 23000 | 2.59 | 30000 | 2.11
AMANA | ASZS6 | 212614992 | HRCU-A-CB | ASZS60361EA* | CA*EA4830*4A* | Ducted Indoor Units | 34200 | 23000 | 2.59 | 29000 | 2.04
AMANA | ASZS6 | 212614994 | HRCU-A-CB | ASZS60361EA* | CA*EA6030*4A* | Ducted Indoor Units | 34200 | 23000 | 2.59 | 30000 | 2.11
AMANA | ASZS6 | 212614995 | HRCU-A-CB | ASZS60361EA* | CA*EA4830*4A* | Ducted Indoor Units | 34200 | 23000 | 2.59 | 29000 | 2
AMANA | ASZS6 | 212614996 | HRCU-A-CB | ASZS60361EA* | CA*EA4830*4A* | Ducted Indoor Units | 34200 | 23000 | 2.59 | 29000 | 2
AMANA | ASZS6 | 212614997 | HRCU-A-CB | ASZS60361EA* | CA*EA4830*4A* | Ducted Indoor Units | 34200 | 23000 | 2.59 | 29000 | 2
AMANA | ASZS6 | 212614998 | HRCU-A-CB | ASZS60361EA* | CA*EA6030*4A* | Ducted Indoor Units | 34200 | 23000 | 2.59 | 30000 | 2.11
AMANA | ASZS6 | 212614999 | HRCU-A-CB | ASZS60361EA* | CA*EA4830*4A* | Ducted Indoor Units | 34200 | 23000 | 2.59 | 29000 | 2
AMANA | ASZS6 | 212615000 | HRCU-A-CB | ASZS60361EA* | CA*EA4830*4A* | Ducted Indoor Units | 34200 | 23000 | 2.59 | 29000 | 2
AMANA | ASZS6 | 212614993 | HRCU-A-CB | ASZS60361EA* | CA*EA4830*4A* | Ducted Indoor Units | 34200 | 23000 | 2.59 | 29000 | 2
AMANA | ASZS6 | 212615001 | HRCU-A-CB | ASZS60361EA* | CA*EA4830*4A* | Ducted Indoor Units | 34200 | 23000 | 2.59 | 29000 | 2
AMANA | ASZS6 | 212615002 | HRCU-A-CB | ASZS60361EA* | CA*EA4830*4A* | Ducted Indoor Units | 34200 | 23000 | 2.59 | 29000 | 2
AMANA | ASZS6 | 212614870 | HRCU-A-CB | ASZS60421EA* | AHVE60DP1400A* | Ducted Indoor Units | 40000 | 28000 | 2.67 | 30600 | 2.19
AMANA | ASZS6 | 212615003 | HRCU-A-CB | ASZS60421EA* | AHVE60DP0400A* | Ducted Indoor Units | 40000 | 28000 | 2.67 | 30600 | 2.19
AMANA | ASZS6 | 212615004 | HRCU-A-CB | ASZS60421EA* | CA*EA6030*4A*+MBVC2000**-1A* | Ducted Indoor Units | 40000 | 28000 | 2.67 | 30600 | 2.19
AMANA | ASZS6 | 212615005 | HRCU-A-CB | ASZS60421EA* | CA*EA6030*4A* | Ducted Indoor Units | 40000 | 28000 | 2.67 | 30600 | 2.19
AMANA | ASZS6 | 212615006 | HRCU-A-CB | ASZS60421EA* | CA*EA6030*4A* | Ducted Indoor Units | 40000 | 28000 | 2.67 | 30600 | 2.19
AMANA | ASZS6 | 212614871 | HRCU-A-CB | ASZS60481EA* | AHVE60DP1400A* | Ducted Indoor Units | 44000 | 28000 | 2.67 | 31000 | 2.22
AMANA | ASZS6 | 212615007 | HRCU-A-CB | ASZS60481EA* | AHVE60DP0400A* | Ducted Indoor Units | 44000 | 28000 | 2.67 | 31000 | 2.22
AMANA | ASZS6 | 212615008 | HRCU-A-CB | ASZS60481EA* | CA*EA6030*4A*+MBVC2000**-1A* | Ducted Indoor Units | 44000 | 28000 | 2.67 | 31000 | 2.22
AMANA | ASZS6 | 212615009 | HRCU-A-CB | ASZS60481EA* | CA*EA6030*4A* | Ducted Indoor Units | 44000 | 28000 | 2.67 | 31000 | 2.22
AMANA | ASZS6 | 212615010 | HRCU-A-CB | ASZS60481EA* | CA*EA6030*4A* | Ducted Indoor Units | 44000 | 28000 | 2.67 | 31000 | 2.22
AMERICAN STANDARD | Platinum 20 | 8759144 | HRCU-A-CB | 4A6V0036A1 | 4PX*CU48BS3 | Singlezone Ducted, Centrally Ducted | 33200 | 26600 | 3.22 | 20220 | 1.9
AMERICAN STANDARD | Platinum 20 | 10093447 | HRCU-A-CB | 4A6V0036A1 | 284ANV036 | Singlezone Ducted, Centrally Ducted | 32600 | 26200 | 3.17 | 20220 | 1.92
AMERICAN STANDARD | Platinum 18 | 10093457 | HRCU-A-CB | 4A6V8036A1 |  | Singlezone Ducted, Centrally Ducted | 32200 | 26200 | 3.25 | 20500 | 1.91
AMERICAN STANDARD | Platinum 18 | 10093459 | HRCU-A-CB | 4A6V8037A1 | TAM9A0B30V31 | Singlezone Ducted, Centrally Ducted | 32600 | 26200 | 3.17 | 20220 | 1.92
AMERICAN STANDARD | Platinum 20 | 10153441 | HRCU-A-CB | 4A6V0036A1 | TEM8A0C48V41+TDR | Singlezone Ducted, Centrally Ducted | 31000 | 25200 | 3.08 | 19700 | 1.94
AMERICAN STANDARD | Platinum 20 | 10153442 | HRCU-A-CB | 4A6V0036A1 | TEM8A0D48V41+TDR | Singlezone Ducted, Centrally Ducted | 31800 | 25800 | 3.05 | 20000 | 1.97
AMERICAN STANDARD | Platinum 20 | 8938521 | HRCU-A-CB | 4A6V0036A1 | 4TXFH036CZ3 | Singlezone Ducted, Centrally Ducted | 32200 | 26400 | 3.25 | 20740 | 1.92
AMERICAN STANDARD | AccuComfort Platinum 20 | 6749789 | HRCU-A-CB | 4A6V0024A1 | *AM8C0B30V21 | Singlezone Ducted, Centrally Ducted | 20200 | 16800 | 2.5 | 13000 | 2.07
AMERICAN STANDARD | AccuComfort Platinum 18 | 6750455 | HRCU-A-CB | 4A6V8024A1 | *AM8C0B30V21 | Singlezone Ducted, Centrally Ducted | 20000 | 16800 | 2.5 | 13000 | 2.07
AMERICAN STANDARD | Platinum 20 | 8759144 | HRCU-A-CB | 4A6V0036A1 | 4PX*CU48BS3 | Singlezone Ducted, Centrally Ducted | 33200 | 26600 | 3.22 | 20220 | 1.9
AMERICAN STANDARD | AccuComfort Platinum 20 | 6749789 | HRCU-A-CB | 4A6V0024A1 | *AM8C0B30V21 | Singlezone Ducted, Centrally Ducted | 20200 | 16800 | 2.5 | 13000 | 2.07
AMERICAN STANDARD |  | 9150128 | HRCU-A-CB-O | 4TXK3824A10NU** | 4MXW3824A10NU** | Singlezone Non-ducted Wall Placement | 24000 | 15500 | 2.89 | 24233 | 2.23
AMERICAN STANDARD | AccuComfort Platinum 18 | 10093463 | HRCU-A-CB | 4A6V8048A1 | TAM9A0C48V41 | Singlezone Ducted, Centrally Ducted | 41000 | 34400 | 4.27 | 28780 | 1.93
AMERICAN STANDARD | Platinum 20 | 10153439 | HRCU-A-CB | 4A6V0036A1 | TEM8A0C36V31+TDR | Singlezone Ducted, Centrally Ducted | 31800 | 25600 | 3.07 | 19500 | 1.94
AMERICAN STANDARD | Platinum 20 | 10093447 | HRCU-A-CB | 4A6V0036A1 | TAM9A0B30V31 | Singlezone Ducted, Centrally Ducted | 32600 | 26200 | 3.17 | 20220 | 1.92
AMERICAN STANDARD | Platinum 18 | 10093457 | HRCU-A-CB | 4A6V8036A1 | TAM9A0C36V31 | Singlezone Ducted, Centrally Ducted | 32200 | 26200 | 3.25 | 20500 | 1.91
AMERICAN STANDARD | Platinum 18 | 10093459 | HRCU-A-CB | 4A6V8037A1 | TAM9A0B30V31 | Singlezone Ducted, Centrally Ducted | 32600 | 26200 | 3.17 | 20220 | 1.92
AMERICAN STANDARD | Platinum 20 | 10153441 | HRCU-A-CB | 4A6V0036A1 | TEM8A0C48V41+TDR | Singlezone Ducted, Centrally Ducted | 31000 | 25200 | 3.08 | 19700 | 1.94
AMERICAN STANDARD | Platinum 20 | 10153442 | HRCU-A-CB | 4A6V0036A1 | TEM8A0D48V41+TDR | Singlezone Ducted, Centrally Ducted | 31800 | 25800 | 3.05 | 20000 | 1.97
AMERICAN STANDARD | Platinum 20 | 8938521 | HRCU-A-CB | 4A6V0036A1 | 4TXFH036CZ3 | Singlezone Ducted, Centrally Ducted | 32200 | 26400 | 3.25 | 20740 | 1.92
AMERICAN STANDARD | AccuComfort Platinum 18 | 6750455 | HRCU-A-CB | 4A6V8024A1 | *AM8C0B30V21 | Singlezone Ducted, Centrally Ducted | 20000 | 16800 | 2.5 | 13000 | 2.07
AMERICAN STANDARD |  | 7151530 | HRCU-A-CB-O | 4TXK2709A10N0AA | 4MXW2709A10N0AA | Singlezone Non-ducted Wall Placement | 9800 | 5800 | 2.7 | 8000 | 2.13
AMERICAN STANDARD |  | 7151534 | HRCU-A-CB-O | 4TXK2718A10N0AA | 4MXW2718A10N0AA | Singlezone Non-ducted Wall Placement | 19000 | 12100 | 2.81 | 15400 | 1.97
AMERICAN STANDARD |  | 7151532 | HRCU-A-CB-O | 4TXK2712A10NAA | 4MXW2712A10N0AA | Singlezone Non-ducted Wall Placement | 13000 | 8000 | 3.13 | 8300 | 2.15
AMERICAN STANDARD |  | 9150124 | HRCU-A-CB-O | 4TXK3812A10NU** | 4MXW3812A10NU** | Singlezone Non-ducted Wall Placement | 12200 | 8100 | 3.21 | 13304 | 2.18
AMERICAN STANDARD | Platinum 18 | 10153458 | HRCU-A-CB | 4A6V8037A1 | TEM8A0C36V31+TDR | Singlezone Ducted, Centrally Ducted | 31800 | 25600 | 3.07 | 19500 | 1.94
AMERICAN STANDARD |  | 202703127 | HRCU-A-CB-O | 4TXK2324A10N0** | 4MXW2324A10N0** | Singlezone Non-ducted Wall Placement | 23000 | 14600 | 2.61 | 22861 | 2.02
American Standard / Mitsubishi Electric |  | 204276764 | HRCU-A-CB-O | ASUZH0241HA00NA | APKA0A0241KA70A | Singlezone Non-ducted Wall Placement | 26000 | 17200 | 2.75 | 26000 | 2
American Standard / Mitsubishi Electric |  | 204813304 | HRCU-A-CB-O | ASUZA0361KA70B* | APLA0A0361EA70A | Singlezone Non-ducted, Ceiling Placement | 38000 | 22000 | 2.59 | 21600 | 2.43
American Standard / Mitsubishi Electric |  | 202732311 | HMSV-A-CB | NAXMPH20A122AA | NAXWPH09A112AANAXWPH09A112AA | Multizone All Non-ducted | 22000 | 13000 | 2.63 | 22000 | 2.07
American Standard / Mitsubishi Electric |  | 204813306 | HRCU-A-CB-O | ASUZA0361KA70N* | APLA0A0361EA70A | Singlezone Non-ducted, Ceiling Placement | 38000 | 22000 | 2.59 | 21600 | 2.43
American Standard / Mitsubishi Electric |  | 204276539 | HRCU-A-CB-O | ASUZH0241HA00NA | APLA0A0241EA70A | Singlezone Non-ducted, Ceiling Placement | 26000 | 17300 | 3.09 | 26000 | 2.01
American Standard / Mitsubishi Electric |  | 204813295 | HRCU-A-CB-O | ASUZA0121KA70N* | APLA0A0121EA70A | Singlezone Non-ducted, Ceiling Placement | 14000 | 10100 | 2.53 | 13000 | 2.01
American Standard / Mitsubishi Electric |  | 204813293 | HRCU-A-CB-O | ASUZA0121KA70B* | APLA0A0121EA70A | Singlezone Non-ducted, Ceiling Placement | 14000 | 10100 | 2.53 | 13000 | 2.01
American Standard / Mitsubishi Electric | Nv Series Pro Heat | 204926523 | HMSV-A-CB | NAXMPH36A142B* |  | Multizone Mix of Non-ducted and Ducted | 45000 | 32000 | 2.69 | 45000 | 2
American Standard / Mitsubishi Electric | Nv Series Pro Heat | 204793327 | HRCU-A-CB | NAXSKH12A112AA | APEADA0121AA70A | Singlezone Ducted, "Compact Ducted" | 15000 | 9000 | 2.72 | 15000 | 2.09
American Standard / Mitsubishi Electric | Nv Series Pro Heat | 204834288 | HMSV-A-CB-O | NAXMPH36A142B* |  | Multizone All Non-ducted | 45000 | 30000 | 2.85 | 45000 | 2
American Standard / Mitsubishi Electric | Nv Series Pro Heat | 204834289 | HMSV-A-CB | NAXMPH36A142B* |  | Multizone All Ducted | 45000 | 34000 | 2.59 | 45000 | 2
American Standard / Mitsubishi Electric | Nv Series Pro Heat | 204834290 | HMSV-A-CB-O | NAXMPH42A152B* |  | Multizone All Non-ducted | 48000 | 32000 | 2.8 | 48000 | 2
American Standard / Mitsubishi Electric | Nv Series Pro Heat | 204793325 | HRCU-A-CB | NAXSKH12A112AA | NAXDKS12A112AA | Singlezone Ducted, "Compact Ducted" | 15000 | 9000 | 2.56 | 15000 | 2.2
American Standard / Mitsubishi Electric | M-Series | 202392238 | HRCU-A-CB-O | NAXSKS18A112AA | NAXCKS18A112AA | Singlezone Non-ducted, Ceiling Placement | 19700 | 12900 | 2.68 | 9800 | 2.37
American Standard / Mitsubishi Electric | M-Series | 202392234 | HRCU-A-CB-O | NAXSKS18A112AA | NAXUKS18A112AA | Singlezone Non-ducted, Ceiling Placement | 20000 | 13100 | 2.63 | 10700 | 2.55
American Standard / Mitsubishi Electric | M-Series | 202392232 | HRCU-A-CB | NAXSKS18A112AA | NAXDKS18A112AA | Singlezone Ducted, "Compact Ducted" | 21600 | 13900 | 2.87 | 12000 | 2.88
American Standard / Mitsubishi Electric | M-Series | 202392226 | HRCU-A-CB | NAXSKS15A112AA | NAXDKS15A112AA | Singlezone Ducted, "Compact Ducted" | 18000 | 11700 | 2.68 | 10000 | 2.55
American Standard / Mitsubishi Electric | M-Series | 202392220 | HRCU-A-CB-O | NAXSKS12A112AA | NAXUKS12A112AA | Singlezone Non-ducted, Ceiling Placement | 15400 | 9900 | 2.84 | 7900 | 2.36
American Standard / Mitsubishi Electric | M-Series | 202392214 | HRCU-A-CB-O | NAXSKS09A112AA | NAXCKS09A112AA | Singlezone Non-ducted, Ceiling Placement | 11000 | 6900 | 2.5 | 5600 | 3.04
American Standard / Mitsubishi Electric | M-Series | 202392210 | HRCU-A-CB-O | NAXSKS09A112AA | NAXUKS09A112AA | Singlezone Non-ducted, Ceiling Placement | 12000 | 7700 | 3.22 | 6100 | 3.08
American Standard / Mitsubishi Electric | M-Series | 202373696 | HRCU-A-CB-O | NAXSST24A112AA | NAXWST24A112AA | Singlezone Non-ducted Wall Placement | 27600 | 16000 | 2.65 | 20200 | 1.98
American Standard / Mitsubishi Electric | M-Series H2i | 202373687 | HRCU-A-CB-O | NAXSPB12A112AA | NAXWPH12A112AA | Singlezone Non-ducted Wall Placement | 13600 | 8100 | 2.83 | 13600 | 2.07
American Standard / Mitsubishi Electric | M-Series H2i | 202373685 | HRCU-A-CB-O | NAXSPB09A112AA | NAXWPH09A112AA | Singlezone Non-ducted Wall Placement | 10900 | 6700 | 2.73 | 10900 | 2.73
American Standard / Mitsubishi Electric | M-Series H2i | 202373705 | HMSV-A-CB | NAXMPH42A152AA |  | Multizone All Non-ducted | 48000 | 35800 | 2.87 | 48000 | 2.51
American Standard / Mitsubishi Electric | M-Series | 202373692 | HRCU-A-CB-O | NAXSST09A112AA | NAXWST09A112AA | Singlezone Non-ducted Wall Placement | 10900 | 6700 | 3.12 | 8000 | 2.76
American Standard / Mitsubishi Electric | M-Series H2i | 202373690 | HRCU-A-CB-O | NAXSPH18A112AA | NAXWPH18A112AA | Singlezone Non-ducted Wall Placement | 20300 | 13700 | 3.04 | 20300 | 2.01
American Standard / Mitsubishi Electric | M-Series H2i | 202354897 | HMSV-A-CB | NAXMPH36A142AA |  | Multizone All Non-ducted | 45000 | 34000 | 2.85 | 45000 | 2.42
American Standard / Mitsubishi Electric | M-Series H2i | 202354893 | HMSV-A-CB | NAXMPH24A132AA |  | Multizone All Non-ducted | 25000 | 14000 | 2.53 | 25000 | 1.92
American Standard / Mitsubishi Electric | M-Series | 202373695 | HRCU-A-CB-O | NAXSST18A112AA | NAXWST18A112AA | Singlezone Non-ducted Wall Placement | 21600 | 13800 | 2.73 | 15100 | 2.35
American Standard / Mitsubishi Electric | M-Series | 202373708 | HMSV-A-CB | NAXMMX60A182AA |  | Multizone All Non-ducted | 66000 | 41500 | 2.5 | 57000 | 2.07
American Standard / Mitsubishi Electric | M-Series H2i | 202373691 | HRCU-A-CB-O | NAXSPB18A112AA | NAXWPH18A112AA | Singlezone Non-ducted Wall Placement | 20300 | 12480 | 2.93 | 20900 | 2.06
American Standard / Mitsubishi Electric | M-Series H2i | 202373686 | HRCU-A-CB-O | NAXSPH12A112AA | NAXWPH12A112AA | Singlezone Non-ducted Wall Placement | 13600 | 8000 | 3.26 | 13600 | 2.21
American Standard / Mitsubishi Electric | M-Series | 202373693 | HRCU-A-CB-O | NAXSST12A112AA | NAXWST12A112AA | Singlezone Non-ducted Wall Placement | 14400 | 9200 | 3.1 | 10200 | 2.93
American Standard / Mitsubishi Electric | M-Series H2i | 202373682 | HRCU-A-CB-O | NAXSPH06A112AA | NAXWPH06A112AA | Singlezone Non-ducted Wall Placement | 8700 | 5900 | 3.46 | 8700 | 2.8
American Standard / Mitsubishi Electric | M-Series H2i | 202373679 | HRCU-A-CB-O | NAXSPF18A112AA | NAXFKS18A112AA | Singlezone Non-ducted, Floor Placement | 21000 | 12800 | 2.62 | 21000 | 2.05
American Standard / Mitsubishi Electric | M-Series H2i | 202373677 | HRCU-A-CB-O | NAXSPF12A112AA | NAXFKS12A112AA | Singlezone Non-ducted, Floor Placement | 13000 | 8800 | 2.77 | 13000 | 2.1
American Standard / Mitsubishi Electric | M-Series H2i | 202373684 | HRCU-A-CB-O | NAXSPH09A112AA | NAXWPH09A112AA | Singlezone Non-ducted Wall Placement | 10900 | 6700 | 3.27 | 10900 | 2.37
American Standard / Mitsubishi Electric | M-Series H2i | 202366328 | HMSV-A-CB | NAXMPH36A142AA |  | Multizone Mix of Non-ducted and Ducted | 45000 | 35000 | 2.54 | 47360 | 2.24
American Standard / Mitsubishi Electric | M-Series H2i | 202373683 | HRCU-A-CB-O | NAXSPB06A112AA | NAXWPH06A112AA | Singlezone Non-ducted Wall Placement | 8700 | 5900 | 2.74 | 8700 | 2.45
American Standard / Mitsubishi Electric | M-Series | 202373702 | HMSV-A-CB | NAXMMX20A122AA |  | Multizone All Non-ducted | 22000 | 12500 | 2.82 | 11100 | 2.03
American Standard / Mitsubishi Electric | M-Series | 202392208 | HRCU-A-CB | NAXSKS09A112AA | NAXDKS09A112AA | Singlezone Ducted, "Compact Ducted" | 12000 | 7600 | 2.53 | 6000 | 2.44
American Standard / Mitsubishi Electric | M-Series H2i | 202373676 | HRCU-A-CB-O | NAXSPF09A112AA | NAXFKS09A112AA | Singlezone Non-ducted, Floor Placement | 11000 | 7500 | 2.75 | 11000 | 2.01
American Standard / Mitsubishi Electric | M-Series | 202392224 | HRCU-A-CB | NAXSKS12A112AA | NAXAMT12A112AA | Singlezone Ducted, "Compact Ducted" | 15000 | 9900 | 2.59 | 7800 | 2.75
American Standard / Mitsubishi Electric | M-Series | 202392212 | HRCU-A-CB | NAXSKS09A112AA | PEAD-A09AA7 | Singlezone Ducted, "Compact Ducted" | 12000 | 7600 | 2.53 | 6100 | 2.93
American Standard / Mitsubishi Electric | M-Series | 202392240 | HRCU-A-CB | NAXSKS18A112AA | NAXAMT18A112AA | Singlezone Ducted, Centrally Ducted | 21600 | 14000 | 2.81 | 12200 | 2.88
Ameristar |  | 203162806 | HRCU-A-CB-O | M4THS1824A11N** | M4MHW1824A1N0** | Singlezone Non-ducted Wall Placement | 23000 | 14600 | 2.61 | 22861 | 2.02
ARCOAIRE | DuraComfort | 205921372 | HRCU-A-CB | DLCSRAH24AAK | DLFSAAH24XAK | Singlezone Ducted, Centrally Ducted | 29000 | 17500 | 2.56 | 26970 | 1.91
ARCOAIRE | Mid-tier | 201835537 | HRCU-A-CB-O | DLCSRAH18AAK | DLFSCAH18XAK | Singlezone Non-ducted, Ceiling Placement | 18000 | 12000 | 2.59 | 15710 | 2.4
ARCOAIRE | High Tier | 202463643 | HRCU-A-CB-O | DLCPRAH24AAK | DLFPHAH24XAK | Singlezone Non-ducted Wall Placement | 24000 | 15450 | 3 | 24000 | 2
ARCOAIRE | High Tier | 202463642 | HRCU-A-CB-O | DLCPRAH18AAK | DLFPHAH18XAK | Singlezone Non-ducted Wall Placement | 18000 | 12300 | 3.19 | 18000 | 2
ARCOAIRE |  | 201835538 | HRCU-A-CB | DLCSRAH24AAK | DLFSDAH24XAK | Singlezone Ducted, "Compact Ducted" | 24000 | 17400 | 2.96 | 30000 | 1.93
ARCOAIRE |  | 201835514 | HRCU-A-CB-O | DLCSRAH12AAJ | DLFSHAH12XAJ | Singlezone Non-ducted Wall Placement | 11800 | 7100 | 2.57 | 7800 | 2.01
ARCOAIRE |  | 201835506 | HRCU-A-CB-O | DLCPRAH09AAK | DLFPHAH09XAK | Singlezone Non-ducted Wall Placement | 10000 | 7200 | 2.78 | 13047 | 1.97
ARCOAIRE | Mid-tier | 201835515 | HRCU-A-CB-O | DLCSRAH09AAK | DLFSHAH09XAK | Singlezone Non-ducted Wall Placement | 12000 | 7500 | 2.65 | 9840 | 2.1
ARCOAIRE | Mid-tier | 201835532 | HRCU-A-CB-O | DLCSRAH09AAK | DLFSCAH09XAK | Singlezone Non-ducted, Ceiling Placement | 10000 | 6700 | 2.58 | 11870 | 1.94
AZUR |  | 205417847 | HRCU-A-CB-O | AZ-18CA22EXT | AZ-18CA22INT | Singlezone Non-ducted Wall Placement | 19000 | 11600 | 2.7 | 12730 | 2.16
AZUR |  | 205417845 | HRCU-A-CB-O | AZ-12CA22EXT | AZ-12CA22INT | Singlezone Non-ducted Wall Placement | 13000 | 7500 | 2.71 | 7823 | 2.12
BOSCH | IDS2.0 | 202868494 | HRCU-A-CB | BOVA-36HDN1-M20G | BVA-24WN1-M20 | Singlezone Ducted, Centrally Ducted | 24000 | 23000 | 2.6 | 20000 | 2.5
BOSCH | Bosch Climate 5000 ductless minisplit series | 9966839 | HRCU-A-CB-O | BMS500-AAS012-0CSXXA | BMS500-AAU012-0AHXXA | Singlezone Non-ducted Wall Placement | 12000 | 7500 | 2.56 | 5736 | 2.03
BOSCH | Bosch Climate 5000 ductless minisplit series | 204014467 | HRCU-A-CB | BMS500-AAS009-1CSXHB | BMS500-AAU009-1AHDXB | Singlezone Ducted, "Compact Ducted" | 10000 | 7200 | 2.74 | 8343 | 2.07
BOSCH | Bosch Climate 5000 ductless minisplit series | 203991162 | HRCU-A-CB | BMS500-AAS024-1CSXRA | BMS500-AAU024-1AHDXB | Singlezone Ducted, "Compact Ducted" | 24400 | 16000 | 2.69 | 18533 | 2.04
BOSCH | IDS2.0 | 203025032 | HRCU-A-CB | BOVA-60HDN1-M20G | BMA*4860DNTF | Singlezone Ducted, Centrally Ducted | 54000 | 38000 | 2.6 | 34000 | 2.5
BOSCH | IDS2.0 | 203025029 | HRCU-A-CB | BOVA-60HDN1-M20G | BMA*4860DNTF | Singlezone Ducted, Centrally Ducted | 54000 | 38000 | 2.6 | 34000 | 2.5
BOSCH | IDS2.0 | 203025026 | HRCU-A-CB | BOVA-60HDN1-M20G | BMA*4248DNTF | Singlezone Ducted, Centrally Ducted | 47000 | 35000 | 2.5 | 31800 | 2.39
BOSCH | IDS2.0 | 203025020 | HRCU-A-CB | BOVA-60HDN1-M20G | BMA*4248CNTF | Singlezone Ducted, Centrally Ducted | 46500 | 35000 | 2.5 | 31600 | 2.41
BOSCH | IDS2.0 | 203025023 | HRCU-A-CB | BOVA-60HDN1-M20G | BMA*4248DNTF | Singlezone Ducted, Centrally Ducted | 47000 | 35000 | 2.5 | 31800 | 2.39
BOSCH | IDS2.0 | 202868497 | HRCU-A-CB | BOVA-60HDN1-M20G | BVA-60WN1-M20 | Singlezone Ducted, Centrally Ducted | 56000 | 44000 | 2.5 | 40000 | 2.38
BOSCH | IDS2.0 | 202868496 | HRCU-A-CB | BOVA-36HDN1-M20G | BVA-36WN1-M20 | Singlezone Ducted, Centrally Ducted | 34200 | 28000 | 2.6 | 23000 | 2.41
BOSCH | IDS1.0 | 8860510 | HRCU-A-CB | BOVA-60HDN1-M18M | BVA-48WN1-M18 | Singlezone Ducted, Centrally Ducted | 46500 | 35000 | 2.64 | 34400 | 2.85
BOSCH | IDS1.0 | 8860508 | HRCU-A-CB | BOVA-36HDN1-M18M | BVA-24WN1-M18 | Singlezone Ducted, Centrally Ducted | 24000 | 19000 | 2.64 | 18500 | 2.21
BOSCH |  | 10333757 | HRCU-A-CB | BOVA-60HDN1-M18M | BVA-36WN1-M18B | Singlezone Ducted, Centrally Ducted | 35200 | 24000 | 2.71 | 28000 | 2.05
BOSCH | Bosch Climate 5000 ductless minisplit series | 9966837 | HRCU-A-CB-O | BMS500-AAS009-0CSXXA | BMS500-AAU009-0AHXXA | Singlezone Non-ducted Wall Placement | 9800 | 5800 | 2.74 | 6516 | 2.05
BOSCH | Bosch Climate 5000 ductless minisplit series | 9966838 | HRCU-A-CB-O | BMS500-AAS009-1CSXXA | BMS500-AAU009-1AHXXA | Singlezone Non-ducted Wall Placement | 9800 | 6300 | 2.68 | 6609 | 1.92
BOSCH | Bosch Climate 5000 ductless minisplit series | 203991148 | HRCU-A-CB-O | BMS500-AAS009-1CSXRA | BMS500-AAU009-1AHWXB | Singlezone Non-ducted Wall Placement | 9800 | 5800 | 2.74 | 7990 | 1.98
BOSCH | Bosch Climate 5000 ductless minisplit series | 203991167 | HRCU-A-CB-O | BMS500-AAS012-1CSXRA | BMS500-AAU012-1AHCXB | Singlezone Non-ducted, Ceiling Placement | 12000 | 7500 | 2.68 | 7332 | 2.11
BOSCH | Bosch Climate 5000 ductless minisplit series | 203991169 | HRCU-A-CB-O | BMS500-AAS024-1CSXRA | BMS500-AAU024-1AHCXB | Singlezone Non-ducted, Ceiling Placement | 24400 | 15800 | 2.56 | 16933 | 1.95
BOSCH | Bosch Climate 5000 ductless minisplit series | 203991150 | HRCU-A-CB-O | BMS500-AAS018-1CSXRA | BMS500-AAU018-1AHWXB | Singlezone Non-ducted Wall Placement | 18000 | 11400 | 2.72 | 11178 | 2.02
BOSCH | Bosch Climate 5000 ductless minisplit series | 203991161 | HRCU-A-CB | BMS500-AAS018-1CSXRA | BMS500-AAU018-1AHDXB | Singlezone Ducted, "Compact Ducted" | 18000 | 12000 | 2.61 | 10352 | 1.96
BOSCH | Bosch Climate 5000 ductless minisplit series | 203991174 | HMSV-A-CB | BMS500-AAM027-1CSXRA |  | Multizone All Non-ducted | 28000 | 17200 | 2.8 | 17040 | 1.97
BOSCH | Bosch Climate 5000 ductless minisplit series | 203991186 | HMSV-A-CB | BMS500-AAM036-1CSXHB |  | Multizone All Non-ducted | 36000 | 23200 | 2.78 | 36037 | 1.96
BOSCH | Bosch Climate 5000 ductless minisplit series | 203991172 | HMSV-A-CB | BMS500-AAM018-1CSXRA |  | Multizone All Non-ducted | 19000 | 12000 | 2.79 | 10205 | 1.97
BROAN | BROAN FSH1BG SERIES | 10254874 | HRCU-A-CB | FSH1BG4CVRX24K | C6B(A,H)-X26(C,U)-B | Singlezone Ducted, Centrally Ducted | 22200 | 14100 | 2.58 | 12800 | 2.03
BROAN | BROAN FSH1BG SERIES | 10254870 | HRCU-A-CB | FSH1BG4CVRX24K | C6B(A,H)-X26(C,U)-B | Singlezone Ducted, Centrally Ducted | 22200 | 14100 | 2.58 | 12800 | 2.03
BROAN | BROAN FSH1BG SERIES | 10254884 | HRCU-A-CB | FSH1BG4CVRX36K | B6VMAX36K-B | Singlezone Ducted, Centrally Ducted | 34400 | 21800 | 2.66 | 20150 | 2.27
BROAN | BROAN FSH1BG SERIES | 10254865 | HRCU-A-CB | FSH1BG4CVRX24K | B6VMAX24K-B | Singlezone Ducted, Centrally Ducted | 22400 | 14200 | 2.77 | 12650 | 2.12
BROAN | BROAN FSH1BG SERIES | 10254926 | HRCU-A-CB | FSH1BG4CVRX48K | C6B(A,H)-X48(C,U)-C | Singlezone Ducted, Centrally Ducted | 44000 | 27800 | 2.63 | 27550 | 2.21
BROAN | BROAN FSH1BG SERIES | 10254912 | HRCU-A-CB | FSH1BG4CVRX48K | B6VMAX48K-C | Singlezone Ducted, Centrally Ducted | 44000 | 27800 | 2.63 | 27550 | 2.21
BROAN | BROAN FSH1BG SERIES | 10254907 | HRCU-A-CB | FSH1BG4CVRX36K | C6B(A,H)-X36(C,U)-C | Singlezone Ducted, Centrally Ducted | 34200 | 21800 | 2.66 | 20250 | 2.28
BROAN | BROAN FSH1BG SERIES | 10254903 | HRCU-A-CB | FSH1BG4CVRX36K | C6B(A,H)-X36(C,U)-C | Singlezone Ducted, Centrally Ducted | 34200 | 21800 | 2.66 | 20250 | 2.28
BROAN | BROAN FSH1BG SERIES | 10254898 | HRCU-A-CB | FSH1BG4CVRX36K | C6B(A,H)-X36(C,U)-B | Singlezone Ducted, Centrally Ducted | 22400 | 14200 | 2.77 | 12650 | 2.12
BROAN | BROAN FSH1BG SERIES | 10254879 | HRCU-A-CB | FSH1BG4CVRX24K | C6B(A,H)-X26(C,U)-B | Singlezone Ducted, Centrally Ducted | 22400 | 14200 | 2.77 | 12650 | 2.12
BRYANT | Preferred | 205921388 | HRCU-A-CB | 38MAQB24R--3 | 40MBAAQ24XA3 | Singlezone Ducted, Centrally Ducted | 29000 | 17500 | 2.56 | 26970 | 1.91
BRYANT | Preferred Series | 8738645 | HRCU-A-CB-O | 38MAQB12R--3 | 619PEQ012BBMA | Singlezone Non-ducted Wall Placement | 12000 | 7800 | 2.66 | 12010 | 1.98
BRYANT |  | 205273717 | HRCU-A-CB | 284ANV024*0**A* | FE4AN(B,F)003L+UI | Singlezone Ducted, Centrally Ducted | 24000 | 24200 | 2.6 | 17792 | 2.19
BRYANT |  | 205273718 | HRCU-A-CB | 284ANV024*0**A* | FE4AN(B,F)005L+UI | Singlezone Ducted, Centrally Ducted | 24000 | 23600 | 2.78 | 17351 | 2.34
BRYANT |  | 205273797 | HRCU-A-CB | 284ANV024*0**A* | CNPV*6024AL*+UI | Singlezone Ducted, Centrally Ducted | 24000 | 23800 | 2.76 | 17498 | 2.33
BRYANT |  | 205273802 | HRCU-A-CB | 284ANV024*0**A* | CSPH*3612AL*+UI | Singlezone Ducted, Centrally Ducted | 24000 | 24200 | 2.68 | 17792 | 2.26
BRYANT |  | 205273804 | HRCU-A-CB | 284ANV024*0**A* | CSPH*3612AL*+UI | Singlezone Ducted, Centrally Ducted | 24000 | 24200 | 2.66 | 17792 | 2.25
BRYANT |  | 205273803 | HRCU-A-CB | 284ANV024*0**A* | CSPH*3612AL*+UI | Singlezone Ducted, Centrally Ducted | 24000 | 24200 | 2.68 | 17792 | 2.26
BRYANT |  | 205273805 | HRCU-A-CB | 284ANV024*0**A* | CSPH*3612AL*+UI | Singlezone Ducted, Centrally Ducted | 24000 | 24200 | 2.68 | 17792 | 2.26
BRYANT |  | 205273806 | HRCU-A-CB | 284ANV024*0**A* | CSPH*3612AL*+UI | Singlezone Ducted, Centrally Ducted | 24000 | 24200 | 2.68 | 17792 | 2.26
BRYANT |  | 205273892 | HRCU-A-CB | 284ANV024*0**A* | CNPV*4821AL*+UI | Singlezone Ducted, Centrally Ducted | 24000 | 24200 | 2.68 | 17792 | 2.26
BRYANT |  | 205273893 | HRCU-A-CB | 284ANV024*0**A* | CNPV*4821AL*+UI | Singlezone Ducted, Centrally Ducted | 24000 | 24200 | 2.68 | 17792 | 2.26
BRYANT |  | 205273894 | HRCU-A-CB | 284ANV024*0**A* | CNPV*4824AL*+UI | Singlezone Ducted, Centrally Ducted | 24000 | 24200 | 2.72 | 17792 | 2.3
BRYANT |  | 205273895 | HRCU-A-CB | 284ANV024*0**A* | CNPV*4824AL*+UI | Singlezone Ducted, Centrally Ducted | 24000 | 24000 | 2.74 | 17645 | 2.31
BRYANT |  | 205273897 | HRCU-A-CB | 284ANV024*0**A* | CNPV*4824AL*+UI | Singlezone Ducted, Centrally Ducted | 24000 | 24000 | 2.72 | 17645 | 2.3
BRYANT |  | 205273898 | HRCU-A-CB | 284ANV024*0**A* | CNPV*6024AL*+UI | Singlezone Ducted, Centrally Ducted | 24000 | 23800 | 2.74 | 17498 | 2.31
BRYANT |  | 205273900 | HRCU-A-CB | 284ANV024*0**A* | CNPV*6024AL*+UI | Singlezone Ducted, Centrally Ducted | 24000 | 23800 | 2.76 | 17498 | 2.33
BRYANT |  | 205273896 | HRCU-A-CB | 284ANV024*0**A* | CNPV*4824AL*+UI | Singlezone Ducted, Centrally Ducted | 24000 | 24000 | 2.74 | 17645 | 2.31
BRYANT |  | 205273899 | HRCU-A-CB | 284ANV024*0**A* | CNPV*6024AL*+UI | Singlezone Ducted, Centrally Ducted | 24000 | 23800 | 2.76 | 17498 | 2.33
BRYANT |  | 205273901 | HRCU-A-CB | 284ANV024*0**A* | CNPV*6024AL*+UI | Singlezone Ducted, Centrally Ducted | 24000 | 23800 | 2.74 | 17498 | 2.31
BRYANT |  | 205273903 | HRCU-A-CB | 284ANV024*0**A* | CSPH*3612AL*+UI | Singlezone Ducted, Centrally Ducted | 24000 | 24200 | 2.66 | 17792 | 2.25
BRYANT |  | 205273904 | HRCU-A-CB | 284ANV024*0**A* | CSPH*3612AL*+UI | Singlezone Ducted, Centrally Ducted | 24000 | 24200 | 2.66 | 17792 | 2.25
BRYANT |  | 205273902 | HRCU-A-CB | 284ANV024*0**A* | CSPH*3612AL*+UI | Singlezone Ducted, Centrally Ducted | 24000 | 24400 | 2.62 | 17940 | 2.21
BRYANT |  | 205273907 | HRCU-A-CB | 284ANV024*0**A* | CSPH*3612AL*+UI | Singlezone Ducted, Centrally Ducted | 24000 | 24400 | 2.64 | 17940 | 2.23
BRYANT |  | 205273905 | HRCU-A-CB | 284ANV024*0**A* | CSPH*3612AL*+UI | Singlezone Ducted, Centrally Ducted | 24000 | 24200 | 2.68 | 17792 | 2.26
BRYANT |  | 205273906 | HRCU-A-CB | 284ANV024*0**A* | CSPH*3612AL*+UI | Singlezone Ducted, Centrally Ducted | 24000 | 24200 | 2.68 | 17792 | 2.26
BRYANT |  | 205273908 | HRCU-A-CB | 284ANV024*0**A* | CSPH*3612AL*+UI | Singlezone Ducted, Centrally Ducted | 24000 | 24400 | 2.64 | 17940 | 2.23
BRYANT |  | 205273910 | HRCU-A-CB | 284ANV024*0**A* | CSPH*4212AL*+UI | Singlezone Ducted, Centrally Ducted | 24000 | 24400 | 2.66 | 17940 | 2.25
BRYANT |  | 205273909 | HRCU-A-CB | 284ANV024*0**A* | CSPH*3612AL*+UI | Singlezone Ducted, Centrally Ducted | 24000 | 24200 | 2.68 | 17792 | 2.26
BRYANT |  | 205273912 | HRCU-A-CB | 284ANV024*0**A* | CSPH*4212AL*+UI | Singlezone Ducted, Centrally Ducted | 24000 | 24200 | 2.7 | 17792 | 2.28
BRYANT |  | 205273911 | HRCU-A-CB | 284ANV024*0**A* | CSPH*4212AL*+UI | Singlezone Ducted, Centrally Ducted | 24000 | 24200 | 2.7 | 17792 | 2.28
BRYANT |  | 205273914 | HRCU-A-CB | 284ANV024*0**A* | CSPH*4212AL*+UI | Singlezone Ducted, Centrally Ducted | 24000 | 24000 | 2.72 | 17645 | 2.3
BRYANT |  | 205273913 | HRCU-A-CB | 284ANV024*0**A* | CSPH*4212AL*+UI | Singlezone Ducted, Centrally Ducted | 24000 | 24000 | 2.72 | 17645 | 2.3
BRYANT |  | 205273915 | HRCU-A-CB | 284ANV024*0**A* | CSPH*4212AL*+UI | Singlezone Ducted, Centrally Ducted | 24000 | 24400 | 2.66 | 17940 | 2.25
BRYANT |  | 205273916 | HRCU-A-CB | 284ANV024*0**A* | CSPH*4212AL*+UI | Singlezone Ducted, Centrally Ducted | 24000 | 24200 | 2.68 | 17792 | 2.26
BRYANT |  | 205273923 | HRCU-A-CB | 284ANV024*0**A* | CSPH*4812AL*+UI | Singlezone Ducted, Centrally Ducted | 24000 | 24200 | 2.7 | 17792 | 2.28
BRYANT |  | 205273918 | HRCU-A-CB | 284ANV024*0**A* | CSPH*4812AL*+UI | Singlezone Ducted, Centrally Ducted | 24000 | 24200 | 2.7 | 17792 | 2.28
BRYANT |  | 205273917 | HRCU-A-CB | 284ANV024*0**A* | CSPH*4212AL*+UI | Singlezone Ducted, Centrally Ducted | 24000 | 24200 | 2.72 | 17792 | 2.3
BRYANT |  | 205273919 | HRCU-A-CB | 284ANV024*0**A* | CSPH*4812AL*+UI | Singlezone Ducted, Centrally Ducted | 24000 | 24200 | 2.72 | 17792 | 2.3
BRYANT |  | 205273920 | HRCU-A-CB | 284ANV024*0**A* | CSPH*4812AL*+UI | Singlezone Ducted, Centrally Ducted | 24000 | 24200 | 2.72 | 17792 | 2.3
BRYANT |  | 205273921 | HRCU-A-CB | 284ANV024*0**A* | CSPH*4812AL*+UI | Singlezone Ducted, Centrally Ducted | 24000 | 24000 | 2.74 | 17645 | 2.31
BRYANT |  | 205273922 | HRCU-A-CB | 284ANV024*0**A* | CSPH*4812AL*+UI | Singlezone Ducted, Centrally Ducted | 24000 | 24000 | 2.74 | 17645 | 2.31
BRYANT |  | 205273925 | HRCU-A-CB | 284ANV024*0**A* | CSPH*4812AL*+UI | Singlezone Ducted, Centrally Ducted | 24000 | 24000 | 2.74 | 17645 | 2.31
BRYANT |  | 205273924 | HRCU-A-CB | 284ANV024*0**A* | CSPH*4812AL*+UI | Singlezone Ducted, Centrally Ducted | 24000 | 24200 | 2.7 | 17792 | 2.28
BRYANT |  | 205273927 | HRCU-A-CB | 284ANV024*0**A* | CSPH*6012AL*+UI | Singlezone Ducted, Centrally Ducted | 24000 | 23800 | 2.76 | 17498 | 2.33
BRYANT |  | 205273926 | HRCU-A-CB | 284ANV024*0**A* | CSPH*6012AL*+UI | Singlezone Ducted, Centrally Ducted | 24000 | 24000 | 2.72 | 17645 | 2.3
BRYANT |  | 205273929 | HRCU-A-CB | 284ANV024*0**A* | CSPH*6012AL*+UI | Singlezone Ducted, Centrally Ducted | 24000 | 23800 | 2.78 | 17498 | 2.34
BRYANT |  | 205273928 | HRCU-A-CB | 284ANV024*0**A* | CSPH*6012AL*+UI | Singlezone Ducted, Centrally Ducted | 24000 | 23800 | 2.76 | 17498 | 2.33
BRYANT |  | 205273931 | HRCU-A-CB | 284ANV024*0**A* | CSPH*6012AL*+UI | Singlezone Ducted, Centrally Ducted | 24000 | 24000 | 2.72 | 17645 | 2.3
BRYANT |  | 205273930 | HRCU-A-CB | 284ANV024*0**A* | CSPH*6012AL*+UI | Singlezone Ducted, Centrally Ducted | 24000 | 23800 | 2.78 | 17498 | 2.34
BRYANT |  | 205273836 | HRCU-A-CB | 284ANV024*0**A* | CAP**3617AL*+UI | Singlezone Ducted, Centrally Ducted | 24000 | 24400 | 2.54 | 17940 | 2.15
BRYANT |  | 205273837 | HRCU-A-CB | 284ANV024*0**A* | CAP**3617AL*+UI | Singlezone Ducted, Centrally Ducted | 24000 | 24400 | 2.54 | 17940 | 2.15
BRYANT |  | 205273839 | HRCU-A-CB | 284ANV024*0**A* | CAP**3621AL*+UI | Singlezone Ducted, Centrally Ducted | 24000 | 24200 | 2.58 | 17792 | 2.17
BRYANT |  | 205273838 | HRCU-A-CB | 284ANV024*0**A* | CAP**3621AL*+UI | Singlezone Ducted, Centrally Ducted | 24000 | 24400 | 2.54 | 17940 | 2.15
BRYANT |  | 205273841 | HRCU-A-CB | 284ANV024*0**A* | CAP**3621AL*+UI | Singlezone Ducted, Centrally Ducted | 24000 | 24200 | 2.6 | 17792 | 2.19
BRYANT |  | 205273840 | HRCU-A-CB | 284ANV024*0**A* | CAP**3621AL*+UI | Singlezone Ducted, Centrally Ducted | 24000 | 24200 | 2.58 | 17792 | 2.17
BRYANT |  | 205273843 | HRCU-A-CB | 284ANV024*0**A* | CAP**3621AL*+UI | Singlezone Ducted, Centrally Ducted | 24000 | 24400 | 2.56 | 17940 | 2.15
BRYANT |  | 205273842 | HRCU-A-CB | 284ANV024*0**A* | CAP**3621AL*+UI | Singlezone Ducted, Centrally Ducted | 24000 | 24400 | 2.54 | 17940 | 2.15
BRYANT |  | 205273844 | HRCU-A-CB | 284ANV024*0**A* | CAP**4221AL*+UI | Singlezone Ducted, Centrally Ducted | 24000 | 24400 | 2.58 | 17940 | 2.17
BRYANT |  | 205273859 | HRCU-A-CB | 284ANV024*0**A* | CAP**4821AL*+UI | Singlezone Ducted, Centrally Ducted | 24000 | 24000 | 2.72 | 17645 | 2.3
BRYANT |  | 205273860 | HRCU-A-CB | 284ANV024*0**A* | CAP**4824AL*+UI | Singlezone Ducted, Centrally Ducted | 24000 | 24000 | 2.74 | 17645 | 2.31
BRYANT |  | 205273861 | HRCU-A-CB | 284ANV024*0**A* | CAP**4824AL*+UI | Singlezone Ducted, Centrally Ducted | 24000 | 23800 | 2.76 | 17498 | 2.33
BRYANT |  | 205273862 | HRCU-A-CB | 284ANV024*0**A* | CAP**4824AL*+UI | Singlezone Ducted, Centrally Ducted | 24000 | 23800 | 2.76 | 17498 | 2.33
BRYANT |  | 205273865 | HRCU-A-CB | 284ANV024*0**A* | CAP**6024AL*+UI | Singlezone Ducted, Centrally Ducted | 24000 | 23600 | 2.76 | 17351 | 2.32
BRYANT |  | 205273864 | HRCU-A-CB | 284ANV024*0**A* | CAP**6024AL*+UI | Singlezone Ducted, Centrally Ducted | 24000 | 23600 | 2.74 | 17351 | 2.31
BRYANT |  | 205273863 | HRCU-A-CB | 284ANV024*0**A* | CAP**4824AL*+UI | Singlezone Ducted, Centrally Ducted | 24000 | 24000 | 2.76 | 17645 | 2.33
BRYANT |  | 205273866 | HRCU-A-CB | 284ANV024*0**A* | CAP**6024AL*+UI | Singlezone Ducted, Centrally Ducted | 24000 | 23600 | 2.78 | 17351 | 2.34
BRYANT |  | 205273867 | HRCU-A-CB | 284ANV024*0**A* | CAP**6024AL*+UI | Singlezone Ducted, Centrally Ducted | 24000 | 23600 | 2.76 | 17351 | 2.32
BRYANT |  | 205273868 | HRCU-A-CB | 284ANV024*0**A* | CNPV*3617AL*+UI | Singlezone Ducted, Centrally Ducted | 24000 | 24600 | 2.5 | 18087 | 2.11
BRYANT |  | 205273870 | HRCU-A-CB | 284ANV024*0**A* | CNPV*3617AL*+UI | Singlezone Ducted, Centrally Ducted | 24000 | 24600 | 2.5 | 18087 | 2.11
BRYANT |  | 205273871 | HRCU-A-CB | 284ANV024*0**A* | CNPV*3617AL*+UI | Singlezone Ducted, Centrally Ducted | 24000 | 24400 | 2.52 | 17940 | 2.13
BRYANT |  | 205273873 | HRCU-A-CB | 284ANV024*0**A* | CNPV*3621AL*+UI | Singlezone Ducted, Centrally Ducted | 24000 | 24400 | 2.52 | 17940 | 2.13
BRYANT |  | 205273872 | HRCU-A-CB | 284ANV024*0**A* | CNPV*3621AL*+UI | Singlezone Ducted, Centrally Ducted | 24000 | 24600 | 2.5 | 18087 | 2.11
BRYANT |  | 205273875 | HRCU-A-CB | 284ANV024*0**A* | CNPV*3621AL*+UI | Singlezone Ducted, Centrally Ducted | 24000 | 24200 | 2.54 | 17792 | 2.15
BRYANT |  | 205273878 | HRCU-A-CB | 284ANV024*0**A* | CNPV*4217AL*+UI | Singlezone Ducted, Centrally Ducted | 24000 | 24400 | 2.62 | 17940 | 2.21
BRYANT |  | 205273874 | HRCU-A-CB | 284ANV024*0**A* | CNPV*3621AL*+UI | Singlezone Ducted, Centrally Ducted | 24000 | 24400 | 2.54 | 17940 | 2.15
BRYANT |  | 205273876 | HRCU-A-CB | 284ANV024*0**A* | CNPV*3621AL*+UI | Singlezone Ducted, Centrally Ducted | 24000 | 24600 | 2.5 | 18087 | 2.11
BRYANT |  | 205273877 | HRCU-A-CB | 284ANV024*0**A* | CNPV*3621AL*+UI | Singlezone Ducted, Centrally Ducted | 24000 | 24400 | 2.52 | 17940 | 2.13
BRYANT |  | 205273879 | HRCU-A-CB | 284ANV024*0**A* | CNPV*4217AL*+UI | Singlezone Ducted, Centrally Ducted | 24000 | 24200 | 2.66 | 17792 | 2.25
BRYANT |  | 205273880 | HRCU-A-CB | 284ANV024*0**A* | CNPV*4217AL*+UI | Singlezone Ducted, Centrally Ducted | 24000 | 24400 | 2.62 | 17940 | 2.21
BRYANT |  | 205273881 | HRCU-A-CB | 284ANV024*0**A* | CNPV*4217AL*+UI | Singlezone Ducted, Centrally Ducted | 24000 | 24400 | 2.64 | 17940 | 2.23
BRYANT |  | 205273882 | HRCU-A-CB | 284ANV024*0**A* | CNPV*4221AL*+UI | Singlezone Ducted, Centrally Ducted | 24000 | 24400 | 2.58 | 17940 | 2.17
BRYANT |  | 205273884 | HRCU-A-CB | 284ANV024*0**A* | CNPV*4221AL*+UI | Singlezone Ducted, Centrally Ducted | 24000 | 24200 | 2.6 | 17792 | 2.19
BRYANT |  | 205273883 | HRCU-A-CB | 284ANV024*0**A* | CNPV*4221AL*+UI | Singlezone Ducted, Centrally Ducted | 24000 | 24400 | 2.6 | 17940 | 2.19
BRYANT |  | 205273885 | HRCU-A-CB | 284ANV024*0**A* | CNPV*4221AL*+UI | Singlezone Ducted, Centrally Ducted | 24000 | 24200 | 2.62 | 17792 | 2.21
BRYANT |  | 205273889 | HRCU-A-CB | 284ANV024*0**A* | CNPV*4821AL*+UI | Singlezone Ducted, Centrally Ducted | 24000 | 24200 | 2.7 | 17792 | 2.28
BRYANT |  | 205273886 | HRCU-A-CB | 284ANV024*0**A* | CNPV*4221AL*+UI | Singlezone Ducted, Centrally Ducted | 24000 | 24400 | 2.58 | 17940 | 2.17
BRYANT |  | 205273887 | HRCU-A-CB | 284ANV024*0**A* | CNPV*4221AL*+UI | Singlezone Ducted, Centrally Ducted | 24000 | 24400 | 2.58 | 17940 | 2.17
BRYANT |  | 205273888 | HRCU-A-CB | 284ANV024*0**A* | CNPV*4821AL*+UI | Singlezone Ducted, Centrally Ducted | 24000 | 24200 | 2.68 | 17792 | 2.26
BRYANT |  | 205273890 | HRCU-A-CB | 284ANV024*0**A* | CNPV*4821AL*+UI | Singlezone Ducted, Centrally Ducted | 24000 | 24200 | 2.72 | 17792 | 2.3
BRYANT |  | 205273891 | HRCU-A-CB | 284ANV024*0**A* | CNPV*4821AL*+UI | Singlezone Ducted, Centrally Ducted | 24000 | 24000 | 2.74 | 17645 | 2.31
BRYANT |  | 205273808 | HRCU-A-CB | 284ANV024*0**A* | CSPH*4212AL*+UI | Singlezone Ducted, Centrally Ducted | 24000 | 24200 | 2.68 | 17792 | 2.26
BRYANT |  | 205273809 | HRCU-A-CB | 284ANV024*0**A* | CSPH*4212AL*+UI | Singlezone Ducted, Centrally Ducted | 24000 | 24200 | 2.68 | 17792 | 2.26
BRYANT |  | 205273988 | HRCU-A-CB | 284ANV036*0**A* | CAP**4321AL*+UI | Singlezone Ducted, Centrally Ducted | 35400 | 33600 | 2.52 | 28445 | 2.14
BRYANT |  | 205273989 | HRCU-A-CB | 284ANV036*0**A* | CAP**4321AL*+UI | Singlezone Ducted, Centrally Ducted | 35200 | 33400 | 2.54 | 28276 | 2.16
BRYANT |  | 205274007 | HRCU-A-CB | 284ANV036*0**A* | CAP**4824AL*+UI | Singlezone Ducted, Centrally Ducted | 35200 | 33200 | 2.52 | 28107 | 2.14
BRYANT |  | 205274008 | HRCU-A-CB | 284ANV036*0**A* | CAP**4824AL*+UI | Singlezone Ducted, Centrally Ducted | 35200 | 33000 | 2.54 | 27937 | 2.16
BRYANT |  | 205274015 | HRCU-A-CB | 284ANV036*0**A* | CAP**4824AL*+UI | Singlezone Ducted, Centrally Ducted | 35200 | 33200 | 2.52 | 28107 | 2.14
BRYANT |  | 205274018 | HRCU-A-CB | 284ANV036*0**A* | CAP**6024AL*+UI | Singlezone Ducted, Centrally Ducted | 34400 | 32800 | 2.52 | 27768 | 2.14
BRYANT |  | 205274019 | HRCU-A-CB | 284ANV036*0**A* | CAP**6024AL*+UI | Singlezone Ducted, Centrally Ducted | 34400 | 32600 | 2.54 | 27599 | 2.16
BRYANT |  | 205274020 | HRCU-A-CB | 284ANV036*0**A* | CAP**6024AL*+UI | Singlezone Ducted, Centrally Ducted | 34400 | 32800 | 2.52 | 27768 | 2.14
BRYANT |  | 205274021 | HRCU-A-CB | 284ANV036*0**A* | CAP**6024AL*+UI | Singlezone Ducted, Centrally Ducted | 34600 | 33000 | 2.5 | 27937 | 2.13
BRYANT |  | 205274022 | HRCU-A-CB | 284ANV036*0**A* | CAP**6024AL*+UI | Singlezone Ducted, Centrally Ducted | 34600 | 32800 | 2.52 | 27768 | 2.14
BRYANT |  | 205274023 | HRCU-A-CB | 284ANV036*0**A* | CAP**6024AL*+UI | Singlezone Ducted, Centrally Ducted | 34600 | 33000 | 2.5 | 27937 | 2.13
BRYANT |  | 205274024 | HRCU-A-CB | 284ANV036*0**A* | CAP**6024AL*+UI | Singlezone Ducted, Centrally Ducted | 34600 | 33000 | 2.5 | 27937 | 2.13
BRYANT |  | 205274025 | HRCU-A-CB | 284ANV036*0**A* | CAP**6024AL*+UI | Singlezone Ducted, Centrally Ducted | 34600 | 32800 | 2.52 | 27768 | 2.14
BRYANT |  | 205274026 | HRCU-A-CB | 284ANV036*0**A* | CAP**6024AL*+UI | Singlezone Ducted, Centrally Ducted | 34400 | 32800 | 2.52 | 27768 | 2.14
BRYANT |  | 205274031 | HRCU-A-CB | 284ANV036*0**A* | CAP**6121AL*+UI | Singlezone Ducted, Centrally Ducted | 34800 | 33000 | 2.54 | 27937 | 2.16
BRYANT |  | 205274030 | HRCU-A-CB | 284ANV036*0**A* | CAP**6121AL*+UI | Singlezone Ducted, Centrally Ducted | 35200 | 33200 | 2.5 | 28107 | 2.12
BRYANT |  | 205274037 | HRCU-A-CB | 284ANV036*0**A* | CAP**6121AL*+UI | Singlezone Ducted, Centrally Ducted | 35000 | 33000 | 2.54 | 27937 | 2.16
BRYANT |  | 205274036 | HRCU-A-CB | 284ANV036*0**A* | CAP**6121AL*+UI | Singlezone Ducted, Centrally Ducted | 35000 | 33200 | 2.52 | 28107 | 2.14
BRYANT |  | 205274038 | HRCU-A-CB | 284ANV036*0**A* | CAP**6121AL*+UI | Singlezone Ducted, Centrally Ducted | 35000 | 33200 | 2.52 | 28107 | 2.14
BRYANT |  | 205274041 | HRCU-A-CB | 284ANV036*0**A* | CAP**6121AL*+UI | Singlezone Ducted, Centrally Ducted | 35000 | 33000 | 2.54 | 27937 | 2.16
BRYANT |  | 205274043 | HRCU-A-CB | 284ANV036*0**A* | CAP**6124AL*+UI | Singlezone Ducted, Centrally Ducted | 35000 | 33200 | 2.52 | 28107 | 2.14
BRYANT |  | 205274040 | HRCU-A-CB | 284ANV036*0**A* | CAP**6121AL*+UI | Singlezone Ducted, Centrally Ducted | 35000 | 33200 | 2.52 | 28107 | 2.14
BRYANT |  | 205274039 | HRCU-A-CB | 284ANV036*0**A* | CAP**6121AL*+UI | Singlezone Ducted, Centrally Ducted | 35000 | 33000 | 2.54 | 27937 | 2.16
BRYANT |  | 205274044 | HRCU-A-CB | 284ANV036*0**A* | CAP**6124AL*+UI | Singlezone Ducted, Centrally Ducted | 34800 | 33000 | 2.56 | 27937 | 2.18
BRYANT |  | 205274045 | HRCU-A-CB | 284ANV036*0**A* | CAP**6124AL*+UI | Singlezone Ducted, Centrally Ducted | 34600 | 32800 | 2.56 | 27768 | 2.18
BRYANT |  | 205274047 | HRCU-A-CB | 284ANV036*0**A* | CAP**6124AL*+UI | Singlezone Ducted, Centrally Ducted | 35000 | 33200 | 2.52 | 28107 | 2.14
BRYANT |  | 205274049 | HRCU-A-CB | 284ANV036*0**A* | CAP**6124AL*+UI | Singlezone Ducted, Centrally Ducted | 35000 | 33000 | 2.54 | 27937 | 2.16
BRYANT |  | 205274046 | HRCU-A-CB | 284ANV036*0**A* | CAP**6124AL*+UI | Singlezone Ducted, Centrally Ducted | 34800 | 33000 | 2.56 | 27937 | 2.18
BRYANT |  | 205274048 | HRCU-A-CB | 284ANV036*0**A* | CAP**6124AL*+UI | Singlezone Ducted, Centrally Ducted | 34800 | 33000 | 2.54 | 27937 | 2.16
BRYANT |  | 205274050 | HRCU-A-CB | 284ANV036*0**A* | CAP**6124AL*+UI | Singlezone Ducted, Centrally Ducted | 35000 | 33200 | 2.52 | 28107 | 2.14
BRYANT |  | 205274052 | HRCU-A-CB | 284ANV036*0**A* | CAP**6124AL*+UI | Singlezone Ducted, Centrally Ducted | 34800 | 33000 | 2.54 | 27937 | 2.16
BRYANT |  | 205274051 | HRCU-A-CB | 284ANV036*0**A* | CAP**6124AL*+UI | Singlezone Ducted, Centrally Ducted | 34800 | 33000 | 2.54 | 27937 | 2.16
BRYANT |  | 205274094 | HRCU-A-CB | 284ANV036*0**A* | CNPV*4824AL*+UI | Singlezone Ducted, Centrally Ducted | 35200 | 33200 | 2.5 | 28107 | 2.12
BRYANT |  | 205274104 | HRCU-A-CB | 284ANV036*0**A* | CNPV*6024AL*+UI | Singlezone Ducted, Centrally Ducted | 35000 | 33000 | 2.5 | 27937 | 2.13
BRYANT |  | 205274105 | HRCU-A-CB | 284ANV036*0**A* | CNPV*6024AL*+UI | Singlezone Ducted, Centrally Ducted | 34800 | 32800 | 2.52 | 27768 | 2.14
BRYANT |  | 205274106 | HRCU-A-CB | 284ANV036*0**A* | CNPV*6024AL*+UI | Singlezone Ducted, Centrally Ducted | 35000 | 33000 | 2.5 | 27937 | 2.13
BRYANT |  | 205274108 | HRCU-A-CB | 284ANV036*0**A* | CNPV*6024AL*+UI | Singlezone Ducted, Centrally Ducted | 35000 | 33000 | 2.5 | 27937 | 2.13
BRYANT |  | 205274111 | HRCU-A-CB | 284ANV036*0**A* | CNPV*6024AL*+UI | Singlezone Ducted, Centrally Ducted | 35000 | 33000 | 2.5 | 27937 | 2.13
BRYANT |  | 205274112 | HRCU-A-CB | 284ANV036*0**A* | CNPV*6024AL*+UI | Singlezone Ducted, Centrally Ducted | 35000 | 33000 | 2.5 | 27937 | 2.13
BRYANT |  | 205274175 | HRCU-A-CB | 284ANV036*0**A* | CSPH*6012AL*+UI | Singlezone Ducted, Centrally Ducted | 34600 | 32800 | 2.58 | 27768 | 2.19
BRYANT |  | 205274174 | HRCU-A-CB | 284ANV036*0**A* | CSPH*6012AL*+UI | Singlezone Ducted, Centrally Ducted | 34600 | 32800 | 2.56 | 27768 | 2.18
BRYANT |  | 205274182 | HRCU-A-CB | 284ANV036*0**A* | CSPH*6012AL*+UI | Singlezone Ducted, Centrally Ducted | 34800 | 33000 | 2.56 | 27937 | 2.18
BRYANT |  | 205274178 | HRCU-A-CB | 284ANV036*0**A* | CSPH*6012AL*+UI | Singlezone Ducted, Centrally Ducted | 34800 | 33000 | 2.56 | 27937 | 2.18
BRYANT |  | 205274185 | HRCU-A-CB | 284ANV036*0**A* | CSPH*6012AL*+UI | Singlezone Ducted, Centrally Ducted | 34800 | 33000 | 2.56 | 27937 | 2.18
BRYANT |  | 205274187 | HRCU-A-CB | 284ANV036*0**A* | CSPH*6012AL*+UI | Singlezone Ducted, Centrally Ducted | 34800 | 33000 | 2.54 | 27937 | 2.16
BRYANT |  | 205274188 | HRCU-A-CB | 284ANV036*0**A* | CSPH*6012AL*+UI | Singlezone Ducted, Centrally Ducted | 34800 | 33000 | 2.56 | 27937 | 2.18
BRYANT |  | 205274231 | HRCU-A-CB | 284ANV060*0**A* | FE4ANB006L+UI | Singlezone Ducted, Centrally Ducted | 59000 | 49500 | 2.66 | 34460 | 2.13
BRYANT |  | 205274253 | HRCU-A-CB | 284ANV060*0**A* | CNPV*6124AL*+UI | Singlezone Ducted, Centrally Ducted | 59000 | 50500 | 2.54 | 35156 | 2.03
BRYANT |  | 205273719 | HRCU-A-CB | 284ANV024*0**A* | CAP**3617AL*+UI | Singlezone Ducted, Centrally Ducted | 24000 | 24600 | 2.54 | 18087 | 2.14
BRYANT |  | 205274254 | HRCU-A-CB | 284ANV060*0**A* | CNPV*6124AL*+UI | Singlezone Ducted, Centrally Ducted | 59000 | 50000 | 2.58 | 34808 | 2.06
BRYANT |  | 205273720 | HRCU-A-CB | 284ANV024*0**A* | CAP**3617AL*+UI | Singlezone Ducted, Centrally Ducted | 24000 | 24400 | 2.54 | 17940 | 2.15
BRYANT |  | 205273723 | HRCU-A-CB | 284ANV024*0**A* | CAP**3621AL*+UI | Singlezone Ducted, Centrally Ducted | 24000 | 24400 | 2.54 | 17940 | 2.15
BRYANT |  | 205273725 | HRCU-A-CB | 284ANV024*0**A* | CAP**3621AL*+UI | Singlezone Ducted, Centrally Ducted | 24000 | 24400 | 2.56 | 17940 | 2.15
BRYANT |  | 205273724 | HRCU-A-CB | 284ANV024*0**A* | CAP**3621AL*+UI | Singlezone Ducted, Centrally Ducted | 24000 | 24400 | 2.56 | 17940 | 2.15
BRYANT |  | 205273732 | HRCU-A-CB | 284ANV024*0**A* | CAP**4221AL*+UI | Singlezone Ducted, Centrally Ducted | 24000 | 24200 | 2.6 | 17792 | 2.19
BRYANT |  | 205273730 | HRCU-A-CB | 284ANV024*0**A* | CAP**4221AL*+UI | Singlezone Ducted, Centrally Ducted | 24000 | 24400 | 2.58 | 17940 | 2.17
BRYANT |  | 205273742 | HRCU-A-CB | 284ANV024*0**A* | CAP**4821AL*+UI | Singlezone Ducted, Centrally Ducted | 24000 | 24200 | 2.7 | 17792 | 2.28
BRYANT |  | 205273731 | HRCU-A-CB | 284ANV024*0**A* | CAP**4221AL*+UI | Singlezone Ducted, Centrally Ducted | 24000 | 24400 | 2.6 | 17940 | 2.19
BRYANT |  | 205273737 | HRCU-A-CB | 284ANV024*0**A* | CAP**4224AL*+UI | Singlezone Ducted, Centrally Ducted | 24000 | 24200 | 2.6 | 17792 | 2.19
BRYANT |  | 205273759 | HRCU-A-CB | 284ANV024*0**A* | CNPV*3617AL*+UI | Singlezone Ducted, Centrally Ducted | 24000 | 24600 | 2.5 | 18087 | 2.11
BRYANT |  | 205273760 | HRCU-A-CB | 284ANV024*0**A* | CNPV*3617AL*+UI | Singlezone Ducted, Centrally Ducted | 24000 | 24400 | 2.52 | 17940 | 2.13
BRYANT |  | 205273763 | HRCU-A-CB | 284ANV024*0**A* | CNPV*3621AL*+UI | Singlezone Ducted, Centrally Ducted | 24000 | 24600 | 2.5 | 18087 | 2.11
BRYANT |  | 205273764 | HRCU-A-CB | 284ANV024*0**A* | CNPV*3621AL*+UI | Singlezone Ducted, Centrally Ducted | 24000 | 24400 | 2.52 | 17940 | 2.13
BRYANT |  | 205273774 | HRCU-A-CB | 284ANV024*0**A* | CNPV*4221AL*+UI | Singlezone Ducted, Centrally Ducted | 24000 | 24400 | 2.56 | 17940 | 2.15
BRYANT |  | 205273770 | HRCU-A-CB | 284ANV024*0**A* | CNPV*4217AL*+UI | Singlezone Ducted, Centrally Ducted | 24000 | 24400 | 2.62 | 17940 | 2.21
BRYANT |  | 205273765 | HRCU-A-CB | 284ANV024*0**A* | CNPV*3621AL*+UI | Singlezone Ducted, Centrally Ducted | 24000 | 24400 | 2.52 | 17940 | 2.13
BRYANT |  | 205273771 | HRCU-A-CB | 284ANV024*0**A* | CNPV*4217AL*+UI | Singlezone Ducted, Centrally Ducted | 24000 | 24400 | 2.64 | 17940 | 2.23
BRYANT |  | 205273775 | HRCU-A-CB | 284ANV024*0**A* | CNPV*4221AL*+UI | Singlezone Ducted, Centrally Ducted | 24000 | 24400 | 2.58 | 17940 | 2.17
BRYANT |  | 205273798 | HRCU-A-CB | 284ANV024*0**A* | CSPH*3612AL*+UI | Singlezone Ducted, Centrally Ducted | 24000 | 24400 | 2.62 | 17940 | 2.21
BRYANT |  | 205273776 | HRCU-A-CB | 284ANV024*0**A* | CNPV*4221AL*+UI | Singlezone Ducted, Centrally Ducted | 24000 | 24400 | 2.6 | 17940 | 2.19
BRYANT |  | 205273781 | HRCU-A-CB | 284ANV024*0**A* | CNPV*4821AL*+UI | Singlezone Ducted, Centrally Ducted | 24000 | 24400 | 2.68 | 17940 | 2.26
BRYANT |  | 205273800 | HRCU-A-CB | 284ANV024*0**A* | CSPH*3612AL*+UI | Singlezone Ducted, Centrally Ducted | 24000 | 24400 | 2.64 | 17940 | 2.23
BRYANT |  | 205273801 | HRCU-A-CB | 284ANV024*0**A* | CSPH*3612AL*+UI | Singlezone Ducted, Centrally Ducted | 24000 | 24200 | 2.68 | 17792 | 2.26
BRYANT |  | 205273799 | HRCU-A-CB | 284ANV024*0**A* | CSPH*3612AL*+UI | Singlezone Ducted, Centrally Ducted | 24000 | 24400 | 2.64 | 17940 | 2.23
BRYANT |  | 205273807 | HRCU-A-CB | 284ANV024*0**A* | CSPH*4212AL*+UI | Singlezone Ducted, Centrally Ducted | 24000 | 24400 | 2.66 | 17940 | 2.25
BRYANT |  | 205273817 | HRCU-A-CB | 284ANV024*0**A* | CSPH*4812AL*+UI | Singlezone Ducted, Centrally Ducted | 24000 | 24200 | 2.7 | 17792 | 2.28
BRYANT |  | 205273818 | HRCU-A-CB | 284ANV024*0**A* | CSPH*4812AL*+UI | Singlezone Ducted, Centrally Ducted | 24000 | 24200 | 2.7 | 17792 | 2.28
BRYANT |  | 205273816 | HRCU-A-CB | 284ANV024*0**A* | CSPH*4812AL*+UI | Singlezone Ducted, Centrally Ducted | 24000 | 24400 | 2.68 | 17940 | 2.26
BRYANT |  | 205273825 | HRCU-A-CB | 284ANV024*0**A* | CSPH*6012AL*+UI | Singlezone Ducted, Centrally Ducted | 24000 | 24000 | 2.72 | 17645 | 2.3
BRYANT |  | 205273947 | HRCU-A-CB | 284ANV036*0**A* | CAP**3721AL*+UI | Singlezone Ducted, Centrally Ducted | 35400 | 33600 | 2.52 | 28445 | 2.14
BRYANT |  | 205273950 | HRCU-A-CB | 284ANV036*0**A* | CAP**3721AL*+UI | Singlezone Ducted, Centrally Ducted | 35400 | 33600 | 2.52 | 28445 | 2.14
BRYANT |  | 205273949 | HRCU-A-CB | 284ANV036*0**A* | CAP**3721AL*+UI | Singlezone Ducted, Centrally Ducted | 35400 | 33600 | 2.52 | 28445 | 2.14
BRYANT |  | 205273987 | HRCU-A-CB | 284ANV036*0**A* | CAP**4321AL*+UI | Singlezone Ducted, Centrally Ducted | 35200 | 33400 | 2.54 | 28276 | 2.16
BRYANT |  | 205273980 | HRCU-A-CB | 284ANV036*0**A* | CAP**4321AL*+UI | Singlezone Ducted, Centrally Ducted | 35200 | 33400 | 2.54 | 28276 | 2.16
BRYANT |  | 205273985 | HRCU-A-CB | 284ANV036*0**A* | CAP**4321AL*+UI | Singlezone Ducted, Centrally Ducted | 35200 | 33400 | 2.54 | 28276 | 2.16
BRYANT |  | 205273951 | HRCU-A-CB | 284ANV036*0**A* | CAP**3721AL*+UI | Singlezone Ducted, Centrally Ducted | 35400 | 33600 | 2.52 | 28445 | 2.14
BRYANT |  | 205274156 | HRCU-A-CB | 284ANV036*0**A* | CSPH*4812AL*+UI | Singlezone Ducted, Centrally Ducted | 35200 | 33200 | 2.52 | 28107 | 2.14
BRYANT |  | 205274155 | HRCU-A-CB | 284ANV036*0**A* | CSPH*4812AL*+UI | Singlezone Ducted, Centrally Ducted | 35200 | 33400 | 2.5 | 28276 | 2.12
BRYANT |  | 205274159 | HRCU-A-CB | 284ANV036*0**A* | CSPH*4812AL*+UI | Singlezone Ducted, Centrally Ducted | 35200 | 33400 | 2.5 | 28276 | 2.12
BRYANT |  | 205274163 | HRCU-A-CB | 284ANV036*0**A* | CSPH*4812AL*+UI | Singlezone Ducted, Centrally Ducted | 35400 | 33400 | 2.5 | 28276 | 2.12
BRYANT |  | 205274166 | HRCU-A-CB | 284ANV036*0**A* | CSPH*4812AL*+UI | Singlezone Ducted, Centrally Ducted | 35400 | 33400 | 2.5 | 28276 | 2.12
BRYANT |  | 205274168 | HRCU-A-CB | 284ANV036*0**A* | CSPH*4812AL*+UI | Singlezone Ducted, Centrally Ducted | 35400 | 33400 | 2.5 | 28276 | 2.12
BRYANT |  | 205274169 | HRCU-A-CB | 284ANV036*0**A* | CSPH*4812AL*+UI | Singlezone Ducted, Centrally Ducted | 35400 | 33400 | 2.5 | 28276 | 2.12
BRYANT |  | 205274172 | HRCU-A-CB | 284ANV036*0**A* | CSPH*6012AL*+UI | Singlezone Ducted, Centrally Ducted | 35200 | 33400 | 2.5 | 28276 | 2.12
BRYANT |  | 205274183 | HRCU-A-CB | 284ANV036*0**A* | CSPH*6012AL*+UI | Singlezone Ducted, Centrally Ducted | 34800 | 33000 | 2.54 | 27937 | 2.16
BRYANT |  | 205274173 | HRCU-A-CB | 284ANV036*0**A* | CSPH*6012AL*+UI | Singlezone Ducted, Centrally Ducted | 35000 | 33200 | 2.52 | 28107 | 2.14
BRYANT |  | 205274184 | HRCU-A-CB | 284ANV036*0**A* | CSPH*6012AL*+UI | Singlezone Ducted, Centrally Ducted | 34800 | 33000 | 2.54 | 27937 | 2.16
BRYANT |  | 205274181 | HRCU-A-CB | 284ANV036*0**A* | CSPH*6012AL*+UI | Singlezone Ducted, Centrally Ducted | 34800 | 33000 | 2.54 | 27937 | 2.16
BRYANT |  | 205274199 | HRCU-A-CB | 284ANV048*0**A* | CAP**6024AL*+UI | Singlezone Ducted, Centrally Ducted | 48000 | 42500 | 2.52 | 31130 | 2.25
BRYANT |  | 205274201 | HRCU-A-CB | 284ANV048*0**A* | CAP**6024AL*+UI | Singlezone Ducted, Centrally Ducted | 48000 | 43000 | 2.5 | 31496 | 2.23
BRYANT |  | 205274200 | HRCU-A-CB | 284ANV048*0**A* | CAP**6024AL*+UI | Singlezone Ducted, Centrally Ducted | 48000 | 42500 | 2.52 | 31130 | 2.25
BRYANT |  | 205274203 | HRCU-A-CB | 284ANV048*0**A* | CAP**6121AL*+UI | Singlezone Ducted, Centrally Ducted | 48000 | 43000 | 2.52 | 31496 | 2.25
BRYANT |  | 205274202 | HRCU-A-CB | 284ANV048*0**A* | CAP**6121AL*+UI | Singlezone Ducted, Centrally Ducted | 48000 | 43000 | 2.52 | 31496 | 2.25
BRYANT |  | 205274206 | HRCU-A-CB | 284ANV048*0**A* | CAP**6124AL*+UI | Singlezone Ducted, Centrally Ducted | 48000 | 42500 | 2.56 | 31130 | 2.29
BRYANT |  | 205274204 | HRCU-A-CB | 284ANV048*0**A* | CAP**6121AL*+UI | Singlezone Ducted, Centrally Ducted | 48000 | 43000 | 2.52 | 31496 | 2.25
BRYANT |  | 205274205 | HRCU-A-CB | 284ANV048*0**A* | CAP**6121AL*+UI | Singlezone Ducted, Centrally Ducted | 48000 | 43000 | 2.52 | 31496 | 2.25
BRYANT |  | 205274207 | HRCU-A-CB | 284ANV048*0**A* | CAP**6124AL*+UI | Singlezone Ducted, Centrally Ducted | 48000 | 43000 | 2.54 | 31496 | 2.27
BRYANT |  | 205274208 | HRCU-A-CB | 284ANV048*0**A* | CAP**6124AL*+UI | Singlezone Ducted, Centrally Ducted | 48000 | 43000 | 2.52 | 31496 | 2.25
BRYANT |  | 205274223 | HRCU-A-CB | 284ANV048*0**A* | CSPH*6012AL*+UI | Singlezone Ducted, Centrally Ducted | 48000 | 43000 | 2.52 | 31496 | 2.25
BRYANT |  | 205274222 | HRCU-A-CB | 284ANV048*0**A* | CSPH*6012AL*+UI | Singlezone Ducted, Centrally Ducted | 48000 | 42500 | 2.54 | 31130 | 2.27
BRYANT |  | 205274221 | HRCU-A-CB | 284ANV048*0**A* | CSPH*6012AL*+UI | Singlezone Ducted, Centrally Ducted | 48000 | 42500 | 2.52 | 31130 | 2.25
BRYANT |  | 205274225 | HRCU-A-CB | 284ANV048*0**A* | CSPH*6012AL*+UI | Singlezone Ducted, Centrally Ducted | 48000 | 43000 | 2.52 | 31496 | 2.25
BRYANT |  | 205274226 | HRCU-A-CB | 284ANV048*0**A* | CSPH*6012AL*+UI | Singlezone Ducted, Centrally Ducted | 48000 | 43000 | 2.5 | 31496 | 2.23
BRYANT |  | 205274228 | HRCU-A-CB | 284ANV048*0**A* | CSPH*6012AL*+UI | Singlezone Ducted, Centrally Ducted | 48000 | 43000 | 2.52 | 31496 | 2.25
BRYANT |  | 205274230 | HRCU-A-CB | 284ANV048*0**A* | CSPH*6012AL*+UI | Singlezone Ducted, Centrally Ducted | 48000 | 43000 | 2.52 | 31496 | 2.25
BRYANT |  | 205274243 | HRCU-A-CB | 284ANV060*0**A* | CAP**6121AL*+UI | Singlezone Ducted, Centrally Ducted | 59000 | 50500 | 2.5 | 35156 | 2
BRYANT |  | 205274246 | HRCU-A-CB | 284ANV060*0**A* | CAP**6124AL*+UI | Singlezone Ducted, Centrally Ducted | 59000 | 50500 | 2.52 | 35156 | 2.01
BRYANT |  | 205274249 | HRCU-A-CB | 284ANV060*0**A* | CAP**6124AL*+UI | Singlezone Ducted, Centrally Ducted | 59000 | 50500 | 2.52 | 35156 | 2.01
BRYANT |  | 205274250 | HRCU-A-CB | 284ANV060*0**A* | CAP**6124AL*+UI | Singlezone Ducted, Centrally Ducted | 59000 | 50500 | 2.52 | 35156 | 2.01
BRYANT |  | 205274255 | HRCU-A-CB | 284ANV060*0**A* | CNPV*6124AL*+UI | Singlezone Ducted, Centrally Ducted | 59000 | 50500 | 2.54 | 35156 | 2.03
BRYANT |  | 205274256 | HRCU-A-CB | 284ANV060*0**A* | CNPV*6124AL*+UI | Singlezone Ducted, Centrally Ducted | 59000 | 50500 | 2.52 | 35156 | 2.01
BRYANT |  | 205274257 | HRCU-A-CB | 284ANV060*0**A* | CNPV*6124AL*+UI | Singlezone Ducted, Centrally Ducted | 59000 | 50000 | 2.54 | 34808 | 2.03
BRYANT |  | 205274261 | HRCU-A-CB | 284ANV060*0**A* | CNPV*6124AL*+UI | Singlezone Ducted, Centrally Ducted | 59000 | 50000 | 2.54 | 34808 | 2.03
BRYANT |  | 205274258 | HRCU-A-CB | 284ANV060*0**A* | CNPV*6124AL*+UI | Singlezone Ducted, Centrally Ducted | 59000 | 50500 | 2.52 | 35156 | 2.01
BRYANT |  | 205274259 | HRCU-A-CB | 284ANV060*0**A* | CNPV*6124AL*+UI | Singlezone Ducted, Centrally Ducted | 59000 | 50500 | 2.52 | 35156 | 2.01
BRYANT |  | 205274260 | HRCU-A-CB | 284ANV060*0**A* | CNPV*6124AL*+UI | Singlezone Ducted, Centrally Ducted | 59000 | 50000 | 2.54 | 34808 | 2.03
BRYANT |  | 205273941 | HRCU-A-CB | 284ANV036*0**A* | CAP**3721AL*+UI | Singlezone Ducted, Centrally Ducted | 35600 | 33800 | 2.5 | 28615 | 2.12
BRYANT |  | 205273942 | HRCU-A-CB | 284ANV036*0**A* | CAP**3721AL*+UI | Singlezone Ducted, Centrally Ducted | 35400 | 33400 | 2.54 | 28276 | 2.16
BRYANT |  | 205273948 | HRCU-A-CB | 284ANV036*0**A* | CAP**3721AL*+UI | Singlezone Ducted, Centrally Ducted | 35400 | 33600 | 2.5 | 28445 | 2.13
BRYANT |  | 205273946 | HRCU-A-CB | 284ANV036*0**A* | CAP**3721AL*+UI | Singlezone Ducted, Centrally Ducted | 35400 | 33600 | 2.5 | 28445 | 2.13
BRYANT |  | 205273984 | HRCU-A-CB | 284ANV036*0**A* | CAP**4321AL*+UI | Singlezone Ducted, Centrally Ducted | 35400 | 33600 | 2.52 | 28445 | 2.14
BRYANT |  | 205273979 | HRCU-A-CB | 284ANV036*0**A* | CAP**4321AL*+UI | Singlezone Ducted, Centrally Ducted | 35400 | 33600 | 2.5 | 28445 | 2.13
BRYANT |  | 205273986 | HRCU-A-CB | 284ANV036*0**A* | CAP**4321AL*+UI | Singlezone Ducted, Centrally Ducted | 35400 | 33600 | 2.52 | 28445 | 2.14
BRYANT |  | 205274000 | HRCU-A-CB | 284ANV036*0**A* | CAP**4821AL*+UI | Singlezone Ducted, Centrally Ducted | 35200 | 33400 | 2.5 | 28276 | 2.12
BRYANT |  | 205273994 | HRCU-A-CB | 284ANV036*0**A* | CAP**4821AL*+UI | Singlezone Ducted, Centrally Ducted | 35200 | 33200 | 2.5 | 28107 | 2.12
BRYANT |  | 205274003 | HRCU-A-CB | 284ANV036*0**A* | CAP**4821AL*+UI | Singlezone Ducted, Centrally Ducted | 35200 | 33400 | 2.5 | 28276 | 2.12
BRYANT |  | 205274002 | HRCU-A-CB | 284ANV036*0**A* | CAP**4821AL*+UI | Singlezone Ducted, Centrally Ducted | 35200 | 33400 | 2.5 | 28276 | 2.12
BRYANT |  | 205274004 | HRCU-A-CB | 284ANV036*0**A* | CAP**4821AL*+UI | Singlezone Ducted, Centrally Ducted | 35200 | 33400 | 2.5 | 28276 | 2.12
BRYANT |  | 205274009 | HRCU-A-CB | 284ANV036*0**A* | CAP**4824AL*+UI | Singlezone Ducted, Centrally Ducted | 35200 | 33200 | 2.52 | 28107 | 2.14
BRYANT |  | 205274011 | HRCU-A-CB | 284ANV036*0**A* | CAP**4824AL*+UI | Singlezone Ducted, Centrally Ducted | 35200 | 33200 | 2.52 | 28107 | 2.14
BRYANT |  | 205274014 | HRCU-A-CB | 284ANV036*0**A* | CAP**4824AL*+UI | Singlezone Ducted, Centrally Ducted | 35200 | 33200 | 2.52 | 28107 | 2.14
BRYANT |  | 205274017 | HRCU-A-CB | 284ANV036*0**A* | CAP**6024AL*+UI | Singlezone Ducted, Centrally Ducted | 34800 | 33000 | 2.5 | 27937 | 2.13
BRYANT |  | 205274137 | HRCU-A-CB | 284ANV036*0**A* | CSPH*4212AL*+UI | Singlezone Ducted, Centrally Ducted | 35200 | 33400 | 2.5 | 28276 | 2.12
BRYANT | Bryant® Extreme Heat Pump | 9893664 | HRCU-A-CB | 280ANV036*0**A* | CAP**4821AL*+UI & 98(6*B,7*A)60080V21*** | Singlezone Ducted, Centrally Ducted | 33600 | 30000 | 2.51 | 25934 | 2.35
BRYANT | Evolution Series | 9893556 | HRCU-A-CB | 280ANV036000 | FE4ANB006L+UI | Singlezone Ducted, Centrally Ducted | 33400 | 31600 | 2.81 | 23600 | 2.2
BRYANT | Bryant® Extreme Heat Pump | 9893555 | HRCU-A-CB | 280ANV024*0**A* | CSPH*6012AL*+UI & 98(6*B,7*A)60080V21*** | Singlezone Ducted, Centrally Ducted | 23200 | 25000 | 2.82 | 20924 | 2.43
BRYANT | Bryant® Extreme Heat Pump | 9893554 | HRCU-A-CB | 280ANV024*0**A* | CSPH*6012AL*+UI & 98(6*B,7MA)60060V21*** | Singlezone Ducted, Centrally Ducted | 23200 | 25000 | 2.73 | 20924 | 2.43
BRYANT | Bryant® Extreme Heat Pump | 9893546 | HRCU-A-CB | 280ANV024*0**A* | CSPH*3612AL*+UI & 98(6*B,7*A)60080V21*** | Singlezone Ducted, Centrally Ducted | 23200 | 25000 | 2.62 | 20924 | 2.33
BRYANT | Bryant® Extreme Heat Pump | 9893545 | HRCU-A-CB | 280ANV024*0**A* | CSPH*3612AL*+UI & 98(6*B,7MA)60060V21*** | Singlezone Ducted, Centrally Ducted | 23200 | 25200 | 2.62 | 20924 | 2.33
BRYANT | Bryant® Extreme Heat Pump | 9893542 | HRCU-A-CB | 280ANV024*0**A* | CNPV*6024AL*+UI & 98(6*B,7MA)60060V21*** | Singlezone Ducted, Centrally Ducted | 23400 | 25000 | 2.67 | 21138 | 2.38
BRYANT | Bryant® Extreme Heat Pump | 9893540 | HRCU-A-CB | 280ANV024*0**A* | CNPV*4824AL*+UI & 98(6*B,7*A)60080V21*** | Singlezone Ducted, Centrally Ducted | 23000 | 25000 | 2.68 | 20711 | 2.39
BRYANT | Bryant® Extreme Heat Pump | 9893538 | HRCU-A-CB | 280ANV024*0**A* | CNPV*4221AL*+UI & 98(6*B,7*A)66100V21*** | Singlezone Ducted, Centrally Ducted | 23200 | 25000 | 2.57 | 20924 | 2.29
BRYANT | Bryant® Extreme Heat Pump | 9893539 | HRCU-A-CB | 280ANV024*0**A* | CNPV*4824AL*+UI & 98(6*B,7MA)60060V21*** | Singlezone Ducted, Centrally Ducted | 23200 | 25000 | 2.67 | 20924 | 2.39
BRYANT | Bryant® Extreme Heat Pump | 9893534 | HRCU-A-CB | 280ANV024*0**A* | CNPV*3621AL*+UI & 98(6*B,7*A)60080V21*** | Singlezone Ducted, Centrally Ducted | 23400 | 25200 | 2.5 | 21138 | 2.22
BRYANT | Bryant® Extreme Heat Pump | 9893511 | HRCU-A-CB | 280ANV024*0**A* | CSPH*6012AL*+UI & 98(6*B,7*A)66120V24*** | Singlezone Ducted, Centrally Ducted | 23400 | 25000 | 2.73 | 21138 | 2.44
BRYANT | Bryant® Extreme Heat Pump | 9893510 | HRCU-A-CB | 280ANV024*0**A* | CSPH*6012AL*+UI & 98(6*B,7*A)42080V17*** | Singlezone Ducted, Centrally Ducted | 23400 | 25000 | 2.73 | 21138 | 2.44
BRYANT | Bryant® Extreme Heat Pump | 9893506 | HRCU-A-CB | 280ANV024*0**A* | CSPH*4812AL*+UI & 98(6*B,7*A)42060V17*** | Singlezone Ducted, Centrally Ducted | 23400 | 25000 | 2.7 | 21138 | 2.41
BRYANT | Bryant® Extreme Heat Pump | 9893504 | HRCU-A-CB | 280ANV024*0**A* | CSPH*4212AL*+UI & 98(6*B,7*A)42080V17*** | Singlezone Ducted, Centrally Ducted | 23800 | 25000 | 2.67 | 21565 | 2.38
BRYANT | Bryant® Extreme Heat Pump | 9893505 | HRCU-A-CB | 280ANV024*0**A* | CSPH*4212AL*+UI & 98(6*B,7*A)66120V24*** | Singlezone Ducted, Centrally Ducted | 23600 | 25000 | 2.67 | 21352 | 2.38
BRYANT | Bryant® Extreme Heat Pump | 9893500 | HRCU-A-CB | 280ANV024*0**A* | CSPH*3612AL*+UI & 98(6*B,7*A)42060V17*** | Singlezone Ducted, Centrally Ducted | 24000 | 25200 | 2.62 | 21779 | 2.33
BRYANT | Bryant® Extreme Heat Pump | 9893499 | HRCU-A-CB | 280ANV024*0**A* | CNPV*6024AL*+UI & 98(6*B,7*A)66120V24*** | Singlezone Ducted, Centrally Ducted | 23400 | 25000 | 2.7 | 21138 | 2.41
BRYANT | Bryant® Extreme Heat Pump | 9893496 | HRCU-A-CB | 280ANV024*0**A* | CNPV*4821AL*+UI & 98(6*B,7*A)42060V17*** | Singlezone Ducted, Centrally Ducted | 23400 | 25000 | 2.67 | 21138 | 2.38
BRYANT | Bryant® Extreme Heat Pump | 9893498 | HRCU-A-CB | 280ANV024*0**A* | CNPV*4824AL*+UI & 98(6*B,7*A)66120V24*** | Singlezone Ducted, Centrally Ducted | 23200 | 25000 | 2.7 | 20924 | 2.41
BRYANT | Bryant® Extreme Heat Pump | 9893497 | HRCU-A-CB | 280ANV024*0**A* | CNPV*4821AL*+UI & 98(6*B,7*A)42080V17*** | Singlezone Ducted, Centrally Ducted | 23200 | 25000 | 2.67 | 20924 | 2.39
BRYANT | Bryant® Extreme Heat Pump | 9893495 | HRCU-A-CB | 280ANV024*0**A* | CNPV*4221AL*+UI & 98(6*B,7*A)42080V17*** | Singlezone Ducted, Centrally Ducted | 23400 | 25200 | 2.54 | 21138 | 2.26
BRYANT | Bryant® Extreme Heat Pump | 9893494 | HRCU-A-CB | 280ANV024*0**A* | CNPV*4221AL*+UI & 98(6*B,7*A)42060V17*** | Singlezone Ducted, Centrally Ducted | 23600 | 25200 | 2.54 | 21352 | 2.26
BRYANT | Bryant® Extreme Heat Pump | 9893493 | HRCU-A-CB | 280ANV024*0**A* | CNPV*4217AL*+UI & 98(6*B,7*A)42080V17*** | Singlezone Ducted, Centrally Ducted | 23400 | 25200 | 2.62 | 21138 | 2.33
BRYANT | Bryant® Extreme Heat Pump | 9893492 | HRCU-A-CB | 280ANV024*0**A* | CNPV*4217AL*+UI & 98(6*B,7*A)42060V17*** | Singlezone Ducted, Centrally Ducted | 23400 | 25200 | 2.62 | 21138 | 2.33
BRYANT | Bryant® Extreme Heat Pump | 9893491 | HRCU-A-CB | 280ANV024*0**A* | CNPV*3621AL*+UI & 98(6*B,7*A)42080V17*** | Singlezone Ducted, Centrally Ducted | 24000 | 25200 | 2.5 | 21779 | 2.22
BRYANT | Bryant® Extreme Heat Pump | 9893489 | HRCU-A-CB | 280ANV024*0**A* | CNPV*3617AL*+UI & 98(6*B,7*A)42080V17*** | Singlezone Ducted, Centrally Ducted | 24000 | 25200 | 2.5 | 21779 | 2.22
BRYANT | Bryant® Extreme Heat Pump | 9893487 | HRCU-A-CB | 280ANV024*0**A* | CAP**6024AL*+UI & 98(6*B,7*A)66120V24*** | Singlezone Ducted, Centrally Ducted | 22600 | 24400 | 2.71 | 20497 | 2.41
BRYANT | Bryant® Extreme Heat Pump | 9893483 | HRCU-A-CB | 280ANV024*0**A* | CAP**4821AL*+UI & 98(6*B,7*A)42080V17*** | Singlezone Ducted, Centrally Ducted | 23200 | 24800 | 2.68 | 20924 | 2.39
BRYANT | Bryant® Extreme Heat Pump | 9893482 | HRCU-A-CB | 280ANV024*0**A* | CAP**4821AL*+UI & 98(6*B,7*A)42060V17*** | Singlezone Ducted, Centrally Ducted | 23200 | 25000 | 2.67 | 20924 | 2.39
BRYANT | Bryant® Extreme Heat Pump | 9893479 | HRCU-A-CB | 280ANV024*0**A* | CAP**4224AL*+UI & 98(6*B,7*A)66120V24*** | Singlezone Ducted, Centrally Ducted | 23600 | 25000 | 2.57 | 21352 | 2.28
BRYANT | Evolution Series | 9893463 | HRCU-A-CB | 280ANV024000 | FE4AN(B,F)003+UI | Singlezone Ducted, Centrally Ducted | 23800 | 25000 | 2.54 | 19800 | 2.07
BRYANT | Evolution Series | 9893462 | HRCU-A-CB | 280ANV024000 | FE4ANF002L+UI | Singlezone Ducted, Centrally Ducted | 24000 | 25200 | 2.56 | 19800 | 2.07
BRYANT | Preferred Series | 9854627 | HMSV-A-CB | 38MGRQ30D--3 |  | Multizone All Non-ducted | 28000 | 17400 | 2.79 | 28220 | 2.04
BRYANT | Preferred Series | 9118478 | HMSV-A-CB | 38MGRQ48E--3 |  | Multizone All Non-ducted | 48000 | 29600 | 2.7 | 36340 | 1.98
BRYANT | Preferred Series | 9118474 | HMSV-A-CB | 38MGRQ36D--3 |  | Multizone All Non-ducted | 36000 | 23200 | 2.79 | 36080 | 1.96
BRYANT |  | 204431323 | HRCU-A-CB | 280ANV036*0**A* | CSPH*6012AL*+UI | Singlezone Ducted, Centrally Ducted | 33400 | 32200 | 2.5 | 26340 | 2.12
BRYANT |  | 204431315 | HRCU-A-CB | 280ANV036*0**A* | CSPH*6012AL*+UI | Singlezone Ducted, Centrally Ducted | 33200 | 32200 | 2.5 | 26340 | 2.12
BRYANT |  | 204431334 | HRCU-A-CB | 280ANV036*0**A* | CSPH*6012AL*+UI | Singlezone Ducted, Centrally Ducted | 33800 | 32200 | 2.5 | 26340 | 2.12
BRYANT |  | 204430510 | HRCU-A-CB | 280ANV036*0**A* | CAP**6124AL*+UI | Singlezone Ducted, Centrally Ducted | 34200 | 32200 | 2.5 | 26340 | 2.12
BRYANT |  | 204430491 | HRCU-A-CB | 280ANV036*0**A* | CAP**6124AL*+UI | Singlezone Ducted, Centrally Ducted | 34200 | 32200 | 2.5 | 26340 | 2.12
BRYANT |  | 204431312 | HRCU-A-CB | 280ANV036*0**A* | CSPH*6012AL*+UI | Singlezone Ducted, Centrally Ducted | 27800 | 32200 | 2.5 | 26340 | 2.12
BRYANT |  | 204430501 | HRCU-A-CB | 280ANV036*0**A* | CAP**6124AL*+UI | Singlezone Ducted, Centrally Ducted | 34200 | 32200 | 2.5 | 26340 | 2.12
BRYANT |  | 204431355 | HRCU-A-CB | 280ANV036*0**A* | CSPH*6012AL*+UI | Singlezone Ducted, Centrally Ducted | 34400 | 32200 | 2.5 | 26340 | 2.12
BRYANT |  | 204431345 | HRCU-A-CB | 280ANV036*0**A* | CSPH*6012AL*+UI | Singlezone Ducted, Centrally Ducted | 34400 | 32200 | 2.5 | 26340 | 2.12
BRYANT |  | 205273932 | HRCU-A-CB | 284ANV024*0**A* | CSPH*6012AL*+UI | Singlezone Ducted, Centrally Ducted | 24000 | 24000 | 2.74 | 17645 | 2.31
BRYANT |  | 205273933 | HRCU-A-CB | 284ANV024*0**A* | CSPH*6012AL*+UI | Singlezone Ducted, Centrally Ducted | 24000 | 23800 | 2.78 | 17498 | 2.34
BRYANT |  | 205273716 | HRCU-A-CB | 284ANV024*0**A* | FE4ANF002L+UI | Singlezone Ducted, Centrally Ducted | 24000 | 24400 | 2.62 | 17940 | 2.21
BRYANT |  | 205273721 | HRCU-A-CB | 284ANV024*0**A* | CAP**3617AL*+UI | Singlezone Ducted, Centrally Ducted | 24000 | 24400 | 2.56 | 17940 | 2.15
BRYANT |  | 205273726 | HRCU-A-CB | 284ANV024*0**A* | CAP**3621AL*+UI | Singlezone Ducted, Centrally Ducted | 24000 | 24200 | 2.58 | 17792 | 2.17
BRYANT |  | 205273722 | HRCU-A-CB | 284ANV024*0**A* | CAP**3617AL*+UI | Singlezone Ducted, Centrally Ducted | 24000 | 24200 | 2.58 | 17792 | 2.17
BRYANT |  | 205273728 | HRCU-A-CB | 284ANV024*0**A* | CAP**3621AL*+UI | Singlezone Ducted, Centrally Ducted | 24000 | 24200 | 2.6 | 17792 | 2.19
BRYANT |  | 205273727 | HRCU-A-CB | 284ANV024*0**A* | CAP**3621AL*+UI | Singlezone Ducted, Centrally Ducted | 24000 | 24200 | 2.58 | 17792 | 2.17
BRYANT |  | 205273729 | HRCU-A-CB | 284ANV024*0**A* | CAP**3621AL*+UI | Singlezone Ducted, Centrally Ducted | 24000 | 24200 | 2.6 | 17792 | 2.19
BRYANT |  | 205273733 | HRCU-A-CB | 284ANV024*0**A* | CAP**4221AL*+UI | Singlezone Ducted, Centrally Ducted | 24000 | 24200 | 2.62 | 17792 | 2.21
BRYANT |  | 205273734 | HRCU-A-CB | 284ANV024*0**A* | CAP**4221AL*+UI | Singlezone Ducted, Centrally Ducted | 24000 | 24200 | 2.64 | 17792 | 2.23
BRYANT |  | 205273735 | HRCU-A-CB | 284ANV024*0**A* | CAP**4221AL*+UI | Singlezone Ducted, Centrally Ducted | 24000 | 24200 | 2.64 | 17792 | 2.23
BRYANT |  | 205273736 | HRCU-A-CB | 284ANV024*0**A* | CAP**4221AL*+UI | Singlezone Ducted, Centrally Ducted | 24000 | 24200 | 2.64 | 17792 | 2.23
BRYANT |  | 205273743 | HRCU-A-CB | 284ANV024*0**A* | CAP**4821AL*+UI | Singlezone Ducted, Centrally Ducted | 24000 | 24000 | 2.72 | 17645 | 2.3
BRYANT |  | 205273738 | HRCU-A-CB | 284ANV024*0**A* | CAP**4224AL*+UI | Singlezone Ducted, Centrally Ducted | 24000 | 24200 | 2.62 | 17792 | 2.21
BRYANT |  | 205273740 | HRCU-A-CB | 284ANV024*0**A* | CAP**4224AL*+UI | Singlezone Ducted, Centrally Ducted | 24000 | 24200 | 2.62 | 17792 | 2.21
BRYANT |  | 205273739 | HRCU-A-CB | 284ANV024*0**A* | CAP**4224AL*+UI | Singlezone Ducted, Centrally Ducted | 24000 | 24200 | 2.64 | 17792 | 2.23
BRYANT |  | 205273741 | HRCU-A-CB | 284ANV024*0**A* | CAP**4224AL*+UI | Singlezone Ducted, Centrally Ducted | 24000 | 24200 | 2.64 | 17792 | 2.23
BRYANT |  | 205273744 | HRCU-A-CB | 284ANV024*0**A* | CAP**4821AL*+UI | Singlezone Ducted, Centrally Ducted | 24000 | 24000 | 2.72 | 17645 | 2.3
BRYANT |  | 205273745 | HRCU-A-CB | 284ANV024*0**A* | CAP**4821AL*+UI | Singlezone Ducted, Centrally Ducted | 24000 | 24000 | 2.74 | 17645 | 2.31
BRYANT |  | 205273746 | HRCU-A-CB | 284ANV024*0**A* | CAP**4821AL*+UI | Singlezone Ducted, Centrally Ducted | 24000 | 24000 | 2.76 | 17645 | 2.33
BRYANT |  | 205273747 | HRCU-A-CB | 284ANV024*0**A* | CAP**4821AL*+UI | Singlezone Ducted, Centrally Ducted | 24000 | 23800 | 2.76 | 17498 | 2.33
BRYANT |  | 205273748 | HRCU-A-CB | 284ANV024*0**A* | CAP**4821AL*+UI | Singlezone Ducted, Centrally Ducted | 24000 | 23800 | 2.76 | 17498 | 2.33
BRYANT |  | 205273749 | HRCU-A-CB | 284ANV024*0**A* | CAP**4824AL*+UI | Singlezone Ducted, Centrally Ducted | 24000 | 24000 | 2.72 | 17645 | 2.3
BRYANT |  | 205273750 | HRCU-A-CB | 284ANV024*0**A* | CAP**4824AL*+UI | Singlezone Ducted, Centrally Ducted | 24000 | 24000 | 2.74 | 17645 | 2.31
BRYANT |  | 205273751 | HRCU-A-CB | 284ANV024*0**A* | CAP**4824AL*+UI | Singlezone Ducted, Centrally Ducted | 24000 | 23800 | 2.76 | 17498 | 2.33
BRYANT |  | 205273752 | HRCU-A-CB | 284ANV024*0**A* | CAP**4824AL*+UI | Singlezone Ducted, Centrally Ducted | 24000 | 24000 | 2.74 | 17645 | 2.31
BRYANT |  | 205273753 | HRCU-A-CB | 284ANV024*0**A* | CAP**4824AL*+UI | Singlezone Ducted, Centrally Ducted | 24000 | 23800 | 2.76 | 17498 | 2.33
BRYANT |  | 205273758 | HRCU-A-CB | 284ANV024*0**A* | CAP**6024AL*+UI | Singlezone Ducted, Centrally Ducted | 24000 | 23600 | 2.76 | 17351 | 2.32
BRYANT |  | 205273755 | HRCU-A-CB | 284ANV024*0**A* | CAP**6024AL*+UI | Singlezone Ducted, Centrally Ducted | 24000 | 23600 | 2.76 | 17351 | 2.32
BRYANT |  | 205273754 | HRCU-A-CB | 284ANV024*0**A* | CAP**6024AL*+UI | Singlezone Ducted, Centrally Ducted | 24000 | 23800 | 2.72 | 17498 | 2.29
BRYANT |  | 205273756 | HRCU-A-CB | 284ANV024*0**A* | CAP**6024AL*+UI | Singlezone Ducted, Centrally Ducted | 24000 | 23600 | 2.76 | 17351 | 2.32
BRYANT |  | 205273757 | HRCU-A-CB | 284ANV024*0**A* | CAP**6024AL*+UI | Singlezone Ducted, Centrally Ducted | 24000 | 23600 | 2.76 | 17351 | 2.32
BRYANT |  | 205273761 | HRCU-A-CB | 284ANV024*0**A* | CNPV*3617AL*+UI | Singlezone Ducted, Centrally Ducted | 24000 | 24400 | 2.52 | 17940 | 2.13
BRYANT |  | 205273762 | HRCU-A-CB | 284ANV024*0**A* | CNPV*3617AL*+UI | Singlezone Ducted, Centrally Ducted | 24000 | 24200 | 2.54 | 17792 | 2.15
BRYANT |  | 205273766 | HRCU-A-CB | 284ANV024*0**A* | CNPV*3621AL*+UI | Singlezone Ducted, Centrally Ducted | 24000 | 24400 | 2.54 | 17940 | 2.15
BRYANT |  | 205273767 | HRCU-A-CB | 284ANV024*0**A* | CNPV*3621AL*+UI | Singlezone Ducted, Centrally Ducted | 24000 | 24400 | 2.54 | 17940 | 2.15
BRYANT |  | 205273768 | HRCU-A-CB | 284ANV024*0**A* | CNPV*3621AL*+UI | Singlezone Ducted, Centrally Ducted | 24000 | 24200 | 2.56 | 17792 | 2.15
BRYANT |  | 205273769 | HRCU-A-CB | 284ANV024*0**A* | CNPV*3621AL*+UI | Singlezone Ducted, Centrally Ducted | 24000 | 24200 | 2.54 | 17792 | 2.15
BRYANT |  | 205273772 | HRCU-A-CB | 284ANV024*0**A* | CNPV*4217AL*+UI | Singlezone Ducted, Centrally Ducted | 24000 | 24200 | 2.66 | 17792 | 2.25
BRYANT |  | 205273773 | HRCU-A-CB | 284ANV024*0**A* | CNPV*4217AL*+UI | Singlezone Ducted, Centrally Ducted | 24000 | 24200 | 2.68 | 17792 | 2.26
BRYANT |  | 205273777 | HRCU-A-CB | 284ANV024*0**A* | CNPV*4221AL*+UI | Singlezone Ducted, Centrally Ducted | 24000 | 24200 | 2.62 | 17792 | 2.21
BRYANT |  | 205273778 | HRCU-A-CB | 284ANV024*0**A* | CNPV*4221AL*+UI | Singlezone Ducted, Centrally Ducted | 24000 | 24200 | 2.62 | 17792 | 2.21
BRYANT |  | 205273779 | HRCU-A-CB | 284ANV024*0**A* | CNPV*4221AL*+UI | Singlezone Ducted, Centrally Ducted | 24000 | 24200 | 2.62 | 17792 | 2.21
BRYANT |  | 205273780 | HRCU-A-CB | 284ANV024*0**A* | CNPV*4221AL*+UI | Singlezone Ducted, Centrally Ducted | 24000 | 24200 | 2.62 | 17792 | 2.21
BRYANT |  | 205273782 | HRCU-A-CB | 284ANV024*0**A* | CNPV*4821AL*+UI | Singlezone Ducted, Centrally Ducted | 24000 | 24200 | 2.7 | 17792 | 2.28
BRYANT |  | 205273786 | HRCU-A-CB | 284ANV024*0**A* | CNPV*4821AL*+UI | Singlezone Ducted, Centrally Ducted | 24000 | 24000 | 2.74 | 17645 | 2.31
BRYANT |  | 205273783 | HRCU-A-CB | 284ANV024*0**A* | CNPV*4821AL*+UI | Singlezone Ducted, Centrally Ducted | 24000 | 24200 | 2.7 | 17792 | 2.28
BRYANT |  | 205273784 | HRCU-A-CB | 284ANV024*0**A* | CNPV*4821AL*+UI | Singlezone Ducted, Centrally Ducted | 24000 | 24000 | 2.72 | 17645 | 2.3
BRYANT |  | 205273785 | HRCU-A-CB | 284ANV024*0**A* | CNPV*4821AL*+UI | Singlezone Ducted, Centrally Ducted | 24000 | 24000 | 2.72 | 17645 | 2.3
BRYANT |  | 205273789 | HRCU-A-CB | 284ANV024*0**A* | CNPV*4824AL*+UI | Singlezone Ducted, Centrally Ducted | 24000 | 24000 | 2.72 | 17645 | 2.3
BRYANT |  | 205273787 | HRCU-A-CB | 284ANV024*0**A* | CNPV*4821AL*+UI | Singlezone Ducted, Centrally Ducted | 24000 | 24000 | 2.74 | 17645 | 2.31
BRYANT |  | 205273788 | HRCU-A-CB | 284ANV024*0**A* | CNPV*4824AL*+UI | Singlezone Ducted, Centrally Ducted | 24000 | 24200 | 2.7 | 17792 | 2.28
BRYANT |  | 205273790 | HRCU-A-CB | 284ANV024*0**A* | CNPV*4824AL*+UI | Singlezone Ducted, Centrally Ducted | 24000 | 24000 | 2.72 | 17645 | 2.3
BRYANT |  | 205273791 | HRCU-A-CB | 284ANV024*0**A* | CNPV*4824AL*+UI | Singlezone Ducted, Centrally Ducted | 24000 | 24000 | 2.72 | 17645 | 2.3
BRYANT |  | 205273792 | HRCU-A-CB | 284ANV024*0**A* | CNPV*4824AL*+UI | Singlezone Ducted, Centrally Ducted | 24000 | 24000 | 2.74 | 17645 | 2.31
BRYANT |  | 205273794 | HRCU-A-CB | 284ANV024*0**A* | CNPV*6024AL*+UI | Singlezone Ducted, Centrally Ducted | 24000 | 23800 | 2.74 | 17498 | 2.31
BRYANT |  | 205273793 | HRCU-A-CB | 284ANV024*0**A* | CNPV*6024AL*+UI | Singlezone Ducted, Centrally Ducted | 24000 | 24000 | 2.72 | 17645 | 2.3
BRYANT |  | 205273796 | HRCU-A-CB | 284ANV024*0**A* | CNPV*6024AL*+UI | Singlezone Ducted, Centrally Ducted | 24000 | 23800 | 2.74 | 17498 | 2.31
BRYANT |  | 205273795 | HRCU-A-CB | 284ANV024*0**A* | CNPV*6024AL*+UI | Singlezone Ducted, Centrally Ducted | 24000 | 23800 | 2.74 | 17498 | 2.31
BRYANT |  | 205273936 | HRCU-A-CB | 284ANV036*0**A* | FE4ANB006L+UI | Singlezone Ducted, Centrally Ducted | 34000 | 32400 | 2.62 | 27430 | 2.23
BRYANT |  | 205273934 | HRCU-A-CB | 284ANV036*0**A* | FE4AN(B,F)005L+UI | Singlezone Ducted, Centrally Ducted | 35000 | 32800 | 2.54 | 27768 | 2.16
BRYANT |  | 205274190 | HRCU-A-CB | 284ANV048*0**A* | FE4ANB006L+UI | Singlezone Ducted, Centrally Ducted | 46000 | 42500 | 2.6 | 31130 | 2.32
BRYANT |  | 205273810 | HRCU-A-CB | 284ANV024*0**A* | CSPH*4212AL*+UI | Singlezone Ducted, Centrally Ducted | 24000 | 24200 | 2.7 | 17792 | 2.28
BRYANT |  | 205273812 | HRCU-A-CB | 284ANV024*0**A* | CSPH*4212AL*+UI | Singlezone Ducted, Centrally Ducted | 24000 | 24200 | 2.7 | 17792 | 2.28
BRYANT |  | 205273819 | HRCU-A-CB | 284ANV024*0**A* | CSPH*4812AL*+UI | Singlezone Ducted, Centrally Ducted | 24000 | 24000 | 2.74 | 17645 | 2.31
BRYANT |  | 205273811 | HRCU-A-CB | 284ANV024*0**A* | CSPH*4212AL*+UI | Singlezone Ducted, Centrally Ducted | 24000 | 24000 | 2.72 | 17645 | 2.3
BRYANT |  | 205273813 | HRCU-A-CB | 284ANV024*0**A* | CSPH*4212AL*+UI | Singlezone Ducted, Centrally Ducted | 24000 | 24200 | 2.7 | 17792 | 2.28
BRYANT |  | 205273815 | HRCU-A-CB | 284ANV024*0**A* | CSPH*4212AL*+UI | Singlezone Ducted, Centrally Ducted | 24000 | 24000 | 2.72 | 17645 | 2.3
BRYANT |  | 205273814 | HRCU-A-CB | 284ANV024*0**A* | CSPH*4212AL*+UI | Singlezone Ducted, Centrally Ducted | 24000 | 24000 | 2.72 | 17645 | 2.3
BRYANT |  | 205273820 | HRCU-A-CB | 284ANV024*0**A* | CSPH*4812AL*+UI | Singlezone Ducted, Centrally Ducted | 24000 | 24000 | 2.74 | 17645 | 2.31
BRYANT |  | 205273822 | HRCU-A-CB | 284ANV024*0**A* | CSPH*4812AL*+UI | Singlezone Ducted, Centrally Ducted | 24000 | 24200 | 2.72 | 17792 | 2.3
BRYANT |  | 205273821 | HRCU-A-CB | 284ANV024*0**A* | CSPH*4812AL*+UI | Singlezone Ducted, Centrally Ducted | 24000 | 24000 | 2.74 | 17645 | 2.31
BRYANT |  | 205273823 | HRCU-A-CB | 284ANV024*0**A* | CSPH*4812AL*+UI | Singlezone Ducted, Centrally Ducted | 24000 | 24000 | 2.74 | 17645 | 2.31
BRYANT |  | 205273826 | HRCU-A-CB | 284ANV024*0**A* | CSPH*6012AL*+UI | Singlezone Ducted, Centrally Ducted | 24000 | 24000 | 2.74 | 17645 | 2.31
BRYANT |  | 205273824 | HRCU-A-CB | 284ANV024*0**A* | CSPH*4812AL*+UI | Singlezone Ducted, Centrally Ducted | 24000 | 24000 | 2.74 | 17645 | 2.31
BRYANT |  | 205273828 | HRCU-A-CB | 284ANV024*0**A* | CSPH*6012AL*+UI | Singlezone Ducted, Centrally Ducted | 24000 | 23800 | 2.76 | 17498 | 2.33
BRYANT |  | 205273829 | HRCU-A-CB | 284ANV024*0**A* | CSPH*6012AL*+UI | Singlezone Ducted, Centrally Ducted | 24000 | 23800 | 2.78 | 17498 | 2.34
BRYANT |  | 205273830 | HRCU-A-CB | 284ANV024*0**A* | CSPH*6012AL*+UI | Singlezone Ducted, Centrally Ducted | 24000 | 23800 | 2.76 | 17498 | 2.33
BRYANT |  | 205273827 | HRCU-A-CB | 284ANV024*0**A* | CSPH*6012AL*+UI | Singlezone Ducted, Centrally Ducted | 24000 | 23800 | 2.74 | 17498 | 2.31
BRYANT |  | 205273831 | HRCU-A-CB | 284ANV024*0**A* | CSPH*6012AL*+UI | Singlezone Ducted, Centrally Ducted | 24000 | 23800 | 2.76 | 17498 | 2.33
BRYANT |  | 205273833 | HRCU-A-CB | 284ANV024*0**A* | CSPH*6012AL*+UI | Singlezone Ducted, Centrally Ducted | 24000 | 23800 | 2.78 | 17498 | 2.34
BRYANT |  | 205273832 | HRCU-A-CB | 284ANV024*0**A* | CSPH*6012AL*+UI | Singlezone Ducted, Centrally Ducted | 24000 | 23800 | 2.78 | 17498 | 2.34
BRYANT |  | 205273834 | HRCU-A-CB | 284ANV024*0**A* | CAP**3617AL*+UI | Singlezone Ducted, Centrally Ducted | 24000 | 24400 | 2.54 | 17940 | 2.15
BRYANT |  | 205273835 | HRCU-A-CB | 284ANV024*0**A* | CAP**3617AL*+UI | Singlezone Ducted, Centrally Ducted | 24000 | 24400 | 2.56 | 17940 | 2.15
BRYANT |  | 205273845 | HRCU-A-CB | 284ANV024*0**A* | CAP**4221AL*+UI | Singlezone Ducted, Centrally Ducted | 24000 | 24200 | 2.62 | 17792 | 2.21
BRYANT |  | 205273847 | HRCU-A-CB | 284ANV024*0**A* | CAP**4221AL*+UI | Singlezone Ducted, Centrally Ducted | 24000 | 24200 | 2.64 | 17792 | 2.23
BRYANT |  | 205273846 | HRCU-A-CB | 284ANV024*0**A* | CAP**4221AL*+UI | Singlezone Ducted, Centrally Ducted | 24000 | 24200 | 2.62 | 17792 | 2.21
BRYANT |  | 205273848 | HRCU-A-CB | 284ANV024*0**A* | CAP**4221AL*+UI | Singlezone Ducted, Centrally Ducted | 24000 | 24400 | 2.58 | 17940 | 2.17
BRYANT |  | 205273849 | HRCU-A-CB | 284ANV024*0**A* | CAP**4221AL*+UI | Singlezone Ducted, Centrally Ducted | 24000 | 24400 | 2.6 | 17940 | 2.19
BRYANT |  | 205273850 | HRCU-A-CB | 284ANV024*0**A* | CAP**4224AL*+UI | Singlezone Ducted, Centrally Ducted | 24000 | 24200 | 2.62 | 17792 | 2.21
BRYANT |  | 205273851 | HRCU-A-CB | 284ANV024*0**A* | CAP**4224AL*+UI | Singlezone Ducted, Centrally Ducted | 24000 | 24200 | 2.64 | 17792 | 2.23
BRYANT |  | 205273853 | HRCU-A-CB | 284ANV024*0**A* | CAP**4224AL*+UI | Singlezone Ducted, Centrally Ducted | 24000 | 24200 | 2.64 | 17792 | 2.23
BRYANT |  | 205273852 | HRCU-A-CB | 284ANV024*0**A* | CAP**4224AL*+UI | Singlezone Ducted, Centrally Ducted | 24000 | 24000 | 2.64 | 17645 | 2.23
BRYANT |  | 205273854 | HRCU-A-CB | 284ANV024*0**A* | CAP**4821AL*+UI | Singlezone Ducted, Centrally Ducted | 24000 | 24200 | 2.7 | 17792 | 2.28
BRYANT |  | 205273855 | HRCU-A-CB | 284ANV024*0**A* | CAP**4821AL*+UI | Singlezone Ducted, Centrally Ducted | 24000 | 24000 | 2.74 | 17645 | 2.31
BRYANT |  | 205273856 | HRCU-A-CB | 284ANV024*0**A* | CAP**4821AL*+UI | Singlezone Ducted, Centrally Ducted | 24000 | 24000 | 2.74 | 17645 | 2.31
BRYANT |  | 205273857 | HRCU-A-CB | 284ANV024*0**A* | CAP**4821AL*+UI | Singlezone Ducted, Centrally Ducted | 24000 | 23800 | 2.76 | 17498 | 2.33
BRYANT |  | 205273858 | HRCU-A-CB | 284ANV024*0**A* | CAP**4821AL*+UI | Singlezone Ducted, Centrally Ducted | 24000 | 24200 | 2.7 | 17792 | 2.28
BRYANT |  | 205273869 | HRCU-A-CB | 284ANV024*0**A* | CNPV*3617AL*+UI | Singlezone Ducted, Centrally Ducted | 24000 | 24400 | 2.52 | 17940 | 2.13
BRYANT | Evolution | 202463637 | HRCU-A-CB-O | 38MPRAQ24AA3 | 619PHAQ24XA3 | Singlezone Non-ducted Wall Placement | 24000 | 15450 | 3 | 24000 | 2
BRYANT | Evolution | 202463636 | HRCU-A-CB-O | 38MPRAQ18AA3 | 619PHAQ18XA3 | Singlezone Non-ducted Wall Placement | 18000 | 12300 | 3.19 | 18000 | 2
BRYANT | Evolution | 201753409 | HRCU-A-CB-O | 38MPRAQ09AA3 | 619PHAQ09XA3 | Singlezone Non-ducted Wall Placement | 10000 | 7200 | 2.78 | 13000 | 2.01
BRYANT | Bryant® Extreme Heat Pump | 9893695 | HRCU-A-CB | 280ANV036*0**A* | CSPH*4812AL*+UI & 98(6*B,7*A)66100V21*** | Singlezone Ducted, Centrally Ducted | 33800 | 30000 | 2.54 | 25934 | 2.39
BRYANT | Bryant® Extreme Heat Pump | 9893692 | HRCU-A-CB | 280ANV036*0**A* | CSPH*4212AL*+UI & 98(6*B,7*A)66100V21*** | Singlezone Ducted, Centrally Ducted | 33800 | 30000 | 2.54 | 25934 | 2.39
BRYANT | Bryant® Extreme Heat Pump | 9893694 | HRCU-A-CB | 280ANV036*0**A* | CSPH*4812AL*+UI & 98(6*B,7*A)60080V21*** | Singlezone Ducted, Centrally Ducted | 33800 | 30000 | 2.54 | 25934 | 2.35
BRYANT | Bryant® Extreme Heat Pump | 9893691 | HRCU-A-CB | 280ANV036*0**A* | CSPH*4212AL*+UI & 98(6*B,7*A)60080V21*** | Singlezone Ducted, Centrally Ducted | 34000 | 30200 | 2.54 | 26191 | 2.33
BRYANT | Bryant® Extreme Heat Pump | 9893683 | HRCU-A-CB | 280ANV036*0**A* | CNPV*4824AL*+UI & 98(6*B,7*A)66100V21*** | Singlezone Ducted, Centrally Ducted | 33800 | 30000 | 2.54 | 25934 | 2.37
BRYANT | Bryant® Extreme Heat Pump | 9893682 | HRCU-A-CB | 280ANV036*0**A* | CNPV*4824AL*+UI & 98(6*B,7*A)60080V21*** | Singlezone Ducted, Centrally Ducted | 33800 | 30000 | 2.51 | 25934 | 2.32
BRYANT | Bryant® Extreme Heat Pump | 9893680 | HRCU-A-CB | 280ANV036*0**A* | CNPV*4821AL*+UI & 98(6*B,7*A)66100V21*** | Singlezone Ducted, Centrally Ducted | 33800 | 30000 | 2.54 | 25934 | 2.37
BRYANT | Bryant® Extreme Heat Pump | 9893679 | HRCU-A-CB | 280ANV036*0**A* | CNPV*4821AL*+UI & 98(6*B,7*A)60080V21*** | Singlezone Ducted, Centrally Ducted | 33800 | 30000 | 2.51 | 25934 | 2.32
BRYANT | Bryant® Extreme Heat Pump | 9893668 | HRCU-A-CB | 280ANV036*0**A* | CAP**4824AL*+UI & 98(6*B,7*A)66100V21*** | Singlezone Ducted, Centrally Ducted | 33600 | 29800 | 2.54 | 25934 | 2.39
BRYANT | Bryant® Extreme Heat Pump | 9893667 | HRCU-A-CB | 280ANV036*0**A* | CAP**4824AL*+UI & 98(6*B,7*A)60080V21*** | Singlezone Ducted, Centrally Ducted | 33600 | 29800 | 2.54 | 25934 | 2.32
BRYANT | Bryant® Extreme Heat Pump | 9893665 | HRCU-A-CB | 280ANV036*0**A* | CAP**4821AL*+UI & 98(6*B,7*A)66100V21*** | Singlezone Ducted, Centrally Ducted | 33600 | 29800 | 2.54 | 25934 | 2.37
BRYANT | Bryant® Extreme Heat Pump | 9893647 | HRCU-A-CB | 280ANV036*0**A* | CSPH*4212AL*+UI & 98(6*B,7*A)66120V24*** | Singlezone Ducted, Centrally Ducted | 34600 | 30200 | 2.51 | 26705 | 2.3
BRYANT | Evolution Series | 9893614 | HRCU-A-CB | 280ANV036000 | FE4AN(B,F)005L+UI | Singlezone Ducted, Centrally Ducted | 33400 | 31600 | 2.62 | 23600 | 2.06
BRYANT | Bryant® Extreme Heat Pump | 9893553 | HRCU-A-CB | 280ANV024*0**A* | CSPH*4812AL*+UI & 98(6*B,7*A)66100V21*** | Singlezone Ducted, Centrally Ducted | 23000 | 24800 | 2.71 | 20711 | 2.41
BRYANT | Bryant® Extreme Heat Pump | 9893552 | HRCU-A-CB | 280ANV024*0**A* | CSPH*4812AL*+UI & 98(6*B,7*A)60080V21*** | Singlezone Ducted, Centrally Ducted | 23000 | 25000 | 2.71 | 20711 | 2.41
BRYANT | Bryant® Extreme Heat Pump | 9893551 | HRCU-A-CB | 280ANV024*0**A* | CSPH*4812AL*+UI & 98(6*B,7MA)60060V21*** | Singlezone Ducted, Centrally Ducted | 23200 | 25000 | 2.7 | 20924 | 2.41
BRYANT | Bryant® Extreme Heat Pump | 9893550 | HRCU-A-CB | 280ANV024*0**A* | CSPH*4212AL*+UI & 98(6*B,7*A)66100V21*** | Singlezone Ducted, Centrally Ducted | 23000 | 25000 | 2.68 | 20711 | 2.39
BRYANT | Bryant® Extreme Heat Pump | 9893547 | HRCU-A-CB | 280ANV024*0**A* | CSPH*3612AL*+UI & 98(6*B,7*A)66100V21*** | Singlezone Ducted, Centrally Ducted | 23200 | 25000 | 2.62 | 20924 | 2.33
BRYANT | Bryant® Extreme Heat Pump | 9893548 | HRCU-A-CB | 280ANV024*0**A* | CSPH*4212AL*+UI & 98(6*B,7MA)60060V21*** | Singlezone Ducted, Centrally Ducted | 23200 | 25000 | 2.67 | 20924 | 2.39
BRYANT | Bryant® Extreme Heat Pump | 9893549 | HRCU-A-CB | 280ANV024*0**A* | CSPH*4212AL*+UI & 98(6*B,7*A)60080V21*** | Singlezone Ducted, Centrally Ducted | 23200 | 25000 | 2.7 | 20924 | 2.41
BRYANT | Bryant® Extreme Heat Pump | 9893544 | HRCU-A-CB | 280ANV024*0**A* | CNPV*6024AL*+UI & 98(6*B,7*A)66100V21*** | Singlezone Ducted, Centrally Ducted | 23200 | 25000 | 2.7 | 20924 | 2.41
BRYANT | Bryant® Extreme Heat Pump | 9893543 | HRCU-A-CB | 280ANV024*0**A* | CNPV*6024AL*+UI & 98(6*B,7*A)60080V21*** | Singlezone Ducted, Centrally Ducted | 23200 | 25000 | 2.7 | 20924 | 2.41
BRYANT | Bryant® Extreme Heat Pump | 9893541 | HRCU-A-CB | 280ANV024*0**A* | CNPV*4824AL*+UI & 98(6*B,7*A)66100V21*** | Singlezone Ducted, Centrally Ducted | 23000 | 25000 | 2.71 | 20711 | 2.41
BRYANT | Bryant® Extreme Heat Pump | 9893537 | HRCU-A-CB | 280ANV024*0**A* | CNPV*4221AL*+UI & 98(6*B,7*A)60080V21*** | Singlezone Ducted, Centrally Ducted | 23200 | 25200 | 2.56 | 20924 | 2.29
BRYANT | Bryant® Extreme Heat Pump | 9893536 | HRCU-A-CB | 280ANV024*0**A* | CNPV*4221AL*+UI & 98(6*B,7MA)60060V21*** | Singlezone Ducted, Centrally Ducted | 23400 | 25200 | 2.54 | 21138 | 2.26
BRYANT | Bryant® Extreme Heat Pump | 9893535 | HRCU-A-CB | 280ANV024*0**A* | CNPV*3621AL*+UI & 98(6*B,7*A)66100V21*** | Singlezone Ducted, Centrally Ducted | 23400 | 25200 | 2.5 | 21138 | 2.22
BRYANT | Bryant® Extreme Heat Pump | 9893532 | HRCU-A-CB | 280ANV024*0**A* | CAP**6024AL*+UI & 98(6*B,7*A)66100V21*** | Singlezone Ducted, Centrally Ducted | 23000 | 24800 | 2.71 | 20711 | 2.41
BRYANT | Bryant® Extreme Heat Pump | 9893531 | HRCU-A-CB | 280ANV024*0**A* | CAP**6024AL*+UI & 98(6*B,7*A)60080V21*** | Singlezone Ducted, Centrally Ducted | 23000 | 24800 | 2.71 | 20711 | 2.41
BRYANT | Bryant® Extreme Heat Pump | 9893530 | HRCU-A-CB | 280ANV024*0**A* | CAP**6024AL*+UI & 98(6*B,7MA)60060V21*** | Singlezone Ducted, Centrally Ducted | 23000 | 24800 | 2.68 | 20711 | 2.39
BRYANT | Bryant® Extreme Heat Pump | 9893528 | HRCU-A-CB | 280ANV024*0**A* | CAP**6021AL*+UI & 98(6*B,7*A)60080V21*** | Singlezone Ducted, Centrally Ducted | 23000 | 24800 | 2.71 | 20711 | 2.41
BRYANT | Bryant® Extreme Heat Pump | 9893527 | HRCU-A-CB | 280ANV024*0**A* | CAP**6021AL*+UI & 98(6*B,7MA)60060V21*** | Singlezone Ducted, Centrally Ducted | 23000 | 24800 | 2.68 | 20711 | 2.39
BRYANT | Bryant® Extreme Heat Pump | 9893529 | HRCU-A-CB | 280ANV024*0**A* | CAP**6021AL*+UI & 98(6*B,7*A)66100V21*** | Singlezone Ducted, Centrally Ducted | 23000 | 24800 | 2.71 | 20711 | 2.41
BRYANT | Bryant® Extreme Heat Pump | 9893526 | HRCU-A-CB | 280ANV024*0**A* | CAP**4824AL*+UI & 98(6*B,7*A)66100V21*** | Singlezone Ducted, Centrally Ducted | 22800 | 24800 | 2.74 | 20711 | 2.44
BRYANT | Bryant® Extreme Heat Pump | 9893525 | HRCU-A-CB | 280ANV024*0**A* | CAP**4824AL*+UI & 98(6*B,7*A)60080V21*** | Singlezone Ducted, Centrally Ducted | 22800 | 24800 | 2.71 | 20711 | 2.41
BRYANT | Bryant® Extreme Heat Pump | 9893524 | HRCU-A-CB | 280ANV024*0**A* | CAP**4824AL*+UI & 98(6*B,7MA)60060V21*** | Singlezone Ducted, Centrally Ducted | 22800 | 24800 | 2.71 | 20711 | 2.41
BRYANT | Bryant® Extreme Heat Pump | 9893523 | HRCU-A-CB | 280ANV024*0**A* | CAP**4821AL*+UI & 98(6*B,7*A)66100V21*** | Singlezone Ducted, Centrally Ducted | 22800 | 24800 | 2.71 | 20711 | 2.41
BRYANT | Bryant® Extreme Heat Pump | 9893522 | HRCU-A-CB | 280ANV024*0**A* | CAP**4821AL*+UI & 98(6*B,7*A)60080V21*** | Singlezone Ducted, Centrally Ducted | 22800 | 24800 | 2.71 | 20711 | 2.41
BRYANT | Bryant® Extreme Heat Pump | 9893520 | HRCU-A-CB | 280ANV024*0**A* | CAP**4224AL*+UI & 98(6*B,7*A)66100V21*** | Singlezone Ducted, Centrally Ducted | 23000 | 25000 | 2.57 | 20711 | 2.28
BRYANT | Bryant® Extreme Heat Pump | 9893519 | HRCU-A-CB | 280ANV024*0**A* | CAP**4224AL*+UI & 98(6*B,7*A)60080V21*** | Singlezone Ducted, Centrally Ducted | 23000 | 25000 | 2.57 | 20711 | 2.28
BRYANT | Bryant® Extreme Heat Pump | 9893521 | HRCU-A-CB | 280ANV024*0**A* | CAP**4821AL*+UI & 98(6*B,7MA)60060V21*** | Singlezone Ducted, Centrally Ducted | 22800 | 24800 | 2.71 | 20711 | 2.41
BRYANT | Bryant® Extreme Heat Pump | 9893517 | HRCU-A-CB | 280ANV024*0**A* | CAP**4221AL*+UI & 98(6*B,7*A)66100V21*** | Singlezone Ducted, Centrally Ducted | 23000 | 25000 | 2.57 | 20711 | 2.28
BRYANT | Bryant® Extreme Heat Pump | 9893516 | HRCU-A-CB | 280ANV024*0**A* | CAP**4221AL*+UI & 98(6*B,7*A)60080V21*** | Singlezone Ducted, Centrally Ducted | 23000 | 25000 | 2.57 | 20711 | 2.28
BRYANT | Bryant® Extreme Heat Pump | 9893514 | HRCU-A-CB | 280ANV024*0**A* | CAP**3621AL*+UI & 98(6*B,7*A)66100V21*** | Singlezone Ducted, Centrally Ducted | 23000 | 25000 | 2.52 | 20711 | 2.24
BRYANT | Bryant® Extreme Heat Pump | 9893509 | HRCU-A-CB | 280ANV024*0**A* | CSPH*6012AL*+UI & 98(6*B,7*A)42060V17*** | Singlezone Ducted, Centrally Ducted | 23600 | 25000 | 2.7 | 21352 | 2.41
BRYANT | Bryant® Extreme Heat Pump | 9893508 | HRCU-A-CB | 280ANV024*0**A* | CSPH*4812AL*+UI & 98(6*B,7*A)66120V24*** | Singlezone Ducted, Centrally Ducted | 23200 | 25000 | 2.73 | 20924 | 2.43
BRYANT | Bryant® Extreme Heat Pump | 9893507 | HRCU-A-CB | 280ANV024*0**A* | CSPH*4812AL*+UI & 98(6*B,7*A)42080V17*** | Singlezone Ducted, Centrally Ducted | 23400 | 25000 | 2.7 | 21138 | 2.41
BRYANT | Bryant® Extreme Heat Pump | 9893503 | HRCU-A-CB | 280ANV024*0**A* | CSPH*4212AL*+UI & 98(6*B,7*A)42060V17*** | Singlezone Ducted, Centrally Ducted | 23800 | 25200 | 2.68 | 21565 | 2.38
BRYANT | Bryant® Extreme Heat Pump | 9893502 | HRCU-A-CB | 280ANV024*0**A* | CSPH*3612AL*+UI & 98(6*B,7*A)66120V24*** | Singlezone Ducted, Centrally Ducted | 23800 | 25000 | 2.65 | 21565 | 2.36
BRYANT | Bryant® Extreme Heat Pump | 9893501 | HRCU-A-CB | 280ANV024*0**A* | CSPH*3612AL*+UI & 98(6*B,7*A)42080V17*** | Singlezone Ducted, Centrally Ducted | 23800 | 25200 | 2.65 | 21565 | 2.36
BRYANT | Bryant® Extreme Heat Pump | 9893486 | HRCU-A-CB | 280ANV024*0**A* | CAP**6021AL*+UI & 98(6*B,7*A)42080V17*** | Singlezone Ducted, Centrally Ducted | 22800 | 24600 | 2.71 | 20711 | 2.41
BRYANT | Bryant® Extreme Heat Pump | 9893485 | HRCU-A-CB | 280ANV024*0**A* | CAP**6021AL*+UI & 98(6*B,7*A)42060V17*** | Singlezone Ducted, Centrally Ducted | 22800 | 24600 | 2.71 | 20711 | 2.41
BRYANT | Bryant® Extreme Heat Pump | 9893484 | HRCU-A-CB | 280ANV024*0**A* | CAP**4824AL*+UI & 98(6*B,7*A)66120V24*** | Singlezone Ducted, Centrally Ducted | 23000 | 24800 | 2.68 | 20711 | 2.39
BRYANT | Bryant® Extreme Heat Pump | 9893478 | HRCU-A-CB | 280ANV024*0**A* | CAP**4221AL*+UI & 98(6*B,7*A)42080V17*** | Singlezone Ducted, Centrally Ducted | 23800 | 25200 | 2.56 | 21565 | 2.28
BRYANT | Bryant® Extreme Heat Pump | 9893477 | HRCU-A-CB | 280ANV024*0**A* | CAP**4221AL*+UI & 98(6*B,7*A)42060V17*** | Singlezone Ducted, Centrally Ducted | 23800 | 25200 | 2.54 | 21565 | 2.27
BRYANT | Bryant® Extreme Heat Pump | 9893476 | HRCU-A-CB | 280ANV024*0**A* | CAP**3621AL*+UI & 98(6*B,7*A)42080V17*** | Singlezone Ducted, Centrally Ducted | 24000 | 25200 | 2.51 | 21779 | 2.24
BRYANT | Bryant® Extreme Heat Pump | 9893475 | HRCU-A-CB | 280ANV024*0**A* | CAP**3621AL*+UI & 98(6*B,7*A)42060V17*** | Singlezone Ducted, Centrally Ducted | 24000 | 25200 | 2.5 | 21779 | 2.22
BRYANT | Bryant® Extreme Heat Pump | 9893474 | HRCU-A-CB | 280ANV024*0**A* | CAP**3617AL*+UI & 98(6*B,7*A)42080V17*** | Singlezone Ducted, Centrally Ducted | 24000 | 25200 | 2.51 | 21779 | 2.24
BRYANT | Bryant® Extreme Heat Pump | 9893473 | HRCU-A-CB | 280ANV024*0**A* | CAP**3617AL*+UI & 98(6*B,7*A)42060V17*** | Singlezone Ducted, Centrally Ducted | 24000 | 25200 | 2.5 | 21779 | 2.22
BRYANT | Preferred Series | 9118462 | HMSV-A-CB | 38MGRQ18B--3 |  | Multizone All Non-ducted | 19000 | 12000 | 2.81 | 13990 | 2.15
BRYANT | Preferred Series | 8738646 | HRCU-A-CB-O | 38MAQB09R--3 | 619PEQ009BBMA | Singlezone Non-ducted Wall Placement | 10900 | 6900 | 2.73 | 10900 | 1.98
BRYANT | Preferred | 8738647 | HRCU-A-CB-O | 38MAQB12R--1 | 619PAQ012BBMA | Singlezone Non-ducted Wall Placement | 12000 | 7600 | 2.59 | 6490 | 1.94
Bryant |  | 207683299 | HRCU-A-CB-O | 38MARBQ24AA3 | 40MBCAQ24XA3 | Mini-Splits | 25000 | 21000 | 2.64 | 26000 | 1.95
C&H | Single Zone Sophia Series Duct | 204098422 | HRCU-A-CB | CH-18SPH-230VO | CH-18LCDTU/I | Singlezone Ducted, "Compact Ducted" | 18000 | 12000 | 2.61 | 10352 | 1.96
C&H | Single Zone Dakota Hyper Duct | 204098424 | HRCU-A-CB | CH-09DKT230VO | CH-09LCDTU/I | Singlezone Ducted, "Compact Ducted" | 10000 | 7200 | 2.74 | 8343 | 2.07
C&H | Multi Zone Sophia Outdoor with Non-ducted Indoor | 205104722 | HMSV-A-CB | CH18MSPH230VO |  | Multizone All Non-ducted | 19000 | 12000 | 2.79 | 10205 | 1.97
C&H | Multi Zone Sophia Outdoor with Non-ducted Indoor | 202832586 | HMSV-A-CB | CH28MSPH230VO |  | Multizone All Non-ducted | 28000 | 17200 | 2.8 | 17040 | 1.97
C&H | Single Zone Sophia Outdoor + Dakota High Wall Indoor | 205104726 | HRCU-A-CB-O | CH-18SPH-230VO | CH-18DKT230VI | Singlezone Non-ducted Wall Placement | 18000 | 11400 | 2.72 | 11178 | 2.02
C&H | Multi Zone Sophia Hyper Outdoor with Non-ducted Indoor | 205047864 | HMSV-A-CB | CH-HYP36MSPH-230VO |  | Multizone All Non-ducted | 36000 | 23200 | 2.78 | 36037 | 1.96
C&H | Single Zone Sophia Series Floor-Ceiling | 204098432 | HRCU-A-CB-O | CH-18SPH-230VO | CH-18MSPHFC-230VI | Singlezone Non-ducted, Floor Placement | 18000 | 12000 | 2.71 | 10508 | 1.94
C&H | Single Zone Sophia Series Ceiling Cassette | 204098413 | HRCU-A-CB-O | CH-12SPH-230VO | CH-12MSPHCT-230VI | Singlezone Non-ducted, Ceiling Placement | 12000 | 7500 | 2.68 | 7332 | 2.11
C&H |  | 205263856 | HRCU-A-CB | CH-18SPH-230VO | CH-M18DTUI | Singlezone Ducted, "Compact Ducted" | 18000 | 12000 | 2.61 | 10352 | 1.96
C&H |  | 205263859 | HRCU-A-CB | CH-24SPH-230VO | CH-M24DTUI | Singlezone Ducted, "Compact Ducted" | 24400 | 16000 | 2.69 | 18533 | 2.04
C&H |  | 205263851 | HRCU-A-CB | CH-HYP09SPH230VO | CH-M09DTUI | Singlezone Ducted, "Compact Ducted" | 10000 | 7200 | 2.74 | 8343 | 2.07
C&H |  | 205263879 | HRCU-A-CB-O | CH-18SPH-230VO | CH-D18MSPHWM-230VI | Singlezone Non-ducted Wall Placement | 18000 | 11400 | 2.72 | 11178 | 2.02
C&H |  | 205263877 | HRCU-A-CB-O | CH-09SPH-230VO | CH-D09MSPHWM-230VI | Singlezone Non-ducted Wall Placement | 9800 | 5800 | 2.74 | 7989 | 2
C&H |  | 205263869 | HRCU-A-CB-O | CH-18SPH-230VO | CH-18MSPHWM-230VI | Singlezone Non-ducted Wall Placement | 18000 | 10400 | 2.72 | 10953 | 1.9
C&H | Single Zone Sophia Duct | 204098423 | HRCU-A-CB | CH-24SPH-230VO | CH-24LCDTU/I | Singlezone Ducted, "Compact Ducted" | 24400 | 16000 | 2.69 | 18533 | 2.04
C&H | Single Zone Sophia Series High Wall | 9119326 | HRCU-A-CB-O | CH-18SPH-230VO | CH-18SPH-230VI | Singlezone Non-ducted Wall Placement | 18000 | 10400 | 2.72 | 10953 | 1.9
C&H | Single Zone Sophia Series High Wall | 9119324 | HRCU-A-CB-O | CH-09SPH-230VO | CH-09SPH-230VI | Singlezone Non-ducted Wall Placement | 9800 | 6400 | 2.76 | 7801 | 1.91
C&H | Single Zone Sophia Series Floor-Ceiling | 204098433 | HRCU-A-CB-O | CH-24SPH-230VO | CH-24MSPHFC-230VI | Singlezone Non-ducted, Floor Placement | 24000 | 15000 | 2.85 | 17817 | 1.9
C&H | Single Zone Sophia Series Ceiling Cassette | 204098415 | HRCU-A-CB-O | CH-24SPH-230VO | CH-24MSPHCT-230VI | Singlezone Non-ducted, Ceiling Placement | 24400 | 15800 | 2.56 | 16933 | 1.95
C&H | Single Zone Sophia Outdoor + Dakota High Wall Indoor | 205047857 | HRCU-A-CB-O | CH-09SPH-230VO | CH-09DKT230VI | Singlezone Non-ducted Wall Placement | 9800 | 5800 | 2.74 | 7989 | 2
CanAir |  | 205816493 | HRCU-A-CB-O | C23SCH18H22 | C23SEH18H21 | Singlezone Non-ducted Wall Placement | 18000 | 10900 | 2.58 | 11178 | 2.02
CanAir |  | 205816494 | HRCU-A-CB-O | C23SCH24H22 | C23SEH24H21 | Singlezone Non-ducted Wall Placement | 30000 | 19400 | 2.95 | 26000 | 2.07
CanAir |  | 205306868 | HMSV-A-CB | C23MC327H21 |  | Multizone All Non-ducted | 24000 | 17200 | 2.8 | 17040 | 1.97
CanAir |  | 205306867 | HMSV-A-CB | C23MC218H21 |  | Multizone All Non-ducted | 19000 | 12000 | 2.79 | 10205 | 1.97
CARRIER | Performance | 205921384 | HRCU-A-CB | 38MAQB24R--3 | 40MBAAQ24XA3 | Singlezone Ducted, Centrally Ducted | 29000 | 17500 | 2.56 | 26970 | 1.91
CARRIER |  | 205272682 | HRCU-A-CB | 25VNA436A*030* | CNPV*6024AL*+UI | Singlezone Ducted, Centrally Ducted | 35000 | 33000 | 2.5 | 27937 | 2.13
CARRIER |  | 205272683 | HRCU-A-CB | 25VNA436A*030* | CNPV*6024AL*+UI | Singlezone Ducted, Centrally Ducted | 35000 | 33000 | 2.5 | 27937 | 2.13
CARRIER |  | 205272745 | HRCU-A-CB | 25VNA436A*030* | CSPH*6012AL*+UI | Singlezone Ducted, Centrally Ducted | 34600 | 32800 | 2.56 | 27768 | 2.18
CARRIER |  | 205272746 | HRCU-A-CB | 25VNA436A*030* | CSPH*6012AL*+UI | Singlezone Ducted, Centrally Ducted | 34600 | 32800 | 2.58 | 27768 | 2.19
CARRIER |  | 205272758 | HRCU-A-CB | 25VNA436A*030* | CSPH*6012AL*+UI | Singlezone Ducted, Centrally Ducted | 34800 | 33000 | 2.54 | 27937 | 2.16
CARRIER |  | 205272749 | HRCU-A-CB | 25VNA436A*030* | CSPH*6012AL*+UI | Singlezone Ducted, Centrally Ducted | 34800 | 33000 | 2.56 | 27937 | 2.18
CARRIER |  | 205272756 | HRCU-A-CB | 25VNA436A*030* | CSPH*6012AL*+UI | Singlezone Ducted, Centrally Ducted | 34800 | 33000 | 2.56 | 27937 | 2.18
CARRIER |  | 205272753 | HRCU-A-CB | 25VNA436A*030* | CSPH*6012AL*+UI | Singlezone Ducted, Centrally Ducted | 34800 | 33000 | 2.56 | 27937 | 2.18
CARRIER |  | 205272759 | HRCU-A-CB | 25VNA436A*030* | CSPH*6012AL*+UI | Singlezone Ducted, Centrally Ducted | 34800 | 33000 | 2.56 | 27937 | 2.18
CARRIER |  | 205272802 | HRCU-A-CB | 25VNA460A*030* | FE4ANB006L+UI | Singlezone Ducted, Centrally Ducted | 59000 | 49500 | 2.66 | 34460 | 2.13
CARRIER |  | 205272824 | HRCU-A-CB | 25VNA460A*030* | CNPV*6124AL*+UI | Singlezone Ducted, Centrally Ducted | 59000 | 50500 | 2.54 | 35156 | 2.03
CARRIER |  | 205272825 | HRCU-A-CB | 25VNA460A*030* | CNPV*6124AL*+UI | Singlezone Ducted, Centrally Ducted | 59000 | 50000 | 2.58 | 34808 | 2.06
CARRIER |  | 205272505 | HRCU-A-CB | 25VNA436A*030* | FE4AN(B,F)005L+UI | Singlezone Ducted, Centrally Ducted | 35000 | 32800 | 2.54 | 27768 | 2.16
CARRIER |  | 205272761 | HRCU-A-CB | 25VNA448A*030* | FE4ANB006L+UI | Singlezone Ducted, Centrally Ducted | 46000 | 42500 | 2.6 | 31130 | 2.32
CARRIER |  | 205272507 | HRCU-A-CB | 25VNA436A*030* | FE4ANB006L+UI | Singlezone Ducted, Centrally Ducted | 34000 | 32400 | 2.62 | 27430 | 2.23
CARRIER |  | 8738636 | HRCU-A-CB-O | 38MAQB12R--3 | 40MAQB12B--3 | Singlezone Non-ducted Wall Placement | 12000 | 7800 | 2.66 | 12010 | 1.98
CARRIER |  | 205272415 | HRCU-A-CB | 25VNA424A*030* | CAP**4221AL*+UI | Singlezone Ducted, Centrally Ducted | 24000 | 24400 | 2.58 | 17940 | 2.17
CARRIER |  | 205272416 | HRCU-A-CB | 25VNA424A*030* | CAP**4221AL*+UI | Singlezone Ducted, Centrally Ducted | 24000 | 24200 | 2.62 | 17792 | 2.21
CARRIER |  | 205272418 | HRCU-A-CB | 25VNA424A*030* | CAP**4221AL*+UI | Singlezone Ducted, Centrally Ducted | 24000 | 24200 | 2.64 | 17792 | 2.23
CARRIER |  | 205272417 | HRCU-A-CB | 25VNA424A*030* | CAP**4221AL*+UI | Singlezone Ducted, Centrally Ducted | 24000 | 24200 | 2.62 | 17792 | 2.21
CARRIER |  | 205272419 | HRCU-A-CB | 25VNA424A*030* | CAP**4221AL*+UI | Singlezone Ducted, Centrally Ducted | 24000 | 24400 | 2.58 | 17940 | 2.17
CARRIER |  | 205272420 | HRCU-A-CB | 25VNA424A*030* | CAP**4221AL*+UI | Singlezone Ducted, Centrally Ducted | 24000 | 24400 | 2.6 | 17940 | 2.19
CARRIER |  | 205272421 | HRCU-A-CB | 25VNA424A*030* | CAP**4224AL*+UI | Singlezone Ducted, Centrally Ducted | 24000 | 24200 | 2.62 | 17792 | 2.21
CARRIER |  | 205272423 | HRCU-A-CB | 25VNA424A*030* | CAP**4224AL*+UI | Singlezone Ducted, Centrally Ducted | 24000 | 24000 | 2.64 | 17645 | 2.23
CARRIER |  | 205272422 | HRCU-A-CB | 25VNA424A*030* | CAP**4224AL*+UI | Singlezone Ducted, Centrally Ducted | 24000 | 24200 | 2.64 | 17792 | 2.23
CARRIER |  | 205272424 | HRCU-A-CB | 25VNA424A*030* | CAP**4224AL*+UI | Singlezone Ducted, Centrally Ducted | 24000 | 24200 | 2.64 | 17792 | 2.23
CARRIER |  | 205272425 | HRCU-A-CB | 25VNA424A*030* | CAP**4821AL*+UI | Singlezone Ducted, Centrally Ducted | 24000 | 24200 | 2.7 | 17792 | 2.28
CARRIER |  | 205272426 | HRCU-A-CB | 25VNA424A*030* | CAP**4821AL*+UI | Singlezone Ducted, Centrally Ducted | 24000 | 24000 | 2.74 | 17645 | 2.31
CARRIER |  | 205272428 | HRCU-A-CB | 25VNA424A*030* | CAP**4821AL*+UI | Singlezone Ducted, Centrally Ducted | 24000 | 23800 | 2.76 | 17498 | 2.33
CARRIER |  | 205272427 | HRCU-A-CB | 25VNA424A*030* | CAP**4821AL*+UI | Singlezone Ducted, Centrally Ducted | 24000 | 24000 | 2.74 | 17645 | 2.31
CARRIER |  | 205272430 | HRCU-A-CB | 25VNA424A*030* | CAP**4821AL*+UI | Singlezone Ducted, Centrally Ducted | 24000 | 24000 | 2.72 | 17645 | 2.3
CARRIER |  | 205272429 | HRCU-A-CB | 25VNA424A*030* | CAP**4821AL*+UI | Singlezone Ducted, Centrally Ducted | 24000 | 24200 | 2.7 | 17792 | 2.28
CARRIER |  | 205272431 | HRCU-A-CB | 25VNA424A*030* | CAP**4824AL*+UI | Singlezone Ducted, Centrally Ducted | 24000 | 24000 | 2.74 | 17645 | 2.31
CARRIER |  | 205272432 | HRCU-A-CB | 25VNA424A*030* | CAP**4824AL*+UI | Singlezone Ducted, Centrally Ducted | 24000 | 23800 | 2.76 | 17498 | 2.33
CARRIER |  | 205272433 | HRCU-A-CB | 25VNA424A*030* | CAP**4824AL*+UI | Singlezone Ducted, Centrally Ducted | 24000 | 23800 | 2.76 | 17498 | 2.33
CARRIER |  | 205272436 | HRCU-A-CB | 25VNA424A*030* | CAP**6024AL*+UI | Singlezone Ducted, Centrally Ducted | 24000 | 23600 | 2.76 | 17351 | 2.32
CARRIER |  | 205272434 | HRCU-A-CB | 25VNA424A*030* | CAP**4824AL*+UI | Singlezone Ducted, Centrally Ducted | 24000 | 24000 | 2.76 | 17645 | 2.33
CARRIER |  | 205272437 | HRCU-A-CB | 25VNA424A*030* | CAP**6024AL*+UI | Singlezone Ducted, Centrally Ducted | 24000 | 23600 | 2.78 | 17351 | 2.34
CARRIER |  | 205272440 | HRCU-A-CB | 25VNA424A*030* | CNPV*3617AL*+UI | Singlezone Ducted, Centrally Ducted | 24000 | 24400 | 2.52 | 17940 | 2.13
CARRIER |  | 205272435 | HRCU-A-CB | 25VNA424A*030* | CAP**6024AL*+UI | Singlezone Ducted, Centrally Ducted | 24000 | 23600 | 2.74 | 17351 | 2.31
CARRIER |  | 205272439 | HRCU-A-CB | 25VNA424A*030* | CNPV*3617AL*+UI | Singlezone Ducted, Centrally Ducted | 24000 | 24600 | 2.5 | 18087 | 2.11
CARRIER |  | 205272438 | HRCU-A-CB | 25VNA424A*030* | CAP**6024AL*+UI | Singlezone Ducted, Centrally Ducted | 24000 | 23600 | 2.76 | 17351 | 2.32
CARRIER |  | 205272441 | HRCU-A-CB | 25VNA424A*030* | CNPV*3617AL*+UI | Singlezone Ducted, Centrally Ducted | 24000 | 24600 | 2.5 | 18087 | 2.11
CARRIER |  | 205272442 | HRCU-A-CB | 25VNA424A*030* | CNPV*3617AL*+UI | Singlezone Ducted, Centrally Ducted | 24000 | 24400 | 2.52 | 17940 | 2.13
CARRIER |  | 205272447 | HRCU-A-CB | 25VNA424A*030* | CNPV*3621AL*+UI | Singlezone Ducted, Centrally Ducted | 24000 | 24600 | 2.5 | 18087 | 2.11
CARRIER |  | 205272443 | HRCU-A-CB | 25VNA424A*030* | CNPV*3621AL*+UI | Singlezone Ducted, Centrally Ducted | 24000 | 24600 | 2.5 | 18087 | 2.11
CARRIER |  | 205272448 | HRCU-A-CB | 25VNA424A*030* | CNPV*3621AL*+UI | Singlezone Ducted, Centrally Ducted | 24000 | 24400 | 2.52 | 17940 | 2.13
CARRIER |  | 205272444 | HRCU-A-CB | 25VNA424A*030* | CNPV*3621AL*+UI | Singlezone Ducted, Centrally Ducted | 24000 | 24400 | 2.52 | 17940 | 2.13
CARRIER |  | 205272445 | HRCU-A-CB | 25VNA424A*030* | CNPV*3621AL*+UI | Singlezone Ducted, Centrally Ducted | 24000 | 24400 | 2.54 | 17940 | 2.15
CARRIER |  | 205272446 | HRCU-A-CB | 25VNA424A*030* | CNPV*3621AL*+UI | Singlezone Ducted, Centrally Ducted | 24000 | 24200 | 2.54 | 17792 | 2.15
CARRIER |  | 205272449 | HRCU-A-CB | 25VNA424A*030* | CNPV*4217AL*+UI | Singlezone Ducted, Centrally Ducted | 24000 | 24400 | 2.62 | 17940 | 2.21
CARRIER |  | 205272451 | HRCU-A-CB | 25VNA424A*030* | CNPV*4217AL*+UI | Singlezone Ducted, Centrally Ducted | 24000 | 24400 | 2.62 | 17940 | 2.21
CARRIER |  | 205272450 | HRCU-A-CB | 25VNA424A*030* | CNPV*4217AL*+UI | Singlezone Ducted, Centrally Ducted | 24000 | 24200 | 2.66 | 17792 | 2.25
CARRIER |  | 205272452 | HRCU-A-CB | 25VNA424A*030* | CNPV*4217AL*+UI | Singlezone Ducted, Centrally Ducted | 24000 | 24400 | 2.64 | 17940 | 2.23
CARRIER |  | 205272457 | HRCU-A-CB | 25VNA424A*030* | CNPV*4221AL*+UI | Singlezone Ducted, Centrally Ducted | 24000 | 24400 | 2.58 | 17940 | 2.17
CARRIER |  | 205272453 | HRCU-A-CB | 25VNA424A*030* | CNPV*4221AL*+UI | Singlezone Ducted, Centrally Ducted | 24000 | 24400 | 2.58 | 17940 | 2.17
CARRIER |  | 205272454 | HRCU-A-CB | 25VNA424A*030* | CNPV*4221AL*+UI | Singlezone Ducted, Centrally Ducted | 24000 | 24400 | 2.6 | 17940 | 2.19
CARRIER |  | 205272455 | HRCU-A-CB | 25VNA424A*030* | CNPV*4221AL*+UI | Singlezone Ducted, Centrally Ducted | 24000 | 24200 | 2.6 | 17792 | 2.19
CARRIER |  | 205272456 | HRCU-A-CB | 25VNA424A*030* | CNPV*4221AL*+UI | Singlezone Ducted, Centrally Ducted | 24000 | 24200 | 2.62 | 17792 | 2.21
CARRIER |  | 205272459 | HRCU-A-CB | 25VNA424A*030* | CNPV*4821AL*+UI | Singlezone Ducted, Centrally Ducted | 24000 | 24200 | 2.68 | 17792 | 2.26
CARRIER |  | 205272458 | HRCU-A-CB | 25VNA424A*030* | CNPV*4221AL*+UI | Singlezone Ducted, Centrally Ducted | 24000 | 24400 | 2.58 | 17940 | 2.17
CARRIER |  | 205272460 | HRCU-A-CB | 25VNA424A*030* | CNPV*4821AL*+UI | Singlezone Ducted, Centrally Ducted | 24000 | 24200 | 2.7 | 17792 | 2.28
CARRIER |  | 205272462 | HRCU-A-CB | 25VNA424A*030* | CNPV*4821AL*+UI | Singlezone Ducted, Centrally Ducted | 24000 | 24000 | 2.74 | 17645 | 2.31
CARRIER |  | 205272465 | HRCU-A-CB | 25VNA424A*030* | CNPV*4824AL*+UI | Singlezone Ducted, Centrally Ducted | 24000 | 24200 | 2.72 | 17792 | 2.3
CARRIER |  | 205272461 | HRCU-A-CB | 25VNA424A*030* | CNPV*4821AL*+UI | Singlezone Ducted, Centrally Ducted | 24000 | 24200 | 2.72 | 17792 | 2.3
CARRIER |  | 205272464 | HRCU-A-CB | 25VNA424A*030* | CNPV*4821AL*+UI | Singlezone Ducted, Centrally Ducted | 24000 | 24200 | 2.68 | 17792 | 2.26
CARRIER |  | 205272463 | HRCU-A-CB | 25VNA424A*030* | CNPV*4821AL*+UI | Singlezone Ducted, Centrally Ducted | 24000 | 24200 | 2.68 | 17792 | 2.26
CARRIER |  | 205272466 | HRCU-A-CB | 25VNA424A*030* | CNPV*4824AL*+UI | Singlezone Ducted, Centrally Ducted | 24000 | 24000 | 2.74 | 17645 | 2.31
CARRIER |  | 205272467 | HRCU-A-CB | 25VNA424A*030* | CNPV*4824AL*+UI | Singlezone Ducted, Centrally Ducted | 24000 | 24000 | 2.74 | 17645 | 2.31
CARRIER |  | 205272468 | HRCU-A-CB | 25VNA424A*030* | CNPV*4824AL*+UI | Singlezone Ducted, Centrally Ducted | 24000 | 24000 | 2.72 | 17645 | 2.3
CARRIER |  | 205272470 | HRCU-A-CB | 25VNA424A*030* | CNPV*6024AL*+UI | Singlezone Ducted, Centrally Ducted | 24000 | 23800 | 2.76 | 17498 | 2.33
CARRIER |  | 205272469 | HRCU-A-CB | 25VNA424A*030* | CNPV*6024AL*+UI | Singlezone Ducted, Centrally Ducted | 24000 | 23800 | 2.74 | 17498 | 2.31
CARRIER |  | 205272471 | HRCU-A-CB | 25VNA424A*030* | CNPV*6024AL*+UI | Singlezone Ducted, Centrally Ducted | 24000 | 23800 | 2.76 | 17498 | 2.33
CARRIER |  | 205272472 | HRCU-A-CB | 25VNA424A*030* | CNPV*6024AL*+UI | Singlezone Ducted, Centrally Ducted | 24000 | 23800 | 2.74 | 17498 | 2.31
CARRIER |  | 205272474 | HRCU-A-CB | 25VNA424A*030* | CSPH*3612AL*+UI | Singlezone Ducted, Centrally Ducted | 24000 | 24200 | 2.66 | 17792 | 2.25
CARRIER |  | 205272473 | HRCU-A-CB | 25VNA424A*030* | CSPH*3612AL*+UI | Singlezone Ducted, Centrally Ducted | 24000 | 24400 | 2.62 | 17940 | 2.21
CARRIER |  | 205272475 | HRCU-A-CB | 25VNA424A*030* | CSPH*3612AL*+UI | Singlezone Ducted, Centrally Ducted | 24000 | 24200 | 2.66 | 17792 | 2.25
CARRIER |  | 205272476 | HRCU-A-CB | 25VNA424A*030* | CSPH*3612AL*+UI | Singlezone Ducted, Centrally Ducted | 24000 | 24200 | 2.68 | 17792 | 2.26
CARRIER |  | 205272478 | HRCU-A-CB | 25VNA424A*030* | CSPH*3612AL*+UI | Singlezone Ducted, Centrally Ducted | 24000 | 24400 | 2.64 | 17940 | 2.23
CARRIER |  | 205272477 | HRCU-A-CB | 25VNA424A*030* | CSPH*3612AL*+UI | Singlezone Ducted, Centrally Ducted | 24000 | 24200 | 2.68 | 17792 | 2.26
CARRIER |  | 205272479 | HRCU-A-CB | 25VNA424A*030* | CSPH*3612AL*+UI | Singlezone Ducted, Centrally Ducted | 24000 | 24400 | 2.64 | 17940 | 2.23
CARRIER |  | 205272480 | HRCU-A-CB | 25VNA424A*030* | CSPH*3612AL*+UI | Singlezone Ducted, Centrally Ducted | 24000 | 24200 | 2.68 | 17792 | 2.26
CARRIER |  | 205272481 | HRCU-A-CB | 25VNA424A*030* | CSPH*4212AL*+UI | Singlezone Ducted, Centrally Ducted | 24000 | 24400 | 2.66 | 17940 | 2.25
CARRIER |  | 205272483 | HRCU-A-CB | 25VNA424A*030* | CSPH*4212AL*+UI | Singlezone Ducted, Centrally Ducted | 24000 | 24200 | 2.7 | 17792 | 2.28
CARRIER |  | 205272482 | HRCU-A-CB | 25VNA424A*030* | CSPH*4212AL*+UI | Singlezone Ducted, Centrally Ducted | 24000 | 24200 | 2.7 | 17792 | 2.28
CARRIER |  | 205272485 | HRCU-A-CB | 25VNA424A*030* | CSPH*4212AL*+UI | Singlezone Ducted, Centrally Ducted | 24000 | 24000 | 2.72 | 17645 | 2.3
CARRIER |  | 205272484 | HRCU-A-CB | 25VNA424A*030* | CSPH*4212AL*+UI | Singlezone Ducted, Centrally Ducted | 24000 | 24000 | 2.72 | 17645 | 2.3
CARRIER |  | 205272486 | HRCU-A-CB | 25VNA424A*030* | CSPH*4212AL*+UI | Singlezone Ducted, Centrally Ducted | 24000 | 24400 | 2.66 | 17940 | 2.25
CARRIER |  | 205272491 | HRCU-A-CB | 25VNA424A*030* | CSPH*4812AL*+UI | Singlezone Ducted, Centrally Ducted | 24000 | 24200 | 2.72 | 17792 | 2.3
CARRIER |  | 205272488 | HRCU-A-CB | 25VNA424A*030* | CSPH*4212AL*+UI | Singlezone Ducted, Centrally Ducted | 24000 | 24200 | 2.72 | 17792 | 2.3
CARRIER |  | 205272487 | HRCU-A-CB | 25VNA424A*030* | CSPH*4212AL*+UI | Singlezone Ducted, Centrally Ducted | 24000 | 24200 | 2.68 | 17792 | 2.26
CARRIER |  | 205272489 | HRCU-A-CB | 25VNA424A*030* | CSPH*4812AL*+UI | Singlezone Ducted, Centrally Ducted | 24000 | 24200 | 2.7 | 17792 | 2.28
CARRIER |  | 205272490 | HRCU-A-CB | 25VNA424A*030* | CSPH*4812AL*+UI | Singlezone Ducted, Centrally Ducted | 24000 | 24200 | 2.72 | 17792 | 2.3
CARRIER |  | 205272492 | HRCU-A-CB | 25VNA424A*030* | CSPH*4812AL*+UI | Singlezone Ducted, Centrally Ducted | 24000 | 24000 | 2.74 | 17645 | 2.31
CARRIER |  | 205272493 | HRCU-A-CB | 25VNA424A*030* | CSPH*4812AL*+UI | Singlezone Ducted, Centrally Ducted | 24000 | 24000 | 2.74 | 17645 | 2.31
CARRIER |  | 205272494 | HRCU-A-CB | 25VNA424A*030* | CSPH*4812AL*+UI | Singlezone Ducted, Centrally Ducted | 24000 | 24200 | 2.7 | 17792 | 2.28
CARRIER |  | 205272495 | HRCU-A-CB | 25VNA424A*030* | CSPH*4812AL*+UI | Singlezone Ducted, Centrally Ducted | 24000 | 24200 | 2.7 | 17792 | 2.28
CARRIER |  | 205272496 | HRCU-A-CB | 25VNA424A*030* | CSPH*4812AL*+UI | Singlezone Ducted, Centrally Ducted | 24000 | 24000 | 2.74 | 17645 | 2.31
CARRIER |  | 205272497 | HRCU-A-CB | 25VNA424A*030* | CSPH*6012AL*+UI | Singlezone Ducted, Centrally Ducted | 24000 | 24000 | 2.72 | 17645 | 2.3
CARRIER |  | 205272499 | HRCU-A-CB | 25VNA424A*030* | CSPH*6012AL*+UI | Singlezone Ducted, Centrally Ducted | 24000 | 23800 | 2.76 | 17498 | 2.33
CARRIER |  | 205272498 | HRCU-A-CB | 25VNA424A*030* | CSPH*6012AL*+UI | Singlezone Ducted, Centrally Ducted | 24000 | 23800 | 2.76 | 17498 | 2.33
CARRIER |  | 205272500 | HRCU-A-CB | 25VNA424A*030* | CSPH*6012AL*+UI | Singlezone Ducted, Centrally Ducted | 24000 | 23800 | 2.78 | 17498 | 2.34
CARRIER |  | 205272501 | HRCU-A-CB | 25VNA424A*030* | CSPH*6012AL*+UI | Singlezone Ducted, Centrally Ducted | 24000 | 23800 | 2.78 | 17498 | 2.34
CARRIER |  | 205272502 | HRCU-A-CB | 25VNA424A*030* | CSPH*6012AL*+UI | Singlezone Ducted, Centrally Ducted | 24000 | 24000 | 2.72 | 17645 | 2.3
CARRIER |  | 205272503 | HRCU-A-CB | 25VNA424A*030* | CSPH*6012AL*+UI | Singlezone Ducted, Centrally Ducted | 24000 | 24000 | 2.74 | 17645 | 2.31
CARRIER |  | 205272504 | HRCU-A-CB | 25VNA424A*030* | CSPH*6012AL*+UI | Singlezone Ducted, Centrally Ducted | 24000 | 23800 | 2.78 | 17498 | 2.34
CARRIER |  | 205272288 | HRCU-A-CB | 25VNA424A*030* | FE4AN(B,F)003L+UI | Singlezone Ducted, Centrally Ducted | 24000 | 24200 | 2.6 | 17792 | 2.19
CARRIER |  | 205272289 | HRCU-A-CB | 25VNA424A*030* | FE4AN(B,F)005L+UI | Singlezone Ducted, Centrally Ducted | 24000 | 23600 | 2.78 | 17351 | 2.34
CARRIER |  | 205272287 | HRCU-A-CB | 25VNA424A*030* | FE4ANF002L+UI | Singlezone Ducted, Centrally Ducted | 24000 | 24400 | 2.62 | 17940 | 2.21
CARRIER |  | 205272292 | HRCU-A-CB | 25VNA424A*030* | CAP**3617AL*+UI | Singlezone Ducted, Centrally Ducted | 24000 | 24400 | 2.56 | 17940 | 2.15
CARRIER |  | 205272293 | HRCU-A-CB | 25VNA424A*030* | CAP**3617AL*+UI | Singlezone Ducted, Centrally Ducted | 24000 | 24200 | 2.58 | 17792 | 2.17
CARRIER |  | 205272297 | HRCU-A-CB | 25VNA424A*030* | CAP**3621AL*+UI | Singlezone Ducted, Centrally Ducted | 24000 | 24200 | 2.58 | 17792 | 2.17
CARRIER |  | 205272298 | HRCU-A-CB | 25VNA424A*030* | CAP**3621AL*+UI | Singlezone Ducted, Centrally Ducted | 24000 | 24200 | 2.58 | 17792 | 2.17
CARRIER |  | 205272299 | HRCU-A-CB | 25VNA424A*030* | CAP**3621AL*+UI | Singlezone Ducted, Centrally Ducted | 24000 | 24200 | 2.6 | 17792 | 2.19
CARRIER |  | 205272300 | HRCU-A-CB | 25VNA424A*030* | CAP**3621AL*+UI | Singlezone Ducted, Centrally Ducted | 24000 | 24200 | 2.6 | 17792 | 2.19
CARRIER |  | 205272304 | HRCU-A-CB | 25VNA424A*030* | CAP**4221AL*+UI | Singlezone Ducted, Centrally Ducted | 24000 | 24200 | 2.62 | 17792 | 2.21
CARRIER |  | 205272305 | HRCU-A-CB | 25VNA424A*030* | CAP**4221AL*+UI | Singlezone Ducted, Centrally Ducted | 24000 | 24200 | 2.64 | 17792 | 2.23
CARRIER |  | 205272306 | HRCU-A-CB | 25VNA424A*030* | CAP**4221AL*+UI | Singlezone Ducted, Centrally Ducted | 24000 | 24200 | 2.64 | 17792 | 2.23
CARRIER |  | 205272307 | HRCU-A-CB | 25VNA424A*030* | CAP**4221AL*+UI | Singlezone Ducted, Centrally Ducted | 24000 | 24200 | 2.64 | 17792 | 2.23
CARRIER |  | 205272309 | HRCU-A-CB | 25VNA424A*030* | CAP**4224AL*+UI | Singlezone Ducted, Centrally Ducted | 24000 | 24200 | 2.62 | 17792 | 2.21
CARRIER |  | 205272310 | HRCU-A-CB | 25VNA424A*030* | CAP**4224AL*+UI | Singlezone Ducted, Centrally Ducted | 24000 | 24200 | 2.64 | 17792 | 2.23
CARRIER |  | 205272311 | HRCU-A-CB | 25VNA424A*030* | CAP**4224AL*+UI | Singlezone Ducted, Centrally Ducted | 24000 | 24200 | 2.62 | 17792 | 2.21
CARRIER |  | 205272314 | HRCU-A-CB | 25VNA424A*030* | CAP**4821AL*+UI | Singlezone Ducted, Centrally Ducted | 24000 | 24000 | 2.72 | 17645 | 2.3
CARRIER |  | 205272312 | HRCU-A-CB | 25VNA424A*030* | CAP**4224AL*+UI | Singlezone Ducted, Centrally Ducted | 24000 | 24200 | 2.64 | 17792 | 2.23
CARRIER |  | 205272315 | HRCU-A-CB | 25VNA424A*030* | CAP**4821AL*+UI | Singlezone Ducted, Centrally Ducted | 24000 | 24000 | 2.72 | 17645 | 2.3
CARRIER |  | 205272316 | HRCU-A-CB | 25VNA424A*030* | CAP**4821AL*+UI | Singlezone Ducted, Centrally Ducted | 24000 | 24000 | 2.74 | 17645 | 2.31
CARRIER |  | 205272317 | HRCU-A-CB | 25VNA424A*030* | CAP**4821AL*+UI | Singlezone Ducted, Centrally Ducted | 24000 | 24000 | 2.76 | 17645 | 2.33
CARRIER |  | 205272318 | HRCU-A-CB | 25VNA424A*030* | CAP**4821AL*+UI | Singlezone Ducted, Centrally Ducted | 24000 | 23800 | 2.76 | 17498 | 2.33
CARRIER |  | 205272319 | HRCU-A-CB | 25VNA424A*030* | CAP**4821AL*+UI | Singlezone Ducted, Centrally Ducted | 24000 | 23800 | 2.76 | 17498 | 2.33
CARRIER |  | 205272320 | HRCU-A-CB | 25VNA424A*030* | CAP**4824AL*+UI | Singlezone Ducted, Centrally Ducted | 24000 | 24000 | 2.72 | 17645 | 2.3
CARRIER |  | 205272321 | HRCU-A-CB | 25VNA424A*030* | CAP**4824AL*+UI | Singlezone Ducted, Centrally Ducted | 24000 | 24000 | 2.74 | 17645 | 2.31
CARRIER |  | 205272322 | HRCU-A-CB | 25VNA424A*030* | CAP**4824AL*+UI | Singlezone Ducted, Centrally Ducted | 24000 | 23800 | 2.76 | 17498 | 2.33
CARRIER |  | 205272324 | HRCU-A-CB | 25VNA424A*030* | CAP**4824AL*+UI | Singlezone Ducted, Centrally Ducted | 24000 | 23800 | 2.76 | 17498 | 2.33
CARRIER |  | 205272323 | HRCU-A-CB | 25VNA424A*030* | CAP**4824AL*+UI | Singlezone Ducted, Centrally Ducted | 24000 | 24000 | 2.74 | 17645 | 2.31
CARRIER |  | 205272325 | HRCU-A-CB | 25VNA424A*030* | CAP**6024AL*+UI | Singlezone Ducted, Centrally Ducted | 24000 | 23800 | 2.72 | 17498 | 2.29
CARRIER |  | 205272326 | HRCU-A-CB | 25VNA424A*030* | CAP**6024AL*+UI | Singlezone Ducted, Centrally Ducted | 24000 | 23600 | 2.76 | 17351 | 2.32
CARRIER |  | 205272327 | HRCU-A-CB | 25VNA424A*030* | CAP**6024AL*+UI | Singlezone Ducted, Centrally Ducted | 24000 | 23600 | 2.76 | 17351 | 2.32
CARRIER |  | 205272328 | HRCU-A-CB | 25VNA424A*030* | CAP**6024AL*+UI | Singlezone Ducted, Centrally Ducted | 24000 | 23600 | 2.76 | 17351 | 2.32
CARRIER |  | 205272329 | HRCU-A-CB | 25VNA424A*030* | CAP**6024AL*+UI | Singlezone Ducted, Centrally Ducted | 24000 | 23600 | 2.76 | 17351 | 2.32
CARRIER |  | 205272337 | HRCU-A-CB | 25VNA424A*030* | CNPV*3621AL*+UI | Singlezone Ducted, Centrally Ducted | 24000 | 24400 | 2.54 | 17940 | 2.15
CARRIER |  | 205272333 | HRCU-A-CB | 25VNA424A*030* | CNPV*3617AL*+UI | Singlezone Ducted, Centrally Ducted | 24000 | 24200 | 2.54 | 17792 | 2.15
CARRIER |  | 205272332 | HRCU-A-CB | 25VNA424A*030* | CNPV*3617AL*+UI | Singlezone Ducted, Centrally Ducted | 24000 | 24400 | 2.52 | 17940 | 2.13
CARRIER |  | 205272338 | HRCU-A-CB | 25VNA424A*030* | CNPV*3621AL*+UI | Singlezone Ducted, Centrally Ducted | 24000 | 24400 | 2.54 | 17940 | 2.15
CARRIER |  | 205272339 | HRCU-A-CB | 25VNA424A*030* | CNPV*3621AL*+UI | Singlezone Ducted, Centrally Ducted | 24000 | 24200 | 2.56 | 17792 | 2.15
CARRIER |  | 205272340 | HRCU-A-CB | 25VNA424A*030* | CNPV*3621AL*+UI | Singlezone Ducted, Centrally Ducted | 24000 | 24200 | 2.54 | 17792 | 2.15
CARRIER |  | 205272343 | HRCU-A-CB | 25VNA424A*030* | CNPV*4217AL*+UI | Singlezone Ducted, Centrally Ducted | 24000 | 24200 | 2.66 | 17792 | 2.25
CARRIER |  | 205272344 | HRCU-A-CB | 25VNA424A*030* | CNPV*4217AL*+UI | Singlezone Ducted, Centrally Ducted | 24000 | 24200 | 2.68 | 17792 | 2.26
CARRIER |  | 205272349 | HRCU-A-CB | 25VNA424A*030* | CNPV*4221AL*+UI | Singlezone Ducted, Centrally Ducted | 24000 | 24200 | 2.62 | 17792 | 2.21
CARRIER |  | 205272348 | HRCU-A-CB | 25VNA424A*030* | CNPV*4221AL*+UI | Singlezone Ducted, Centrally Ducted | 24000 | 24200 | 2.62 | 17792 | 2.21
CARRIER |  | 205272350 | HRCU-A-CB | 25VNA424A*030* | CNPV*4221AL*+UI | Singlezone Ducted, Centrally Ducted | 24000 | 24200 | 2.62 | 17792 | 2.21
CARRIER |  | 205272351 | HRCU-A-CB | 25VNA424A*030* | CNPV*4221AL*+UI | Singlezone Ducted, Centrally Ducted | 24000 | 24200 | 2.62 | 17792 | 2.21
CARRIER |  | 205272353 | HRCU-A-CB | 25VNA424A*030* | CNPV*4821AL*+UI | Singlezone Ducted, Centrally Ducted | 24000 | 24200 | 2.7 | 17792 | 2.28
CARRIER |  | 205272354 | HRCU-A-CB | 25VNA424A*030* | CNPV*4821AL*+UI | Singlezone Ducted, Centrally Ducted | 24000 | 24200 | 2.7 | 17792 | 2.28
CARRIER |  | 205272358 | HRCU-A-CB | 25VNA424A*030* | CNPV*4821AL*+UI | Singlezone Ducted, Centrally Ducted | 24000 | 24000 | 2.74 | 17645 | 2.31
CARRIER |  | 205272355 | HRCU-A-CB | 25VNA424A*030* | CNPV*4821AL*+UI | Singlezone Ducted, Centrally Ducted | 24000 | 24000 | 2.72 | 17645 | 2.3
CARRIER |  | 205272356 | HRCU-A-CB | 25VNA424A*030* | CNPV*4821AL*+UI | Singlezone Ducted, Centrally Ducted | 24000 | 24000 | 2.72 | 17645 | 2.3
CARRIER |  | 205272357 | HRCU-A-CB | 25VNA424A*030* | CNPV*4821AL*+UI | Singlezone Ducted, Centrally Ducted | 24000 | 24000 | 2.74 | 17645 | 2.31
CARRIER |  | 205272359 | HRCU-A-CB | 25VNA424A*030* | CNPV*4824AL*+UI | Singlezone Ducted, Centrally Ducted | 24000 | 24200 | 2.7 | 17792 | 2.28
CARRIER |  | 205272360 | HRCU-A-CB | 25VNA424A*030* | CNPV*4824AL*+UI | Singlezone Ducted, Centrally Ducted | 24000 | 24000 | 2.72 | 17645 | 2.3
CARRIER |  | 205272361 | HRCU-A-CB | 25VNA424A*030* | CNPV*4824AL*+UI | Singlezone Ducted, Centrally Ducted | 24000 | 24000 | 2.72 | 17645 | 2.3
CARRIER |  | 205272362 | HRCU-A-CB | 25VNA424A*030* | CNPV*4824AL*+UI | Singlezone Ducted, Centrally Ducted | 24000 | 24000 | 2.72 | 17645 | 2.3
CARRIER |  | 205272363 | HRCU-A-CB | 25VNA424A*030* | CNPV*4824AL*+UI | Singlezone Ducted, Centrally Ducted | 24000 | 24000 | 2.74 | 17645 | 2.31
CARRIER |  | 205272364 | HRCU-A-CB | 25VNA424A*030* | CNPV*6024AL*+UI | Singlezone Ducted, Centrally Ducted | 24000 | 24000 | 2.72 | 17645 | 2.3
CARRIER |  | 205272365 | HRCU-A-CB | 25VNA424A*030* | CNPV*6024AL*+UI | Singlezone Ducted, Centrally Ducted | 24000 | 23800 | 2.74 | 17498 | 2.31
CARRIER |  | 205272373 | HRCU-A-CB | 25VNA424A*030* | CSPH*3612AL*+UI | Singlezone Ducted, Centrally Ducted | 24000 | 24200 | 2.68 | 17792 | 2.26
CARRIER |  | 205272366 | HRCU-A-CB | 25VNA424A*030* | CNPV*6024AL*+UI | Singlezone Ducted, Centrally Ducted | 24000 | 23800 | 2.74 | 17498 | 2.31
CARRIER |  | 205272367 | HRCU-A-CB | 25VNA424A*030* | CNPV*6024AL*+UI | Singlezone Ducted, Centrally Ducted | 24000 | 23800 | 2.74 | 17498 | 2.31
CARRIER |  | 205272368 | HRCU-A-CB | 25VNA424A*030* | CNPV*6024AL*+UI | Singlezone Ducted, Centrally Ducted | 24000 | 23800 | 2.76 | 17498 | 2.33
CARRIER |  | 205272377 | HRCU-A-CB | 25VNA424A*030* | CSPH*3612AL*+UI | Singlezone Ducted, Centrally Ducted | 24000 | 24200 | 2.68 | 17792 | 2.26
CARRIER |  | 205272374 | HRCU-A-CB | 25VNA424A*030* | CSPH*3612AL*+UI | Singlezone Ducted, Centrally Ducted | 24000 | 24200 | 2.68 | 17792 | 2.26
CARRIER |  | 205272375 | HRCU-A-CB | 25VNA424A*030* | CSPH*3612AL*+UI | Singlezone Ducted, Centrally Ducted | 24000 | 24200 | 2.66 | 17792 | 2.25
CARRIER |  | 205272376 | HRCU-A-CB | 25VNA424A*030* | CSPH*3612AL*+UI | Singlezone Ducted, Centrally Ducted | 24000 | 24200 | 2.68 | 17792 | 2.26
CARRIER |  | 205272381 | HRCU-A-CB | 25VNA424A*030* | CSPH*4212AL*+UI | Singlezone Ducted, Centrally Ducted | 24000 | 24200 | 2.7 | 17792 | 2.28
CARRIER |  | 205272382 | HRCU-A-CB | 25VNA424A*030* | CSPH*4212AL*+UI | Singlezone Ducted, Centrally Ducted | 24000 | 24000 | 2.72 | 17645 | 2.3
CARRIER |  | 205272385 | HRCU-A-CB | 25VNA424A*030* | CSPH*4212AL*+UI | Singlezone Ducted, Centrally Ducted | 24000 | 24000 | 2.72 | 17645 | 2.3
CARRIER |  | 205272383 | HRCU-A-CB | 25VNA424A*030* | CSPH*4212AL*+UI | Singlezone Ducted, Centrally Ducted | 24000 | 24200 | 2.7 | 17792 | 2.28
CARRIER |  | 205272384 | HRCU-A-CB | 25VNA424A*030* | CSPH*4212AL*+UI | Singlezone Ducted, Centrally Ducted | 24000 | 24200 | 2.7 | 17792 | 2.28
CARRIER |  | 205272386 | HRCU-A-CB | 25VNA424A*030* | CSPH*4212AL*+UI | Singlezone Ducted, Centrally Ducted | 24000 | 24000 | 2.72 | 17645 | 2.3
CARRIER |  | 205272390 | HRCU-A-CB | 25VNA424A*030* | CSPH*4812AL*+UI | Singlezone Ducted, Centrally Ducted | 24000 | 24000 | 2.74 | 17645 | 2.31
CARRIER |  | 205272391 | HRCU-A-CB | 25VNA424A*030* | CSPH*4812AL*+UI | Singlezone Ducted, Centrally Ducted | 24000 | 24000 | 2.74 | 17645 | 2.31
CARRIER |  | 205272392 | HRCU-A-CB | 25VNA424A*030* | CSPH*4812AL*+UI | Singlezone Ducted, Centrally Ducted | 24000 | 24000 | 2.74 | 17645 | 2.31
CARRIER |  | 205272394 | HRCU-A-CB | 25VNA424A*030* | CSPH*4812AL*+UI | Singlezone Ducted, Centrally Ducted | 24000 | 24000 | 2.74 | 17645 | 2.31
CARRIER |  | 205272393 | HRCU-A-CB | 25VNA424A*030* | CSPH*4812AL*+UI | Singlezone Ducted, Centrally Ducted | 24000 | 24200 | 2.72 | 17792 | 2.3
CARRIER |  | 205272395 | HRCU-A-CB | 25VNA424A*030* | CSPH*4812AL*+UI | Singlezone Ducted, Centrally Ducted | 24000 | 24000 | 2.74 | 17645 | 2.31
CARRIER |  | 205272397 | HRCU-A-CB | 25VNA424A*030* | CSPH*6012AL*+UI | Singlezone Ducted, Centrally Ducted | 24000 | 24000 | 2.74 | 17645 | 2.31
CARRIER |  | 205272398 | HRCU-A-CB | 25VNA424A*030* | CSPH*6012AL*+UI | Singlezone Ducted, Centrally Ducted | 24000 | 23800 | 2.74 | 17498 | 2.31
CARRIER |  | 205272399 | HRCU-A-CB | 25VNA424A*030* | CSPH*6012AL*+UI | Singlezone Ducted, Centrally Ducted | 24000 | 23800 | 2.76 | 17498 | 2.33
CARRIER |  | 205272400 | HRCU-A-CB | 25VNA424A*030* | CSPH*6012AL*+UI | Singlezone Ducted, Centrally Ducted | 24000 | 23800 | 2.78 | 17498 | 2.34
CARRIER |  | 205272401 | HRCU-A-CB | 25VNA424A*030* | CSPH*6012AL*+UI | Singlezone Ducted, Centrally Ducted | 24000 | 23800 | 2.76 | 17498 | 2.33
CARRIER |  | 205272405 | HRCU-A-CB | 25VNA424A*030* | CAP**3617AL*+UI | Singlezone Ducted, Centrally Ducted | 24000 | 24400 | 2.54 | 17940 | 2.15
CARRIER |  | 205272403 | HRCU-A-CB | 25VNA424A*030* | CSPH*6012AL*+UI | Singlezone Ducted, Centrally Ducted | 24000 | 23800 | 2.78 | 17498 | 2.34
CARRIER |  | 205272402 | HRCU-A-CB | 25VNA424A*030* | CSPH*6012AL*+UI | Singlezone Ducted, Centrally Ducted | 24000 | 23800 | 2.76 | 17498 | 2.33
CARRIER |  | 205272404 | HRCU-A-CB | 25VNA424A*030* | CSPH*6012AL*+UI | Singlezone Ducted, Centrally Ducted | 24000 | 23800 | 2.78 | 17498 | 2.34
CARRIER |  | 205272406 | HRCU-A-CB | 25VNA424A*030* | CAP**3617AL*+UI | Singlezone Ducted, Centrally Ducted | 24000 | 24400 | 2.56 | 17940 | 2.15
CARRIER |  | 205272407 | HRCU-A-CB | 25VNA424A*030* | CAP**3617AL*+UI | Singlezone Ducted, Centrally Ducted | 24000 | 24400 | 2.54 | 17940 | 2.15
CARRIER |  | 205272408 | HRCU-A-CB | 25VNA424A*030* | CAP**3617AL*+UI | Singlezone Ducted, Centrally Ducted | 24000 | 24400 | 2.54 | 17940 | 2.15
CARRIER |  | 205272410 | HRCU-A-CB | 25VNA424A*030* | CAP**3621AL*+UI | Singlezone Ducted, Centrally Ducted | 24000 | 24200 | 2.58 | 17792 | 2.17
CARRIER |  | 205272409 | HRCU-A-CB | 25VNA424A*030* | CAP**3621AL*+UI | Singlezone Ducted, Centrally Ducted | 24000 | 24400 | 2.54 | 17940 | 2.15
CARRIER |  | 205272411 | HRCU-A-CB | 25VNA424A*030* | CAP**3621AL*+UI | Singlezone Ducted, Centrally Ducted | 24000 | 24200 | 2.58 | 17792 | 2.17
CARRIER |  | 205272412 | HRCU-A-CB | 25VNA424A*030* | CAP**3621AL*+UI | Singlezone Ducted, Centrally Ducted | 24000 | 24200 | 2.6 | 17792 | 2.19
CARRIER |  | 205272413 | HRCU-A-CB | 25VNA424A*030* | CAP**3621AL*+UI | Singlezone Ducted, Centrally Ducted | 24000 | 24400 | 2.54 | 17940 | 2.15
CARRIER |  | 205272414 | HRCU-A-CB | 25VNA424A*030* | CAP**3621AL*+UI | Singlezone Ducted, Centrally Ducted | 24000 | 24400 | 2.56 | 17940 | 2.15
CARRIER |  | 205272290 | HRCU-A-CB | 25VNA424A*030* | CAP**3617AL*+UI | Singlezone Ducted, Centrally Ducted | 24000 | 24600 | 2.54 | 18087 | 2.14
CARRIER |  | 205272291 | HRCU-A-CB | 25VNA424A*030* | CAP**3617AL*+UI | Singlezone Ducted, Centrally Ducted | 24000 | 24400 | 2.54 | 17940 | 2.15
CARRIER |  | 205272294 | HRCU-A-CB | 25VNA424A*030* | CAP**3621AL*+UI | Singlezone Ducted, Centrally Ducted | 24000 | 24400 | 2.54 | 17940 | 2.15
CARRIER |  | 205272295 | HRCU-A-CB | 25VNA424A*030* | CAP**3621AL*+UI | Singlezone Ducted, Centrally Ducted | 24000 | 24400 | 2.56 | 17940 | 2.15
CARRIER |  | 205272296 | HRCU-A-CB | 25VNA424A*030* | CAP**3621AL*+UI | Singlezone Ducted, Centrally Ducted | 24000 | 24400 | 2.56 | 17940 | 2.15
CARRIER |  | 205272301 | HRCU-A-CB | 25VNA424A*030* | CAP**4221AL*+UI | Singlezone Ducted, Centrally Ducted | 24000 | 24400 | 2.58 | 17940 | 2.17
CARRIER |  | 205272302 | HRCU-A-CB | 25VNA424A*030* | CAP**4221AL*+UI | Singlezone Ducted, Centrally Ducted | 24000 | 24400 | 2.6 | 17940 | 2.19
CARRIER |  | 205272303 | HRCU-A-CB | 25VNA424A*030* | CAP**4221AL*+UI | Singlezone Ducted, Centrally Ducted | 24000 | 24200 | 2.6 | 17792 | 2.19
CARRIER |  | 205272313 | HRCU-A-CB | 25VNA424A*030* | CAP**4821AL*+UI | Singlezone Ducted, Centrally Ducted | 24000 | 24200 | 2.7 | 17792 | 2.28
CARRIER |  | 205272308 | HRCU-A-CB | 25VNA424A*030* | CAP**4224AL*+UI | Singlezone Ducted, Centrally Ducted | 24000 | 24200 | 2.6 | 17792 | 2.19
CARRIER |  | 205272330 | HRCU-A-CB | 25VNA424A*030* | CNPV*3617AL*+UI | Singlezone Ducted, Centrally Ducted | 24000 | 24600 | 2.5 | 18087 | 2.11
CARRIER |  | 205272335 | HRCU-A-CB | 25VNA424A*030* | CNPV*3621AL*+UI | Singlezone Ducted, Centrally Ducted | 24000 | 24400 | 2.52 | 17940 | 2.13
CARRIER |  | 205272331 | HRCU-A-CB | 25VNA424A*030* | CNPV*3617AL*+UI | Singlezone Ducted, Centrally Ducted | 24000 | 24400 | 2.52 | 17940 | 2.13
CARRIER |  | 205272334 | HRCU-A-CB | 25VNA424A*030* | CNPV*3621AL*+UI | Singlezone Ducted, Centrally Ducted | 24000 | 24600 | 2.5 | 18087 | 2.11
CARRIER |  | 205272336 | HRCU-A-CB | 25VNA424A*030* | CNPV*3621AL*+UI | Singlezone Ducted, Centrally Ducted | 24000 | 24400 | 2.52 | 17940 | 2.13
CARRIER |  | 205272341 | HRCU-A-CB | 25VNA424A*030* | CNPV*4217AL*+UI | Singlezone Ducted, Centrally Ducted | 24000 | 24400 | 2.62 | 17940 | 2.21
CARRIER |  | 205272342 | HRCU-A-CB | 25VNA424A*030* | CNPV*4217AL*+UI | Singlezone Ducted, Centrally Ducted | 24000 | 24400 | 2.64 | 17940 | 2.23
CARRIER |  | 205272345 | HRCU-A-CB | 25VNA424A*030* | CNPV*4221AL*+UI | Singlezone Ducted, Centrally Ducted | 24000 | 24400 | 2.56 | 17940 | 2.15
CARRIER |  | 205272347 | HRCU-A-CB | 25VNA424A*030* | CNPV*4221AL*+UI | Singlezone Ducted, Centrally Ducted | 24000 | 24400 | 2.6 | 17940 | 2.19
CARRIER |  | 205272346 | HRCU-A-CB | 25VNA424A*030* | CNPV*4221AL*+UI | Singlezone Ducted, Centrally Ducted | 24000 | 24400 | 2.58 | 17940 | 2.17
CARRIER |  | 205272352 | HRCU-A-CB | 25VNA424A*030* | CNPV*4821AL*+UI | Singlezone Ducted, Centrally Ducted | 24000 | 24400 | 2.68 | 17940 | 2.26
CARRIER |  | 205272369 | HRCU-A-CB | 25VNA424A*030* | CSPH*3612AL*+UI | Singlezone Ducted, Centrally Ducted | 24000 | 24400 | 2.62 | 17940 | 2.21
CARRIER |  | 205272370 | HRCU-A-CB | 25VNA424A*030* | CSPH*3612AL*+UI | Singlezone Ducted, Centrally Ducted | 24000 | 24400 | 2.64 | 17940 | 2.23
CARRIER |  | 205272379 | HRCU-A-CB | 25VNA424A*030* | CSPH*4212AL*+UI | Singlezone Ducted, Centrally Ducted | 24000 | 24200 | 2.68 | 17792 | 2.26
CARRIER |  | 205272371 | HRCU-A-CB | 25VNA424A*030* | CSPH*3612AL*+UI | Singlezone Ducted, Centrally Ducted | 24000 | 24400 | 2.64 | 17940 | 2.23
CARRIER |  | 205272380 | HRCU-A-CB | 25VNA424A*030* | CSPH*4212AL*+UI | Singlezone Ducted, Centrally Ducted | 24000 | 24200 | 2.68 | 17792 | 2.26
CARRIER |  | 205272387 | HRCU-A-CB | 25VNA424A*030* | CSPH*4812AL*+UI | Singlezone Ducted, Centrally Ducted | 24000 | 24400 | 2.68 | 17940 | 2.26
CARRIER |  | 205272372 | HRCU-A-CB | 25VNA424A*030* | CSPH*3612AL*+UI | Singlezone Ducted, Centrally Ducted | 24000 | 24200 | 2.68 | 17792 | 2.26
CARRIER |  | 205272378 | HRCU-A-CB | 25VNA424A*030* | CSPH*4212AL*+UI | Singlezone Ducted, Centrally Ducted | 24000 | 24400 | 2.66 | 17940 | 2.25
CARRIER |  | 205272388 | HRCU-A-CB | 25VNA424A*030* | CSPH*4812AL*+UI | Singlezone Ducted, Centrally Ducted | 24000 | 24200 | 2.7 | 17792 | 2.28
CARRIER |  | 205272389 | HRCU-A-CB | 25VNA424A*030* | CSPH*4812AL*+UI | Singlezone Ducted, Centrally Ducted | 24000 | 24200 | 2.7 | 17792 | 2.28
CARRIER |  | 205272396 | HRCU-A-CB | 25VNA424A*030* | CSPH*6012AL*+UI | Singlezone Ducted, Centrally Ducted | 24000 | 24000 | 2.72 | 17645 | 2.3
CARRIER |  | 205272518 | HRCU-A-CB | 25VNA436A*030* | CAP**3721AL*+UI | Singlezone Ducted, Centrally Ducted | 35400 | 33600 | 2.52 | 28445 | 2.14
CARRIER |  | 205272520 | HRCU-A-CB | 25VNA436A*030* | CAP**3721AL*+UI | Singlezone Ducted, Centrally Ducted | 35400 | 33600 | 2.52 | 28445 | 2.14
CARRIER |  | 205272551 | HRCU-A-CB | 25VNA436A*030* | CAP**4321AL*+UI | Singlezone Ducted, Centrally Ducted | 35200 | 33400 | 2.54 | 28276 | 2.16
CARRIER |  | 205272521 | HRCU-A-CB | 25VNA436A*030* | CAP**3721AL*+UI | Singlezone Ducted, Centrally Ducted | 35400 | 33600 | 2.52 | 28445 | 2.14
CARRIER |  | 205272522 | HRCU-A-CB | 25VNA436A*030* | CAP**3721AL*+UI | Singlezone Ducted, Centrally Ducted | 35400 | 33600 | 2.52 | 28445 | 2.14
CARRIER |  | 205272556 | HRCU-A-CB | 25VNA436A*030* | CAP**4321AL*+UI | Singlezone Ducted, Centrally Ducted | 35200 | 33400 | 2.54 | 28276 | 2.16
CARRIER |  | 205272560 | HRCU-A-CB | 25VNA436A*030* | CAP**4321AL*+UI | Singlezone Ducted, Centrally Ducted | 35200 | 33400 | 2.54 | 28276 | 2.16
CARRIER |  | 205272578 | HRCU-A-CB | 25VNA436A*030* | CAP**4824AL*+UI | Singlezone Ducted, Centrally Ducted | 35200 | 33200 | 2.52 | 28107 | 2.14
CARRIER |  | 205272559 | HRCU-A-CB | 25VNA436A*030* | CAP**4321AL*+UI | Singlezone Ducted, Centrally Ducted | 35400 | 33600 | 2.52 | 28445 | 2.14
CARRIER |  | 205272558 | HRCU-A-CB | 25VNA436A*030* | CAP**4321AL*+UI | Singlezone Ducted, Centrally Ducted | 35200 | 33400 | 2.54 | 28276 | 2.16
CARRIER |  | 205272579 | HRCU-A-CB | 25VNA436A*030* | CAP**4824AL*+UI | Singlezone Ducted, Centrally Ducted | 35200 | 33000 | 2.54 | 27937 | 2.16
CARRIER |  | 205272586 | HRCU-A-CB | 25VNA436A*030* | CAP**4824AL*+UI | Singlezone Ducted, Centrally Ducted | 35200 | 33200 | 2.52 | 28107 | 2.14
CARRIER |  | 205272589 | HRCU-A-CB | 25VNA436A*030* | CAP**6024AL*+UI | Singlezone Ducted, Centrally Ducted | 34400 | 32800 | 2.52 | 27768 | 2.14
CARRIER |  | 205272590 | HRCU-A-CB | 25VNA436A*030* | CAP**6024AL*+UI | Singlezone Ducted, Centrally Ducted | 34400 | 32600 | 2.54 | 27599 | 2.16
CARRIER |  | 205272593 | HRCU-A-CB | 25VNA436A*030* | CAP**6024AL*+UI | Singlezone Ducted, Centrally Ducted | 34600 | 32800 | 2.52 | 27768 | 2.14
CARRIER |  | 205272592 | HRCU-A-CB | 25VNA436A*030* | CAP**6024AL*+UI | Singlezone Ducted, Centrally Ducted | 34600 | 33000 | 2.5 | 27937 | 2.13
CARRIER |  | 205272591 | HRCU-A-CB | 25VNA436A*030* | CAP**6024AL*+UI | Singlezone Ducted, Centrally Ducted | 34400 | 32800 | 2.52 | 27768 | 2.14
CARRIER |  | 205272594 | HRCU-A-CB | 25VNA436A*030* | CAP**6024AL*+UI | Singlezone Ducted, Centrally Ducted | 34600 | 33000 | 2.5 | 27937 | 2.13
CARRIER |  | 205272596 | HRCU-A-CB | 25VNA436A*030* | CAP**6024AL*+UI | Singlezone Ducted, Centrally Ducted | 34600 | 32800 | 2.52 | 27768 | 2.14
CARRIER |  | 205272595 | HRCU-A-CB | 25VNA436A*030* | CAP**6024AL*+UI | Singlezone Ducted, Centrally Ducted | 34600 | 33000 | 2.5 | 27937 | 2.13
CARRIER |  | 205272602 | HRCU-A-CB | 25VNA436A*030* | CAP**6121AL*+UI | Singlezone Ducted, Centrally Ducted | 34800 | 33000 | 2.54 | 27937 | 2.16
CARRIER |  | 205272597 | HRCU-A-CB | 25VNA436A*030* | CAP**6024AL*+UI | Singlezone Ducted, Centrally Ducted | 34400 | 32800 | 2.52 | 27768 | 2.14
CARRIER |  | 205272601 | HRCU-A-CB | 25VNA436A*030* | CAP**6121AL*+UI | Singlezone Ducted, Centrally Ducted | 35200 | 33200 | 2.5 | 28107 | 2.12
CARRIER |  | 205272608 | HRCU-A-CB | 25VNA436A*030* | CAP**6121AL*+UI | Singlezone Ducted, Centrally Ducted | 35000 | 33000 | 2.54 | 27937 | 2.16
CARRIER |  | 205272607 | HRCU-A-CB | 25VNA436A*030* | CAP**6121AL*+UI | Singlezone Ducted, Centrally Ducted | 35000 | 33200 | 2.52 | 28107 | 2.14
CARRIER |  | 205272609 | HRCU-A-CB | 25VNA436A*030* | CAP**6121AL*+UI | Singlezone Ducted, Centrally Ducted | 35000 | 33200 | 2.52 | 28107 | 2.14
CARRIER |  | 205272610 | HRCU-A-CB | 25VNA436A*030* | CAP**6121AL*+UI | Singlezone Ducted, Centrally Ducted | 35000 | 33000 | 2.54 | 27937 | 2.16
CARRIER |  | 205272611 | HRCU-A-CB | 25VNA436A*030* | CAP**6121AL*+UI | Singlezone Ducted, Centrally Ducted | 35000 | 33200 | 2.52 | 28107 | 2.14
CARRIER |  | 205272612 | HRCU-A-CB | 25VNA436A*030* | CAP**6121AL*+UI | Singlezone Ducted, Centrally Ducted | 35000 | 33000 | 2.54 | 27937 | 2.16
CARRIER |  | 205272614 | HRCU-A-CB | 25VNA436A*030* | CAP**6124AL*+UI | Singlezone Ducted, Centrally Ducted | 35000 | 33200 | 2.52 | 28107 | 2.14
CARRIER |  | 205272615 | HRCU-A-CB | 25VNA436A*030* | CAP**6124AL*+UI | Singlezone Ducted, Centrally Ducted | 34800 | 33000 | 2.56 | 27937 | 2.18
CARRIER |  | 205272616 | HRCU-A-CB | 25VNA436A*030* | CAP**6124AL*+UI | Singlezone Ducted, Centrally Ducted | 34600 | 32800 | 2.56 | 27768 | 2.18
CARRIER |  | 205272619 | HRCU-A-CB | 25VNA436A*030* | CAP**6124AL*+UI | Singlezone Ducted, Centrally Ducted | 34800 | 33000 | 2.54 | 27937 | 2.16
CARRIER |  | 205272620 | HRCU-A-CB | 25VNA436A*030* | CAP**6124AL*+UI | Singlezone Ducted, Centrally Ducted | 35000 | 33000 | 2.54 | 27937 | 2.16
CARRIER |  | 205272617 | HRCU-A-CB | 25VNA436A*030* | CAP**6124AL*+UI | Singlezone Ducted, Centrally Ducted | 34800 | 33000 | 2.56 | 27937 | 2.18
CARRIER |  | 205272618 | HRCU-A-CB | 25VNA436A*030* | CAP**6124AL*+UI | Singlezone Ducted, Centrally Ducted | 35000 | 33200 | 2.52 | 28107 | 2.14
CARRIER |  | 205272621 | HRCU-A-CB | 25VNA436A*030* | CAP**6124AL*+UI | Singlezone Ducted, Centrally Ducted | 35000 | 33200 | 2.52 | 28107 | 2.14
CARRIER |  | 205272622 | HRCU-A-CB | 25VNA436A*030* | CAP**6124AL*+UI | Singlezone Ducted, Centrally Ducted | 34800 | 33000 | 2.54 | 27937 | 2.16
CARRIER |  | 205272623 | HRCU-A-CB | 25VNA436A*030* | CAP**6124AL*+UI | Singlezone Ducted, Centrally Ducted | 34800 | 33000 | 2.54 | 27937 | 2.16
CARRIER |  | 205272665 | HRCU-A-CB | 25VNA436A*030* | CNPV*4824AL*+UI | Singlezone Ducted, Centrally Ducted | 35200 | 33200 | 2.5 | 28107 | 2.12
CARRIER |  | 205272675 | HRCU-A-CB | 25VNA436A*030* | CNPV*6024AL*+UI | Singlezone Ducted, Centrally Ducted | 35000 | 33000 | 2.5 | 27937 | 2.13
CARRIER |  | 205272676 | HRCU-A-CB | 25VNA436A*030* | CNPV*6024AL*+UI | Singlezone Ducted, Centrally Ducted | 34800 | 32800 | 2.52 | 27768 | 2.14
CARRIER |  | 205272677 | HRCU-A-CB | 25VNA436A*030* | CNPV*6024AL*+UI | Singlezone Ducted, Centrally Ducted | 35000 | 33000 | 2.5 | 27937 | 2.13
CARRIER |  | 205272679 | HRCU-A-CB | 25VNA436A*030* | CNPV*6024AL*+UI | Singlezone Ducted, Centrally Ducted | 35000 | 33000 | 2.5 | 27937 | 2.13
CARRIER |  | 205272708 | HRCU-A-CB | 25VNA436A*030* | CSPH*4212AL*+UI | Singlezone Ducted, Centrally Ducted | 35200 | 33400 | 2.5 | 28276 | 2.12
CARRIER |  | 205272726 | HRCU-A-CB | 25VNA436A*030* | CSPH*4812AL*+UI | Singlezone Ducted, Centrally Ducted | 35200 | 33400 | 2.5 | 28276 | 2.12
CARRIER |  | 205272727 | HRCU-A-CB | 25VNA436A*030* | CSPH*4812AL*+UI | Singlezone Ducted, Centrally Ducted | 35200 | 33200 | 2.52 | 28107 | 2.14
CARRIER |  | 205272730 | HRCU-A-CB | 25VNA436A*030* | CSPH*4812AL*+UI | Singlezone Ducted, Centrally Ducted | 35200 | 33400 | 2.5 | 28276 | 2.12
CARRIER |  | 205272734 | HRCU-A-CB | 25VNA436A*030* | CSPH*4812AL*+UI | Singlezone Ducted, Centrally Ducted | 35400 | 33400 | 2.5 | 28276 | 2.12
CARRIER |  | 205272737 | HRCU-A-CB | 25VNA436A*030* | CSPH*4812AL*+UI | Singlezone Ducted, Centrally Ducted | 35400 | 33400 | 2.5 | 28276 | 2.12
CARRIER |  | 205272739 | HRCU-A-CB | 25VNA436A*030* | CSPH*4812AL*+UI | Singlezone Ducted, Centrally Ducted | 35400 | 33400 | 2.5 | 28276 | 2.12
CARRIER |  | 205272740 | HRCU-A-CB | 25VNA436A*030* | CSPH*4812AL*+UI | Singlezone Ducted, Centrally Ducted | 35400 | 33400 | 2.5 | 28276 | 2.12
CARRIER |  | 205272743 | HRCU-A-CB | 25VNA436A*030* | CSPH*6012AL*+UI | Singlezone Ducted, Centrally Ducted | 35200 | 33400 | 2.5 | 28276 | 2.12
CARRIER |  | 205272744 | HRCU-A-CB | 25VNA436A*030* | CSPH*6012AL*+UI | Singlezone Ducted, Centrally Ducted | 35000 | 33200 | 2.52 | 28107 | 2.14
CARRIER |  | 205272755 | HRCU-A-CB | 25VNA436A*030* | CSPH*6012AL*+UI | Singlezone Ducted, Centrally Ducted | 34800 | 33000 | 2.54 | 27937 | 2.16
CARRIER |  | 205272752 | HRCU-A-CB | 25VNA436A*030* | CSPH*6012AL*+UI | Singlezone Ducted, Centrally Ducted | 34800 | 33000 | 2.54 | 27937 | 2.16
CARRIER |  | 205272754 | HRCU-A-CB | 25VNA436A*030* | CSPH*6012AL*+UI | Singlezone Ducted, Centrally Ducted | 34800 | 33000 | 2.54 | 27937 | 2.16
CARRIER |  | 205272770 | HRCU-A-CB | 25VNA448A*030* | CAP**6024AL*+UI | Singlezone Ducted, Centrally Ducted | 48000 | 42500 | 2.52 | 31130 | 2.25
CARRIER |  | 205272773 | HRCU-A-CB | 25VNA448A*030* | CAP**6121AL*+UI | Singlezone Ducted, Centrally Ducted | 48000 | 43000 | 2.52 | 31496 | 2.25
CARRIER |  | 205272772 | HRCU-A-CB | 25VNA448A*030* | CAP**6024AL*+UI | Singlezone Ducted, Centrally Ducted | 48000 | 43000 | 2.5 | 31496 | 2.23
CARRIER |  | 205272771 | HRCU-A-CB | 25VNA448A*030* | CAP**6024AL*+UI | Singlezone Ducted, Centrally Ducted | 48000 | 42500 | 2.52 | 31130 | 2.25
CARRIER |  | 205272774 | HRCU-A-CB | 25VNA448A*030* | CAP**6121AL*+UI | Singlezone Ducted, Centrally Ducted | 48000 | 43000 | 2.52 | 31496 | 2.25
CARRIER |  | 205272779 | HRCU-A-CB | 25VNA448A*030* | CAP**6124AL*+UI | Singlezone Ducted, Centrally Ducted | 48000 | 43000 | 2.52 | 31496 | 2.25
CARRIER |  | 205272776 | HRCU-A-CB | 25VNA448A*030* | CAP**6121AL*+UI | Singlezone Ducted, Centrally Ducted | 48000 | 43000 | 2.52 | 31496 | 2.25
CARRIER |  | 205272775 | HRCU-A-CB | 25VNA448A*030* | CAP**6121AL*+UI | Singlezone Ducted, Centrally Ducted | 48000 | 43000 | 2.52 | 31496 | 2.25
CARRIER |  | 205272777 | HRCU-A-CB | 25VNA448A*030* | CAP**6124AL*+UI | Singlezone Ducted, Centrally Ducted | 48000 | 42500 | 2.56 | 31130 | 2.29
CARRIER |  | 205272778 | HRCU-A-CB | 25VNA448A*030* | CAP**6124AL*+UI | Singlezone Ducted, Centrally Ducted | 48000 | 43000 | 2.54 | 31496 | 2.27
CARRIER |  | 205272792 | HRCU-A-CB | 25VNA448A*030* | CSPH*6012AL*+UI | Singlezone Ducted, Centrally Ducted | 48000 | 42500 | 2.52 | 31130 | 2.25
CARRIER |  | 205272794 | HRCU-A-CB | 25VNA448A*030* | CSPH*6012AL*+UI | Singlezone Ducted, Centrally Ducted | 48000 | 43000 | 2.52 | 31496 | 2.25
CARRIER |  | 205272793 | HRCU-A-CB | 25VNA448A*030* | CSPH*6012AL*+UI | Singlezone Ducted, Centrally Ducted | 48000 | 42500 | 2.54 | 31130 | 2.27
CARRIER |  | 205272796 | HRCU-A-CB | 25VNA448A*030* | CSPH*6012AL*+UI | Singlezone Ducted, Centrally Ducted | 48000 | 43000 | 2.52 | 31496 | 2.25
CARRIER |  | 205272797 | HRCU-A-CB | 25VNA448A*030* | CSPH*6012AL*+UI | Singlezone Ducted, Centrally Ducted | 48000 | 43000 | 2.5 | 31496 | 2.23
CARRIER |  | 205272799 | HRCU-A-CB | 25VNA448A*030* | CSPH*6012AL*+UI | Singlezone Ducted, Centrally Ducted | 48000 | 43000 | 2.52 | 31496 | 2.25
CARRIER |  | 205272801 | HRCU-A-CB | 25VNA448A*030* | CSPH*6012AL*+UI | Singlezone Ducted, Centrally Ducted | 48000 | 43000 | 2.52 | 31496 | 2.25
CARRIER |  | 205272817 | HRCU-A-CB | 25VNA460A*030* | CAP**6124AL*+UI | Singlezone Ducted, Centrally Ducted | 59000 | 50500 | 2.52 | 35156 | 2.01
CARRIER |  | 205272820 | HRCU-A-CB | 25VNA460A*030* | CAP**6124AL*+UI | Singlezone Ducted, Centrally Ducted | 59000 | 50500 | 2.52 | 35156 | 2.01
CARRIER |  | 205272814 | HRCU-A-CB | 25VNA460A*030* | CAP**6121AL*+UI | Singlezone Ducted, Centrally Ducted | 59000 | 50500 | 2.5 | 35156 | 2
CARRIER |  | 205272821 | HRCU-A-CB | 25VNA460A*030* | CAP**6124AL*+UI | Singlezone Ducted, Centrally Ducted | 59000 | 50500 | 2.52 | 35156 | 2.01
CARRIER |  | 205272826 | HRCU-A-CB | 25VNA460A*030* | CNPV*6124AL*+UI | Singlezone Ducted, Centrally Ducted | 59000 | 50500 | 2.54 | 35156 | 2.03
CARRIER |  | 205272828 | HRCU-A-CB | 25VNA460A*030* | CNPV*6124AL*+UI | Singlezone Ducted, Centrally Ducted | 59000 | 50000 | 2.54 | 34808 | 2.03
CARRIER |  | 205272827 | HRCU-A-CB | 25VNA460A*030* | CNPV*6124AL*+UI | Singlezone Ducted, Centrally Ducted | 59000 | 50500 | 2.52 | 35156 | 2.01
CARRIER |  | 205272831 | HRCU-A-CB | 25VNA460A*030* | CNPV*6124AL*+UI | Singlezone Ducted, Centrally Ducted | 59000 | 50000 | 2.54 | 34808 | 2.03
CARRIER |  | 205272829 | HRCU-A-CB | 25VNA460A*030* | CNPV*6124AL*+UI | Singlezone Ducted, Centrally Ducted | 59000 | 50500 | 2.52 | 35156 | 2.01
CARRIER |  | 205272832 | HRCU-A-CB | 25VNA460A*030* | CNPV*6124AL*+UI | Singlezone Ducted, Centrally Ducted | 59000 | 50000 | 2.54 | 34808 | 2.03
CARRIER |  | 205272830 | HRCU-A-CB | 25VNA460A*030* | CNPV*6124AL*+UI | Singlezone Ducted, Centrally Ducted | 59000 | 50500 | 2.52 | 35156 | 2.01
CARRIER |  | 205272512 | HRCU-A-CB | 25VNA436A*030* | CAP**3721AL*+UI | Singlezone Ducted, Centrally Ducted | 35600 | 33800 | 2.5 | 28615 | 2.12
CARRIER |  | 205272517 | HRCU-A-CB | 25VNA436A*030* | CAP**3721AL*+UI | Singlezone Ducted, Centrally Ducted | 35400 | 33600 | 2.5 | 28445 | 2.13
CARRIER |  | 205272513 | HRCU-A-CB | 25VNA436A*030* | CAP**3721AL*+UI | Singlezone Ducted, Centrally Ducted | 35400 | 33400 | 2.54 | 28276 | 2.16
CARRIER |  | 205272519 | HRCU-A-CB | 25VNA436A*030* | CAP**3721AL*+UI | Singlezone Ducted, Centrally Ducted | 35400 | 33600 | 2.5 | 28445 | 2.13
CARRIER |  | 205272550 | HRCU-A-CB | 25VNA436A*030* | CAP**4321AL*+UI | Singlezone Ducted, Centrally Ducted | 35400 | 33600 | 2.5 | 28445 | 2.13
CARRIER |  | 205272555 | HRCU-A-CB | 25VNA436A*030* | CAP**4321AL*+UI | Singlezone Ducted, Centrally Ducted | 35400 | 33600 | 2.52 | 28445 | 2.14
CARRIER |  | 205272557 | HRCU-A-CB | 25VNA436A*030* | CAP**4321AL*+UI | Singlezone Ducted, Centrally Ducted | 35400 | 33600 | 2.52 | 28445 | 2.14
CARRIER |  | 205272565 | HRCU-A-CB | 25VNA436A*030* | CAP**4821AL*+UI | Singlezone Ducted, Centrally Ducted | 35200 | 33200 | 2.5 | 28107 | 2.12
CARRIER |  | 205272571 | HRCU-A-CB | 25VNA436A*030* | CAP**4821AL*+UI | Singlezone Ducted, Centrally Ducted | 35200 | 33400 | 2.5 | 28276 | 2.12
CARRIER |  | 205272573 | HRCU-A-CB | 25VNA436A*030* | CAP**4821AL*+UI | Singlezone Ducted, Centrally Ducted | 35200 | 33400 | 2.5 | 28276 | 2.12
CARRIER |  | 205272574 | HRCU-A-CB | 25VNA436A*030* | CAP**4821AL*+UI | Singlezone Ducted, Centrally Ducted | 35200 | 33400 | 2.5 | 28276 | 2.12
CARRIER |  | 205272575 | HRCU-A-CB | 25VNA436A*030* | CAP**4821AL*+UI | Singlezone Ducted, Centrally Ducted | 35200 | 33400 | 2.5 | 28276 | 2.12
CARRIER |  | 205272580 | HRCU-A-CB | 25VNA436A*030* | CAP**4824AL*+UI | Singlezone Ducted, Centrally Ducted | 35200 | 33200 | 2.52 | 28107 | 2.14
CARRIER |  | 205272585 | HRCU-A-CB | 25VNA436A*030* | CAP**4824AL*+UI | Singlezone Ducted, Centrally Ducted | 35200 | 33200 | 2.52 | 28107 | 2.14
CARRIER |  | 205272582 | HRCU-A-CB | 25VNA436A*030* | CAP**4824AL*+UI | Singlezone Ducted, Centrally Ducted | 35200 | 33200 | 2.52 | 28107 | 2.14
CARRIER |  | 205272588 | HRCU-A-CB | 25VNA436A*030* | CAP**6024AL*+UI | Singlezone Ducted, Centrally Ducted | 34800 | 33000 | 2.5 | 27937 | 2.13
CARRIER | Infinity® 20 Heat Pump with Greenspeed® Intelligence | 9892746 | HRCU-A-CB | 25VNA036A*030* | CSPH*4812AL*+UI & 59*N*A100V21**22 | Singlezone Ducted, Centrally Ducted | 33800 | 30000 | 2.54 | 25934 | 2.39
CARRIER | Infinity® 20 Heat Pump with Greenspeed® Intelligence | 9892734 | HRCU-A-CB | 25VNA036A*030* | CNPV*4824AL*+UI & 59*N*A100V21**22 | Singlezone Ducted, Centrally Ducted | 33800 | 30000 | 2.54 | 25934 | 2.37
CARRIER | Infinity® 20 Heat Pump with Greenspeed® Intelligence | 9892733 | HRCU-A-CB | 25VNA036A*030* | CNPV*4824AL*+UI & 59*N*A080V21**20 | Singlezone Ducted, Centrally Ducted | 33800 | 30000 | 2.51 | 25934 | 2.32
CARRIER | Infinity® 20 Heat Pump with Greenspeed® Intelligence | 9892731 | HRCU-A-CB | 25VNA036A*030* | CNPV*4821AL*+UI & 59*N*A100V21**22 | Singlezone Ducted, Centrally Ducted | 33800 | 30000 | 2.54 | 25934 | 2.37
CARRIER | Infinity® 20 Heat Pump with Greenspeed® Intelligence | 9892730 | HRCU-A-CB | 25VNA036A*030* | CNPV*4821AL*+UI & 59*N*A080V21**20 | Singlezone Ducted, Centrally Ducted | 33800 | 30000 | 2.51 | 25934 | 2.32
CARRIER | Infinity® 20 Heat Pump with Greenspeed® Intelligence | 9892718 | HRCU-A-CB | 25VNA036A*030* | CAP**4824AL*+UI & 59*N*A080V21**20 | Singlezone Ducted, Centrally Ducted | 33600 | 29800 | 2.54 | 25934 | 2.32
CARRIER | Infinity® 20 Heat Pump with Greenspeed® Intelligence | 9892719 | HRCU-A-CB | 25VNA036A*030* | CAP**4824AL*+UI & 59*N*A100V21**22 | Singlezone Ducted, Centrally Ducted | 33600 | 29800 | 2.54 | 25934 | 2.39
CARRIER | Infinity® 20 Heat Pump with Greenspeed® Intelligence | 9892716 | HRCU-A-CB | 25VNA036A*030* | CAP**4821AL*+UI & 59*N*A100V21**22 | Singlezone Ducted, Centrally Ducted | 33600 | 29800 | 2.54 | 25934 | 2.37
CARRIER | Infinity® 20 Heat Pump with Greenspeed® Intelligence | 9892715 | HRCU-A-CB | 25VNA036A*030* | CAP**4821AL*+UI & 59*N*A080V21**20 | Singlezone Ducted, Centrally Ducted | 33600 | 30000 | 2.51 | 25934 | 2.35
CARRIER | Infinity® 20 Heat Pump with Greenspeed® Intelligence | 9892698 | HRCU-A-CB | 25VNA036A*030* | CSPH*4212AL*+UI & 59*N*A120V24**22 | Singlezone Ducted, Centrally Ducted | 34600 | 30200 | 2.51 | 26705 | 2.3
CARRIER |  | 9892665 | HRCU-A-CB | 25VNA036A*030* | FE4AN(B,F)005L+UI | Singlezone Ducted, Centrally Ducted | 33400 | 31600 | 2.62 | 23600 | 2.06
CARRIER |  | 9892607 | HRCU-A-CB | 25VNA036A*030* | FE4ANB006L+UI | Singlezone Ducted, Centrally Ducted | 33400 | 31600 | 2.81 | 23600 | 2.2
CARRIER | Infinity® 20 Heat Pump with Greenspeed® Intelligence | 9892606 | HRCU-A-CB | 25VNA024A*030* | CSPH*6012AL*+UI & 59*N*A100V21**22 | Singlezone Ducted, Centrally Ducted | 23200 | 25000 | 2.82 | 20924 | 2.43
CARRIER | Infinity® 20 Heat Pump with Greenspeed® Intelligence | 9892605 | HRCU-A-CB | 25VNA024A*030* | CSPH*6012AL*+UI & 59*N*A080V21**20 | Singlezone Ducted, Centrally Ducted | 23200 | 25000 | 2.82 | 20924 | 2.43
CARRIER | Infinity® 20 Heat Pump with Greenspeed® Intelligence | 9892604 | HRCU-A-CB | 25VNA024A*030* | CSPH*6012AL*+UI & 59MN7A060V21**20 | Singlezone Ducted, Centrally Ducted | 23200 | 25000 | 2.73 | 20924 | 2.43
CARRIER | Infinity® 20 Heat Pump with Greenspeed® Intelligence | 9892602 | HRCU-A-CB | 25VNA024A*030* | CSPH*4812AL*+UI & 59*N*A080V21**20 | Singlezone Ducted, Centrally Ducted | 23000 | 25000 | 2.71 | 20711 | 2.41
CARRIER | Infinity® 20 Heat Pump with Greenspeed® Intelligence | 9892603 | HRCU-A-CB | 25VNA024A*030* | CSPH*4812AL*+UI & 59*N*A100V21**22 | Singlezone Ducted, Centrally Ducted | 23000 | 24800 | 2.71 | 20711 | 2.41
CARRIER | Infinity® 20 Heat Pump with Greenspeed® Intelligence | 9892601 | HRCU-A-CB | 25VNA024A*030* | CSPH*4812AL*+UI & 59MN7A060V21**20 | Singlezone Ducted, Centrally Ducted | 23200 | 25000 | 2.7 | 20924 | 2.41
CARRIER | Infinity® 20 Heat Pump with Greenspeed® Intelligence | 9892600 | HRCU-A-CB | 25VNA024A*030* | CSPH*4212AL*+UI & 59*N*A100V21**22 | Singlezone Ducted, Centrally Ducted | 23000 | 25000 | 2.68 | 20711 | 2.39
CARRIER | Infinity® 20 Heat Pump with Greenspeed® Intelligence | 9892599 | HRCU-A-CB | 25VNA024A*030* | CSPH*4212AL*+UI & 59*N*A080V21**20 | Singlezone Ducted, Centrally Ducted | 23200 | 25000 | 2.7 | 20924 | 2.41
CARRIER | Infinity® 20 Heat Pump with Greenspeed® Intelligence | 9892590 | HRCU-A-CB | 25VNA024A*030* | CNPV*4824AL*+UI & 59*N*A080V21**20 | Singlezone Ducted, Centrally Ducted | 23000 | 25000 | 2.68 | 20711 | 2.39
CARRIER | Infinity® 20 Heat Pump with Greenspeed® Intelligence | 9892589 | HRCU-A-CB | 25VNA024A*030* | CNPV*4824AL*+UI & 59MN7A060V21**20 | Singlezone Ducted, Centrally Ducted | 23200 | 25000 | 2.67 | 20924 | 2.39
CARRIER | Infinity® 20 Heat Pump with Greenspeed® Intelligence | 9892588 | HRCU-A-CB | 25VNA024A*030* | CNPV*4221AL*+UI & 59*N*A100V21**22 | Singlezone Ducted, Centrally Ducted | 23200 | 25000 | 2.57 | 20924 | 2.29
CARRIER | Infinity® 20 Heat Pump with Greenspeed® Intelligence | 9892587 | HRCU-A-CB | 25VNA024A*030* | CNPV*4221AL*+UI & 59*N*A080V21**20 | Singlezone Ducted, Centrally Ducted | 23200 | 25200 | 2.56 | 20924 | 2.29
CARRIER | Infinity® 20 Heat Pump with Greenspeed® Intelligence | 9892586 | HRCU-A-CB | 25VNA024A*030* | CNPV*4221AL*+UI & 59MN7A060V21**20 | Singlezone Ducted, Centrally Ducted | 23400 | 25200 | 2.54 | 21138 | 2.26
CARRIER | Infinity® 20 Heat Pump with Greenspeed® Intelligence | 9892585 | HRCU-A-CB | 25VNA024A*030* | CNPV*3621AL*+UI & 59*N*A100V21**22 | Singlezone Ducted, Centrally Ducted | 23400 | 25200 | 2.5 | 21138 | 2.22
CARRIER | Infinity® 20 Heat Pump with Greenspeed® Intelligence | 9892584 | HRCU-A-CB | 25VNA024A*030* | CNPV*3621AL*+UI & 59*N*A080V21**20 | Singlezone Ducted, Centrally Ducted | 23400 | 25200 | 2.5 | 21138 | 2.22
CARRIER | Infinity® 20 Heat Pump with Greenspeed® Intelligence | 9892582 | HRCU-A-CB | 25VNA024A*030* | CAP**6024AL*+UI & 59*N*A100V21**22 | Singlezone Ducted, Centrally Ducted | 23000 | 24800 | 2.71 | 20711 | 2.41
CARRIER | Infinity® 20 Heat Pump with Greenspeed® Intelligence | 9892581 | HRCU-A-CB | 25VNA024A*030* | CAP**6024AL*+UI & 59*N*A080V21**20 | Singlezone Ducted, Centrally Ducted | 23000 | 24800 | 2.71 | 20711 | 2.41
CARRIER | Infinity® 20 Heat Pump with Greenspeed® Intelligence | 9892580 | HRCU-A-CB | 25VNA024A*030* | CAP**6024AL*+UI & 59MN7A060V21**20 | Singlezone Ducted, Centrally Ducted | 23000 | 24800 | 2.68 | 20711 | 2.39
CARRIER | Infinity® 20 Heat Pump with Greenspeed® Intelligence | 9892579 | HRCU-A-CB | 25VNA024A*030* | CAP**6021AL*+UI & 59*N*A100V21**22 | Singlezone Ducted, Centrally Ducted | 23000 | 24800 | 2.71 | 20711 | 2.41
CARRIER | Infinity® 20 Heat Pump with Greenspeed® Intelligence | 9892577 | HRCU-A-CB | 25VNA024A*030* | CAP**6021AL*+UI & 59MN7A060V21**20 | Singlezone Ducted, Centrally Ducted | 23000 | 24800 | 2.68 | 20711 | 2.39
CARRIER | Infinity | 202463634 | HRCU-A-CB-O | 38MPRAQ18AA3 | 40MPHAQ18XA3 | Singlezone Non-ducted Wall Placement | 18000 | 12300 | 3.19 | 18000 | 2
CARRIER | Infinity | 202463635 | HRCU-A-CB-O | 38MPRAQ24AA3 | 40MPHAQ24XA3 | Singlezone Non-ducted Wall Placement | 24000 | 15450 | 3 | 24000 | 2
CARRIER | Infinity | 201753408 | HRCU-A-CB-O | 38MPRAQ09AA3 | 40MPHAQ09XA3 | Singlezone Non-ducted Wall Placement | 10000 | 7200 | 2.78 | 13000 | 2.01
CARRIER | Infinity | 201753411 | HRCU-A-CB-O | 38MPRAQ12AA3 | 40MPHAQ12XA3 | Singlezone Non-ducted Wall Placement | 12000 | 6800 | 2.66 | 13887 | 2
CARRIER | Infinity® 20 Heat Pump with Greenspeed® Intelligence | 9892578 | HRCU-A-CB | 25VNA024A*030* | CAP**6021AL*+UI & 59*N*A080V21**20 | Singlezone Ducted, Centrally Ducted | 23000 | 24800 | 2.71 | 20711 | 2.41
CARRIER | Infinity® 20 Heat Pump with Greenspeed® Intelligence | 9892576 | HRCU-A-CB | 25VNA024A*030* | CAP**4824AL*+UI & 59*N*A100V21**22 | Singlezone Ducted, Centrally Ducted | 22800 | 24800 | 2.74 | 20711 | 2.44
CARRIER | Infinity® 20 Heat Pump with Greenspeed® Intelligence | 9892575 | HRCU-A-CB | 25VNA024A*030* | CAP**4824AL*+UI & 59*N*A080V21**20 | Singlezone Ducted, Centrally Ducted | 22800 | 24800 | 2.71 | 20711 | 2.41
CARRIER | Infinity® 20 Heat Pump with Greenspeed® Intelligence | 9892574 | HRCU-A-CB | 25VNA024A*030* | CAP**4824AL*+UI & 59MN7A060V21**20 | Singlezone Ducted, Centrally Ducted | 22800 | 24800 | 2.71 | 20711 | 2.41
CARRIER | Infinity® 20 Heat Pump with Greenspeed® Intelligence | 9892573 | HRCU-A-CB | 25VNA024A*030* | CAP**4821AL*+UI & 59*N*A100V21**22 | Singlezone Ducted, Centrally Ducted | 22800 | 24800 | 2.71 | 20711 | 2.41
CARRIER | Infinity® 20 Heat Pump with Greenspeed® Intelligence | 9892571 | HRCU-A-CB | 25VNA024A*030* | CAP**4821AL*+UI & 59MN7A060V21**20 | Singlezone Ducted, Centrally Ducted | 22800 | 24800 | 2.71 | 20711 | 2.41
CARRIER | Infinity® 20 Heat Pump with Greenspeed® Intelligence | 9892572 | HRCU-A-CB | 25VNA024A*030* | CAP**4821AL*+UI & 59*N*A080V21**20 | Singlezone Ducted, Centrally Ducted | 22800 | 24800 | 2.71 | 20711 | 2.41
CARRIER | Infinity® 20 Heat Pump with Greenspeed® Intelligence | 9892570 | HRCU-A-CB | 25VNA024A*030* | CAP**4224AL*+UI & 59*N*A100V21**22 | Singlezone Ducted, Centrally Ducted | 23000 | 25000 | 2.57 | 20711 | 2.28
CARRIER | Infinity® 20 Heat Pump with Greenspeed® Intelligence | 9892569 | HRCU-A-CB | 25VNA024A*030* | CAP**4224AL*+UI & 59*N*A080V21**20 | Singlezone Ducted, Centrally Ducted | 23000 | 25000 | 2.57 | 20711 | 2.28
CARRIER | Infinity® 20 Heat Pump with Greenspeed® Intelligence | 9892567 | HRCU-A-CB | 25VNA024A*030* | CAP**4221AL*+UI & 59*N*A100V21**22 | Singlezone Ducted, Centrally Ducted | 23000 | 25000 | 2.57 | 20711 | 2.28
CARRIER | Infinity® 20 Heat Pump with Greenspeed® Intelligence | 9892566 | HRCU-A-CB | 25VNA024A*030* | CAP**4221AL*+UI & 59*N*A080V21**20 | Singlezone Ducted, Centrally Ducted | 23000 | 25000 | 2.57 | 20711 | 2.28
CARRIER | Infinity® 20 Heat Pump with Greenspeed® Intelligence | 9892564 | HRCU-A-CB | 25VNA024A*030* | CAP**3621AL*+UI & 59*N*A100V21**22 | Singlezone Ducted, Centrally Ducted | 23000 | 25000 | 2.52 | 20711 | 2.24
CARRIER | Infinity® 20 Heat Pump with Greenspeed® Intelligence | 9892561 | HRCU-A-CB | 25VNA024A*030* | CSPH*6012AL*+UI & 59*N*A120V24**22 | Singlezone Ducted, Centrally Ducted | 23400 | 25000 | 2.73 | 21138 | 2.44
CARRIER | Infinity® 20 Heat Pump with Greenspeed® Intelligence | 9892560 | HRCU-A-CB | 25VNA024A*030* | CSPH*6012AL*+UI & 59*N*A080V17**14 | Singlezone Ducted, Centrally Ducted | 23400 | 25000 | 2.73 | 21138 | 2.44
CARRIER | Infinity® 20 Heat Pump with Greenspeed® Intelligence | 9892559 | HRCU-A-CB | 25VNA024A*030* | CSPH*6012AL*+UI & 59*N*A060V17**14 | Singlezone Ducted, Centrally Ducted | 23600 | 25000 | 2.7 | 21352 | 2.41
CARRIER | Infinity® 20 Heat Pump with Greenspeed® Intelligence | 9892558 | HRCU-A-CB | 25VNA024A*030* | CSPH*4812AL*+UI & 59*N*A120V24**22 | Singlezone Ducted, Centrally Ducted | 23200 | 25000 | 2.73 | 20924 | 2.43
CARRIER | Infinity® 20 Heat Pump with Greenspeed® Intelligence | 9892556 | HRCU-A-CB | 25VNA024A*030* | CSPH*4812AL*+UI & 59*N*A060V17**14 | Singlezone Ducted, Centrally Ducted | 23400 | 25000 | 2.7 | 21138 | 2.41
CARRIER | Infinity® 20 Heat Pump with Greenspeed® Intelligence | 9892555 | HRCU-A-CB | 25VNA024A*030* | CSPH*4212AL*+UI & 59*N*A120V24**22 | Singlezone Ducted, Centrally Ducted | 23600 | 25000 | 2.67 | 21352 | 2.38
CARRIER | Infinity® 20 Heat Pump with Greenspeed® Intelligence | 9892554 | HRCU-A-CB | 25VNA024A*030* | CSPH*4212AL*+UI & 59*N*A080V17**14 | Singlezone Ducted, Centrally Ducted | 23800 | 25000 | 2.67 | 21565 | 2.38
CARRIER | Infinity® 20 Heat Pump with Greenspeed® Intelligence | 9892550 | HRCU-A-CB | 25VNA024A*030* | CSPH*3612AL*+UI & 59*N*A060V17**14 | Singlezone Ducted, Centrally Ducted | 24000 | 25200 | 2.62 | 21779 | 2.33
CARRIER | Infinity® 20 Heat Pump with Greenspeed® Intelligence | 9892544 | HRCU-A-CB | 25VNA024A*030* | CNPV*4221AL*+UI & 59*N*A060V17**14 | Singlezone Ducted, Centrally Ducted | 23600 | 25200 | 2.54 | 21352 | 2.26
CARRIER | Infinity® 20 Heat Pump with Greenspeed® Intelligence | 9892543 | HRCU-A-CB | 25VNA024A*030* | CNPV*4217AL*+UI & 59*N*A080V17**14 | Singlezone Ducted, Centrally Ducted | 23400 | 25200 | 2.62 | 21138 | 2.33
CARRIER | Infinity® 20 Heat Pump with Greenspeed® Intelligence | 9892542 | HRCU-A-CB | 25VNA024A*030* | CNPV*4217AL*+UI & 59*N*A060V17**14 | Singlezone Ducted, Centrally Ducted | 23400 | 25200 | 2.62 | 21138 | 2.33
CARRIER | Infinity® 20 Heat Pump with Greenspeed® Intelligence | 9892541 | HRCU-A-CB | 25VNA024A*030* | CNPV*3621AL*+UI & 59*N*A080V17**14 | Singlezone Ducted, Centrally Ducted | 24000 | 25200 | 2.5 | 21779 | 2.22
CARRIER | Infinity® 20 Heat Pump with Greenspeed® Intelligence | 9892539 | HRCU-A-CB | 25VNA024A*030* | CNPV*3617AL*+UI & 59*N*A080V17**14 | Singlezone Ducted, Centrally Ducted | 24000 | 25200 | 2.5 | 21779 | 2.22
CARRIER | Infinity® 20 Heat Pump with Greenspeed® Intelligence | 9892537 | HRCU-A-CB | 25VNA024A*030* | CAP**6024AL*+UI & 59*N*A120V24**22 | Singlezone Ducted, Centrally Ducted | 22600 | 24400 | 2.71 | 20497 | 2.41
CARRIER | Infinity® 20 Heat Pump with Greenspeed® Intelligence | 9892536 | HRCU-A-CB | 25VNA024A*030* | CAP**6021AL*+UI & 59*N*A080V17**14 | Singlezone Ducted, Centrally Ducted | 22800 | 24600 | 2.71 | 20711 | 2.41
CARRIER | Infinity® 20 Heat Pump with Greenspeed® Intelligence | 9892534 | HRCU-A-CB | 25VNA024A*030* | CAP**4824AL*+UI & 59*N*A120V24**22 | Singlezone Ducted, Centrally Ducted | 23000 | 24800 | 2.68 | 20711 | 2.39
CARRIER | Infinity® 20 Heat Pump with Greenspeed® Intelligence | 9892535 | HRCU-A-CB | 25VNA024A*030* | CAP**6021AL*+UI & 59*N*A060V17**14 | Singlezone Ducted, Centrally Ducted | 22800 | 24600 | 2.71 | 20711 | 2.41
CARRIER | Infinity® 20 Heat Pump with Greenspeed® Intelligence | 9892533 | HRCU-A-CB | 25VNA024A*030* | CAP**4821AL*+UI & 59*N*A080V17**14 | Singlezone Ducted, Centrally Ducted | 23200 | 24800 | 2.68 | 20924 | 2.39
CARRIER | Infinity® 20 Heat Pump with Greenspeed® Intelligence | 9892532 | HRCU-A-CB | 25VNA024A*030* | CAP**4821AL*+UI & 59*N*A060V17**14 | Singlezone Ducted, Centrally Ducted | 23200 | 25000 | 2.67 | 20924 | 2.39
CARRIER | Infinity® 20 Heat Pump with Greenspeed® Intelligence | 9892529 | HRCU-A-CB | 25VNA024A*030* | CAP**4224AL*+UI & 59*N*A120V24**22 | Singlezone Ducted, Centrally Ducted | 23600 | 25000 | 2.57 | 21352 | 2.28
CARRIER | Infinity® 20 Heat Pump with Greenspeed® Intelligence | 9892527 | HRCU-A-CB | 25VNA024A*030* | CAP**4221AL*+UI & 59*N*A060V17**14 | Singlezone Ducted, Centrally Ducted | 23800 | 25200 | 2.54 | 21565 | 2.27
CARRIER | Infinity® 20 Heat Pump with Greenspeed® Intelligence | 9892528 | HRCU-A-CB | 25VNA024A*030* | CAP**4221AL*+UI & 59*N*A080V17**14 | Singlezone Ducted, Centrally Ducted | 23800 | 25200 | 2.56 | 21565 | 2.28
CARRIER | Infinity® 20 Heat Pump with Greenspeed® Intelligence | 9892526 | HRCU-A-CB | 25VNA024A*030* | CAP**3621AL*+UI & 59*N*A080V17**14 | Singlezone Ducted, Centrally Ducted | 24000 | 25200 | 2.51 | 21779 | 2.24
CARRIER | Infinity® 20 Heat Pump with Greenspeed® Intelligence | 9892525 | HRCU-A-CB | 25VNA024A*030* | CAP**3621AL*+UI & 59*N*A060V17**14 | Singlezone Ducted, Centrally Ducted | 24000 | 25200 | 2.5 | 21779 | 2.22
CARRIER | Infinity® 20 Heat Pump with Greenspeed® Intelligence | 9892524 | HRCU-A-CB | 25VNA024A*030* | CAP**3617AL*+UI & 59*N*A080V17**14 | Singlezone Ducted, Centrally Ducted | 24000 | 25200 | 2.51 | 21779 | 2.24
CARRIER | Infinity® 20 Heat Pump with Greenspeed® Intelligence | 9892523 | HRCU-A-CB | 25VNA024A*030* | CAP**3617AL*+UI & 59*N*A060V17**14 | Singlezone Ducted, Centrally Ducted | 24000 | 25200 | 2.5 | 21779 | 2.22
CARRIER |  | 9892513 | HRCU-A-CB | 25VNA024A*030* | FE4AN(B,F)003L+UI | Singlezone Ducted, Centrally Ducted | 23800 | 25000 | 2.54 | 19800 | 2.07
CARRIER |  | 9892512 | HRCU-A-CB | 25VNA024A*030* | FE4ANF002L + UI | Singlezone Ducted, Centrally Ducted | 24000 | 25200 | 2.56 | 19800 | 2.07
CARRIER |  | 9854626 | HMSV-A-CB | 38MGRQ30D--3 |  | Multizone All Non-ducted | 28000 | 17400 | 2.79 | 28220 | 2.04
CARRIER |  | 9118477 | HMSV-A-CB | 38MGRQ48E--3 |  | Multizone All Non-ducted | 48000 | 29600 | 2.7 | 36340 | 1.98
CARRIER |  | 8738635 | HRCU-A-CB-O | 38MAQB09R--3 | 40MAQB09B--3 | Singlezone Non-ducted Wall Placement | 10900 | 6900 | 2.73 | 10900 | 1.98
CARRIER |  | 7992958 | HRCU-A-CB-O | 38GRQB18---301 | 40GRQB18H--301 | Singlezone Non-ducted Wall Placement | 19000 | 12717 | 2.5 | 19190 | 2.85
CARRIER |  | 7992956 | HRCU-A-CB-O | 38GRQB12---301 | 40GRQB12H--301 | Singlezone Non-ducted Wall Placement | 13000 | 13000 | 3.15 | 13000 | 2.76
CARRIER |  | 7992954 | HRCU-A-CB-O | 38GRQB09---301 | 40GRQB09H--301 | Singlezone Non-ducted Wall Placement | 9000 | 5500 | 2.88 | 10488 | 1.98
CARRIER |  | 204431332 | HRCU-A-CB | 25VNA036A*030* | CSPH*6012AL*+UI | Singlezone Ducted, Centrally Ducted | 33800 | 32200 | 2.5 | 26340 | 2.02
CARRIER |  | 204430428 | HRCU-A-CB | 25VNA036A*030* | CAP**6024AL*+UI | Singlezone Ducted, Centrally Ducted | 32800 | 32200 | 2.5 | 26340 | 1.98
CARRIER |  | 204431313 | HRCU-A-CB | 25VNA036A*030* | CSPH*6012AL*+UI | Singlezone Ducted, Centrally Ducted | 33200 | 32200 | 2.5 | 26340 | 2.02
CARRIER |  | 204430081 | HRCU-A-CB | 25VNA024A*030* | CSPH*2412AL*+UI | Singlezone Ducted, Centrally Ducted | 24600 | 25200 | 2.55 | 20007 | 1.95
CARRIER |  | 204430448 | HRCU-A-CB | 25VNA036A*030* | CAP**6024AL*+UI | Singlezone Ducted, Centrally Ducted | 33200 | 32600 | 2.51 | 26668 | 1.95
CARRIER |  | 204430104 | HRCU-A-CB | 25VNA024A*030* | CSPH*3012AL*+UI | Singlezone Ducted, Centrally Ducted | 24600 | 25400 | 2.63 | 20166 | 2.02
CARRIER |  | 204431343 | HRCU-A-CB | 25VNA036A*030* | CSPH*6012AL*+UI | Singlezone Ducted, Centrally Ducted | 34400 | 32200 | 2.5 | 26340 | 2.02
CARRIER |  | 204431352 | HRCU-A-CB | 25VNA036A*030* | CSPH*6012AL*+UI | Singlezone Ducted, Centrally Ducted | 34400 | 32200 | 2.5 | 26340 | 2.02
CARRIER |  | 204430503 | HRCU-A-CB | 25VNA036A*030* | CAP**6124AL*+UI | Singlezone Ducted, Centrally Ducted | 34200 | 32200 | 2.5 | 26340 | 2
CARRIER |  | 204430478 | HRCU-A-CB | 25VNA036A*030* | CAP**6121AL*+UI | Singlezone Ducted, Centrally Ducted | 34200 | 32400 | 2.5 | 26504 | 2
CARRIER |  | 204430492 | HRCU-A-CB | 25VNA036A*030* | CAP**6124AL*+UI | Singlezone Ducted, Centrally Ducted | 34200 | 32200 | 2.5 | 26340 | 2
CARRIER |  | 204431316 | HRCU-A-CB | 25VNA036A*030* | CSPH*6012AL*+UI | Singlezone Ducted, Centrally Ducted | 33800 | 33000 | 2.57 | 26995 | 1.95
CARRIER |  | 204430511 | HRCU-A-CB | 25VNA036A*030* | CAP**6124AL*+UI | Singlezone Ducted, Centrally Ducted | 34400 | 32600 | 2.53 | 26668 | 1.97
CARRIER |  | 204430484 | HRCU-A-CB | 25VNA036A*030* | CAP**6121AL*+UI | Singlezone Ducted, Centrally Ducted | 34400 | 32600 | 2.51 | 26668 | 1.97
CARRIER |  | 204430461 | HRCU-A-CB | 25VNA036A*030* | CAP**6121AL*+UI | Singlezone Ducted, Centrally Ducted | 34600 | 33000 | 2.55 | 26995 | 1.93
CARRIER | Infinity® 20 Heat Pump with Greenspeed® Intelligence | 9892745 | HRCU-A-CB | 25VNA036A*030* | CSPH*4812AL*+UI & 59*N*A080V21**20 | Singlezone Ducted, Centrally Ducted | 33800 | 30000 | 2.54 | 25934 | 2.35
CARRIER | Infinity® 20 Heat Pump with Greenspeed® Intelligence | 9892743 | HRCU-A-CB | 25VNA036A*030* | CSPH*4212AL*+UI & 59*N*A100V21**22 | Singlezone Ducted, Centrally Ducted | 33800 | 30000 | 2.54 | 25934 | 2.39
CARRIER | Infinity® 20 Heat Pump with Greenspeed® Intelligence | 9892742 | HRCU-A-CB | 25VNA036A*030* | CSPH*4212AL*+UI & 59*N*A080V21**20 | Singlezone Ducted, Centrally Ducted | 34000 | 30200 | 2.54 | 26191 | 2.33
CARRIER | Infinity® 20 Heat Pump with Greenspeed® Intelligence | 9892598 | HRCU-A-CB | 25VNA024A*030* | CSPH*4212AL*+UI & 59MN7A060V21**20 | Singlezone Ducted, Centrally Ducted | 23200 | 25000 | 2.67 | 20924 | 2.39
CARRIER | Infinity® 20 Heat Pump with Greenspeed® Intelligence | 9892597 | HRCU-A-CB | 25VNA024A*030* | CSPH*3612AL*+UI & 59*N*A100V21**22 | Singlezone Ducted, Centrally Ducted | 23200 | 25000 | 2.62 | 20924 | 2.33
CARRIER | Infinity® 20 Heat Pump with Greenspeed® Intelligence | 9892595 | HRCU-A-CB | 25VNA024A*030* | CSPH*3612AL*+UI & 59MN7A060V21**20 | Singlezone Ducted, Centrally Ducted | 23200 | 25200 | 2.62 | 20924 | 2.33
CARRIER | Infinity® 20 Heat Pump with Greenspeed® Intelligence | 9892596 | HRCU-A-CB | 25VNA024A*030* | CSPH*3612AL*+UI & 59*N*A080V21**20 | Singlezone Ducted, Centrally Ducted | 23200 | 25000 | 2.62 | 20924 | 2.33
CARRIER | Infinity® 20 Heat Pump with Greenspeed® Intelligence | 9892594 | HRCU-A-CB | 25VNA024A*030* | CNPV*6024AL*+UI & 59*N*A100V21**22 | Singlezone Ducted, Centrally Ducted | 23200 | 25000 | 2.7 | 20924 | 2.41
CARRIER | Infinity® 20 Heat Pump with Greenspeed® Intelligence | 9892593 | HRCU-A-CB | 25VNA024A*030* | CNPV*6024AL*+UI & 59*N*A080V21**20 | Singlezone Ducted, Centrally Ducted | 23200 | 25000 | 2.7 | 20924 | 2.41
CARRIER | Infinity® 20 Heat Pump with Greenspeed® Intelligence | 9892592 | HRCU-A-CB | 25VNA024A*030* | CNPV*6024AL*+UI & 59MN7A060V21**20 | Singlezone Ducted, Centrally Ducted | 23400 | 25000 | 2.67 | 21138 | 2.38
CARRIER | Infinity® 20 Heat Pump with Greenspeed® Intelligence | 9892591 | HRCU-A-CB | 25VNA024A*030* | CNPV*4824AL*+UI & 59*N*A100V21**22 | Singlezone Ducted, Centrally Ducted | 23000 | 25000 | 2.71 | 20711 | 2.41
CARRIER | Infinity® 20 Heat Pump with Greenspeed® Intelligence | 9892557 | HRCU-A-CB | 25VNA024A*030* | CSPH*4812AL*+UI & 59*N*A080V17**14 | Singlezone Ducted, Centrally Ducted | 23400 | 25000 | 2.7 | 21138 | 2.41
CARRIER | Infinity® 20 Heat Pump with Greenspeed® Intelligence | 9892551 | HRCU-A-CB | 25VNA024A*030* | CSPH*3612AL*+UI & 59*N*A080V17**14 | Singlezone Ducted, Centrally Ducted | 23800 | 25200 | 2.65 | 21565 | 2.36
CARRIER | Infinity® 20 Heat Pump with Greenspeed® Intelligence | 9892553 | HRCU-A-CB | 25VNA024A*030* | CSPH*4212AL*+UI & 59*N*A060V17**14 | Singlezone Ducted, Centrally Ducted | 23800 | 25200 | 2.68 | 21565 | 2.38
CARRIER | Infinity® 20 Heat Pump with Greenspeed® Intelligence | 9892552 | HRCU-A-CB | 25VNA024A*030* | CSPH*3612AL*+UI & 59*N*A120V24**22 | Singlezone Ducted, Centrally Ducted | 23800 | 25000 | 2.65 | 21565 | 2.36
CARRIER | Infinity® 20 Heat Pump with Greenspeed® Intelligence | 9892549 | HRCU-A-CB | 25VNA024A*030* | CNPV*6024AL*+UI & 59*N*A120V24**22 | Singlezone Ducted, Centrally Ducted | 23400 | 25000 | 2.7 | 21138 | 2.41
CARRIER | Infinity® 20 Heat Pump with Greenspeed® Intelligence | 9892548 | HRCU-A-CB | 25VNA024A*030* | CNPV*4824AL*+UI & 59*N*A120V24**22 | Singlezone Ducted, Centrally Ducted | 23200 | 25000 | 2.7 | 20924 | 2.41
CARRIER | Infinity® 20 Heat Pump with Greenspeed® Intelligence | 9892547 | HRCU-A-CB | 25VNA024A*030* | CNPV*4821AL*+UI & 59*N*A080V17**14 | Singlezone Ducted, Centrally Ducted | 23200 | 25000 | 2.67 | 20924 | 2.39
CARRIER | Infinity® 20 Heat Pump with Greenspeed® Intelligence | 9892546 | HRCU-A-CB | 25VNA024A*030* | CNPV*4821AL*+UI & 59*N*A060V17**14 | Singlezone Ducted, Centrally Ducted | 23400 | 25000 | 2.67 | 21138 | 2.38
CARRIER | Infinity® 20 Heat Pump with Greenspeed® Intelligence | 9892545 | HRCU-A-CB | 25VNA024A*030* | CNPV*4221AL*+UI & 59*N*A080V17**14 | Singlezone Ducted, Centrally Ducted | 23400 | 25200 | 2.54 | 21138 | 2.26
CARRIER |  | 9118473 | HMSV-A-CB | 38MGRQ36D--3 |  | Multizone All Non-ducted | 36000 | 23200 | 2.79 | 36080 | 1.96
CARRIER |  | 9118461 | HMSV-A-CB | 38MGRQ18B--3 |  | Multizone All Non-ducted | 19000 | 12000 | 2.81 | 13990 | 2.15
CARRIER | Performance | 8738634 | HRCU-A-CB-O | 38MAQB12R--1 | 40MAQB12B--1 | Singlezone Non-ducted Wall Placement | 12000 | 7600 | 2.59 | 6490 | 1.94
CARRIER |  | 204430066 | HRCU-A-CB | 25VNA024A*030* | CNPV*4221AL*+UI | Singlezone Ducted, Centrally Ducted | 23200 | 25200 | 2.59 | 20007 | 1.99
CARRIER |  | 204430052 | HRCU-A-CB | 25VNA024A*030* | CNPV*3621AL*+UI | Singlezone Ducted, Centrally Ducted | 23400 | 25000 | 2.57 | 19213 | 1.91
CARRIER |  | 204430122 | HRCU-A-CB | 25VNA024A*030* | CSPH*3012AL*+UI | Singlezone Ducted, Centrally Ducted | 24400 | 25200 | 2.61 | 20007 | 2
CARRIER |  | 204430114 | HRCU-A-CB | 25VNA024A*030* | CSPH*3012AL*+UI | Singlezone Ducted, Centrally Ducted | 24400 | 25200 | 2.61 | 20007 | 2
CARRIER |  | 204430027 | HRCU-A-CB | 25VNA024A*030* | CNPV*3017AL*+UI | Singlezone Ducted, Centrally Ducted | 24600 | 25200 | 2.62 | 20007 | 2.01
Carrier |  | 207683292 | HRCU-A-CB-O | 38MARBQ24AA3 | 40MBCAQ24XA3 | Mini-Splits | 25000 | 21000 | 2.64 | 26000 | 1.95
CENTURY |  | 201862959 | HMSV-A-CB | A-VMH36QU-1 |  | Multizone All Non-ducted | 36000 | 23200 | 2.78 | 36000 | 1.96
CENTURY |  | 201862958 | HMSV-A-CB | A-VMH28TU-1 |  | Multizone All Non-ducted | 31400 | 18000 | 2.75 | 26357 | 1.97
CHAMPION HEATING AND COOLING |  | 10309109 | HRCU-A-CB | HL20B4821 | CM50DE3A1+MVC20DN21 | Singlezone Ducted, Centrally Ducted | 58000 | 42500 | 2.56 | 34000 | 2.51
CHAMPION HEATING AND COOLING | HMH7 | 211386841 | HRCU-A-CB | HMH72B341 | XAFC36DXXN1+TXV |  | 34000 | 25800 | 2.52 | 24400 | 2.08
CHAMPION HEATING AND COOLING | HMH7 | 211386856 | HRCU-A-CB | HMH72B341 | XAFC36DBCN1 |  | 34000 | 25800 | 2.52 | 24400 | 2.08
CHAMPION HEATING AND COOLING | HMH7 | 211387243 | HRCU-A-CB | HMH72B341 | XAFB30CXXN1+TXV |  | 34000 | 26600 | 2.5 | 23800 | 2
CHAMPION HEATING AND COOLING | HMH7 | 211387257 | HRCU-A-CB | HMH72B341 | XAUB30CXXN1+TXV |  | 34000 | 26600 | 2.5 | 23800 | 2
CHAMPION HEATING AND COOLING | HMH7 | 211392468 | HRCU-A-CB | HMH72B341 | XAFB30CXXN1+TXV |  | 34000 | 26800 | 2.54 | 23800 | 2.02
CHAMPION HEATING AND COOLING | HMH7 | 211392483 | HRCU-A-CB | HMH72B341 | XAFB30CXXN1+TXV |  | 34000 | 26800 | 2.54 | 23800 | 2.02
CHAMPION HEATING AND COOLING | HMH7 | 211392498 | HRCU-A-CB | HMH72B341 | XAUB30CXXN1+TXV |  | 34000 | 26800 | 2.54 | 23800 | 2.02
CHAMPION HEATING AND COOLING | HMH7 | 211392513 | HRCU-A-CB | HMH72B341 | XAUB30CXXN1+TXV |  | 34000 | 26800 | 2.54 | 23800 | 2.02
CHAMPION HEATING AND COOLING | HMH7 | 211393449 | HRCU-A-CB | HMH72B341 | XAFC36DXXN1+TXV |  | 34000 | 25600 | 2.54 | 24200 | 2.1
CHAMPION HEATING AND COOLING | HMH7 | 211393464 | HRCU-A-CB | HMH72B341 | XAFC36DBCN1 |  | 34000 | 25600 | 2.54 | 24200 | 2.1
CHAMPION HEATING AND COOLING | HMH7 | 211393638 | HRCU-A-CB | HMH72B341 | JHETB36DBCS2N1 |  | 33800 | 25400 | 2.56 | 23800 | 2.12
CHAMPION HEATING AND COOLING | HMH7 | 211393920 | HRCU-A-CB | HMH72B341 | XAFD48FXXN1+TXV |  | 32400 | 25400 | 2.54 | 23600 | 2.06
CHAMPION HEATING AND COOLING | HMH7 | 211393935 | HRCU-A-CB | HMH72B341 | XAFD48FBCN1 |  | 32400 | 25400 | 2.54 | 23600 | 2.06
CHAMPION HEATING AND COOLING | HMH7 | 211394334 | HRCU-A-CB | HMH72B341 | XAFD48FXXN1+TXV |  | 32400 | 25400 | 2.58 | 23800 | 2.1
CHAMPION HEATING AND COOLING | HMH7 | 211394347 | HRCU-A-CB | HMH72B341 | XAFD48FXXN1+TXV |  | 32400 | 25400 | 2.58 | 23800 | 2.1
CHAMPION HEATING AND COOLING | HMH7 | 211394364 | HRCU-A-CB | HMH72B341 | XAFD48FBCN1 |  | 32400 | 25400 | 2.58 | 23800 | 2.1
CHAMPION HEATING AND COOLING | HMH7 | 211394379 | HRCU-A-CB | HMH72B341 | XAFD48FBCN1 |  | 32400 | 25400 | 2.58 | 23800 | 2.1
CHAMPION HEATING AND COOLING | HMH7 | 211394903 | HRCU-A-CB | HMH72B341 | XAFC48FXXN1+TXV |  | 32400 | 25400 | 2.56 | 23800 | 2.08
CHAMPION HEATING AND COOLING | HMH7 | 211394917 | HRCU-A-CB | HMH72B341 | XAFC48FXXN1+TXV |  | 32400 | 25400 | 2.56 | 23800 | 2.08
CHAMPION HEATING AND COOLING | HMH7 | 211394936 | HRCU-A-CB | HMH72B341 | XAFC48FBCN1 |  | 32400 | 25400 | 2.56 | 23800 | 2.08
CHAMPION HEATING AND COOLING | HMH7 | 211394949 | HRCU-A-CB | HMH72B341 | XAUC48FXXN1+TXV |  | 32400 | 25400 | 2.56 | 23800 | 2.08
CHAMPION HEATING AND COOLING | HMH7 | 211394964 | HRCU-A-CB | HMH72B341 | XAFC48FBCN1 |  | 32400 | 25400 | 2.56 | 23800 | 2.08
CHAMPION HEATING AND COOLING | HMH7 | 211394979 | HRCU-A-CB | HMH72B341 | XAUC48FXXN1+TXV |  | 32400 | 25400 | 2.56 | 23800 | 2.08
CHAMPION HEATING AND COOLING | HMH7 | 211396432 | HRCU-A-CB | HMH72B341 | XAHD48FXXN1+TXV |  | 32400 | 25200 | 2.52 | 23800 | 2.06
CHAMPION HEATING AND COOLING | HMH7 | 211396454 | HRCU-A-CB | HMH72B341 | XAHD48FXXN1+TXV |  | 32400 | 25200 | 2.52 | 23800 | 2.06
CHAMPION HEATING AND COOLING | HMH7 | 211396479 | HRCU-A-CB | HMH72B341 | XAHD48FBCN1 |  | 32400 | 25200 | 2.52 | 23800 | 2.06
CHAMPION HEATING AND COOLING | HMH7 | 211396500 | HRCU-A-CB | HMH72B341 | XAHD48FBCN1 |  | 32400 | 25200 | 2.52 | 23800 | 2.06
CHAMPION HEATING AND COOLING | HMH7 | 211397050 | HRCU-A-CB | HMH72B341 | XAHC48FXXN1+TXV |  | 32400 | 25200 | 2.52 | 23800 | 2.06
CHAMPION HEATING AND COOLING | HMH7 | 211397065 | HRCU-A-CB | HMH72B341 | XAHC48FXXN1+TXV |  | 32400 | 25200 | 2.52 | 23800 | 2.06
CHAMPION HEATING AND COOLING | HMH7 | 211397080 | HRCU-A-CB | HMH72B341 | XAHC48FXXN1+TXV |  | 32400 | 25200 | 2.52 | 23800 | 2.06
CHAMPION HEATING AND COOLING | HMH7 | 211397096 | HRCU-A-CB | HMH72B341 | XAHC48FXXN1+TXV |  | 32400 | 25200 | 2.52 | 23800 | 2.06
CHAMPION HEATING AND COOLING | HMH7 | 211397110 | HRCU-A-CB | HMH72B341 | XAHC48FXXN1+TXV |  | 32400 | 25200 | 2.52 | 23800 | 2.06
CHAMPION HEATING AND COOLING | HMH7 | 211397131 | HRCU-A-CB | HMH72B341 | XAHC48FBCN1 |  | 32400 | 25200 | 2.52 | 23800 | 2.06
CHAMPION HEATING AND COOLING | HMH7 | 211397146 | HRCU-A-CB | HMH72B341 | XAHC48FBCN1 |  | 32400 | 25200 | 2.52 | 23800 | 2.06
CHAMPION HEATING AND COOLING | HMH7 | 211397161 | HRCU-A-CB | HMH72B341 | XAHC48FBCN1 |  | 32400 | 25200 | 2.52 | 23800 | 2.06
CHAMPION HEATING AND COOLING | HMH7 | 211397168 | HRCU-A-CB | HMH72B341 | XAHC48FBCN1 |  | 32400 | 25200 | 2.52 | 23800 | 2.06
CHAMPION HEATING AND COOLING | HMH7 | 211397182 | HRCU-A-CB | HMH72B341 | XAHC48FBCN1 |  | 32400 | 25200 | 2.52 | 23800 | 2.06
CHAMPION HEATING AND COOLING | HMH7 | 211386411 | HRCU-A-CB | HMH72B341 | XAFD48FXXN1+TXV |  | 32400 | 25400 | 2.58 | 23800 | 2.1
CHAMPION HEATING AND COOLING | HMH7 | 211386424 | HRCU-A-CB | HMH72B341 | XAFD48FBCN1 |  | 32400 | 25400 | 2.58 | 23800 | 2.1
CHAMPION HEATING AND COOLING | HMH7 | 211390177 | HRCU-A-CB | HMH72B341 | XAFC36DXXN1+TXV |  | 34000 | 25400 | 2.54 | 24000 | 2.1
CHAMPION HEATING AND COOLING | HMH7 | 211390260 | HRCU-A-CB | HMH72B341 | XAFC36DBCN1 |  | 34000 | 25400 | 2.54 | 24000 | 2.1
CHAMPION HEATING AND COOLING | HMH7 | 211391824 | HRCU-A-CB | HMH72B341 | XAFB36DXXN1+TXV |  | 33800 | 25400 | 2.5 | 23800 | 2.06
CHAMPION HEATING AND COOLING | HMH7 | 211391838 | HRCU-A-CB | HMH72B341 | XAFB36DXXN1+TXV |  | 33800 | 25400 | 2.5 | 23800 | 2.06
CHAMPION HEATING AND COOLING | HMH7 | 211391852 | HRCU-A-CB | HMH72B341 | XAFB36DBCN1 |  | 33800 | 25400 | 2.5 | 23800 | 2.06
CHAMPION HEATING AND COOLING | HMH7 | 211391867 | HRCU-A-CB | HMH72B341 | XAUB36DXXN1+TXV |  | 33800 | 25400 | 2.5 | 23800 | 2.06
CHAMPION HEATING AND COOLING | HMH7 | 211391882 | HRCU-A-CB | HMH72B341 | XAFB36DBCN1 |  | 33800 | 25400 | 2.5 | 23800 | 2.06
CHAMPION HEATING AND COOLING | HMH7 | 211391897 | HRCU-A-CB | HMH72B341 | XAUB36DXXN1+TXV |  | 33800 | 25400 | 2.5 | 23800 | 2.06
CHAMPION HEATING AND COOLING | HMH7 | 211392358 | HRCU-A-CB | HMH72B341 | XAFC30CXXN1+TXV |  | 34000 | 26800 | 2.54 | 23800 | 2.02
CHAMPION HEATING AND COOLING | HMH7 | 211392373 | HRCU-A-CB | HMH72B341 | XAFC30CXXN1+TXV |  | 34000 | 26800 | 2.54 | 23800 | 2.02
CHAMPION HEATING AND COOLING | HMH7 | 211393624 | HRCU-A-CB | HMH72B341 | JHVTB36DBCC2N1 |  | 33800 | 25200 | 2.54 | 23800 | 2.1
CHAMPION HEATING AND COOLING | HMH7 | 211393830 | HRCU-A-CB | HMH72B341 | XAFD48FXXN1+TXV |  | 32400 | 25400 | 2.56 | 23800 | 2.08
CHAMPION HEATING AND COOLING | HMH7 | 211393845 | HRCU-A-CB | HMH72B341 | XAFD48FBCN1 |  | 32400 | 25400 | 2.56 | 23800 | 2.08
CHAMPION HEATING AND COOLING | HMH7 | 211395079 | HRCU-A-CB | HMH72B341 | XAHC48FXXN1+TXV |  | 31800 | 24800 | 2.5 | 23200 | 2.02
CHAMPION HEATING AND COOLING | HMH7 | 211395096 | HRCU-A-CB | HMH72B341 | XAHC48FXXN1+TXV |  | 31800 | 24800 | 2.5 | 23200 | 2.02
CHAMPION HEATING AND COOLING | HMH7 | 211395128 | HRCU-A-CB | HMH72B341 | XAHC48FBCN1 |  | 31800 | 24800 | 2.5 | 23200 | 2.02
CHAMPION HEATING AND COOLING | HMH7 | 211395151 | HRCU-A-CB | HMH72B341 | XAHC48FBCN1 |  | 31800 | 24800 | 2.5 | 23200 | 2.02
CHAMPION HEATING AND COOLING | HMH7 | 211395933 | HRCU-A-CB | HMH72B341 | XAHD48FXXN1+TXV |  | 31800 | 24800 | 2.5 | 23200 | 2.02
CHAMPION HEATING AND COOLING | HMH7 | 211395946 | HRCU-A-CB | HMH72B341 | XAHD48FBCN1 |  | 31800 | 24800 | 2.5 | 23200 | 2.02
CHAMPION HEATING AND COOLING | HMH7 | 211396653 | HRCU-A-CB | HMH72B341 | XAFC48FXXN1+TXV |  | 33000 | 25600 | 2.56 | 24200 | 2.1
CHAMPION HEATING AND COOLING | HMH7 | 211396694 | HRCU-A-CB | HMH72B341 | XAFC48FBCN1 |  | 33000 | 25600 | 2.56 | 24200 | 2.1
CHAMPION HEATING AND COOLING | HMH7 | 211396710 | HRCU-A-CB | HMH72B341 | XAUC48FXXN1+TXV |  | 33000 | 25600 | 2.56 | 24200 | 2.1
CHAMPION HEATING AND COOLING | HMH7 | 211397222 | HRCU-A-CB | HMH72B341 | XAHD48FXXN1+TXV |  | 32400 | 25400 | 2.5 | 24000 | 2.06
CHAMPION HEATING AND COOLING | HMH7 | 211397305 | HRCU-A-CB | HMH72B341 | XAHD48FBCN1 |  | 32400 | 25400 | 2.5 | 24000 | 2.06
CHAMPION HEATING AND COOLING | HMH7 | 211386145 | HRCU-A-CB | HMH72B341 | XAFC48FXXN1+TXV |  | 32400 | 25400 | 2.56 | 23800 | 2.08
CHAMPION HEATING AND COOLING | HMH7 | 211386159 | HRCU-A-CB | HMH72B341 | XAFC48FBCN1 |  | 32400 | 25400 | 2.56 | 23800 | 2.08
CHAMPION HEATING AND COOLING | HMH7 | 211386174 | HRCU-A-CB | HMH72B341 | XAUC48FXXN1+TXV |  | 32400 | 25400 | 2.56 | 23800 | 2.08
CHAMPION HEATING AND COOLING | HMH7 | 211386363 | HRCU-A-CB | HMH72B341 | XAHD48FXXN1+TXV |  | 32000 | 24800 | 2.54 | 23200 | 2.06
CHAMPION HEATING AND COOLING | HMH7 | 211386375 | HRCU-A-CB | HMH72B341 | XAHD48FBCN1 |  | 32000 | 24800 | 2.54 | 23200 | 2.06
CHAMPION HEATING AND COOLING | HMH7 | 211388619 | HRCU-A-CB | HMH72B341 | XAFC36DXXN1+TXV |  | 33600 | 25200 | 2.52 | 23800 | 2.08
CHAMPION HEATING AND COOLING | HMH7 | 211388634 | HRCU-A-CB | HMH72B341 | XAFC36DBCN1 |  | 33600 | 25200 | 2.52 | 23800 | 2.08
CHAMPION HEATING AND COOLING | HMH7 | 211388709 | HRCU-A-CB | HMH72B341 | XAFC36DXXN1+TXV |  | 33600 | 25200 | 2.52 | 23800 | 2.08
CHAMPION HEATING AND COOLING | HMH7 | 211388723 | HRCU-A-CB | HMH72B341 | XAFC36DBCN1 |  | 33600 | 25200 | 2.52 | 23800 | 2.08
CHAMPION HEATING AND COOLING | HMH7 | 211389280 | HRCU-A-CB | HMH72B341 | XAHC36DXXN1+TXV |  | 33800 | 25400 | 2.5 | 24200 | 2.08
CHAMPION HEATING AND COOLING | HMH7 | 211389310 | HRCU-A-CB | HMH72B341 | XAHC36DBCN1 |  | 33800 | 25400 | 2.5 | 24200 | 2.08
CHAMPION HEATING AND COOLING | HMH7 | 211392058 | HRCU-A-CB | HMH72B341 | XAFC36DXXN1+TXV |  | 33600 | 25200 | 2.52 | 23600 | 2.08
CHAMPION HEATING AND COOLING | HMH7 | 211392066 | HRCU-A-CB | HMH72B341 | XAFC36DXXN1+TXV |  | 33600 | 25200 | 2.52 | 23600 | 2.08
CHAMPION HEATING AND COOLING | HMH7 | 211392081 | HRCU-A-CB | HMH72B341 | XAFC36DBCN1 |  | 33600 | 25200 | 2.52 | 23600 | 2.08
CHAMPION HEATING AND COOLING | HMH7 | 211392096 | HRCU-A-CB | HMH72B341 | XAFC36DBCN1 |  | 33600 | 25200 | 2.52 | 23600 | 2.08
CHAMPION HEATING AND COOLING | HMH7 | 211393360 | HRCU-A-CB | HMH72B341 | XAFC36DXXN1+TXV |  | 34000 | 25400 | 2.56 | 24000 | 2.12
CHAMPION HEATING AND COOLING | HMH7 | 211393375 | HRCU-A-CB | HMH72B341 | XAFC36DBCN1 |  | 34000 | 25400 | 2.56 | 24000 | 2.12
CHAMPION HEATING AND COOLING | HMH7 | 211394698 | HRCU-A-CB | HMH72B341 | XAHD48FXXN1+TXV |  | 31800 | 24800 | 2.52 | 23200 | 2.04
CHAMPION HEATING AND COOLING | HMH7 | 211394712 | HRCU-A-CB | HMH72B341 | XAHD48FXXN1+TXV |  | 31800 | 24800 | 2.52 | 23200 | 2.04
CHAMPION HEATING AND COOLING | HMH7 | 211394729 | HRCU-A-CB | HMH72B341 | XAHD48FBCN1 |  | 31800 | 24800 | 2.52 | 23200 | 2.04
CHAMPION HEATING AND COOLING | HMH7 | 211394744 | HRCU-A-CB | HMH72B341 | XAHD48FBCN1 |  | 31800 | 24800 | 2.52 | 23200 | 2.04
CHAMPION HEATING AND COOLING | HMH7 | 211394836 | HRCU-A-CB | HMH72B341 | XAFD48FXXN1+TXV |  | 32400 | 25400 | 2.58 | 23600 | 2.08
CHAMPION HEATING AND COOLING | HMH7 | 211394850 | HRCU-A-CB | HMH72B341 | XAFD48FXXN1+TXV |  | 32400 | 25400 | 2.58 | 23600 | 2.08
CHAMPION HEATING AND COOLING | HMH7 | 211394871 | HRCU-A-CB | HMH72B341 | XAFD48FBCN1 |  | 32400 | 25400 | 2.58 | 23600 | 2.08
CHAMPION HEATING AND COOLING | HMH7 | 211394884 | HRCU-A-CB | HMH72B341 | XAFD48FBCN1 |  | 32400 | 25400 | 2.58 | 23600 | 2.08
CHAMPION HEATING AND COOLING | HMH7 | 211395005 | HRCU-A-CB | HMH72B341 | XAHD48FXXN1+TXV |  | 31800 | 25000 | 2.5 | 23200 | 2.02
CHAMPION HEATING AND COOLING | HMH7 | 211395019 | HRCU-A-CB | HMH72B341 | XAHD48FXXN1+TXV |  | 31800 | 25000 | 2.5 | 23200 | 2.02
CHAMPION HEATING AND COOLING | HMH7 | 211395037 | HRCU-A-CB | HMH72B341 | XAHD48FBCN1 |  | 31800 | 25000 | 2.5 | 23200 | 2.02
CHAMPION HEATING AND COOLING | HMH7 | 211395048 | HRCU-A-CB | HMH72B341 | XAHD48FBCN1 |  | 31800 | 25000 | 2.5 | 23200 | 2.02
CHAMPION HEATING AND COOLING | HMH7 | 211395960 | HRCU-A-CB | HMH72B341 | XAHC48FXXN1+TXV |  | 31800 | 24800 | 2.5 | 23200 | 2.02
CHAMPION HEATING AND COOLING | HMH7 | 211395973 | HRCU-A-CB | HMH72B341 | XAHC48FBCN1 |  | 31800 | 24800 | 2.5 | 23200 | 2.02
CHAMPION HEATING AND COOLING | HMH7 | 211397382 | HRCU-A-CB | HMH72B341 | XAHC48FXXN1+TXV |  | 32400 | 25400 | 2.5 | 24000 | 2.04
CHAMPION HEATING AND COOLING | HMH7 | 211397463 | HRCU-A-CB | HMH72B341 | XAHC48FBCN1 |  | 32400 | 25400 | 2.5 | 24000 | 2.04
CHAMPION HEATING AND COOLING | HMH7 | 211398157 | HRCU-A-CB | HMH72B341 | XAHC48FXXN1+TXV |  | 31600 | 24800 | 2.52 | 23200 | 2.04
CHAMPION HEATING AND COOLING | HMH7 | 211398167 | HRCU-A-CB | HMH72B341 | XAHC48FXXN1+TXV |  | 31600 | 24800 | 2.52 | 23200 | 2.04
CHAMPION HEATING AND COOLING | HMH7 | 211398182 | HRCU-A-CB | HMH72B341 | XAHC48FBCN1 |  | 31600 | 24800 | 2.52 | 23200 | 2.04
CHAMPION HEATING AND COOLING | HMH7 | 211398197 | HRCU-A-CB | HMH72B341 | XAHC48FBCN1 |  | 31600 | 24800 | 2.52 | 23200 | 2.04
CHAMPION HEATING AND COOLING | HMH7 | 211398517 | HRCU-A-CB | HMH72B341 | XAFC48FXXN1+TXV |  | 32400 | 25400 | 2.56 | 23600 | 2.06
CHAMPION HEATING AND COOLING | HMH7 | 211398532 | HRCU-A-CB | HMH72B341 | XAFC48FXXN1+TXV |  | 32400 | 25400 | 2.56 | 23600 | 2.06
CHAMPION HEATING AND COOLING | HMH7 | 211398547 | HRCU-A-CB | HMH72B341 | XAFC48FBCN1 |  | 32400 | 25400 | 2.56 | 23600 | 2.06
CHAMPION HEATING AND COOLING | HMH7 | 211398562 | HRCU-A-CB | HMH72B341 | XAUC48FXXN1+TXV |  | 32400 | 25400 | 2.56 | 23600 | 2.06
CHAMPION HEATING AND COOLING | HMH7 | 211398577 | HRCU-A-CB | HMH72B341 | XAFC48FBCN1 |  | 32400 | 25400 | 2.56 | 23600 | 2.06
CHAMPION HEATING AND COOLING | HMH7 | 211398592 | HRCU-A-CB | HMH72B341 | XAUC48FXXN1+TXV |  | 32400 | 25400 | 2.56 | 23600 | 2.06
CHAMPION HEATING AND COOLING | HMH7 | 211385833 | HRCU-A-CB | HMH72B341 | XAFC48FXXN1+TXV |  | 32200 | 25200 | 2.56 | 23400 | 2.06
CHAMPION HEATING AND COOLING | HMH7 | 211385845 | HRCU-A-CB | HMH72B341 | XAFC48FXXN1+TXV |  | 32200 | 25200 | 2.56 | 23400 | 2.06
CHAMPION HEATING AND COOLING | HMH7 | 211385858 | HRCU-A-CB | HMH72B341 | XAFC48FBCN1 |  | 32200 | 25200 | 2.56 | 23400 | 2.06
CHAMPION HEATING AND COOLING | HMH7 | 211385873 | HRCU-A-CB | HMH72B341 | XAUC48FXXN1+TXV |  | 32200 | 25200 | 2.56 | 23400 | 2.06
CHAMPION HEATING AND COOLING | HMH7 | 211385890 | HRCU-A-CB | HMH72B341 | XAFC48FBCN1 |  | 32200 | 25200 | 2.56 | 23400 | 2.06
CHAMPION HEATING AND COOLING | HMH7 | 211385906 | HRCU-A-CB | HMH72B341 | XAUC48FXXN1+TXV |  | 32200 | 25200 | 2.56 | 23400 | 2.06
CHAMPION HEATING AND COOLING | HMH7 | 211386056 | HRCU-A-CB | HMH72B341 | XAHD48FXXN1+TXV |  | 32000 | 25000 | 2.52 | 23400 | 2.04
CHAMPION HEATING AND COOLING | HMH7 | 211386071 | HRCU-A-CB | HMH72B341 | XAHD48FBCN1 |  | 32000 | 25000 | 2.52 | 23400 | 2.04
CHAMPION HEATING AND COOLING | HMH7 | 211387052 | HRCU-A-CB | HMH72B341 | XAFB30CXXN1+TXV |  | 34000 | 26800 | 2.54 | 23800 | 2.02
CHAMPION HEATING AND COOLING | HMH7 | 211387065 | HRCU-A-CB | HMH72B341 | XAUB30CXXN1+TXV |  | 34000 | 26800 | 2.54 | 23800 | 2.02
CHAMPION HEATING AND COOLING | HMH7 | 211387185 | HRCU-A-CB | HMH72B341 | XAFC30CXXN1+TXV |  | 34000 | 26600 | 2.52 | 23800 | 2
CHAMPION HEATING AND COOLING | HMH7 | 211387627 | HRCU-A-CB | HMH72B341 | XAFC36DXXN1+TXV |  | 33800 | 25400 | 2.52 | 23800 | 2.08
CHAMPION HEATING AND COOLING | HMH7 | 211387636 | HRCU-A-CB | HMH72B341 | XAFC36DXXN1+TXV |  | 33800 | 25400 | 2.52 | 23800 | 2.08
CHAMPION HEATING AND COOLING | HMH7 | 211387646 | HRCU-A-CB | HMH72B341 | XAFC36DBCN1 |  | 33800 | 25400 | 2.52 | 23800 | 2.08
CHAMPION HEATING AND COOLING | HMH7 | 211387653 | HRCU-A-CB | HMH72B341 | XAFC36DBCN1 |  | 33800 | 25400 | 2.52 | 23800 | 2.08
CHAMPION HEATING AND COOLING | HMH7 | 211389380 | HRCU-A-CB | HMH72B341 | XAFC36DXXN1+TXV |  | 34000 | 25800 | 2.56 | 24600 | 2.12
CHAMPION HEATING AND COOLING | HMH7 | 211389409 | HRCU-A-CB | HMH72B341 | XAFC36DBCN1 |  | 34000 | 25800 | 2.56 | 24600 | 2.12
CHAMPION HEATING AND COOLING | HMH7 | 211390163 | HRCU-A-CB | HMH72B341 | XAFC36DXXN1+TXV |  | 34000 | 25400 | 2.54 | 24000 | 2.1
CHAMPION HEATING AND COOLING | HMH7 | 211390191 | HRCU-A-CB | HMH72B341 | XAFC36DXXN1+TXV |  | 34000 | 25400 | 2.54 | 24000 | 2.1
CHAMPION HEATING AND COOLING | HMH7 | 211390205 | HRCU-A-CB | HMH72B341 | XAFC36DXXN1+TXV |  | 34000 | 25400 | 2.54 | 24000 | 2.1
CHAMPION HEATING AND COOLING | HMH7 | 211390219 | HRCU-A-CB | HMH72B341 | XAFC36DXXN1+TXV |  | 34000 | 25400 | 2.54 | 24000 | 2.1
CHAMPION HEATING AND COOLING | HMH7 | 211390245 | HRCU-A-CB | HMH72B341 | XAFC36DBCN1 |  | 34000 | 25400 | 2.54 | 24000 | 2.1
CHAMPION HEATING AND COOLING | HMH7 | 211390274 | HRCU-A-CB | HMH72B341 | XAFC36DBCN1 |  | 34000 | 25400 | 2.54 | 24000 | 2.1
CHAMPION HEATING AND COOLING | HMH7 | 211390287 | HRCU-A-CB | HMH72B341 | XAFC36DBCN1 |  | 34000 | 25400 | 2.54 | 24000 | 2.1
CHAMPION HEATING AND COOLING | HMH7 | 211390301 | HRCU-A-CB | HMH72B341 | XAFC36DBCN1 |  | 34000 | 25400 | 2.54 | 24000 | 2.1
CHAMPION HEATING AND COOLING | HMH7 | 211391002 | HRCU-A-CB | HMH72B341 | XAFB36DXXN1+TXV |  | 34000 | 25600 | 2.5 | 24200 | 2.06
CHAMPION HEATING AND COOLING | HMH7 | 211391017 | HRCU-A-CB | HMH72B341 | XAFB36DXXN1+TXV |  | 34000 | 25600 | 2.5 | 24200 | 2.06
CHAMPION HEATING AND COOLING | HMH7 | 211391032 | HRCU-A-CB | HMH72B341 | XAFB36DXXN1+TXV |  | 34000 | 25600 | 2.5 | 24200 | 2.06
CHAMPION HEATING AND COOLING | HMH7 | 211391047 | HRCU-A-CB | HMH72B341 | XAFB36DBCN1 |  | 34000 | 25600 | 2.5 | 24200 | 2.06
CHAMPION HEATING AND COOLING | HMH7 | 211391062 | HRCU-A-CB | HMH72B341 | XAUB36DXXN1+TXV |  | 34000 | 25600 | 2.5 | 24200 | 2.06
CHAMPION HEATING AND COOLING | HMH7 | 211391077 | HRCU-A-CB | HMH72B341 | XAFB36DBCN1 |  | 34000 | 25600 | 2.5 | 24200 | 2.06
CHAMPION HEATING AND COOLING | HMH7 | 211391092 | HRCU-A-CB | HMH72B341 | XAUB36DXXN1+TXV |  | 34000 | 25600 | 2.5 | 24200 | 2.06
CHAMPION HEATING AND COOLING | HMH7 | 211391107 | HRCU-A-CB | HMH72B341 | XAFB36DBCN1 |  | 34000 | 25600 | 2.5 | 24200 | 2.06
CHAMPION HEATING AND COOLING | HMH7 | 211391122 | HRCU-A-CB | HMH72B341 | XAUB36DXXN1+TXV |  | 34000 | 25600 | 2.5 | 24200 | 2.06
CHAMPION HEATING AND COOLING | HMH7 | 211392836 | HRCU-A-CB | HMH72B341 | XAFB36DXXN1+TXV |  | 33600 | 25200 | 2.5 | 23800 | 2.06
CHAMPION HEATING AND COOLING | HMH7 | 211392851 | HRCU-A-CB | HMH72B341 | XAFB36DXXN1+TXV |  | 33600 | 25200 | 2.5 | 23800 | 2.06
CHAMPION HEATING AND COOLING | HMH7 | 211392866 | HRCU-A-CB | HMH72B341 | XAFB36DBCN1 |  | 33600 | 25200 | 2.5 | 23800 | 2.06
CHAMPION HEATING AND COOLING | HMH7 | 211392881 | HRCU-A-CB | HMH72B341 | XAUB36DXXN1+TXV |  | 33600 | 25200 | 2.5 | 23800 | 2.06
CHAMPION HEATING AND COOLING | HMH7 | 211392888 | HRCU-A-CB | HMH72B341 | XAFB36DBCN1 |  | 33600 | 25200 | 2.5 | 23800 | 2.06
CHAMPION HEATING AND COOLING | HMH7 | 211392902 | HRCU-A-CB | HMH72B341 | XAUB36DXXN1+TXV |  | 33600 | 25200 | 2.5 | 23800 | 2.06
CHAMPION HEATING AND COOLING | HMH7 | 211393538 | HRCU-A-CB | HMH72B341 | XAFB36DXXN1+TXV |  | 33800 | 25400 | 2.5 | 23800 | 2.06
CHAMPION HEATING AND COOLING | HMH7 | 211393553 | HRCU-A-CB | HMH72B341 | XAFB36DBCN1 |  | 33800 | 25400 | 2.5 | 23800 | 2.06
CHAMPION HEATING AND COOLING | HMH7 | 211393568 | HRCU-A-CB | HMH72B341 | XAUB36DXXN1+TXV |  | 33800 | 25400 | 2.5 | 23800 | 2.06
CHAMPION HEATING AND COOLING | HMH7 | 211238539 | HRCU-A-CB | HMH72B341 | JHETC36DBCS2N1 |  | 33600 | 25000 | 2.58 | 23600 | 2.12
CHAMPION HEATING AND COOLING | HMH7 | 211393800 | HRCU-A-CB | HMH72B341 | XAHD48FXXN1+TXV |  | 32000 | 25000 | 2.52 | 23400 | 2.04
CHAMPION HEATING AND COOLING | HMH7 | 211393815 | HRCU-A-CB | HMH72B341 | XAHD48FBCN1 |  | 32000 | 25000 | 2.52 | 23400 | 2.04
CHAMPION HEATING AND COOLING | HMH7 | 211393995 | HRCU-A-CB | HMH72B341 | XAHD48FXXN1+TXV |  | 31800 | 25000 | 2.5 | 23200 | 2.02
CHAMPION HEATING AND COOLING | HMH7 | 211394010 | HRCU-A-CB | HMH72B341 | XAHD48FBCN1 |  | 31800 | 25000 | 2.5 | 23200 | 2.02
CHAMPION HEATING AND COOLING | HMH7 | 211394597 | HRCU-A-CB | HMH72B341 | XAFC48FXXN1+TXV |  | 33000 | 25800 | 2.56 | 24200 | 2.1
CHAMPION HEATING AND COOLING | HMH7 | 211394612 | HRCU-A-CB | HMH72B341 | XAFC48FXXN1+TXV |  | 33000 | 25800 | 2.56 | 24200 | 2.1
CHAMPION HEATING AND COOLING | HMH7 | 211394629 | HRCU-A-CB | HMH72B341 | XAFC48FBCN1 |  | 33000 | 25800 | 2.56 | 24200 | 2.1
CHAMPION HEATING AND COOLING | HMH7 | 211394644 | HRCU-A-CB | HMH72B341 | XAUC48FXXN1+TXV |  | 33000 | 25800 | 2.56 | 24200 | 2.1
CHAMPION HEATING AND COOLING | HMH7 | 211394656 | HRCU-A-CB | HMH72B341 | XAFC48FBCN1 |  | 33000 | 25800 | 2.56 | 24200 | 2.1
CHAMPION HEATING AND COOLING | HMH7 | 211394671 | HRCU-A-CB | HMH72B341 | XAUC48FXXN1+TXV |  | 33000 | 25800 | 2.56 | 24200 | 2.1
CHAMPION HEATING AND COOLING | HMH7 | 211395301 | HRCU-A-CB | HMH72B341 | XAFC48FXXN1+TXV |  | 32400 | 25400 | 2.54 | 23600 | 2.06
CHAMPION HEATING AND COOLING | HMH7 | 211395326 | HRCU-A-CB | HMH72B341 | XAFC48FXXN1+TXV |  | 32400 | 25400 | 2.54 | 23600 | 2.06
CHAMPION HEATING AND COOLING | HMH7 | 211395354 | HRCU-A-CB | HMH72B341 | XAFC48FBCN1 |  | 32400 | 25400 | 2.54 | 23600 | 2.06
CHAMPION HEATING AND COOLING | HMH7 | 211395371 | HRCU-A-CB | HMH72B341 | XAUC48FXXN1+TXV |  | 32400 | 25400 | 2.54 | 23600 | 2.06
CHAMPION HEATING AND COOLING | HMH7 | 211395395 | HRCU-A-CB | HMH72B341 | XAFC48FBCN1 |  | 32400 | 25400 | 2.54 | 23600 | 2.06
CHAMPION HEATING AND COOLING | HMH7 | 211395414 | HRCU-A-CB | HMH72B341 | XAUC48FXXN1+TXV |  | 32400 | 25400 | 2.54 | 23600 | 2.06
CHAMPION HEATING AND COOLING | HMH7 | 211396980 | HRCU-A-CB | HMH72B341 | XAHC48FXXN1+TXV |  | 31600 | 24800 | 2.5 | 23000 | 2.02
CHAMPION HEATING AND COOLING | HMH7 | 211396990 | HRCU-A-CB | HMH72B341 | XAHC48FBCN1 |  | 31600 | 24800 | 2.5 | 23000 | 2.02
CHAMPION HEATING AND COOLING | HMH7 | 211398607 | HRCU-A-CB | HMH72B341 | XAHC48FXXN1+TXV |  | 31800 | 25000 | 2.5 | 23200 | 2.02
CHAMPION HEATING AND COOLING | HMH7 | 211398622 | HRCU-A-CB | HMH72B341 | XAHC48FXXN1+TXV |  | 31800 | 25000 | 2.5 | 23200 | 2.02
CHAMPION HEATING AND COOLING | HMH7 | 211398634 | HRCU-A-CB | HMH72B341 | XAHC48FBCN1 |  | 31800 | 25000 | 2.5 | 23200 | 2.02
CHAMPION HEATING AND COOLING | HMH7 | 211398644 | HRCU-A-CB | HMH72B341 | XAHC48FBCN1 |  | 31800 | 25000 | 2.5 | 23200 | 2.02
CHAMPION HEATING AND COOLING | HMH7 | 211386191 | HRCU-A-CB | HMH72B341 | XAHD48FXXN1+TXV |  | 32400 | 25200 | 2.5 | 23600 | 2.04
CHAMPION HEATING AND COOLING | HMH7 | 211386202 | HRCU-A-CB | HMH72B341 | XAHD48FBCN1 |  | 32400 | 25200 | 2.5 | 23600 | 2.04
CHAMPION HEATING AND COOLING | HMH7 | 211386387 | HRCU-A-CB | HMH72B341 | XAHC48FXXN1+TXV |  | 32000 | 24800 | 2.54 | 23200 | 2.06
CHAMPION HEATING AND COOLING | HMH7 | 211386400 | HRCU-A-CB | HMH72B341 | XAHC48FBCN1 |  | 32000 | 24800 | 2.54 | 23200 | 2.06
CHAMPION HEATING AND COOLING | HMH7 | 211386660 | HRCU-A-CB | HMH72B341 | JHVTC42FBCC2N1 |  | 32400 | 25000 | 2.62 | 23400 | 2.12
CHAMPION HEATING AND COOLING | HMH7 | 211388835 | HRCU-A-CB | HMH72B341 | XAFC36DXXN1+TXV |  | 34000 | 25800 | 2.5 | 24400 | 2.06
CHAMPION HEATING AND COOLING | HMH7 | 211388850 | HRCU-A-CB | HMH72B341 | XAFC36DBCN1 |  | 34000 | 25800 | 2.5 | 24400 | 2.06
CHAMPION HEATING AND COOLING | HMH7 | 211389369 | HRCU-A-CB | HMH72B341 | XAFC36DXXN1+TXV |  | 33800 | 25200 | 2.56 | 23800 | 2.1
CHAMPION HEATING AND COOLING | HMH7 | 211389394 | HRCU-A-CB | HMH72B341 | XAFC36DBCN1 |  | 33800 | 25200 | 2.56 | 23800 | 2.1
CHAMPION HEATING AND COOLING | HMH7 | 211389699 | HRCU-A-CB | HMH72B341 | XAFC36DXXN1+TXV |  | 33600 | 25200 | 2.5 | 23600 | 2.06
CHAMPION HEATING AND COOLING | HMH7 | 211389713 | HRCU-A-CB | HMH72B341 | XAFC36DBCN1 |  | 33600 | 25200 | 2.5 | 23600 | 2.06
CHAMPION HEATING AND COOLING | HMH7 | 211391742 | HRCU-A-CB | HMH72B341 | XAFC36DXXN1+TXV |  | 33800 | 25400 | 2.5 | 23800 | 2.06
CHAMPION HEATING AND COOLING | HMH7 | 211391753 | HRCU-A-CB | HMH72B341 | XAFC36DXXN1+TXV |  | 33800 | 25400 | 2.5 | 23800 | 2.06
CHAMPION HEATING AND COOLING | HMH7 | 211391768 | HRCU-A-CB | HMH72B341 | XAFC36DBCN1 |  | 33800 | 25400 | 2.5 | 23800 | 2.06
CHAMPION HEATING AND COOLING | HMH7 | 211391783 | HRCU-A-CB | HMH72B341 | XAFC36DBCN1 |  | 33800 | 25400 | 2.5 | 23800 | 2.06
CHAMPION HEATING AND COOLING | HMH7 | 211394085 | HRCU-A-CB | HMH72B341 | XAFC48FXXN1+TXV |  | 32800 | 25800 | 2.52 | 24200 | 2.06
CHAMPION HEATING AND COOLING | HMH7 | 211394098 | HRCU-A-CB | HMH72B341 | XAFC48FBCN1 |  | 32800 | 25800 | 2.52 | 24200 | 2.06
CHAMPION HEATING AND COOLING | HMH7 | 211394113 | HRCU-A-CB | HMH72B341 | XAUC48FXXN1+TXV |  | 32800 | 25800 | 2.52 | 24200 | 2.06
CHAMPION HEATING AND COOLING | HMH7 | 211394400 | HRCU-A-CB | HMH72B341 | XAHD48FXXN1+TXV |  | 32400 | 25200 | 2.5 | 23800 | 2.06
CHAMPION HEATING AND COOLING | HMH7 | 211394413 | HRCU-A-CB | HMH72B341 | XAHD48FXXN1+TXV |  | 32400 | 25200 | 2.5 | 23800 | 2.06
CHAMPION HEATING AND COOLING | HMH7 | 211394431 | HRCU-A-CB | HMH72B341 | XAHD48FBCN1 |  | 32400 | 25200 | 2.5 | 23800 | 2.06
CHAMPION HEATING AND COOLING | HMH7 | 211394446 | HRCU-A-CB | HMH72B341 | XAHD48FBCN1 |  | 32400 | 25200 | 2.5 | 23800 | 2.06
CHAMPION HEATING AND COOLING | HMH7 | 211394467 | HRCU-A-CB | HMH72B341 | XAHC48FXXN1+TXV |  | 32000 | 25000 | 2.52 | 23400 | 2.04
CHAMPION HEATING AND COOLING | HMH7 | 211394480 | HRCU-A-CB | HMH72B341 | XAHC48FXXN1+TXV |  | 32000 | 25000 | 2.52 | 23400 | 2.04
CHAMPION HEATING AND COOLING | HMH7 | 211394500 | HRCU-A-CB | HMH72B341 | XAHC48FBCN1 |  | 32000 | 25000 | 2.52 | 23400 | 2.04
CHAMPION HEATING AND COOLING | HMH7 | 211394512 | HRCU-A-CB | HMH72B341 | XAHC48FBCN1 |  | 32000 | 25000 | 2.52 | 23400 | 2.04
CHAMPION HEATING AND COOLING | HMH7 | 211395185 | HRCU-A-CB | HMH72B341 | XAFD48FXXN1+TXV |  | 32400 | 25400 | 2.54 | 23600 | 2.06
CHAMPION HEATING AND COOLING | HMH7 | 211395211 | HRCU-A-CB | HMH72B341 | XAFD48FXXN1+TXV |  | 32400 | 25400 | 2.54 | 23600 | 2.06
CHAMPION HEATING AND COOLING | HMH7 | 211395241 | HRCU-A-CB | HMH72B341 | XAFD48FBCN1 |  | 32400 | 25400 | 2.54 | 23600 | 2.06
CHAMPION HEATING AND COOLING | HMH7 | 211395265 | HRCU-A-CB | HMH72B341 | XAFD48FBCN1 |  | 32400 | 25400 | 2.54 | 23600 | 2.06
CHAMPION HEATING AND COOLING | HMH7 | 211396017 | HRCU-A-CB | HMH72B341 | XAFC48FXXN1+TXV |  | 32400 | 25400 | 2.56 | 23600 | 2.06
CHAMPION HEATING AND COOLING | HMH7 | 211396031 | HRCU-A-CB | HMH72B341 | XAFC48FBCN1 |  | 32400 | 25400 | 2.56 | 23600 | 2.06
CHAMPION HEATING AND COOLING | HMH7 | 211396044 | HRCU-A-CB | HMH72B341 | XAUC48FXXN1+TXV |  | 32400 | 25400 | 2.56 | 23600 | 2.06
CHAMPION HEATING AND COOLING | HMH7 | 211396119 | HRCU-A-CB | HMH72B341 | XAFD48FXXN1+TXV |  | 33400 | 26000 | 2.5 | 24600 | 2.08
CHAMPION HEATING AND COOLING | HMH7 | 211396134 | HRCU-A-CB | HMH72B341 | XAFD48FBCN1 |  | 33400 | 26000 | 2.5 | 24600 | 2.08
CHAMPION HEATING AND COOLING | HMH7 | 211397005 | HRCU-A-CB | HMH72B341 | XAFC48FXXN1+TXV |  | 32200 | 25400 | 2.54 | 23600 | 2.04
CHAMPION HEATING AND COOLING | HMH7 | 211397020 | HRCU-A-CB | HMH72B341 | XAFC48FBCN1 |  | 32200 | 25400 | 2.54 | 23600 | 2.04
CHAMPION HEATING AND COOLING | HMH7 | 211397035 | HRCU-A-CB | HMH72B341 | XAUC48FXXN1+TXV |  | 32200 | 25400 | 2.54 | 23600 | 2.04
CHAMPION HEATING AND COOLING | HMH7 | 211397206 | HRCU-A-CB | HMH72B341 | XAHD48FXXN1+TXV |  | 32400 | 25200 | 2.5 | 23800 | 2.06
CHAMPION HEATING AND COOLING | HMH7 | 211397237 | HRCU-A-CB | HMH72B341 | XAHD48FXXN1+TXV |  | 32400 | 25200 | 2.5 | 23800 | 2.06
CHAMPION HEATING AND COOLING | HMH7 | 211397252 | HRCU-A-CB | HMH72B341 | XAHD48FXXN1+TXV |  | 32400 | 25200 | 2.5 | 23800 | 2.06
CHAMPION HEATING AND COOLING | HMH7 | 211397267 | HRCU-A-CB | HMH72B341 | XAHD48FXXN1+TXV |  | 32400 | 25200 | 2.5 | 23800 | 2.06
CHAMPION HEATING AND COOLING | HMH7 | 211397290 | HRCU-A-CB | HMH72B341 | XAHD48FBCN1 |  | 32400 | 25200 | 2.5 | 23800 | 2.06
CHAMPION HEATING AND COOLING | HMH7 | 211397317 | HRCU-A-CB | HMH72B341 | XAHD48FBCN1 |  | 32400 | 25200 | 2.5 | 23800 | 2.06
CHAMPION HEATING AND COOLING | HMH7 | 211397331 | HRCU-A-CB | HMH72B341 | XAHD48FBCN1 |  | 32400 | 25200 | 2.5 | 23800 | 2.06
CHAMPION HEATING AND COOLING | HMH7 | 211397347 | HRCU-A-CB | HMH72B341 | XAHD48FBCN1 |  | 32400 | 25200 | 2.5 | 23800 | 2.06
CHAMPION HEATING AND COOLING | HMH7 | 211397702 | HRCU-A-CB | HMH72B341 | XAFC48FXXN1+TXV |  | 33200 | 25800 | 2.54 | 24400 | 2.1
CHAMPION HEATING AND COOLING | HMH7 | 211397726 | HRCU-A-CB | HMH72B341 | XAFC48FXXN1+TXV |  | 33200 | 25800 | 2.54 | 24400 | 2.1
CHAMPION HEATING AND COOLING | HMH7 | 211397741 | HRCU-A-CB | HMH72B341 | XAFC48FXXN1+TXV |  | 33200 | 25800 | 2.54 | 24400 | 2.1
CHAMPION HEATING AND COOLING | HMH7 | 211397756 | HRCU-A-CB | HMH72B341 | XAFC48FXXN1+TXV |  | 33200 | 25800 | 2.54 | 24400 | 2.1
CHAMPION HEATING AND COOLING | HMH7 | 211397783 | HRCU-A-CB | HMH72B341 | XAFC48FBCN1 |  | 33200 | 25800 | 2.54 | 24400 | 2.1
CHAMPION HEATING AND COOLING | HMH7 | 211397798 | HRCU-A-CB | HMH72B341 | XAUC48FXXN1+TXV |  | 33200 | 25800 | 2.54 | 24400 | 2.1
CHAMPION HEATING AND COOLING | HMH7 | 211397835 | HRCU-A-CB | HMH72B341 | XAFC48FBCN1 |  | 33200 | 25800 | 2.54 | 24400 | 2.1
CHAMPION HEATING AND COOLING | HMH7 | 211397850 | HRCU-A-CB | HMH72B341 | XAUC48FXXN1+TXV |  | 33200 | 25800 | 2.54 | 24400 | 2.1
CHAMPION HEATING AND COOLING | HMH7 | 211397865 | HRCU-A-CB | HMH72B341 | XAFC48FBCN1 |  | 33200 | 25800 | 2.54 | 24400 | 2.1
CHAMPION HEATING AND COOLING | HMH7 | 211397877 | HRCU-A-CB | HMH72B341 | XAUC48FXXN1+TXV |  | 33200 | 25800 | 2.54 | 24400 | 2.1
CHAMPION HEATING AND COOLING | HMH7 | 211397891 | HRCU-A-CB | HMH72B341 | XAFC48FBCN1 |  | 33200 | 25800 | 2.54 | 24400 | 2.1
CHAMPION HEATING AND COOLING | HMH7 | 211397906 | HRCU-A-CB | HMH72B341 | XAUC48FXXN1+TXV |  | 33200 | 25800 | 2.54 | 24400 | 2.1
CHAMPION HEATING AND COOLING | HMH7 | 211398213 | HRCU-A-CB | HMH72B341 | XAFD48FXXN1+TXV |  | 32400 | 25200 | 2.56 | 23600 | 2.08
CHAMPION HEATING AND COOLING | HMH7 | 211398228 | HRCU-A-CB | HMH72B341 | XAFD48FXXN1+TXV |  | 32400 | 25200 | 2.56 | 23600 | 2.08
CHAMPION HEATING AND COOLING | HMH7 | 211398243 | HRCU-A-CB | HMH72B341 | XAFD48FBCN1 |  | 32400 | 25200 | 2.56 | 23600 | 2.08
CHAMPION HEATING AND COOLING | HMH7 | 211398258 | HRCU-A-CB | HMH72B341 | XAFD48FBCN1 |  | 32400 | 25200 | 2.56 | 23600 | 2.08
CHAMPION HEATING AND COOLING | HMH7 | 211398409 | HRCU-A-CB | HMH72B341 | XAHC48FXXN1+TXV |  | 31800 | 24800 | 2.52 | 23200 | 2.04
CHAMPION HEATING AND COOLING | HMH7 | 211398424 | HRCU-A-CB | HMH72B341 | XAHC48FXXN1+TXV |  | 31800 | 24800 | 2.52 | 23200 | 2.04
CHAMPION HEATING AND COOLING | HMH7 | 211398439 | HRCU-A-CB | HMH72B341 | XAHC48FBCN1 |  | 31800 | 24800 | 2.52 | 23200 | 2.04
CHAMPION HEATING AND COOLING | HMH7 | 211398454 | HRCU-A-CB | HMH72B341 | XAHC48FBCN1 |  | 31800 | 24800 | 2.52 | 23200 | 2.04
CHAMPION HEATING AND COOLING | HMH7 | 211398798 | HRCU-A-CB | HMH72B341 | XAHC48FXXN1+TXV |  | 31600 | 24800 | 2.52 | 23000 | 2.04
CHAMPION HEATING AND COOLING | HMH7 | 211398811 | HRCU-A-CB | HMH72B341 | XAHC48FXXN1+TXV |  | 31600 | 24800 | 2.52 | 23000 | 2.04
CHAMPION HEATING AND COOLING | HMH7 | 211398826 | HRCU-A-CB | HMH72B341 | XAHC48FBCN1 |  | 31600 | 24800 | 2.52 | 23000 | 2.04
CHAMPION HEATING AND COOLING | HMH7 | 211398841 | HRCU-A-CB | HMH72B341 | XAHC48FBCN1 |  | 31600 | 24800 | 2.52 | 23000 | 2.04
CHAMPION HEATING AND COOLING | HMH7 | 211386209 | HRCU-A-CB | HMH72B341 | XAHC48FXXN1+TXV |  | 32400 | 25200 | 2.5 | 23600 | 2.04
CHAMPION HEATING AND COOLING | HMH7 | 211386222 | HRCU-A-CB | HMH72B341 | XAHC48FBCN1 |  | 32400 | 25200 | 2.5 | 23600 | 2.04
CHAMPION HEATING AND COOLING | HMH7 | 211386438 | HRCU-A-CB | HMH72B341 | XAFC48FXXN1+TXV |  | 32400 | 25400 | 2.58 | 23800 | 2.1
CHAMPION HEATING AND COOLING | HMH7 | 211386452 | HRCU-A-CB | HMH72B341 | XAFC48FBCN1 |  | 32400 | 25400 | 2.58 | 23800 | 2.1
CHAMPION HEATING AND COOLING | HMH7 | 211386466 | HRCU-A-CB | HMH72B341 | XAUC48FXXN1+TXV |  | 32400 | 25400 | 2.58 | 23800 | 2.1
CHAMPION HEATING AND COOLING | HMH7 | 211386535 | HRCU-A-CB | HMH72B341 | XAFD48FXXN1+TXV |  | 32600 | 25600 | 2.56 | 24000 | 2.08
CHAMPION HEATING AND COOLING | HMH7 | 211386547 | HRCU-A-CB | HMH72B341 | XAFD48FBCN1 |  | 32600 | 25600 | 2.56 | 24000 | 2.08
CHAMPION HEATING AND COOLING | HMH7 | 211387304 | HRCU-A-CB | HMH72B341 | XAFC36DXXN1+TXV |  | 34000 | 26000 | 2.56 | 24800 | 2.12
CHAMPION HEATING AND COOLING | HMH7 | 211387318 | HRCU-A-CB | HMH72B341 | XAFC36DXXN1+TXV |  | 34000 | 26000 | 2.56 | 24800 | 2.12
CHAMPION HEATING AND COOLING | HMH7 | 211387340 | HRCU-A-CB | HMH72B341 | XAFC36DBCN1 |  | 34000 | 26000 | 2.56 | 24800 | 2.12
CHAMPION HEATING AND COOLING | HMH7 | 211387356 | HRCU-A-CB | HMH72B341 | XAFC36DBCN1 |  | 34000 | 26000 | 2.56 | 24800 | 2.12
CHAMPION HEATING AND COOLING | HMH7 | 211387805 | HRCU-A-CB | HMH72B341 | XAFC36DXXN1+TXV |  | 34000 | 25800 | 2.5 | 24400 | 2.06
CHAMPION HEATING AND COOLING | HMH7 | 211387814 | HRCU-A-CB | HMH72B341 | XAFC36DXXN1+TXV |  | 34000 | 25800 | 2.5 | 24400 | 2.06
CHAMPION HEATING AND COOLING | HMH7 | 211387826 | HRCU-A-CB | HMH72B341 | XAFC36DBCN1 |  | 34000 | 25800 | 2.5 | 24400 | 2.06
CHAMPION HEATING AND COOLING | HMH7 | 211387835 | HRCU-A-CB | HMH72B341 | XAFC36DBCN1 |  | 34000 | 25800 | 2.5 | 24400 | 2.06
CHAMPION HEATING AND COOLING | HMH7 | 211388880 | HRCU-A-CB | HMH72B341 | XAFB36DXXN1+TXV |  | 33800 | 25400 | 2.5 | 24000 | 2.06
CHAMPION HEATING AND COOLING | HMH7 | 211388890 | HRCU-A-CB | HMH72B341 | XAFB36DBCN1 |  | 33800 | 25400 | 2.5 | 24000 | 2.06
CHAMPION HEATING AND COOLING | HMH7 | 211388902 | HRCU-A-CB | HMH72B341 | XAUB36DXXN1+TXV |  | 33800 | 25400 | 2.5 | 24000 | 2.06
CHAMPION HEATING AND COOLING | HMH7 | 211392610 | HRCU-A-CB | HMH72B341 | XAFB36DXXN1+TXV |  | 33800 | 25400 | 2.5 | 23800 | 2.06
CHAMPION HEATING AND COOLING | HMH7 | 211392625 | HRCU-A-CB | HMH72B341 | XAFB36DXXN1+TXV |  | 33800 | 25400 | 2.5 | 23800 | 2.06
CHAMPION HEATING AND COOLING | HMH7 | 211392640 | HRCU-A-CB | HMH72B341 | XAFB36DBCN1 |  | 33800 | 25400 | 2.5 | 23800 | 2.06
CHAMPION HEATING AND COOLING | HMH7 | 211392655 | HRCU-A-CB | HMH72B341 | XAUB36DXXN1+TXV |  | 33800 | 25400 | 2.5 | 23800 | 2.06
CHAMPION HEATING AND COOLING | HMH7 | 211392669 | HRCU-A-CB | HMH72B341 | XAFB36DBCN1 |  | 33800 | 25400 | 2.5 | 23800 | 2.06
CHAMPION HEATING AND COOLING | HMH7 | 211392684 | HRCU-A-CB | HMH72B341 | XAUB36DXXN1+TXV |  | 33800 | 25400 | 2.5 | 23800 | 2.06
CHAMPION HEATING AND COOLING | HMH7 | 211393022 | HRCU-A-CB | HMH72B341 | XAFC36DXXN1+TXV |  | 34000 | 26200 | 2.54 | 25000 | 2.12
CHAMPION HEATING AND COOLING | HMH7 | 211393037 | HRCU-A-CB | HMH72B341 | XAFC36DBCN1 |  | 34000 | 26200 | 2.54 | 25000 | 2.12
CHAMPION HEATING AND COOLING | HMH7 | 211394156 | HRCU-A-CB | HMH72B341 | XAFC48FXXN1+TXV |  | 32800 | 25800 | 2.5 | 24200 | 2.04
CHAMPION HEATING AND COOLING | HMH7 | 211394167 | HRCU-A-CB | HMH72B341 | XAFC48FBCN1 |  | 32800 | 25800 | 2.5 | 24200 | 2.04
CHAMPION HEATING AND COOLING | HMH7 | 211394182 | HRCU-A-CB | HMH72B341 | XAUC48FXXN1+TXV |  | 32800 | 25800 | 2.5 | 24200 | 2.04
CHAMPION HEATING AND COOLING | HMH7 | 211394765 | HRCU-A-CB | HMH72B341 | XAHC48FXXN1+TXV |  | 31800 | 24800 | 2.52 | 23200 | 2.04
CHAMPION HEATING AND COOLING | HMH7 | 211394779 | HRCU-A-CB | HMH72B341 | XAHC48FXXN1+TXV |  | 31800 | 24800 | 2.52 | 23200 | 2.04
CHAMPION HEATING AND COOLING | HMH7 | 211394800 | HRCU-A-CB | HMH72B341 | XAHC48FBCN1 |  | 31800 | 24800 | 2.52 | 23200 | 2.04
CHAMPION HEATING AND COOLING | HMH7 | 211394815 | HRCU-A-CB | HMH72B341 | XAHC48FBCN1 |  | 31800 | 24800 | 2.52 | 23200 | 2.04
CHAMPION HEATING AND COOLING | HMH7 | 211396253 | HRCU-A-CB | HMH72B341 | XAFC48FXXN1+TXV |  | 32400 | 25600 | 2.52 | 23800 | 2.04
CHAMPION HEATING AND COOLING | HMH7 | 211396275 | HRCU-A-CB | HMH72B341 | XAFC48FBCN1 |  | 32400 | 25600 | 2.52 | 23800 | 2.04
CHAMPION HEATING AND COOLING | HMH7 | 211396295 | HRCU-A-CB | HMH72B341 | XAUC48FXXN1+TXV |  | 32400 | 25600 | 2.52 | 23800 | 2.04
CHAMPION HEATING AND COOLING | HMH7 | 211396837 | HRCU-A-CB | HMH72B341 | XAFD48FXXN1+TXV |  | 33200 | 25800 | 2.54 | 24400 | 2.08
CHAMPION HEATING AND COOLING | HMH7 | 211396852 | HRCU-A-CB | HMH72B341 | XAFD48FXXN1+TXV |  | 33200 | 25800 | 2.54 | 24400 | 2.08
CHAMPION HEATING AND COOLING | HMH7 | 211396867 | HRCU-A-CB | HMH72B341 | XAFD48FBCN1 |  | 33200 | 25800 | 2.54 | 24400 | 2.08
CHAMPION HEATING AND COOLING | HMH7 | 211396882 | HRCU-A-CB | HMH72B341 | XAFD48FBCN1 |  | 33200 | 25800 | 2.54 | 24400 | 2.08
CHAMPION HEATING AND COOLING | HMH7 | 211398099 | HRCU-A-CB | HMH72B341 | XAHD48FXXN1+TXV |  | 31800 | 24800 | 2.52 | 23200 | 2.04
CHAMPION HEATING AND COOLING | HMH7 | 211398114 | HRCU-A-CB | HMH72B341 | XAHD48FXXN1+TXV |  | 31800 | 24800 | 2.52 | 23200 | 2.04
CHAMPION HEATING AND COOLING | HMH7 | 211398129 | HRCU-A-CB | HMH72B341 | XAHD48FBCN1 |  | 31800 | 24800 | 2.52 | 23200 | 2.04
CHAMPION HEATING AND COOLING | HMH7 | 211398144 | HRCU-A-CB | HMH72B341 | XAHD48FBCN1 |  | 31800 | 24800 | 2.52 | 23200 | 2.04
CHAMPION HEATING AND COOLING | HMH7 | 211398353 | HRCU-A-CB | HMH72B341 | XAHD48FXXN1+TXV |  | 31600 | 24800 | 2.5 | 23200 | 2.02
CHAMPION HEATING AND COOLING | HMH7 | 211398365 | HRCU-A-CB | HMH72B341 | XAHD48FXXN1+TXV |  | 31600 | 24800 | 2.5 | 23200 | 2.02
CHAMPION HEATING AND COOLING | HMH7 | 211398380 | HRCU-A-CB | HMH72B341 | XAHD48FBCN1 |  | 31600 | 24800 | 2.5 | 23200 | 2.02
CHAMPION HEATING AND COOLING | HMH7 | 211398394 | HRCU-A-CB | HMH72B341 | XAHD48FBCN1 |  | 31600 | 24800 | 2.5 | 23200 | 2.02
CHAMPION HEATING AND COOLING | HMH7 | 211398469 | HRCU-A-CB | HMH72B341 | XAFD48FXXN1+TXV |  | 32400 | 25400 | 2.56 | 23600 | 2.08
CHAMPION HEATING AND COOLING | HMH7 | 211398477 | HRCU-A-CB | HMH72B341 | XAFD48FXXN1+TXV |  | 32400 | 25400 | 2.56 | 23600 | 2.08
CHAMPION HEATING AND COOLING | HMH7 | 211398488 | HRCU-A-CB | HMH72B341 | XAFD48FBCN1 |  | 32400 | 25400 | 2.56 | 23600 | 2.08
CHAMPION HEATING AND COOLING | HMH7 | 211398502 | HRCU-A-CB | HMH72B341 | XAFD48FBCN1 |  | 32400 | 25400 | 2.56 | 23600 | 2.08
CHAMPION HEATING AND COOLING | HMH7 | 211398748 | HRCU-A-CB | HMH72B341 | XAHD48FXXN1+TXV |  | 31600 | 24800 | 2.52 | 23000 | 2.02
CHAMPION HEATING AND COOLING | HMH7 | 211398763 | HRCU-A-CB | HMH72B341 | XAHD48FXXN1+TXV |  | 31600 | 24800 | 2.52 | 23000 | 2.02
CHAMPION HEATING AND COOLING | HMH7 | 211398776 | HRCU-A-CB | HMH72B341 | XAHD48FBCN1 |  | 31600 | 24800 | 2.52 | 23000 | 2.02
CHAMPION HEATING AND COOLING | HMH7 | 211398790 | HRCU-A-CB | HMH72B341 | XAHD48FBCN1 |  | 31600 | 24800 | 2.52 | 23000 | 2.02
CHAMPION HEATING AND COOLING | HMH7 | 211398856 | HRCU-A-CB | HMH72B341 | XAFD48FXXN1+TXV |  | 32200 | 25200 | 2.56 | 23400 | 2.06
CHAMPION HEATING AND COOLING | HMH7 | 211398868 | HRCU-A-CB | HMH72B341 | XAFD48FXXN1+TXV |  | 32200 | 25200 | 2.56 | 23400 | 2.06
CHAMPION HEATING AND COOLING | HMH7 | 211398882 | HRCU-A-CB | HMH72B341 | XAFD48FBCN1 |  | 32200 | 25200 | 2.56 | 23400 | 2.06
CHAMPION HEATING AND COOLING | HMH7 | 211398896 | HRCU-A-CB | HMH72B341 | XAFD48FBCN1 |  | 32200 | 25200 | 2.56 | 23400 | 2.06
CHAMPION HEATING AND COOLING | HMH7 | 211386595 | HRCU-A-CB | HMH72B341 | XAHC48FXXN1+JMET12CS2N1+TXV |  | 32000 | 24800 | 2.56 | 23400 | 2.08
CHAMPION HEATING AND COOLING | HMH7 | 211386610 | HRCU-A-CB | HMH72B341 | XAHC48FBCN1+JMET12CS2N1 |  | 32000 | 24800 | 2.56 | 23400 | 2.08
CHAMPION HEATING AND COOLING | HMH7 | 211386623 | HRCU-A-CB | HMH72B341 | XAFC48FXXN1+JMET12CS2N1+TXV |  | 32600 | 25400 | 2.6 | 23800 | 2.12
CHAMPION HEATING AND COOLING | HMH7 | 211386635 | HRCU-A-CB | HMH72B341 | XAFC48FBCN1+JMET12CS2N1 |  | 32600 | 25400 | 2.6 | 23800 | 2.12
CHAMPION HEATING AND COOLING | HMH7 | 211386648 | HRCU-A-CB | HMH72B341 | XAUC48FXXN1+JMET12CS2N1+TXV |  | 32600 | 25400 | 2.6 | 23800 | 2.12
CHAMPION HEATING AND COOLING | HMH7 | 211386674 | HRCU-A-CB | HMH72B341 | JHETC42FBCS2N1 |  | 32200 | 25200 | 2.6 | 23400 | 2.08
CLIMA SMART |  | 211257104 | HRCU-A-CB-O | MCH12-CS-S23-O | MCH12-CS-S23-I | Mini-Splits | 12000 | 7100 | 3.02 | 8970 | 2.19
COLEMAN |  | 10309106 | HRCU-A-CB | HC20B4821 | CM50DE3A1+MVC20DN21 | Singlezone Ducted, Centrally Ducted | 58000 | 42500 | 2.56 | 34000 | 2.51
COLEMAN | HMH7 | 211386833 | HRCU-A-CB | HMH72B341 | XAFC36DXXN1+TXV |  | 34000 | 25800 | 2.52 | 24400 | 2.08
COLEMAN | HMH7 | 211386849 | HRCU-A-CB | HMH72B341 | XAFC36DBCN1 |  | 34000 | 25800 | 2.52 | 24400 | 2.08
COLEMAN | HMH7 | 211387234 | HRCU-A-CB | HMH72B341 | XAFB30CXXN1+TXV |  | 34000 | 26600 | 2.5 | 23800 | 2
COLEMAN | HMH7 | 211387248 | HRCU-A-CB | HMH72B341 | XAUB30CXXN1+TXV |  | 34000 | 26600 | 2.5 | 23800 | 2
COLEMAN | HMH7 | 211392459 | HRCU-A-CB | HMH72B341 | XAFB30CXXN1+TXV |  | 34000 | 26800 | 2.54 | 23800 | 2.02
COLEMAN | HMH7 | 211392474 | HRCU-A-CB | HMH72B341 | XAFB30CXXN1+TXV |  | 34000 | 26800 | 2.54 | 23800 | 2.02
COLEMAN | HMH7 | 211392489 | HRCU-A-CB | HMH72B341 | XAUB30CXXN1+TXV |  | 34000 | 26800 | 2.54 | 23800 | 2.02
COLEMAN | HMH7 | 211392504 | HRCU-A-CB | HMH72B341 | XAUB30CXXN1+TXV |  | 34000 | 26800 | 2.54 | 23800 | 2.02
COLEMAN | HMH7 | 211393440 | HRCU-A-CB | HMH72B341 | XAFC36DXXN1+TXV |  | 34000 | 25600 | 2.54 | 24200 | 2.1
COLEMAN | HMH7 | 211393455 | HRCU-A-CB | HMH72B341 | XAFC36DBCN1 |  | 34000 | 25600 | 2.54 | 24200 | 2.1
COLEMAN | HMH7 | 211393629 | HRCU-A-CB | HMH72B341 | JHETB36DBCS2N1 |  | 33800 | 25400 | 2.56 | 23800 | 2.12
COLEMAN | HMH7 | 211393911 | HRCU-A-CB | HMH72B341 | XAFD48FXXN1+TXV |  | 32400 | 25400 | 2.54 | 23600 | 2.06
COLEMAN | HMH7 | 211393926 | HRCU-A-CB | HMH72B341 | XAFD48FBCN1 |  | 32400 | 25400 | 2.54 | 23600 | 2.06
COLEMAN | HMH7 | 211394325 | HRCU-A-CB | HMH72B341 | XAFD48FXXN1+TXV |  | 32400 | 25400 | 2.58 | 23800 | 2.1
COLEMAN | HMH7 | 211394339 | HRCU-A-CB | HMH72B341 | XAFD48FXXN1+TXV |  | 32400 | 25400 | 2.58 | 23800 | 2.1
COLEMAN | HMH7 | 211394353 | HRCU-A-CB | HMH72B341 | XAFD48FXXN1+TXV |  | 32400 | 25400 | 2.58 | 23800 | 2.1
COLEMAN | HMH7 | 211394360 | HRCU-A-CB | HMH72B341 | XAFD48FBCN1 |  | 32400 | 25400 | 2.58 | 23800 | 2.1
COLEMAN | HMH7 | 211394370 | HRCU-A-CB | HMH72B341 | XAFD48FBCN1 |  | 32400 | 25400 | 2.58 | 23800 | 2.1
COLEMAN | HMH7 | 211394385 | HRCU-A-CB | HMH72B341 | XAFD48FBCN1 |  | 32400 | 25400 | 2.58 | 23800 | 2.1
COLEMAN | HMH7 | 211394895 | HRCU-A-CB | HMH72B341 | XAFC48FXXN1+TXV |  | 32400 | 25400 | 2.56 | 23800 | 2.08
COLEMAN | HMH7 | 211394909 | HRCU-A-CB | HMH72B341 | XAFC48FXXN1+TXV |  | 32400 | 25400 | 2.56 | 23800 | 2.08
COLEMAN | HMH7 | 211394923 | HRCU-A-CB | HMH72B341 | XAFC48FXXN1+TXV |  | 32400 | 25400 | 2.56 | 23800 | 2.08
COLEMAN | HMH7 | 211394929 | HRCU-A-CB | HMH72B341 | XAFC48FBCN1 |  | 32400 | 25400 | 2.56 | 23800 | 2.08
COLEMAN | HMH7 | 211394941 | HRCU-A-CB | HMH72B341 | XAUC48FXXN1+TXV |  | 32400 | 25400 | 2.56 | 23800 | 2.08
COLEMAN | HMH7 | 211394955 | HRCU-A-CB | HMH72B341 | XAFC48FBCN1 |  | 32400 | 25400 | 2.56 | 23800 | 2.08
COLEMAN | HMH7 | 211394970 | HRCU-A-CB | HMH72B341 | XAUC48FXXN1+TXV |  | 32400 | 25400 | 2.56 | 23800 | 2.08
COLEMAN | HMH7 | 211394985 | HRCU-A-CB | HMH72B341 | XAFC48FBCN1 |  | 32400 | 25400 | 2.56 | 23800 | 2.08
COLEMAN | HMH7 | 211394991 | HRCU-A-CB | HMH72B341 | XAUC48FXXN1+TXV |  | 32400 | 25400 | 2.56 | 23800 | 2.08
COLEMAN | HMH7 | 211396419 | HRCU-A-CB | HMH72B341 | XAHD48FXXN1+TXV |  | 32400 | 25200 | 2.52 | 23800 | 2.06
COLEMAN | HMH7 | 211396439 | HRCU-A-CB | HMH72B341 | XAHD48FXXN1+TXV |  | 32400 | 25200 | 2.52 | 23800 | 2.06
COLEMAN | HMH7 | 211396464 | HRCU-A-CB | HMH72B341 | XAHD48FBCN1 |  | 32400 | 25200 | 2.52 | 23800 | 2.06
COLEMAN | HMH7 | 211396487 | HRCU-A-CB | HMH72B341 | XAHD48FBCN1 |  | 32400 | 25200 | 2.52 | 23800 | 2.06
COLEMAN | HMH7 | 211397041 | HRCU-A-CB | HMH72B341 | XAHC48FXXN1+TXV |  | 32400 | 25200 | 2.52 | 23800 | 2.06
COLEMAN | HMH7 | 211397056 | HRCU-A-CB | HMH72B341 | XAHC48FXXN1+TXV |  | 32400 | 25200 | 2.52 | 23800 | 2.06
COLEMAN | HMH7 | 211397071 | HRCU-A-CB | HMH72B341 | XAHC48FXXN1+TXV |  | 32400 | 25200 | 2.52 | 23800 | 2.06
COLEMAN | HMH7 | 211397086 | HRCU-A-CB | HMH72B341 | XAHC48FXXN1+TXV |  | 32400 | 25200 | 2.52 | 23800 | 2.06
COLEMAN | HMH7 | 211397101 | HRCU-A-CB | HMH72B341 | XAHC48FXXN1+TXV |  | 32400 | 25200 | 2.52 | 23800 | 2.06
COLEMAN | HMH7 | 211719714 | HRCU-A-CB | HMH72B341 | XAHC48FXXN1+TXV |  | 32400 | 25200 | 2.52 | 23800 | 2.06
COLEMAN | HMH7 | 211397119 | HRCU-A-CB | HMH72B341 | XAHC48FXXN1+TXV |  | 32400 | 25200 | 2.52 | 23800 | 2.06
COLEMAN | HMH7 | 211397126 | HRCU-A-CB | HMH72B341 | XAHC48FBCN1 |  | 32400 | 25200 | 2.52 | 23800 | 2.06
COLEMAN | HMH7 | 211397137 | HRCU-A-CB | HMH72B341 | XAHC48FBCN1 |  | 32400 | 25200 | 2.52 | 23800 | 2.06
COLEMAN | HMH7 | 211397152 | HRCU-A-CB | HMH72B341 | XAHC48FBCN1 |  | 32400 | 25200 | 2.52 | 23800 | 2.06
COLEMAN | HMH7 | 211397165 | HRCU-A-CB | HMH72B341 | XAHC48FBCN1 |  | 32400 | 25200 | 2.52 | 23800 | 2.06
COLEMAN | HMH7 | 211397173 | HRCU-A-CB | HMH72B341 | XAHC48FBCN1 |  | 32400 | 25200 | 2.52 | 23800 | 2.06
COLEMAN | HMH7 | 211719715 | HRCU-A-CB | HMH72B341 | XAHC48FBCN1 |  | 32400 | 25200 | 2.52 | 23800 | 2.06
COLEMAN | HMH7 | 211397192 | HRCU-A-CB | HMH72B341 | XAHC48FBCN1 |  | 32400 | 25200 | 2.52 | 23800 | 2.06
COLEMAN | HMH7 | 211386405 | HRCU-A-CB | HMH72B341 | XAFD48FXXN1+TXV |  | 32400 | 25400 | 2.58 | 23800 | 2.1
COLEMAN | HMH7 | 211386416 | HRCU-A-CB | HMH72B341 | XAFD48FBCN1 |  | 32400 | 25400 | 2.58 | 23800 | 2.1
COLEMAN | HMH7 | 211390169 | HRCU-A-CB | HMH72B341 | XAFC36DXXN1+TXV |  | 34000 | 25400 | 2.54 | 24000 | 2.1
COLEMAN | HMH7 | 211390251 | HRCU-A-CB | HMH72B341 | XAFC36DBCN1 |  | 34000 | 25400 | 2.54 | 24000 | 2.1
COLEMAN | HMH7 | 211391815 | HRCU-A-CB | HMH72B341 | XAFB36DXXN1+TXV |  | 33800 | 25400 | 2.5 | 23800 | 2.06
COLEMAN | HMH7 | 211391829 | HRCU-A-CB | HMH72B341 | XAFB36DXXN1+TXV |  | 33800 | 25400 | 2.5 | 23800 | 2.06
COLEMAN | HMH7 | 211391844 | HRCU-A-CB | HMH72B341 | XAFB36DBCN1 |  | 33800 | 25400 | 2.5 | 23800 | 2.06
COLEMAN | HMH7 | 211391858 | HRCU-A-CB | HMH72B341 | XAUB36DXXN1+TXV |  | 33800 | 25400 | 2.5 | 23800 | 2.06
COLEMAN | HMH7 | 211391873 | HRCU-A-CB | HMH72B341 | XAFB36DBCN1 |  | 33800 | 25400 | 2.5 | 23800 | 2.06
COLEMAN | HMH7 | 211391888 | HRCU-A-CB | HMH72B341 | XAUB36DXXN1+TXV |  | 33800 | 25400 | 2.5 | 23800 | 2.06
COLEMAN | HMH7 | 211392349 | HRCU-A-CB | HMH72B341 | XAFC30CXXN1+TXV |  | 34000 | 26800 | 2.54 | 23800 | 2.02
COLEMAN | HMH7 | 211392364 | HRCU-A-CB | HMH72B341 | XAFC30CXXN1+TXV |  | 34000 | 26800 | 2.54 | 23800 | 2.02
COLEMAN | HMH7 | 211393616 | HRCU-A-CB | HMH72B341 | JHVTB36DBCC2N1 |  | 33800 | 25200 | 2.54 | 23800 | 2.1
COLEMAN | HMH7 | 211393821 | HRCU-A-CB | HMH72B341 | XAFD48FXXN1+TXV |  | 32400 | 25400 | 2.56 | 23800 | 2.08
COLEMAN | HMH7 | 211393836 | HRCU-A-CB | HMH72B341 | XAFD48FBCN1 |  | 32400 | 25400 | 2.56 | 23800 | 2.08
COLEMAN | HMH7 | 211395065 | HRCU-A-CB | HMH72B341 | XAHC48FXXN1+TXV |  | 31800 | 24800 | 2.5 | 23200 | 2.02
COLEMAN | HMH7 | 211395085 | HRCU-A-CB | HMH72B341 | XAHC48FXXN1+TXV |  | 31800 | 24800 | 2.5 | 23200 | 2.02
COLEMAN | HMH7 | 211395106 | HRCU-A-CB | HMH72B341 | XAHC48FXXN1+TXV |  | 31800 | 24800 | 2.5 | 23200 | 2.02
COLEMAN | HMH7 | 211395113 | HRCU-A-CB | HMH72B341 | XAHC48FBCN1 |  | 31800 | 24800 | 2.5 | 23200 | 2.02
COLEMAN | HMH7 | 211395138 | HRCU-A-CB | HMH72B341 | XAHC48FBCN1 |  | 31800 | 24800 | 2.5 | 23200 | 2.02
COLEMAN | HMH7 | 211395161 | HRCU-A-CB | HMH72B341 | XAHC48FBCN1 |  | 31800 | 24800 | 2.5 | 23200 | 2.02
COLEMAN | HMH7 | 211395924 | HRCU-A-CB | HMH72B341 | XAHD48FXXN1+TXV |  | 31800 | 24800 | 2.5 | 23200 | 2.02
COLEMAN | HMH7 | 211395939 | HRCU-A-CB | HMH72B341 | XAHD48FBCN1 |  | 31800 | 24800 | 2.5 | 23200 | 2.02
COLEMAN | HMH7 | 211396643 | HRCU-A-CB | HMH72B341 | XAFC48FXXN1+TXV |  | 33000 | 25600 | 2.56 | 24200 | 2.1
COLEMAN | HMH7 | 211396685 | HRCU-A-CB | HMH72B341 | XAFC48FBCN1 |  | 33000 | 25600 | 2.56 | 24200 | 2.1
COLEMAN | HMH7 | 211396701 | HRCU-A-CB | HMH72B341 | XAUC48FXXN1+TXV |  | 33000 | 25600 | 2.56 | 24200 | 2.1
COLEMAN | HMH7 | 211397212 | HRCU-A-CB | HMH72B341 | XAHD48FXXN1+TXV |  | 32400 | 25400 | 2.5 | 24000 | 2.06
COLEMAN | HMH7 | 211397296 | HRCU-A-CB | HMH72B341 | XAHD48FBCN1 |  | 32400 | 25400 | 2.5 | 24000 | 2.06
COLEMAN | HMH7 | 211386134 | HRCU-A-CB | HMH72B341 | XAFC48FXXN1+TXV |  | 32400 | 25400 | 2.56 | 23800 | 2.08
COLEMAN | HMH7 | 211386151 | HRCU-A-CB | HMH72B341 | XAFC48FBCN1 |  | 32400 | 25400 | 2.56 | 23800 | 2.08
COLEMAN | HMH7 | 211386165 | HRCU-A-CB | HMH72B341 | XAUC48FXXN1+TXV |  | 32400 | 25400 | 2.56 | 23800 | 2.08
COLEMAN | HMH7 | 211386356 | HRCU-A-CB | HMH72B341 | XAHD48FXXN1+TXV |  | 32000 | 24800 | 2.54 | 23200 | 2.06
COLEMAN | HMH7 | 211386368 | HRCU-A-CB | HMH72B341 | XAHD48FBCN1 |  | 32000 | 24800 | 2.54 | 23200 | 2.06
COLEMAN | HMH7 | 211388611 | HRCU-A-CB | HMH72B341 | XAFC36DXXN1+TXV |  | 33600 | 25200 | 2.52 | 23800 | 2.08
COLEMAN | HMH7 | 211388625 | HRCU-A-CB | HMH72B341 | XAFC36DBCN1 |  | 33600 | 25200 | 2.52 | 23800 | 2.08
COLEMAN | HMH7 | 211388700 | HRCU-A-CB | HMH72B341 | XAFC36DXXN1+TXV |  | 33600 | 25200 | 2.52 | 23800 | 2.08
COLEMAN | HMH7 | 211388714 | HRCU-A-CB | HMH72B341 | XAFC36DBCN1 |  | 33600 | 25200 | 2.52 | 23800 | 2.08
COLEMAN | HMH7 | 211389271 | HRCU-A-CB | HMH72B341 | XAHC36DXXN1+TXV |  | 33800 | 25400 | 2.5 | 24200 | 2.08
COLEMAN | HMH7 | 211389301 | HRCU-A-CB | HMH72B341 | XAHC36DBCN1 |  | 33800 | 25400 | 2.5 | 24200 | 2.08
COLEMAN | HMH7 | 211392053 | HRCU-A-CB | HMH72B341 | XAFC36DXXN1+TXV |  | 33600 | 25200 | 2.52 | 23600 | 2.08
COLEMAN | HMH7 | 211392060 | HRCU-A-CB | HMH72B341 | XAFC36DXXN1+TXV |  | 33600 | 25200 | 2.52 | 23600 | 2.08
COLEMAN | HMH7 | 211392072 | HRCU-A-CB | HMH72B341 | XAFC36DBCN1 |  | 33600 | 25200 | 2.52 | 23600 | 2.08
COLEMAN | HMH7 | 211392087 | HRCU-A-CB | HMH72B341 | XAFC36DBCN1 |  | 33600 | 25200 | 2.52 | 23600 | 2.08
COLEMAN | HMH7 | 211393352 | HRCU-A-CB | HMH72B341 | XAFC36DXXN1+TXV |  | 34000 | 25400 | 2.56 | 24000 | 2.12
COLEMAN | HMH7 | 211393366 | HRCU-A-CB | HMH72B341 | XAFC36DBCN1 |  | 34000 | 25400 | 2.56 | 24000 | 2.12
COLEMAN | HMH7 | 211394689 | HRCU-A-CB | HMH72B341 | XAHD48FXXN1+TXV |  | 31800 | 24800 | 2.52 | 23200 | 2.04
COLEMAN | HMH7 | 211394703 | HRCU-A-CB | HMH72B341 | XAHD48FXXN1+TXV |  | 31800 | 24800 | 2.52 | 23200 | 2.04
COLEMAN | HMH7 | 211394716 | HRCU-A-CB | HMH72B341 | XAHD48FXXN1+TXV |  | 31800 | 24800 | 2.52 | 23200 | 2.04
COLEMAN | HMH7 | 211394721 | HRCU-A-CB | HMH72B341 | XAHD48FBCN1 |  | 31800 | 24800 | 2.52 | 23200 | 2.04
COLEMAN | HMH7 | 211394735 | HRCU-A-CB | HMH72B341 | XAHD48FBCN1 |  | 31800 | 24800 | 2.52 | 23200 | 2.04
COLEMAN | HMH7 | 211394750 | HRCU-A-CB | HMH72B341 | XAHD48FBCN1 |  | 31800 | 24800 | 2.52 | 23200 | 2.04
COLEMAN | HMH7 | 211394827 | HRCU-A-CB | HMH72B341 | XAFD48FXXN1+TXV |  | 32400 | 25400 | 2.58 | 23600 | 2.08
COLEMAN | HMH7 | 211394841 | HRCU-A-CB | HMH72B341 | XAFD48FXXN1+TXV |  | 32400 | 25400 | 2.58 | 23600 | 2.08
COLEMAN | HMH7 | 211394856 | HRCU-A-CB | HMH72B341 | XAFD48FXXN1+TXV |  | 32400 | 25400 | 2.58 | 23600 | 2.08
COLEMAN | HMH7 | 211394862 | HRCU-A-CB | HMH72B341 | XAFD48FBCN1 |  | 32400 | 25400 | 2.58 | 23600 | 2.08
COLEMAN | HMH7 | 211394876 | HRCU-A-CB | HMH72B341 | XAFD48FBCN1 |  | 32400 | 25400 | 2.58 | 23600 | 2.08
COLEMAN | HMH7 | 211394890 | HRCU-A-CB | HMH72B341 | XAFD48FBCN1 |  | 32400 | 25400 | 2.58 | 23600 | 2.08
COLEMAN | HMH7 | 211394996 | HRCU-A-CB | HMH72B341 | XAHD48FXXN1+TXV |  | 31800 | 25000 | 2.5 | 23200 | 2.02
COLEMAN | HMH7 | 211395010 | HRCU-A-CB | HMH72B341 | XAHD48FXXN1+TXV |  | 31800 | 25000 | 2.5 | 23200 | 2.02
COLEMAN | HMH7 | 211395024 | HRCU-A-CB | HMH72B341 | XAHD48FXXN1+TXV |  | 31800 | 25000 | 2.5 | 23200 | 2.02
COLEMAN | HMH7 | 211395030 | HRCU-A-CB | HMH72B341 | XAHD48FBCN1 |  | 31800 | 25000 | 2.5 | 23200 | 2.02
COLEMAN | HMH7 | 211395042 | HRCU-A-CB | HMH72B341 | XAHD48FBCN1 |  | 31800 | 25000 | 2.5 | 23200 | 2.02
COLEMAN | HMH7 | 211395055 | HRCU-A-CB | HMH72B341 | XAHD48FBCN1 |  | 31800 | 25000 | 2.5 | 23200 | 2.02
COLEMAN | HMH7 | 211395951 | HRCU-A-CB | HMH72B341 | XAHC48FXXN1+TXV |  | 31800 | 24800 | 2.5 | 23200 | 2.02
COLEMAN | HMH7 | 211395965 | HRCU-A-CB | HMH72B341 | XAHC48FBCN1 |  | 31800 | 24800 | 2.5 | 23200 | 2.02
COLEMAN | HMH7 | 211397377 | HRCU-A-CB | HMH72B341 | XAHC48FXXN1+TXV |  | 32400 | 25400 | 2.5 | 24000 | 2.04
COLEMAN | HMH7 | 211397454 | HRCU-A-CB | HMH72B341 | XAHC48FBCN1 |  | 32400 | 25400 | 2.5 | 24000 | 2.04
COLEMAN | HMH7 | 211398150 | HRCU-A-CB | HMH72B341 | XAHC48FXXN1+TXV |  | 31600 | 24800 | 2.52 | 23200 | 2.04
COLEMAN | HMH7 | 211398159 | HRCU-A-CB | HMH72B341 | XAHC48FXXN1+TXV |  | 31600 | 24800 | 2.52 | 23200 | 2.04
COLEMAN | HMH7 | 211398173 | HRCU-A-CB | HMH72B341 | XAHC48FBCN1 |  | 31600 | 24800 | 2.52 | 23200 | 2.04
COLEMAN | HMH7 | 211398188 | HRCU-A-CB | HMH72B341 | XAHC48FBCN1 |  | 31600 | 24800 | 2.52 | 23200 | 2.04
COLEMAN | HMH7 | 211398508 | HRCU-A-CB | HMH72B341 | XAFC48FXXN1+TXV |  | 32400 | 25400 | 2.56 | 23600 | 2.06
COLEMAN | HMH7 | 211398523 | HRCU-A-CB | HMH72B341 | XAFC48FXXN1+TXV |  | 32400 | 25400 | 2.56 | 23600 | 2.06
COLEMAN | HMH7 | 211398538 | HRCU-A-CB | HMH72B341 | XAFC48FBCN1 |  | 32400 | 25400 | 2.56 | 23600 | 2.06
COLEMAN | HMH7 | 211398553 | HRCU-A-CB | HMH72B341 | XAUC48FXXN1+TXV |  | 32400 | 25400 | 2.56 | 23600 | 2.06
COLEMAN | HMH7 | 211398568 | HRCU-A-CB | HMH72B341 | XAFC48FBCN1 |  | 32400 | 25400 | 2.56 | 23600 | 2.06
COLEMAN | HMH7 | 211398583 | HRCU-A-CB | HMH72B341 | XAUC48FXXN1+TXV |  | 32400 | 25400 | 2.56 | 23600 | 2.06
COLEMAN | HMH7 | 211385828 | HRCU-A-CB | HMH72B341 | XAFC48FXXN1+TXV |  | 32200 | 25200 | 2.56 | 23400 | 2.06
COLEMAN | HMH7 | 211385837 | HRCU-A-CB | HMH72B341 | XAFC48FXXN1+TXV |  | 32200 | 25200 | 2.56 | 23400 | 2.06
COLEMAN | HMH7 | 211385851 | HRCU-A-CB | HMH72B341 | XAFC48FBCN1 |  | 32200 | 25200 | 2.56 | 23400 | 2.06
COLEMAN | HMH7 | 211385865 | HRCU-A-CB | HMH72B341 | XAUC48FXXN1+TXV |  | 32200 | 25200 | 2.56 | 23400 | 2.06
COLEMAN | HMH7 | 211385881 | HRCU-A-CB | HMH72B341 | XAFC48FBCN1 |  | 32200 | 25200 | 2.56 | 23400 | 2.06
COLEMAN | HMH7 | 211385897 | HRCU-A-CB | HMH72B341 | XAUC48FXXN1+TXV |  | 32200 | 25200 | 2.56 | 23400 | 2.06
COLEMAN | HMH7 | 211386048 | HRCU-A-CB | HMH72B341 | XAHD48FXXN1+TXV |  | 32000 | 25000 | 2.52 | 23400 | 2.04
COLEMAN | HMH7 | 211386063 | HRCU-A-CB | HMH72B341 | XAHD48FBCN1 |  | 32000 | 25000 | 2.52 | 23400 | 2.04
COLEMAN | HMH7 | 211387044 | HRCU-A-CB | HMH72B341 | XAFB30CXXN1+TXV |  | 34000 | 26800 | 2.54 | 23800 | 2.02
COLEMAN | HMH7 | 211387057 | HRCU-A-CB | HMH72B341 | XAUB30CXXN1+TXV |  | 34000 | 26800 | 2.54 | 23800 | 2.02
COLEMAN | HMH7 | 211387178 | HRCU-A-CB | HMH72B341 | XAFC30CXXN1+TXV |  | 34000 | 26600 | 2.52 | 23800 | 2
COLEMAN | HMH7 | 211387622 | HRCU-A-CB | HMH72B341 | XAFC36DXXN1+TXV |  | 33800 | 25400 | 2.52 | 23800 | 2.08
COLEMAN | HMH7 | 211387631 | HRCU-A-CB | HMH72B341 | XAFC36DXXN1+TXV |  | 33800 | 25400 | 2.52 | 23800 | 2.08
COLEMAN | HMH7 | 211387639 | HRCU-A-CB | HMH72B341 | XAFC36DXXN1+TXV |  | 33800 | 25400 | 2.52 | 23800 | 2.08
COLEMAN | HMH7 | 211387642 | HRCU-A-CB | HMH72B341 | XAFC36DBCN1 |  | 33800 | 25400 | 2.52 | 23800 | 2.08
COLEMAN | HMH7 | 211387648 | HRCU-A-CB | HMH72B341 | XAFC36DBCN1 |  | 33800 | 25400 | 2.52 | 23800 | 2.08
COLEMAN | HMH7 | 211387656 | HRCU-A-CB | HMH72B341 | XAFC36DBCN1 |  | 33800 | 25400 | 2.52 | 23800 | 2.08
COLEMAN | HMH7 | 211389374 | HRCU-A-CB | HMH72B341 | XAFC36DXXN1+TXV |  | 34000 | 25800 | 2.56 | 24600 | 2.12
COLEMAN | HMH7 | 211389400 | HRCU-A-CB | HMH72B341 | XAFC36DBCN1 |  | 34000 | 25800 | 2.56 | 24600 | 2.12
COLEMAN | HMH7 | 211390155 | HRCU-A-CB | HMH72B341 | XAFC36DXXN1+TXV |  | 34000 | 25400 | 2.54 | 24000 | 2.1
COLEMAN | HMH7 | 211390183 | HRCU-A-CB | HMH72B341 | XAFC36DXXN1+TXV |  | 34000 | 25400 | 2.54 | 24000 | 2.1
COLEMAN | HMH7 | 211390196 | HRCU-A-CB | HMH72B341 | XAFC36DXXN1+TXV |  | 34000 | 25400 | 2.54 | 24000 | 2.1
COLEMAN | HMH7 | 211390210 | HRCU-A-CB | HMH72B341 | XAFC36DXXN1+TXV |  | 34000 | 25400 | 2.54 | 24000 | 2.1
COLEMAN | HMH7 | 211390225 | HRCU-A-CB | HMH72B341 | XAFC36DXXN1+TXV |  | 34000 | 25400 | 2.54 | 24000 | 2.1
COLEMAN | HMH7 | 211390231 | HRCU-A-CB | HMH72B341 | XAFC36DXXN1+TXV |  | 34000 | 25400 | 2.54 | 24000 | 2.1
COLEMAN | HMH7 | 211390237 | HRCU-A-CB | HMH72B341 | XAFC36DBCN1 |  | 34000 | 25400 | 2.54 | 24000 | 2.1
COLEMAN | HMH7 | 211390265 | HRCU-A-CB | HMH72B341 | XAFC36DBCN1 |  | 34000 | 25400 | 2.54 | 24000 | 2.1
COLEMAN | HMH7 | 211390279 | HRCU-A-CB | HMH72B341 | XAFC36DBCN1 |  | 34000 | 25400 | 2.54 | 24000 | 2.1
COLEMAN | HMH7 | 211390293 | HRCU-A-CB | HMH72B341 | XAFC36DBCN1 |  | 34000 | 25400 | 2.54 | 24000 | 2.1
COLEMAN | HMH7 | 211390307 | HRCU-A-CB | HMH72B341 | XAFC36DBCN1 |  | 34000 | 25400 | 2.54 | 24000 | 2.1
COLEMAN | HMH7 | 211390312 | HRCU-A-CB | HMH72B341 | XAFC36DBCN1 |  | 34000 | 25400 | 2.54 | 24000 | 2.1
COLEMAN | HMH7 | 211390993 | HRCU-A-CB | HMH72B341 | XAFB36DXXN1+TXV |  | 34000 | 25600 | 2.5 | 24200 | 2.06
COLEMAN | HMH7 | 211391008 | HRCU-A-CB | HMH72B341 | XAFB36DXXN1+TXV |  | 34000 | 25600 | 2.5 | 24200 | 2.06
COLEMAN | HMH7 | 211391023 | HRCU-A-CB | HMH72B341 | XAFB36DXXN1+TXV |  | 34000 | 25600 | 2.5 | 24200 | 2.06
COLEMAN | HMH7 | 211719788 | HRCU-A-CB | HMH72B341 | XAFB36DXXN1+TXV |  | 34000 | 25600 | 2.5 | 24200 | 2.06
COLEMAN | HMH7 | 211391038 | HRCU-A-CB | HMH72B341 | XAFB36DBCN1 |  | 34000 | 25600 | 2.5 | 24200 | 2.06
COLEMAN | HMH7 | 211391053 | HRCU-A-CB | HMH72B341 | XAUB36DXXN1+TXV |  | 34000 | 25600 | 2.5 | 24200 | 2.06
COLEMAN | HMH7 | 211391068 | HRCU-A-CB | HMH72B341 | XAFB36DBCN1 |  | 34000 | 25600 | 2.5 | 24200 | 2.06
COLEMAN | HMH7 | 211391083 | HRCU-A-CB | HMH72B341 | XAUB36DXXN1+TXV |  | 34000 | 25600 | 2.5 | 24200 | 2.06
COLEMAN | HMH7 | 211391098 | HRCU-A-CB | HMH72B341 | XAFB36DBCN1 |  | 34000 | 25600 | 2.5 | 24200 | 2.06
COLEMAN | HMH7 | 211391113 | HRCU-A-CB | HMH72B341 | XAUB36DXXN1+TXV |  | 34000 | 25600 | 2.5 | 24200 | 2.06
COLEMAN | HMH7 | 211719783 | HRCU-A-CB | HMH72B341 | XAFB36DBCN1 |  | 34000 | 25600 | 2.5 | 24200 | 2.06
COLEMAN | HMH7 | 211719785 | HRCU-A-CB | HMH72B341 | XAUB36DXXN1+TXV |  | 34000 | 25600 | 2.5 | 24200 | 2.06
COLEMAN | HMH7 | 211392827 | HRCU-A-CB | HMH72B341 | XAFB36DXXN1+TXV |  | 33600 | 25200 | 2.5 | 23800 | 2.06
COLEMAN | HMH7 | 211392842 | HRCU-A-CB | HMH72B341 | XAFB36DXXN1+TXV |  | 33600 | 25200 | 2.5 | 23800 | 2.06
COLEMAN | HMH7 | 211392857 | HRCU-A-CB | HMH72B341 | XAFB36DBCN1 |  | 33600 | 25200 | 2.5 | 23800 | 2.06
COLEMAN | HMH7 | 211392872 | HRCU-A-CB | HMH72B341 | XAUB36DXXN1+TXV |  | 33600 | 25200 | 2.5 | 23800 | 2.06
COLEMAN | HMH7 | 211392884 | HRCU-A-CB | HMH72B341 | XAFB36DBCN1 |  | 33600 | 25200 | 2.5 | 23800 | 2.06
COLEMAN | HMH7 | 211392894 | HRCU-A-CB | HMH72B341 | XAUB36DXXN1+TXV |  | 33600 | 25200 | 2.5 | 23800 | 2.06
COLEMAN | HMH7 | 211393529 | HRCU-A-CB | HMH72B341 | XAFB36DXXN1+TXV |  | 33800 | 25400 | 2.5 | 23800 | 2.06
COLEMAN | HMH7 | 211393544 | HRCU-A-CB | HMH72B341 | XAFB36DBCN1 |  | 33800 | 25400 | 2.5 | 23800 | 2.06
COLEMAN | HMH7 | 211393559 | HRCU-A-CB | HMH72B341 | XAUB36DXXN1+TXV |  | 33800 | 25400 | 2.5 | 23800 | 2.06
COLEMAN | HMH7 | 211238543 | HRCU-A-CB | HMH72B341 | JHETC36DBCS2N1 |  | 33600 | 25000 | 2.58 | 23600 | 2.12
COLEMAN | HMH7 | 211393791 | HRCU-A-CB | HMH72B341 | XAHD48FXXN1+TXV |  | 32000 | 25000 | 2.52 | 23400 | 2.04
COLEMAN | HMH7 | 211393806 | HRCU-A-CB | HMH72B341 | XAHD48FBCN1 |  | 32000 | 25000 | 2.52 | 23400 | 2.04
COLEMAN | HMH7 | 211393986 | HRCU-A-CB | HMH72B341 | XAHD48FXXN1+TXV |  | 31800 | 25000 | 2.5 | 23200 | 2.02
COLEMAN | HMH7 | 211394001 | HRCU-A-CB | HMH72B341 | XAHD48FBCN1 |  | 31800 | 25000 | 2.5 | 23200 | 2.02
COLEMAN | HMH7 | 211394588 | HRCU-A-CB | HMH72B341 | XAFC48FXXN1+TXV |  | 33000 | 25800 | 2.56 | 24200 | 2.1
COLEMAN | HMH7 | 211394603 | HRCU-A-CB | HMH72B341 | XAFC48FXXN1+TXV |  | 33000 | 25800 | 2.56 | 24200 | 2.1
COLEMAN | HMH7 | 211394618 | HRCU-A-CB | HMH72B341 | XAFC48FXXN1+TXV |  | 33000 | 25800 | 2.56 | 24200 | 2.1
COLEMAN | HMH7 | 211394624 | HRCU-A-CB | HMH72B341 | XAFC48FBCN1 |  | 33000 | 25800 | 2.56 | 24200 | 2.1
COLEMAN | HMH7 | 211394635 | HRCU-A-CB | HMH72B341 | XAUC48FXXN1+TXV |  | 33000 | 25800 | 2.56 | 24200 | 2.1
COLEMAN | HMH7 | 211394650 | HRCU-A-CB | HMH72B341 | XAFC48FBCN1 |  | 33000 | 25800 | 2.56 | 24200 | 2.1
COLEMAN | HMH7 | 211394662 | HRCU-A-CB | HMH72B341 | XAUC48FXXN1+TXV |  | 33000 | 25800 | 2.56 | 24200 | 2.1
COLEMAN | HMH7 | 211394677 | HRCU-A-CB | HMH72B341 | XAFC48FBCN1 |  | 33000 | 25800 | 2.56 | 24200 | 2.1
COLEMAN | HMH7 | 211394683 | HRCU-A-CB | HMH72B341 | XAUC48FXXN1+TXV |  | 33000 | 25800 | 2.56 | 24200 | 2.1
COLEMAN | HMH7 | 211395285 | HRCU-A-CB | HMH72B341 | XAFC48FXXN1+TXV |  | 32400 | 25400 | 2.54 | 23600 | 2.06
COLEMAN | HMH7 | 211395311 | HRCU-A-CB | HMH72B341 | XAFC48FXXN1+TXV |  | 32400 | 25400 | 2.54 | 23600 | 2.06
COLEMAN | HMH7 | 211395334 | HRCU-A-CB | HMH72B341 | XAFC48FXXN1+TXV |  | 32400 | 25400 | 2.54 | 23600 | 2.06
COLEMAN | HMH7 | 211395343 | HRCU-A-CB | HMH72B341 | XAFC48FBCN1 |  | 32400 | 25400 | 2.54 | 23600 | 2.06
COLEMAN | HMH7 | 211395362 | HRCU-A-CB | HMH72B341 | XAUC48FXXN1+TXV |  | 32400 | 25400 | 2.54 | 23600 | 2.06
COLEMAN | HMH7 | 211395381 | HRCU-A-CB | HMH72B341 | XAFC48FBCN1 |  | 32400 | 25400 | 2.54 | 23600 | 2.06
COLEMAN | HMH7 | 211395402 | HRCU-A-CB | HMH72B341 | XAUC48FXXN1+TXV |  | 32400 | 25400 | 2.54 | 23600 | 2.06
COLEMAN | HMH7 | 211395424 | HRCU-A-CB | HMH72B341 | XAFC48FBCN1 |  | 32400 | 25400 | 2.54 | 23600 | 2.06
COLEMAN | HMH7 | 211395435 | HRCU-A-CB | HMH72B341 | XAUC48FXXN1+TXV |  | 32400 | 25400 | 2.54 | 23600 | 2.06
COLEMAN | HMH7 | 211396972 | HRCU-A-CB | HMH72B341 | XAHC48FXXN1+TXV |  | 31600 | 24800 | 2.5 | 23000 | 2.02
COLEMAN | HMH7 | 211396982 | HRCU-A-CB | HMH72B341 | XAHC48FBCN1 |  | 31600 | 24800 | 2.5 | 23000 | 2.02
COLEMAN | HMH7 | 211398598 | HRCU-A-CB | HMH72B341 | XAHC48FXXN1+TXV |  | 31800 | 25000 | 2.5 | 23200 | 2.02
COLEMAN | HMH7 | 211398613 | HRCU-A-CB | HMH72B341 | XAHC48FXXN1+TXV |  | 31800 | 25000 | 2.5 | 23200 | 2.02
COLEMAN | HMH7 | 211398628 | HRCU-A-CB | HMH72B341 | XAHC48FBCN1 |  | 31800 | 25000 | 2.5 | 23200 | 2.02
COLEMAN | HMH7 | 211398636 | HRCU-A-CB | HMH72B341 | XAHC48FBCN1 |  | 31800 | 25000 | 2.5 | 23200 | 2.02
COLEMAN | HMH7 | 211386179 | HRCU-A-CB | HMH72B341 | XAHD48FXXN1+TXV |  | 32400 | 25200 | 2.5 | 23600 | 2.04
COLEMAN | HMH7 | 211386196 | HRCU-A-CB | HMH72B341 | XAHD48FBCN1 |  | 32400 | 25200 | 2.5 | 23600 | 2.04
COLEMAN | HMH7 | 211386380 | HRCU-A-CB | HMH72B341 | XAHC48FXXN1+TXV |  | 32000 | 24800 | 2.54 | 23200 | 2.06
COLEMAN | HMH7 | 211386392 | HRCU-A-CB | HMH72B341 | XAHC48FBCN1 |  | 32000 | 24800 | 2.54 | 23200 | 2.06
COLEMAN | HMH7 | 211386653 | HRCU-A-CB | HMH72B341 | JHVTC42FBCC2N1 |  | 32400 | 25000 | 2.62 | 23400 | 2.12
COLEMAN | HMH7 | 211388826 | HRCU-A-CB | HMH72B341 | XAFC36DXXN1+TXV |  | 34000 | 25800 | 2.5 | 24400 | 2.06
COLEMAN | HMH7 | 211388841 | HRCU-A-CB | HMH72B341 | XAFC36DBCN1 |  | 34000 | 25800 | 2.5 | 24400 | 2.06
COLEMAN | HMH7 | 211389360 | HRCU-A-CB | HMH72B341 | XAFC36DXXN1+TXV |  | 33800 | 25200 | 2.56 | 23800 | 2.1
COLEMAN | HMH7 | 211389385 | HRCU-A-CB | HMH72B341 | XAFC36DBCN1 |  | 33800 | 25200 | 2.56 | 23800 | 2.1
COLEMAN | HMH7 | 211389690 | HRCU-A-CB | HMH72B341 | XAFC36DXXN1+TXV |  | 33600 | 25200 | 2.5 | 23600 | 2.06
COLEMAN | HMH7 | 211389705 | HRCU-A-CB | HMH72B341 | XAFC36DBCN1 |  | 33600 | 25200 | 2.5 | 23600 | 2.06
COLEMAN | HMH7 | 211391734 | HRCU-A-CB | HMH72B341 | XAFC36DXXN1+TXV |  | 33800 | 25400 | 2.5 | 23800 | 2.06
COLEMAN | HMH7 | 211391745 | HRCU-A-CB | HMH72B341 | XAFC36DXXN1+TXV |  | 33800 | 25400 | 2.5 | 23800 | 2.06
COLEMAN | HMH7 | 211391759 | HRCU-A-CB | HMH72B341 | XAFC36DBCN1 |  | 33800 | 25400 | 2.5 | 23800 | 2.06
COLEMAN | HMH7 | 211391774 | HRCU-A-CB | HMH72B341 | XAFC36DBCN1 |  | 33800 | 25400 | 2.5 | 23800 | 2.06
COLEMAN | HMH7 | 211394076 | HRCU-A-CB | HMH72B341 | XAFC48FXXN1+TXV |  | 32800 | 25800 | 2.52 | 24200 | 2.06
COLEMAN | HMH7 | 211394091 | HRCU-A-CB | HMH72B341 | XAFC48FBCN1 |  | 32800 | 25800 | 2.52 | 24200 | 2.06
COLEMAN | HMH7 | 211394104 | HRCU-A-CB | HMH72B341 | XAUC48FXXN1+TXV |  | 32800 | 25800 | 2.52 | 24200 | 2.06
COLEMAN | HMH7 | 211394391 | HRCU-A-CB | HMH72B341 | XAHD48FXXN1+TXV |  | 32400 | 25200 | 2.5 | 23800 | 2.06
COLEMAN | HMH7 | 211394404 | HRCU-A-CB | HMH72B341 | XAHD48FXXN1+TXV |  | 32400 | 25200 | 2.5 | 23800 | 2.06
COLEMAN | HMH7 | 211394416 | HRCU-A-CB | HMH72B341 | XAHD48FXXN1+TXV |  | 32400 | 25200 | 2.5 | 23800 | 2.06
COLEMAN | HMH7 | 211394422 | HRCU-A-CB | HMH72B341 | XAHD48FBCN1 |  | 32400 | 25200 | 2.5 | 23800 | 2.06
COLEMAN | HMH7 | 211394437 | HRCU-A-CB | HMH72B341 | XAHD48FBCN1 |  | 32400 | 25200 | 2.5 | 23800 | 2.06
COLEMAN | HMH7 | 211394452 | HRCU-A-CB | HMH72B341 | XAHD48FBCN1 |  | 32400 | 25200 | 2.5 | 23800 | 2.06
COLEMAN | HMH7 | 211394458 | HRCU-A-CB | HMH72B341 | XAHC48FXXN1+TXV |  | 32000 | 25000 | 2.52 | 23400 | 2.04
COLEMAN | HMH7 | 211394473 | HRCU-A-CB | HMH72B341 | XAHC48FXXN1+TXV |  | 32000 | 25000 | 2.52 | 23400 | 2.04
COLEMAN | HMH7 | 211394486 | HRCU-A-CB | HMH72B341 | XAHC48FXXN1+TXV |  | 32000 | 25000 | 2.52 | 23400 | 2.04
COLEMAN | HMH7 | 211394492 | HRCU-A-CB | HMH72B341 | XAHC48FBCN1 |  | 32000 | 25000 | 2.52 | 23400 | 2.04
COLEMAN | HMH7 | 211394504 | HRCU-A-CB | HMH72B341 | XAHC48FBCN1 |  | 32000 | 25000 | 2.52 | 23400 | 2.04
COLEMAN | HMH7 | 211394517 | HRCU-A-CB | HMH72B341 | XAHC48FBCN1 |  | 32000 | 25000 | 2.52 | 23400 | 2.04
COLEMAN | HMH7 | 211395170 | HRCU-A-CB | HMH72B341 | XAFD48FXXN1+TXV |  | 32400 | 25400 | 2.54 | 23600 | 2.06
COLEMAN | HMH7 | 211395195 | HRCU-A-CB | HMH72B341 | XAFD48FXXN1+TXV |  | 32400 | 25400 | 2.54 | 23600 | 2.06
COLEMAN | HMH7 | 211395219 | HRCU-A-CB | HMH72B341 | XAFD48FXXN1+TXV |  | 32400 | 25400 | 2.54 | 23600 | 2.06
COLEMAN | HMH7 | 211395229 | HRCU-A-CB | HMH72B341 | XAFD48FBCN1 |  | 32400 | 25400 | 2.54 | 23600 | 2.06
COLEMAN | HMH7 | 211395250 | HRCU-A-CB | HMH72B341 | XAFD48FBCN1 |  | 32400 | 25400 | 2.54 | 23600 | 2.06
COLEMAN | HMH7 | 211395275 | HRCU-A-CB | HMH72B341 | XAFD48FBCN1 |  | 32400 | 25400 | 2.54 | 23600 | 2.06
COLEMAN | HMH7 | 211396009 | HRCU-A-CB | HMH72B341 | XAFC48FXXN1+TXV |  | 32400 | 25400 | 2.56 | 23600 | 2.06
COLEMAN | HMH7 | 211396024 | HRCU-A-CB | HMH72B341 | XAFC48FBCN1 |  | 32400 | 25400 | 2.56 | 23600 | 2.06
COLEMAN | HMH7 | 211396036 | HRCU-A-CB | HMH72B341 | XAUC48FXXN1+TXV |  | 32400 | 25400 | 2.56 | 23600 | 2.06
COLEMAN | HMH7 | 211396111 | HRCU-A-CB | HMH72B341 | XAFD48FXXN1+TXV |  | 33400 | 26000 | 2.5 | 24600 | 2.08
COLEMAN | HMH7 | 211396126 | HRCU-A-CB | HMH72B341 | XAFD48FBCN1 |  | 33400 | 26000 | 2.5 | 24600 | 2.08
COLEMAN | HMH7 | 211396996 | HRCU-A-CB | HMH72B341 | XAFC48FXXN1+TXV |  | 32200 | 25400 | 2.54 | 23600 | 2.04
COLEMAN | HMH7 | 211397011 | HRCU-A-CB | HMH72B341 | XAFC48FBCN1 |  | 32200 | 25400 | 2.54 | 23600 | 2.04
COLEMAN | HMH7 | 211397026 | HRCU-A-CB | HMH72B341 | XAUC48FXXN1+TXV |  | 32200 | 25400 | 2.54 | 23600 | 2.04
COLEMAN | HMH7 | 211397198 | HRCU-A-CB | HMH72B341 | XAHD48FXXN1+TXV |  | 32400 | 25200 | 2.5 | 23800 | 2.06
COLEMAN | HMH7 | 211397228 | HRCU-A-CB | HMH72B341 | XAHD48FXXN1+TXV |  | 32400 | 25200 | 2.5 | 23800 | 2.06
COLEMAN | HMH7 | 211397243 | HRCU-A-CB | HMH72B341 | XAHD48FXXN1+TXV |  | 32400 | 25200 | 2.5 | 23800 | 2.06
COLEMAN | HMH7 | 211397258 | HRCU-A-CB | HMH72B341 | XAHD48FXXN1+TXV |  | 32400 | 25200 | 2.5 | 23800 | 2.06
COLEMAN | HMH7 | 211397273 | HRCU-A-CB | HMH72B341 | XAHD48FXXN1+TXV |  | 32400 | 25200 | 2.5 | 23800 | 2.06
COLEMAN | HMH7 | 211397275 | HRCU-A-CB | HMH72B341 | XAHD48FXXN1+TXV |  | 32400 | 25200 | 2.5 | 23800 | 2.06
COLEMAN | HMH7 | 211397281 | HRCU-A-CB | HMH72B341 | XAHD48FBCN1 |  | 32400 | 25200 | 2.5 | 23800 | 2.06
COLEMAN | HMH7 | 211397310 | HRCU-A-CB | HMH72B341 | XAHD48FBCN1 |  | 32400 | 25200 | 2.5 | 23800 | 2.06
COLEMAN | HMH7 | 211397323 | HRCU-A-CB | HMH72B341 | XAHD48FBCN1 |  | 32400 | 25200 | 2.5 | 23800 | 2.06
COLEMAN | HMH7 | 211397338 | HRCU-A-CB | HMH72B341 | XAHD48FBCN1 |  | 32400 | 25200 | 2.5 | 23800 | 2.06
COLEMAN | HMH7 | 211397353 | HRCU-A-CB | HMH72B341 | XAHD48FBCN1 |  | 32400 | 25200 | 2.5 | 23800 | 2.06
COLEMAN | HMH7 | 211397359 | HRCU-A-CB | HMH72B341 | XAHD48FBCN1 |  | 32400 | 25200 | 2.5 | 23800 | 2.06
COLEMAN | HMH7 | 211397694 | HRCU-A-CB | HMH72B341 | XAFC48FXXN1+TXV |  | 33200 | 25800 | 2.54 | 24400 | 2.1
COLEMAN | HMH7 | 211397717 | HRCU-A-CB | HMH72B341 | XAFC48FXXN1+TXV |  | 33200 | 25800 | 2.54 | 24400 | 2.1
COLEMAN | HMH7 | 211397732 | HRCU-A-CB | HMH72B341 | XAFC48FXXN1+TXV |  | 33200 | 25800 | 2.54 | 24400 | 2.1
COLEMAN | HMH7 | 211397747 | HRCU-A-CB | HMH72B341 | XAFC48FXXN1+TXV |  | 33200 | 25800 | 2.54 | 24400 | 2.1
COLEMAN | HMH7 | 211397762 | HRCU-A-CB | HMH72B341 | XAFC48FXXN1+TXV |  | 33200 | 25800 | 2.54 | 24400 | 2.1
COLEMAN | HMH7 | 211397768 | HRCU-A-CB | HMH72B341 | XAFC48FXXN1+TXV |  | 33200 | 25800 | 2.54 | 24400 | 2.1
COLEMAN | HMH7 | 211397774 | HRCU-A-CB | HMH72B341 | XAFC48FBCN1 |  | 33200 | 25800 | 2.54 | 24400 | 2.1
COLEMAN | HMH7 | 211397789 | HRCU-A-CB | HMH72B341 | XAUC48FXXN1+TXV |  | 33200 | 25800 | 2.54 | 24400 | 2.1
COLEMAN | HMH7 | 211397826 | HRCU-A-CB | HMH72B341 | XAFC48FBCN1 |  | 33200 | 25800 | 2.54 | 24400 | 2.1
COLEMAN | HMH7 | 211397841 | HRCU-A-CB | HMH72B341 | XAUC48FXXN1+TXV |  | 33200 | 25800 | 2.54 | 24400 | 2.1
COLEMAN | HMH7 | 211397856 | HRCU-A-CB | HMH72B341 | XAFC48FBCN1 |  | 33200 | 25800 | 2.54 | 24400 | 2.1
COLEMAN | HMH7 | 211397871 | HRCU-A-CB | HMH72B341 | XAUC48FXXN1+TXV |  | 33200 | 25800 | 2.54 | 24400 | 2.1
COLEMAN | HMH7 | 211397882 | HRCU-A-CB | HMH72B341 | XAFC48FBCN1 |  | 33200 | 25800 | 2.54 | 24400 | 2.1
COLEMAN | HMH7 | 211397897 | HRCU-A-CB | HMH72B341 | XAUC48FXXN1+TXV |  | 33200 | 25800 | 2.54 | 24400 | 2.1
COLEMAN | HMH7 | 211397912 | HRCU-A-CB | HMH72B341 | XAFC48FBCN1 |  | 33200 | 25800 | 2.54 | 24400 | 2.1
COLEMAN | HMH7 | 211397918 | HRCU-A-CB | HMH72B341 | XAUC48FXXN1+TXV |  | 33200 | 25800 | 2.54 | 24400 | 2.1
COLEMAN | HMH7 | 211397924 | HRCU-A-CB | HMH72B341 | XAFC48FBCN1 |  | 33200 | 25800 | 2.54 | 24400 | 2.1
COLEMAN | HMH7 | 211397930 | HRCU-A-CB | HMH72B341 | XAUC48FXXN1+TXV |  | 33200 | 25800 | 2.54 | 24400 | 2.1
COLEMAN | HMH7 | 211398204 | HRCU-A-CB | HMH72B341 | XAFD48FXXN1+TXV |  | 32400 | 25200 | 2.56 | 23600 | 2.08
COLEMAN | HMH7 | 211398219 | HRCU-A-CB | HMH72B341 | XAFD48FXXN1+TXV |  | 32400 | 25200 | 2.56 | 23600 | 2.08
COLEMAN | HMH7 | 211398234 | HRCU-A-CB | HMH72B341 | XAFD48FBCN1 |  | 32400 | 25200 | 2.56 | 23600 | 2.08
COLEMAN | HMH7 | 211398249 | HRCU-A-CB | HMH72B341 | XAFD48FBCN1 |  | 32400 | 25200 | 2.56 | 23600 | 2.08
COLEMAN | HMH7 | 211398400 | HRCU-A-CB | HMH72B341 | XAHC48FXXN1+TXV |  | 31800 | 24800 | 2.52 | 23200 | 2.04
COLEMAN | HMH7 | 211398415 | HRCU-A-CB | HMH72B341 | XAHC48FXXN1+TXV |  | 31800 | 24800 | 2.52 | 23200 | 2.04
COLEMAN | HMH7 | 211398430 | HRCU-A-CB | HMH72B341 | XAHC48FBCN1 |  | 31800 | 24800 | 2.52 | 23200 | 2.04
COLEMAN | HMH7 | 211398445 | HRCU-A-CB | HMH72B341 | XAHC48FBCN1 |  | 31800 | 24800 | 2.52 | 23200 | 2.04
COLEMAN | HMH7 | 211398795 | HRCU-A-CB | HMH72B341 | XAHC48FXXN1+TXV |  | 31600 | 24800 | 2.52 | 23000 | 2.04
COLEMAN | HMH7 | 211398802 | HRCU-A-CB | HMH72B341 | XAHC48FXXN1+TXV |  | 31600 | 24800 | 2.52 | 23000 | 2.04
COLEMAN | HMH7 | 211398817 | HRCU-A-CB | HMH72B341 | XAHC48FBCN1 |  | 31600 | 24800 | 2.52 | 23000 | 2.04
COLEMAN | HMH7 | 211398832 | HRCU-A-CB | HMH72B341 | XAHC48FBCN1 |  | 31600 | 24800 | 2.52 | 23000 | 2.04
COLEMAN | HMH7 | 211386204 | HRCU-A-CB | HMH72B341 | XAHC48FXXN1+TXV |  | 32400 | 25200 | 2.5 | 23600 | 2.04
COLEMAN | HMH7 | 211386214 | HRCU-A-CB | HMH72B341 | XAHC48FBCN1 |  | 32400 | 25200 | 2.5 | 23600 | 2.04
COLEMAN | HMH7 | 211386429 | HRCU-A-CB | HMH72B341 | XAFC48FXXN1+TXV |  | 32400 | 25400 | 2.58 | 23800 | 2.1
COLEMAN | HMH7 | 211386444 | HRCU-A-CB | HMH72B341 | XAFC48FBCN1 |  | 32400 | 25400 | 2.58 | 23800 | 2.1
COLEMAN | HMH7 | 211386458 | HRCU-A-CB | HMH72B341 | XAUC48FXXN1+TXV |  | 32400 | 25400 | 2.58 | 23800 | 2.1
COLEMAN | HMH7 | 211386528 | HRCU-A-CB | HMH72B341 | XAFD48FXXN1+TXV |  | 32600 | 25600 | 2.56 | 24000 | 2.08
COLEMAN | HMH7 | 211386540 | HRCU-A-CB | HMH72B341 | XAFD48FBCN1 |  | 32600 | 25600 | 2.56 | 24000 | 2.08
COLEMAN | HMH7 | 211387296 | HRCU-A-CB | HMH72B341 | XAFC36DXXN1+TXV |  | 34000 | 26000 | 2.56 | 24800 | 2.12
COLEMAN | HMH7 | 211387310 | HRCU-A-CB | HMH72B341 | XAFC36DXXN1+TXV |  | 34000 | 26000 | 2.56 | 24800 | 2.12
COLEMAN | HMH7 | 211387323 | HRCU-A-CB | HMH72B341 | XAFC36DXXN1+TXV |  | 34000 | 26000 | 2.56 | 24800 | 2.12
COLEMAN | HMH7 | 211387330 | HRCU-A-CB | HMH72B341 | XAFC36DBCN1 |  | 34000 | 26000 | 2.56 | 24800 | 2.12
COLEMAN | HMH7 | 211387346 | HRCU-A-CB | HMH72B341 | XAFC36DBCN1 |  | 34000 | 26000 | 2.56 | 24800 | 2.12
COLEMAN | HMH7 | 211387361 | HRCU-A-CB | HMH72B341 | XAFC36DBCN1 |  | 34000 | 26000 | 2.56 | 24800 | 2.12
COLEMAN | HMH7 | 211387800 | HRCU-A-CB | HMH72B341 | XAFC36DXXN1+TXV |  | 34000 | 25800 | 2.5 | 24400 | 2.06
COLEMAN | HMH7 | 211387809 | HRCU-A-CB | HMH72B341 | XAFC36DXXN1+TXV |  | 34000 | 25800 | 2.5 | 24400 | 2.06
COLEMAN | HMH7 | 211387817 | HRCU-A-CB | HMH72B341 | XAFC36DXXN1+TXV |  | 34000 | 25800 | 2.5 | 24400 | 2.06
COLEMAN | HMH7 | 211387821 | HRCU-A-CB | HMH72B341 | XAFC36DBCN1 |  | 34000 | 25800 | 2.5 | 24400 | 2.06
COLEMAN | HMH7 | 211387831 | HRCU-A-CB | HMH72B341 | XAFC36DBCN1 |  | 34000 | 25800 | 2.5 | 24400 | 2.06
COLEMAN | HMH7 | 211387837 | HRCU-A-CB | HMH72B341 | XAFC36DBCN1 |  | 34000 | 25800 | 2.5 | 24400 | 2.06
COLEMAN | HMH7 | 211388871 | HRCU-A-CB | HMH72B341 | XAFB36DXXN1+TXV |  | 33800 | 25400 | 2.5 | 24000 | 2.06
COLEMAN | HMH7 | 211388886 | HRCU-A-CB | HMH72B341 | XAFB36DBCN1 |  | 33800 | 25400 | 2.5 | 24000 | 2.06
COLEMAN | HMH7 | 211388893 | HRCU-A-CB | HMH72B341 | XAUB36DXXN1+TXV |  | 33800 | 25400 | 2.5 | 24000 | 2.06
COLEMAN | HMH7 | 211392601 | HRCU-A-CB | HMH72B341 | XAFB36DXXN1+TXV |  | 33800 | 25400 | 2.5 | 23800 | 2.06
COLEMAN | HMH7 | 211392616 | HRCU-A-CB | HMH72B341 | XAFB36DXXN1+TXV |  | 33800 | 25400 | 2.5 | 23800 | 2.06
COLEMAN | HMH7 | 211392631 | HRCU-A-CB | HMH72B341 | XAFB36DBCN1 |  | 33800 | 25400 | 2.5 | 23800 | 2.06
COLEMAN | HMH7 | 211392646 | HRCU-A-CB | HMH72B341 | XAUB36DXXN1+TXV |  | 33800 | 25400 | 2.5 | 23800 | 2.06
COLEMAN | HMH7 | 211392660 | HRCU-A-CB | HMH72B341 | XAFB36DBCN1 |  | 33800 | 25400 | 2.5 | 23800 | 2.06
COLEMAN | HMH7 | 211392675 | HRCU-A-CB | HMH72B341 | XAUB36DXXN1+TXV |  | 33800 | 25400 | 2.5 | 23800 | 2.06
COLEMAN | HMH7 | 211393012 | HRCU-A-CB | HMH72B341 | XAFC36DXXN1+TXV |  | 34000 | 26200 | 2.54 | 25000 | 2.12
COLEMAN | HMH7 | 211393028 | HRCU-A-CB | HMH72B341 | XAFC36DBCN1 |  | 34000 | 26200 | 2.54 | 25000 | 2.12
COLEMAN | HMH7 | 211394147 | HRCU-A-CB | HMH72B341 | XAFC48FXXN1+TXV |  | 32800 | 25800 | 2.5 | 24200 | 2.04
COLEMAN | HMH7 | 211394160 | HRCU-A-CB | HMH72B341 | XAFC48FBCN1 |  | 32800 | 25800 | 2.5 | 24200 | 2.04
COLEMAN | HMH7 | 211394173 | HRCU-A-CB | HMH72B341 | XAUC48FXXN1+TXV |  | 32800 | 25800 | 2.5 | 24200 | 2.04
COLEMAN | HMH7 | 211394756 | HRCU-A-CB | HMH72B341 | XAHC48FXXN1+TXV |  | 31800 | 24800 | 2.52 | 23200 | 2.04
COLEMAN | HMH7 | 211394770 | HRCU-A-CB | HMH72B341 | XAHC48FXXN1+TXV |  | 31800 | 24800 | 2.52 | 23200 | 2.04
COLEMAN | HMH7 | 211394785 | HRCU-A-CB | HMH72B341 | XAHC48FXXN1+TXV |  | 31800 | 24800 | 2.52 | 23200 | 2.04
COLEMAN | HMH7 | 211394791 | HRCU-A-CB | HMH72B341 | XAHC48FBCN1 |  | 31800 | 24800 | 2.52 | 23200 | 2.04
COLEMAN | HMH7 | 211394806 | HRCU-A-CB | HMH72B341 | XAHC48FBCN1 |  | 31800 | 24800 | 2.52 | 23200 | 2.04
COLEMAN | HMH7 | 211394821 | HRCU-A-CB | HMH72B341 | XAHC48FBCN1 |  | 31800 | 24800 | 2.52 | 23200 | 2.04
COLEMAN | HMH7 | 211396238 | HRCU-A-CB | HMH72B341 | XAFC48FXXN1+TXV |  | 32400 | 25600 | 2.52 | 23800 | 2.04
COLEMAN | HMH7 | 211396261 | HRCU-A-CB | HMH72B341 | XAFC48FBCN1 |  | 32400 | 25600 | 2.52 | 23800 | 2.04
COLEMAN | HMH7 | 211396282 | HRCU-A-CB | HMH72B341 | XAUC48FXXN1+TXV |  | 32400 | 25600 | 2.52 | 23800 | 2.04
COLEMAN | HMH7 | 211396828 | HRCU-A-CB | HMH72B341 | XAFD48FXXN1+TXV |  | 33200 | 25800 | 2.54 | 24400 | 2.08
COLEMAN | HMH7 | 211396843 | HRCU-A-CB | HMH72B341 | XAFD48FXXN1+TXV |  | 33200 | 25800 | 2.54 | 24400 | 2.08
COLEMAN | HMH7 | 211396858 | HRCU-A-CB | HMH72B341 | XAFD48FBCN1 |  | 33200 | 25800 | 2.54 | 24400 | 2.08
COLEMAN | HMH7 | 211396873 | HRCU-A-CB | HMH72B341 | XAFD48FBCN1 |  | 33200 | 25800 | 2.54 | 24400 | 2.08
COLEMAN | HMH7 | 211398090 | HRCU-A-CB | HMH72B341 | XAHD48FXXN1+TXV |  | 31800 | 24800 | 2.52 | 23200 | 2.04
COLEMAN | HMH7 | 211398105 | HRCU-A-CB | HMH72B341 | XAHD48FXXN1+TXV |  | 31800 | 24800 | 2.52 | 23200 | 2.04
COLEMAN | HMH7 | 211398120 | HRCU-A-CB | HMH72B341 | XAHD48FBCN1 |  | 31800 | 24800 | 2.52 | 23200 | 2.04
COLEMAN | HMH7 | 211398135 | HRCU-A-CB | HMH72B341 | XAHD48FBCN1 |  | 31800 | 24800 | 2.52 | 23200 | 2.04
COLEMAN | HMH7 | 211398344 | HRCU-A-CB | HMH72B341 | XAHD48FXXN1+TXV |  | 31600 | 24800 | 2.5 | 23200 | 2.02
COLEMAN | HMH7 | 211398357 | HRCU-A-CB | HMH72B341 | XAHD48FXXN1+TXV |  | 31600 | 24800 | 2.5 | 23200 | 2.02
COLEMAN | HMH7 | 211398371 | HRCU-A-CB | HMH72B341 | XAHD48FBCN1 |  | 31600 | 24800 | 2.5 | 23200 | 2.02
COLEMAN | HMH7 | 211398386 | HRCU-A-CB | HMH72B341 | XAHD48FBCN1 |  | 31600 | 24800 | 2.5 | 23200 | 2.02
COLEMAN | HMH7 | 211398460 | HRCU-A-CB | HMH72B341 | XAFD48FXXN1+TXV |  | 32400 | 25400 | 2.56 | 23600 | 2.08
COLEMAN | HMH7 | 211398474 | HRCU-A-CB | HMH72B341 | XAFD48FXXN1+TXV |  | 32400 | 25400 | 2.56 | 23600 | 2.08
COLEMAN | HMH7 | 211398479 | HRCU-A-CB | HMH72B341 | XAFD48FBCN1 |  | 32400 | 25400 | 2.56 | 23600 | 2.08
COLEMAN | HMH7 | 211398494 | HRCU-A-CB | HMH72B341 | XAFD48FBCN1 |  | 32400 | 25400 | 2.56 | 23600 | 2.08
COLEMAN | HMH7 | 211398739 | HRCU-A-CB | HMH72B341 | XAHD48FXXN1+TXV |  | 31600 | 24800 | 2.52 | 23000 | 2.02
COLEMAN | HMH7 | 211398754 | HRCU-A-CB | HMH72B341 | XAHD48FXXN1+TXV |  | 31600 | 24800 | 2.52 | 23000 | 2.02
COLEMAN | HMH7 | 211398768 | HRCU-A-CB | HMH72B341 | XAHD48FBCN1 |  | 31600 | 24800 | 2.52 | 23000 | 2.02
COLEMAN | HMH7 | 211398782 | HRCU-A-CB | HMH72B341 | XAHD48FBCN1 |  | 31600 | 24800 | 2.52 | 23000 | 2.02
COLEMAN | HMH7 | 211398847 | HRCU-A-CB | HMH72B341 | XAFD48FXXN1+TXV |  | 32200 | 25200 | 2.56 | 23400 | 2.06
COLEMAN | HMH7 | 211398861 | HRCU-A-CB | HMH72B341 | XAFD48FXXN1+TXV |  | 32200 | 25200 | 2.56 | 23400 | 2.06
COLEMAN | HMH7 | 211398874 | HRCU-A-CB | HMH72B341 | XAFD48FBCN1 |  | 32200 | 25200 | 2.56 | 23400 | 2.06
COLEMAN | HMH7 | 211398888 | HRCU-A-CB | HMH72B341 | XAFD48FBCN1 |  | 32200 | 25200 | 2.56 | 23400 | 2.06
COLEMAN | HMH7 | 211386587 | HRCU-A-CB | HMH72B341 | XAHC48FXXN1+JMET12CS2N1+TXV |  | 32000 | 24800 | 2.56 | 23400 | 2.08
COLEMAN | HMH7 | 211386601 | HRCU-A-CB | HMH72B341 | XAHC48FBCN1+JMET12CS2N1 |  | 32000 | 24800 | 2.56 | 23400 | 2.08
COLEMAN | HMH7 | 211386615 | HRCU-A-CB | HMH72B341 | XAFC48FXXN1+JMET12CS2N1+TXV |  | 32600 | 25400 | 2.6 | 23800 | 2.12
COLEMAN | HMH7 | 211386627 | HRCU-A-CB | HMH72B341 | XAFC48FBCN1+JMET12CS2N1 |  | 32600 | 25400 | 2.6 | 23800 | 2.12
COLEMAN | HMH7 | 211386641 | HRCU-A-CB | HMH72B341 | XAUC48FXXN1+JMET12CS2N1+TXV |  | 32600 | 25400 | 2.6 | 23800 | 2.12
COLEMAN | HMH7 | 211386666 | HRCU-A-CB | HMH72B341 | JHETC42FBCS2N1 |  | 32200 | 25200 | 2.6 | 23400 | 2.08
COMFORT-AIRE |  | 205747696 | HRCU-A-CB-O | A-VMH18SU-1B | B-VMH18SU-1B | Singlezone Non-ducted Wall Placement | 18000 | 10900 | 2.58 | 11178 | 2.02
COMFORT-AIRE |  | 206221394 | HRCU-A-CB-O | A-VMH24SU-1A | B-VMH24SU-1A | Singlezone Non-ducted Wall Placement | 30000 | 19400 | 2.95 | 26000 | 2.07
COMFORT-AIRE |  | 201810036 | HMSV-A-CB | A-VMH36QU-1 |  | Multizone All Non-ducted | 36000 | 23200 | 2.78 | 36000 | 1.96
COMFORT-AIRE |  | 201810035 | HMSV-A-CB | A-VMH28TU-1 |  | Multizone All Non-ducted | 31400 | 18000 | 2.75 | 26357 | 1.97
COMFORTMAKER | SoftSound | 205921373 | HRCU-A-CB | DLCSRAH24AAK | DLFSAAH24XAK | Singlezone Ducted, Centrally Ducted | 29000 | 17500 | 2.56 | 26970 | 1.91
COMFORTMAKER | High Tier | 202463645 | HRCU-A-CB-O | DLCPRAH24AAK | DLFPHAH24XAK | Singlezone Non-ducted Wall Placement | 24000 | 15450 | 3 | 24000 | 2
COMFORTMAKER | High Tier | 202463644 | HRCU-A-CB-O | DLCPRAH18AAK | DLFPHAH18XAK | Singlezone Non-ducted Wall Placement | 18000 | 12300 | 3.19 | 18000 | 2
COMFORTMAKER | Mid-tier | 201835586 | HRCU-A-CB-O | DLCSRAH18AAK | DLFSCAH18XAK | Singlezone Non-ducted, Ceiling Placement | 18000 | 12000 | 2.59 | 15710 | 2.4
COMFORTMAKER |  | 201835587 | HRCU-A-CB | DLCSRAH24AAK | DLFSDAH24XAK | Singlezone Ducted, "Compact Ducted" | 24000 | 17400 | 2.96 | 30000 | 1.93
COMFORTMAKER |  | 201835562 | HRCU-A-CB-O | DLCSRAH12AAJ | DLFSHAH12XAJ | Singlezone Non-ducted Wall Placement | 11800 | 7100 | 2.57 | 7800 | 2.01
COMFORTMAKER |  | 201835554 | HRCU-A-CB-O | DLCPRAH09AAK | DLFPHAH09XAK | Singlezone Non-ducted Wall Placement | 10000 | 7200 | 2.78 | 13047 | 1.97
COMFORTMAKER | Mid-tier | 201835563 | HRCU-A-CB-O | DLCSRAH09AAK | DLFSHAH09XAK | Singlezone Non-ducted Wall Placement | 12000 | 7500 | 2.65 | 9840 | 2.1
COMFORTMAKER | Mid-tier | 201835581 | HRCU-A-CB-O | DLCSRAH09AAK | DLFSCAH09XAK | Singlezone Non-ducted, Ceiling Placement | 10000 | 6700 | 2.58 | 11870 | 1.94
COMFORTSTAR |  | 201763956 | HMSV-A-CB | CM2-18-2Z |  | Multizone All Non-ducted | 19000 | 12000 | 2.79 | 10205 | 1.97
COMFORTSTAR |  | 10595506 | HRCU-A-CB | CPP024CD(O) | CPA-24B | Singlezone Ducted, "Compact Ducted" | 24400 | 16000 | 2.69 | 18533 | 2.04
COMFORTSTAR |  | 9119315 | HRCU-A-CB-O | CPP024CD(O) | FPA-24 | Singlezone Non-ducted, Floor Placement | 24000 | 15000 | 2.85 | 17817 | 1.9
COMFORTSTAR |  | 202575861 | HRCU-A-CB-O | CPP018CD(O) | CXH018CD(I) | Singlezone Non-ducted Wall Placement | 18000 | 11400 | 2.72 | 11178 | 2.02
COMFORTSTAR |  | 202575859 | HRCU-A-CB-O | CPP009CD(O) | CXH009CD(I) | Singlezone Non-ducted Wall Placement | 9800 | 5800 | 2.74 | 7989 | 2
COMFORTSTAR |  | 202575855 | HRCU-A-CB-O | CPP018CD(O) | CXH018CD(I)-WIFI | Singlezone Non-ducted Wall Placement | 18000 | 11400 | 2.72 | 11178 | 2.02
COMFORTSTAR |  | 202575873 | HMSV-A-CB | CM4-36-4ZX |  | Multizone All Non-ducted | 36000 | 23200 | 2.78 | 36037 | 1.96
COMFORTSTAR |  | 202575853 | HRCU-A-CB-O | CPP009CD(O) | CXH009CD(I)-WIFI | Singlezone Non-ducted Wall Placement | 9800 | 5800 | 2.74 | 7989 | 2
COMFORTSTAR |  | 10595505 | HRCU-A-CB | CPP018CD(O) | CPA-18B | Singlezone Ducted, "Compact Ducted" | 18000 | 12000 | 2.61 | 10352 | 1.96
COMFORTSTAR |  | 9119312 | HRCU-A-CB-O | CPP018CD(O) | FPA-18 | Singlezone Non-ducted, Floor Placement | 18000 | 12000 | 2.71 | 10508 | 1.94
COMFORTSTAR |  | 9119310 | HRCU-A-CB-O | CPP012CD(O) | TPA-12 | Singlezone Non-ducted, Ceiling Placement | 12000 | 7500 | 2.68 | 7332 | 2.11
COMFORTSTAR |  | 202575866 | HRCU-A-CB | CXH009CD(O) | CPA-09B | Singlezone Ducted, "Compact Ducted" | 10000 | 7200 | 2.74 | 8343 | 2.07
COMFORTSTAR |  | 201763958 | HMSV-A-CB | CM3-27-3Z |  | Multizone All Non-ducted | 28000 | 17200 | 2.8 | 17040 | 1.97
COMFORTSTAR |  | 8854582 | HRCU-A-CB-O | CPP009CD(O) | CPP009CD(I) | Singlezone Non-ducted Wall Placement | 9800 | 6400 | 2.76 | 7801 | 1.91
COMFORTSTAR |  | 8854585 | HRCU-A-CB-O | CPP018CD(O) | CPP018CD(I) | Singlezone Non-ducted Wall Placement | 18000 | 10400 | 2.72 | 10953 | 1.9
COMFORTSTAR |  | 9119316 | HRCU-A-CB-O | CPP024CD(O) | TPA-24 | Singlezone Non-ducted, Ceiling Placement | 24400 | 15800 | 2.56 | 16933 | 1.95
CONTINENTAL |  | 203363517 | HMSV-A-CB | CMZH-27-O |  | Multizone All Non-ducted | 28000 | 17200 | 2.8 | 17040 | 1.97
CONTINENTAL |  | 203363526 | HRCU-A-CB-O | CH21-18-O | CH21-18-I | Singlezone Non-ducted Wall Placement | 18000 | 10400 | 2.72 | 10953 | 1.9
CONTINENTAL |  | 205309940 | HRCU-A-CB-O | CH21-18-O | CH25-18-I | Singlezone Non-ducted Wall Placement | 18000 | 11400 | 2.72 | 11178 | 2.02
DAIKIN |  | 204717600 | HRCU-A-CB-O | RXL12QMVJU9 | FTX12NMVJU | Singlezone Non-ducted Wall Placement | 13400 | 8800 | 2.87 | 14330 | 2.26
DAIKIN | MXL Aurora Series | 205663354 | HMSV-A-CB-O | 2MXL18QMVJU* |  | Multizone All Non-ducted | 18900 | 11400 | 2.91 | 18930 | 2.12
DAIKIN |  | 205776148 | HRCU-A-CB | RX15RMVJU* | FDMQ15RVJU | Singlezone Ducted, "Compact Ducted" | 18000 | 11500 | 2.88 | 9220 | 2.29
DAIKIN |  | 205776150 | HRCU-A-CB | RX18RMVJU9* | FDMQ18RVJU | Singlezone Ducted, "Compact Ducted" | 21600 | 13600 | 2.69 | 12470 | 2.21
DAIKIN |  | 205776151 | HRCU-A-CB | RX24RMVJU* | FDMQ24RVJU | Singlezone Ducted, "Compact Ducted" | 24000 | 15000 | 2.78 | 13760 | 2.24
DAIKIN |  | 205782845 | HRCU-A-CB-O | RX09AXVJU | FTX09AXVJU | Singlezone Non-ducted Wall Placement | 10000 | 5700 | 2.65 | 6839 | 2.39
DAIKIN |  | 205782846 | HRCU-A-CB-O | RX12AXVJU | FTX12AXVJU | Singlezone Non-ducted Wall Placement | 13500 | 8600 | 2.9 | 8449 | 2.34
DAIKIN |  | 201851573 | HRCU-A-CB | RX18RMVJU | FDMQ18RVJU | Singlezone Ducted, "Compact Ducted" | 21600 | 13600 | 2.69 | 12470 | 2.21
DAIKIN |  | 201851574 | HRCU-A-CB | RX24RMVJU | FDMQ24RVJU | Singlezone Ducted, "Compact Ducted" | 24000 | 15000 | 2.78 | 13760 | 2.24
DAIKIN | Sky air | 202517170 | HRCU-A-CB-O | RZQ30TAVJU | FTQ30TAVJU*A* | Singlezone Ducted, Centrally Ducted | 34000 | 24000 | 2.91 | 34000 | 2.09
DAIKIN | Aurora Series | 205663349 | HRCU-A-CB-O | RXL15QMVJU* | FTX15NMVJU | Singlezone Non-ducted Wall Placement | 18300 | 11500 | 2.88 | 18254 | 2.27
DAIKIN | SkyAir | 202514058 | HRCU-A-CB | RZQ18TAVJU | FBQ18PVJU | Singlezone Ducted, "Compact Ducted" | 20000 | 13200 | 2.56 | 27939 | 1.93
DAIKIN | DZ20VC | 10595346 | HRCU-A-CB | DZ20VC0241B* | CHPF3642C6C*+MBVC1200**-1A*+TXV | Singlezone Ducted, Centrally Ducted | 23400 | 13000 | 2.61 | 11648 | 2.13
DAIKIN | DZ20VC | 10324715 | HRCU-A-CB | DZ20VC0601B | CA*F4961*6D*+MBVC2000**-1A*+TXV | Singlezone Ducted, Centrally Ducted | 50000 | 32000 | 2.7 | 26000 | 1.98
DAIKIN | DZ20VC | 10324709 | HRCU-A-CB | DZ20VC0241B* | CA*F3642*6D*+MBVC1200**-1A*+TXV | Singlezone Ducted, Centrally Ducted | 23600 | 13000 | 2.56 | 11400 | 2.09
DAIKIN | DZ20VC | 10324713 | HRCU-A-CB | DZ20VC0481B* | CA*F4961*6D*+MBVC2000**-1A*+TXV | Singlezone Ducted, Centrally Ducted | 45500 | 28400 | 2.84 | 26000 | 1.97
DAIKIN |  | 201986969 | HRCU-A-CB-O | RX12RMVJU | FFQ12Q2VJU | Singlezone Non-ducted, Ceiling Placement | 13500 | 8300 | 2.9 | 8420 | 2.07
DAIKIN |  | 202521824 | HMSV-A-CB | 4MXL36TVJU |  | Multizone All Non-ducted | 36600 | 22400 | 2.78 | 36600 | 2
DAIKIN |  | 201986968 | HRCU-A-CB-O | RX09RMVJU | FFQ09Q2VJU | Singlezone Non-ducted, Ceiling Placement | 10000 | 6000 | 3.08 | 6920 | 2.16
DAIKIN |  | 201851577 | HMSV-A-CB | 3MXL24RMVJU |  | Multizone All Non-ducted | 24000 | 15500 | 2.61 | 21600 | 2.17
DAIKIN |  | 201871420 | HRCU-A-CB-O | RX18RMVJU | FFQ18Q2VJU | Singlezone Non-ducted, Ceiling Placement | 21600 | 14200 | 2.67 | 10900 | 2.03
DAIKIN |  | 201851575 | HMSV-A-CB | 3MXS24RMVJU |  | Multizone All Non-ducted | 24000 | 15500 | 2.61 | 18930 | 2.26
DAIKIN |  | 201871419 | HRCU-A-CB-O | RX15RMVJU | FFQ15Q2VJU | Singlezone Non-ducted, Ceiling Placement | 16200 | 10600 | 2.8 | 8160 | 2.26
DAIKIN |  | 201851572 | HRCU-A-CB | RX15RMVJU | FDMQ15RVJU | Singlezone Ducted, "Compact Ducted" | 18000 | 11500 | 2.88 | 9220 | 2.29
DAIKIN | Vista | 10318063 | HRCU-A-CB-O | RX18QMVJU | FFQ18Q2VJU | Singlezone Non-ducted, Ceiling Placement | 21600 | 14200 | 3.13 | 9700 | 2.24
DAIKIN | Vista | 9966775 | HRCU-A-CB-O | RX15QMVJU | FFQ15Q2VJU | Singlezone Non-ducted, Ceiling Placement | 16200 | 10600 | 3.57 | 7270 | 2.48
DAIKIN | MXL Aurora Series | 8849535 | HMSV-A-CB | 2MXL18QMVJU |  | Multizone All Non-ducted | 18940 | 12000 | 3.06 | 18930 | 2.12
DAIKIN | Vista | 9966569 | HRCU-A-CB-O | RX09QMVJU | FFQ09Q2VJU | Singlezone Non-ducted, Ceiling Placement | 10000 | 6000 | 3.91 | 6270 | 2.42
DAIKIN | MXL Aurora Series | 8849539 | HMSV-A-CB | 3MXL24QMVJU |  | Multizone All Non-ducted | 24000 | 15500 | 3.36 | 21600 | 2.17
DAIKIN | Vista | 9966684 | HRCU-A-CB-O | RX12QMVJU | FFQ12Q2VJU | Singlezone Non-ducted, Ceiling Placement | 13500 | 8300 | 3.47 | 7500 | 2.29
DAIKIN | MXS Series | 8103542 | HMSV-A-CB | 2MXS18NMVJU |  | Multizone All Non-ducted | 18900 | 12000 | 3.17 | 13150 | 2.75
DAIKIN | LV Series | 5265758 | HRCU-A-CB-O | RXS24LVJU | FTXS24LVJU | Singlezone Non-ducted Wall Placement | 25400 | 16400 | 3.12 | 14028 | 2.26
DAIKIN | MXS Series | 8103869 | HMSV-A-CB | 3MXS24NMVJU |  | Multizone All Non-ducted | 24000 | 15500 | 3.52 | 18930 | 2.26
DAIKIN | LV Series | 5265757 | HRCU-A-CB-O | RXS18LVJU | FTXS18LVJU | Singlezone Non-ducted Wall Placement | 21600 | 13900 | 3.42 | 11924 | 2.5
DAIKIN | LV Series | 5265756 | HRCU-A-CB-O | RXS15LVJU | FTXS15LVJU | Singlezone Non-ducted Wall Placement | 18000 | 11900 | 3.79 | 9972 | 2.68
DAIKIN | LV Series | 5265755 | HRCU-A-CB-O | RXS12LVJU | FTXS12LVJU | Singlezone Non-ducted Wall Placement | 14400 | 9200 | 4.02 | 8051 | 2.81
DAIKIN | LV Series | 5265753 | HRCU-A-CB-O | RXS09LVJU | FTXS09LVJU | Singlezone Non-ducted Wall Placement | 12000 | 7700 | 4.1 | 6968 | 2.43
DAIKIN | Aurora Series | 8849330 | HRCU-A-CB-O | RXL15QMVJU | FTX15NMVJU | Singlezone Non-ducted Wall Placement | 18300 | 11500 | 2.88 | 18254 | 2.27
DAIKIN | Aurora Series | 8849445 | HRCU-A-CB-O | RXL15QMVJU | FVXS15NVJU | Singlezone Non-ducted, Floor Placement | 18056 | 11500 | 2.76 | 18015 | 2.4
DAIKIN | Aurora Series | 8849459 | HRCU-A-CB-O | RXL09QMVJU | FVXS09NVJU | Singlezone Non-ducted, Floor Placement | 10089 | 6200 | 2.88 | 10065 | 2.14
DAIKIN | Aurora Series | 8849533 | HRCU-A-CB-O | RXL09QMVJU | FTX09NMVJU | Singlezone Non-ducted Wall Placement | 10900 | 6700 | 2.98 | 10918 | 1.98
DAIKIN | Aurora Series | 8849458 | HRCU-A-CB-O | RXL12QMVJU | FTX12NMVJU | Singlezone Non-ducted Wall Placement | 13600 | 8300 | 2.7 | 14330 | 2.26
DAIKIN | Daikin Fit | 212614865 | HRCU-A-CB | DZ6VSA361EA* | DFVE48DP1400A* | Ducted Indoor Units | 34200 | 23000 | 2.59 | 30000 | 2.11
DAIKIN | Daikin Fit | 212614915 | HRCU-A-CB | DZ6VSA361EA* | DFVE60DP1400A* | Ducted Indoor Units | 34200 | 23000 | 2.59 | 30000 | 2.11
DAIKIN | Daikin Fit | 212614916 | HRCU-A-CB | DZ6VSA361EA* | DFVE60DP0400A* | Ducted Indoor Units | 34200 | 23000 | 2.59 | 30000 | 2.11
DAIKIN | Daikin Fit | 212614917 | HRCU-A-CB | DZ6VSA361EA* | DFVE48DP0400A* | Ducted Indoor Units | 34200 | 23000 | 2.59 | 30000 | 2.11
DAIKIN | Daikin Fit | 212614918 | HRCU-A-CB | DZ6VSA361EA* | CA*EA6030*4A*+MBVC2000**-1A* | Ducted Indoor Units | 34200 | 23000 | 2.59 | 30000 | 2.11
DAIKIN | Daikin Fit | 212614919 | HRCU-A-CB | DZ6VSA361EA* | CA*EA4830*4A*+MBVC1600**-1A* | Ducted Indoor Units | 34200 | 23000 | 2.59 | 29000 | 2
DAIKIN | Daikin Fit | 212614920 | HRCU-A-CB | DZ6VSA361EA* | CA*EA6030*4A* | Ducted Indoor Units | 34200 | 23000 | 2.59 | 30000 | 2.11
DAIKIN | Daikin Fit | 212614921 | HRCU-A-CB | DZ6VSA361EA* | CA*EA4830*4A* | Ducted Indoor Units | 34200 | 23000 | 2.59 | 29000 | 2.04
DAIKIN | Daikin Fit | 212614922 | HRCU-A-CB | DZ6VSA361EA* | CA*EA6030*4A* | Ducted Indoor Units | 34200 | 23000 | 2.59 | 30000 | 2.11
DAIKIN | Daikin Fit | 212614923 | HRCU-A-CB | DZ6VSA361EA* | CA*EA6030*4A* | Ducted Indoor Units | 34200 | 23000 | 2.59 | 30000 | 2.11
DAIKIN | Daikin Fit | 212614924 | HRCU-A-CB | DZ6VSA361EA* | CA*EA4830*4A* | Ducted Indoor Units | 34200 | 23000 | 2.59 | 29000 | 2
DAIKIN | Daikin Fit | 212614925 | HRCU-A-CB | DZ6VSA361EA* | CA*EA4830*4A* | Ducted Indoor Units | 34200 | 23000 | 2.59 | 29000 | 2
DAIKIN | Daikin Fit | 212614926 | HRCU-A-CB | DZ6VSA361EA* | CA*EA4830*4A* | Ducted Indoor Units | 34200 | 23000 | 2.59 | 29000 | 2
DAIKIN | Daikin Fit | 212614927 | HRCU-A-CB | DZ6VSA361EA* | CA*EA6030*4A* | Ducted Indoor Units | 34200 | 23000 | 2.59 | 30000 | 2.11
DAIKIN | Daikin Fit | 212614928 | HRCU-A-CB | DZ6VSA361EA* | CA*EA4830*4A* | Ducted Indoor Units | 34200 | 23000 | 2.59 | 29000 | 2
DAIKIN | Daikin Fit | 212614929 | HRCU-A-CB | DZ6VSA361EA* | CA*EA4830*4A* | Ducted Indoor Units | 34200 | 23000 | 2.59 | 29000 | 2
DAIKIN | Daikin Fit | 212614930 | HRCU-A-CB | DZ6VSA361EA* | CA*EA4830*4A* | Ducted Indoor Units | 34200 | 23000 | 2.59 | 29000 | 2
DAIKIN | Daikin Fit | 212614931 | HRCU-A-CB | DZ6VSA361EA* | CA*EA4830*4A* | Ducted Indoor Units | 34200 | 23000 | 2.59 | 29000 | 2
DAIKIN | Daikin Fit | 212614932 | HRCU-A-CB | DZ6VSA361EA* | CA*EA4830*4A* | Ducted Indoor Units | 34200 | 23000 | 2.59 | 29000 | 2
DAIKIN | Daikin Fit | 212614866 | HRCU-A-CB | DZ6VSA421EA* | DFVE60DP1400A* | Ducted Indoor Units | 40000 | 28000 | 2.67 | 30600 | 2.19
DAIKIN | Daikin Fit | 212614933 | HRCU-A-CB | DZ6VSA421EA* | DFVE60DP0400A* | Ducted Indoor Units | 40000 | 28000 | 2.67 | 30600 | 2.19
DAIKIN | Daikin Fit | 212614934 | HRCU-A-CB | DZ6VSA421EA* | CA*EA6030*4A*+MBVC2000**-1A* | Ducted Indoor Units | 40000 | 28000 | 2.67 | 30600 | 2.19
DAIKIN | Daikin Fit | 212614935 | HRCU-A-CB | DZ6VSA421EA* | CA*EA6030*4A* | Ducted Indoor Units | 40000 | 28000 | 2.67 | 30600 | 2.19
DAIKIN | Daikin Fit | 212614936 | HRCU-A-CB | DZ6VSA421EA* | CA*EA6030*4A* | Ducted Indoor Units | 40000 | 28000 | 2.67 | 30600 | 2.19
DAIKIN | Daikin Fit | 212614937 | HRCU-A-CB | DZ6VSA421EA* | CA*EA6030*4A* | Ducted Indoor Units | 40000 | 28000 | 2.67 | 30600 | 2.19
DAIKIN | Daikin Fit | 212614867 | HRCU-A-CB | DZ6VSA481EA* | DFVE60DP1400A* | Ducted Indoor Units | 44000 | 28000 | 2.67 | 31000 | 2.22
DAIKIN | Daikin Fit | 212614938 | HRCU-A-CB | DZ6VSA481EA* | DFVE60DP0400A* | Ducted Indoor Units | 44000 | 28000 | 2.67 | 31000 | 2.22
DAIKIN | Daikin Fit | 212614939 | HRCU-A-CB | DZ6VSA481EA* | CA*EA6030*4A*+MBVC2000**-1A* | Ducted Indoor Units | 44000 | 28000 | 2.67 | 31000 | 2.22
DAIKIN | Daikin Fit | 212614940 | HRCU-A-CB | DZ6VSA481EA* | CA*EA6030*4A* | Ducted Indoor Units | 44000 | 28000 | 2.67 | 31000 | 2.22
DAIKIN | Daikin Fit | 212614941 | HRCU-A-CB | DZ6VSA481EA* | CA*EA6030*4A* | Ducted Indoor Units | 44000 | 28000 | 2.67 | 31000 | 2.22
DAIKIN | Daikin Fit | 212614942 | HRCU-A-CB | DZ6VSA481EA* | CA*EA6030*4A* | Ducted Indoor Units | 44000 | 28000 | 2.67 | 31000 | 2.22
DAY & NIGHT | Constant Comfort | 205921374 | HRCU-A-CB | DLCSRAH24AAK | DLFSAAH24XAK | Singlezone Ducted, Centrally Ducted | 29000 | 17500 | 2.56 | 26970 | 1.91
DAY & NIGHT | High Tier | 202463646 | HRCU-A-CB-O | DLCPRAH18AAK | DLFPHAH18XAK | Singlezone Non-ducted Wall Placement | 18000 | 12300 | 3.19 | 18000 | 2
DAY & NIGHT | High Tier | 202463647 | HRCU-A-CB-O | DLCPRAH24AAK | DLFPHAH24XAK | Singlezone Non-ducted Wall Placement | 24000 | 15450 | 3 | 24000 | 2
DAY & NIGHT | Mid-tier | 201835634 | HRCU-A-CB-O | DLCSRAH18AAK | DLFSCAH18XAK | Singlezone Non-ducted, Ceiling Placement | 18000 | 12000 | 2.59 | 15710 | 2.4
DAY & NIGHT |  | 201835635 | HRCU-A-CB | DLCSRAH24AAK | DLFSDAH24XAK | Singlezone Ducted, "Compact Ducted" | 24000 | 17400 | 2.96 | 30000 | 1.93
DAY & NIGHT |  | 201835610 | HRCU-A-CB-O | DLCSRAH12AAJ | DLFSHAH12XAJ | Singlezone Non-ducted Wall Placement | 11800 | 7100 | 2.57 | 7800 | 2.01
DAY & NIGHT |  | 201835602 | HRCU-A-CB-O | DLCPRAH09AAK | DLFPHAH09XAK | Singlezone Non-ducted Wall Placement | 10000 | 7200 | 2.78 | 13047 | 1.97
DAY & NIGHT | Mid-tier | 201835611 | HRCU-A-CB-O | DLCSRAH09AAK | DLFSHAH09XAK | Singlezone Non-ducted Wall Placement | 12000 | 7500 | 2.65 | 9840 | 2.1
DAY & NIGHT | Mid-tier | 201835629 | HRCU-A-CB-O | DLCSRAH09AAK | DLFSCAH09XAK | Singlezone Non-ducted, Ceiling Placement | 10000 | 6700 | 2.58 | 11870 | 1.94
DIRECT AIR |  | 203269784 | HMSV-A-CB | M4OH-36HFN1-M |  | Multizone All Non-ducted | 36000 | 23200 | 2.78 | 36037 | 1.96
DIRECT AIR |  | 9680950 | HRCU-A-CB-O | MOD31-24HFN1-MT0W | CS11M-23HRFN1-MT0W | Singlezone Non-ducted Wall Placement | 25000 | 15300 | 2.7 | 18099 | 2.07
DIRECT AIR |  | 9680949 | HRCU-A-CB-O | MOCA31-18HFN1-MT0W | CS11M-18HRFN1-MT0W | Singlezone Non-ducted Wall Placement | 18000 | 11400 | 2.72 | 11178 | 2.02
DIRECT AIR |  | 9680947 | HRCU-A-CB-O | MOBA30-09HFN1-MT0W | CS11M-09HRFN1-MX0W(A) | Singlezone Non-ducted Wall Placement | 9800 | 5800 | 2.74 | 7990 | 1.98
DIRECT AIR |  | 9680948 | HRCU-A-CB-O | MOCA31-18HFN1-MT0W | CS11M-12HRFN1-MU5W | Singlezone Non-ducted Wall Placement | 12000 | 7700 | 2.75 | 9134 | 1.94
DIRECT AIR |  | 8994012 | HMSV-A-CB | M3OF-27HFN1-M |  | Multizone All Non-ducted | 28000 | 17200 | 2.82 | 16820 | 1.95
DIRECT AIR |  | 8989603 | HRCU-A-CB-O | MOBA30-09HFN1-MT0W | MSAEB-09HRFN1-MT0W | Singlezone Non-ducted Wall Placement | 9800 | 6300 | 2.68 | 6609 | 1.92
DIRECT AIR |  | 8775853 | HRCU-A-CB-O | MOD31-24HFN1-MT0W | MUEU-24HRFN1-M(C) | Singlezone Non-ducted Wall Placement | 24000 | 15000 | 2.85 | 17705 | 2.02
DIRECT AIR |  | 8775850 | HRCU-A-CB-O | MOCA31-18HFN1-MT0W | MUEU-18HRFN1-M(C) | Singlezone Non-ducted Wall Placement | 18000 | 12000 | 2.71 | 10274 | 2.11
DIRECT AIR |  | 8775849 | HRCU-A-CB-O | MOCA31-18HFN1-MT0W | CCA3U-18HRFN1-M(C) | Singlezone Non-ducted Wall Placement | 18000 | 12000 | 2.77 | 9410 | 1.98
DIRECT AIR |  | 8775842 | HRCU-A-CB-O | MOBA30-09HFN1-MT0W | CCA3U-09HRFN1-M(C) | Singlezone Non-ducted Wall Placement | 10000 | 5800 | 2.66 | 7878 | 1.97
DUCTLESSAIRE |  | 9150139 | HRCU-A-CB-O | DA1821-H2-O | DA1821-H2-I | Singlezone Non-ducted Wall Placement | 18000 | 10400 | 2.72 | 10953 | 1.9
ECOER |  | 202110530 | HRCU-A-CB | EODA18H-4860 | GN1836-P1 | Singlezone Ducted, Centrally Ducted | 36000 | 24000 | 2.5 | 26000 | 2.08
ECOER |  | 202110529 | HRCU-A-CB | EODA18H-4860 | EAHATN-36 | Singlezone Ducted, Centrally Ducted | 36000 | 24000 | 2.5 | 26000 | 2.08
ELIOS |  | 203238504 | HMSV-A-CB | DE18HOM23230X2 |  | Multizone All Non-ducted | 19000 | 12000 | 2.79 | 10205 | 1.97
ELIOS |  | 205300168 | HRCU-A-CB | DE18HOS23230E2 | DM18HIDU230X5 | Singlezone Ducted, "Compact Ducted" | 18000 | 12000 | 2.61 | 10352 | 1.96
ELIOS |  | 205300169 | HRCU-A-CB | DE24HOS23230E2 | DM24HIDU230X5 | Singlezone Ducted, "Compact Ducted" | 24400 | 16000 | 2.69 | 18533 | 2.04
ELIOS |  | 205300173 | HRCU-A-CB | DE09HOS25230E3 | DM09HIDU230X5 | Singlezone Ducted, "Compact Ducted" | 10000 | 7200 | 2.74 | 8343 | 2.07
ELIOS |  | 205300178 | HRCU-A-CB-O | DE12HOS23230E2 | DM12HICU230X5 | Singlezone Non-ducted, Ceiling Placement | 12000 | 7500 | 2.68 | 7332 | 2.11
ELIOS |  | 205300180 | HRCU-A-CB-O | DE24HOS23230E2 | DM24HICU230X5 | Singlezone Non-ducted, Ceiling Placement | 24400 | 15800 | 2.56 | 16933 | 1.95
ELIOS |  | 203238496 | HRCU-A-CB | DE24HOS23230E2 | DE24HIDU230X5 | Singlezone Ducted, "Compact Ducted" | 24400 | 16000 | 2.69 | 18533 | 2.04
ELIOS |  | 203238495 | HRCU-A-CB | DE18HOS23230E2 | DE18HIDU230X5 | Singlezone Ducted, "Compact Ducted" | 18000 | 12000 | 2.61 | 10352 | 1.96
ELIOS |  | 204005778 | HRCU-A-CB | DE09HOS25230E3 | DE09HIDU230X5 | Singlezone Ducted, "Compact Ducted" | 10000 | 7200 | 2.74 | 8343 | 2.07
ELIOS |  | 203238488 | HRCU-A-CB-O | DE18HOS23230E2 | DE18HIW23230E3 | Singlezone Non-ducted Wall Placement | 18000 | 11400 | 2.72 | 11178 | 2.02
ELIOS |  | 203238486 | HRCU-A-CB-O | DE09HOS23230E2 | DE09HIW23230E3 | Singlezone Non-ducted Wall Placement | 9800 | 5800 | 2.74 | 7989 | 2
ELIOS |  | 204005786 | HMSV-A-CB | DE36HOM25230X3 |  | Multizone All Non-ducted | 36000 | 23200 | 2.78 | 36037 | 1.96
ELIOS |  | 203238503 | HRCU-A-CB-O | DE24HOS23230E2 | DE24HICU230X5 | Singlezone Non-ducted, Ceiling Placement | 24400 | 15800 | 2.56 | 16933 | 1.95
ELIOS |  | 203238506 | HMSV-A-CB | DE27HOM23230X2 |  | Multizone All Non-ducted | 28000 | 17200 | 2.8 | 17040 | 1.97
ELIOS |  | 203238499 | HRCU-A-CB-O | DE12HOS23230E2 | DE12HICU230X5 | Singlezone Non-ducted, Ceiling Placement | 12000 | 7500 | 2.68 | 7332 | 2.11
EMI |  | 8993363 | HRCU-A-CB-O | SZ1H09DAA | WALH09DAA | Singlezone Non-ducted Wall Placement | 9800 | 6400 | 2.76 | 7801 | 1.91
EMI |  | 8993367 | HRCU-A-CB-O | SZ1H18DAA | WALH18DAA | Singlezone Non-ducted Wall Placement | 18000 | 10400 | 2.72 | 10953 | 1.9
EMI |  | 204853571 | HMSV-A-CB | MZ2H18DAA |  | Multizone All Non-ducted | 19000 | 12000 | 2.79 | 10205 | 1.97
EMI |  | 204853572 | HMSV-A-CB | MZ3H27DAA |  | Multizone All Non-ducted | 28000 | 17200 | 2.8 | 17040 | 1.97
EMI |  | 203514060 | HMSV-A-CB | DHMZ436DA |  | Multizone All Non-ducted | 36000 | 23200 | 2.78 | 36037 | 1.96
FRASER-JOHNSTON |  | 10309108 | HRCU-A-CB | HL20B4821 | CM50DE3A1+MVC20DN21 | Singlezone Ducted, Centrally Ducted | 58000 | 42500 | 2.56 | 34000 | 2.51
FRASER-JOHNSTON | HMH7 | 211386838 | HRCU-A-CB | HMH72B341 | XAFC36DXXN1+TXV |  | 34000 | 25800 | 2.52 | 24400 | 2.08
FRASER-JOHNSTON | HMH7 | 211386854 | HRCU-A-CB | HMH72B341 | XAFC36DBCN1 |  | 34000 | 25800 | 2.52 | 24400 | 2.08
FRASER-JOHNSTON | HMH7 | 211387239 | HRCU-A-CB | HMH72B341 | XAFB30CXXN1+TXV |  | 34000 | 26600 | 2.5 | 23800 | 2
FRASER-JOHNSTON | HMH7 | 211387253 | HRCU-A-CB | HMH72B341 | XAUB30CXXN1+TXV |  | 34000 | 26600 | 2.5 | 23800 | 2
FRASER-JOHNSTON | HMH7 | 211392465 | HRCU-A-CB | HMH72B341 | XAFB30CXXN1+TXV |  | 34000 | 26800 | 2.54 | 23800 | 2.02
FRASER-JOHNSTON | HMH7 | 211392480 | HRCU-A-CB | HMH72B341 | XAFB30CXXN1+TXV |  | 34000 | 26800 | 2.54 | 23800 | 2.02
FRASER-JOHNSTON | HMH7 | 211392495 | HRCU-A-CB | HMH72B341 | XAUB30CXXN1+TXV |  | 34000 | 26800 | 2.54 | 23800 | 2.02
FRASER-JOHNSTON | HMH7 | 211392510 | HRCU-A-CB | HMH72B341 | XAUB30CXXN1+TXV |  | 34000 | 26800 | 2.54 | 23800 | 2.02
FRASER-JOHNSTON | HMH7 | 211393446 | HRCU-A-CB | HMH72B341 | XAFC36DXXN1+TXV |  | 34000 | 25600 | 2.54 | 24200 | 2.1
FRASER-JOHNSTON | HMH7 | 211393461 | HRCU-A-CB | HMH72B341 | XAFC36DBCN1 |  | 34000 | 25600 | 2.54 | 24200 | 2.1
FRASER-JOHNSTON | HMH7 | 211393635 | HRCU-A-CB | HMH72B341 | JHETB36DBCS2N1 |  | 33800 | 25400 | 2.56 | 23800 | 2.12
FRASER-JOHNSTON | HMH7 | 211393917 | HRCU-A-CB | HMH72B341 | XAFD48FXXN1+TXV |  | 32400 | 25400 | 2.54 | 23600 | 2.06
FRASER-JOHNSTON | HMH7 | 211393932 | HRCU-A-CB | HMH72B341 | XAFD48FBCN1 |  | 32400 | 25400 | 2.54 | 23600 | 2.06
FRASER-JOHNSTON | HMH7 | 211394331 | HRCU-A-CB | HMH72B341 | XAFD48FXXN1+TXV |  | 32400 | 25400 | 2.58 | 23800 | 2.1
FRASER-JOHNSTON | HMH7 | 211394345 | HRCU-A-CB | HMH72B341 | XAFD48FXXN1+TXV |  | 32400 | 25400 | 2.58 | 23800 | 2.1
FRASER-JOHNSTON | HMH7 | 211394363 | HRCU-A-CB | HMH72B341 | XAFD48FBCN1 |  | 32400 | 25400 | 2.58 | 23800 | 2.1
FRASER-JOHNSTON | HMH7 | 211394376 | HRCU-A-CB | HMH72B341 | XAFD48FBCN1 |  | 32400 | 25400 | 2.58 | 23800 | 2.1
FRASER-JOHNSTON | HMH7 | 211394900 | HRCU-A-CB | HMH72B341 | XAFC48FXXN1+TXV |  | 32400 | 25400 | 2.56 | 23800 | 2.08
FRASER-JOHNSTON | HMH7 | 211394915 | HRCU-A-CB | HMH72B341 | XAFC48FXXN1+TXV |  | 32400 | 25400 | 2.56 | 23800 | 2.08
FRASER-JOHNSTON | HMH7 | 211394934 | HRCU-A-CB | HMH72B341 | XAFC48FBCN1 |  | 32400 | 25400 | 2.56 | 23800 | 2.08
FRASER-JOHNSTON | HMH7 | 211394946 | HRCU-A-CB | HMH72B341 | XAUC48FXXN1+TXV |  | 32400 | 25400 | 2.56 | 23800 | 2.08
FRASER-JOHNSTON | HMH7 | 211394961 | HRCU-A-CB | HMH72B341 | XAFC48FBCN1 |  | 32400 | 25400 | 2.56 | 23800 | 2.08
FRASER-JOHNSTON | HMH7 | 211394976 | HRCU-A-CB | HMH72B341 | XAUC48FXXN1+TXV |  | 32400 | 25400 | 2.56 | 23800 | 2.08
FRASER-JOHNSTON | HMH7 | 211396428 | HRCU-A-CB | HMH72B341 | XAHD48FXXN1+TXV |  | 32400 | 25200 | 2.52 | 23800 | 2.06
FRASER-JOHNSTON | HMH7 | 211396449 | HRCU-A-CB | HMH72B341 | XAHD48FXXN1+TXV |  | 32400 | 25200 | 2.52 | 23800 | 2.06
FRASER-JOHNSTON | HMH7 | 211396473 | HRCU-A-CB | HMH72B341 | XAHD48FBCN1 |  | 32400 | 25200 | 2.52 | 23800 | 2.06
FRASER-JOHNSTON | HMH7 | 211396496 | HRCU-A-CB | HMH72B341 | XAHD48FBCN1 |  | 32400 | 25200 | 2.52 | 23800 | 2.06
FRASER-JOHNSTON | HMH7 | 211397047 | HRCU-A-CB | HMH72B341 | XAHC48FXXN1+TXV |  | 32400 | 25200 | 2.52 | 23800 | 2.06
FRASER-JOHNSTON | HMH7 | 211397062 | HRCU-A-CB | HMH72B341 | XAHC48FXXN1+TXV |  | 32400 | 25200 | 2.52 | 23800 | 2.06
FRASER-JOHNSTON | HMH7 | 211397077 | HRCU-A-CB | HMH72B341 | XAHC48FXXN1+TXV |  | 32400 | 25200 | 2.52 | 23800 | 2.06
FRASER-JOHNSTON | HMH7 | 211397092 | HRCU-A-CB | HMH72B341 | XAHC48FXXN1+TXV |  | 32400 | 25200 | 2.52 | 23800 | 2.06
FRASER-JOHNSTON | HMH7 | 211397107 | HRCU-A-CB | HMH72B341 | XAHC48FXXN1+TXV |  | 32400 | 25200 | 2.52 | 23800 | 2.06
FRASER-JOHNSTON | HMH7 | 211397130 | HRCU-A-CB | HMH72B341 | XAHC48FBCN1 |  | 32400 | 25200 | 2.52 | 23800 | 2.06
FRASER-JOHNSTON | HMH7 | 211397143 | HRCU-A-CB | HMH72B341 | XAHC48FBCN1 |  | 32400 | 25200 | 2.52 | 23800 | 2.06
FRASER-JOHNSTON | HMH7 | 211397158 | HRCU-A-CB | HMH72B341 | XAHC48FBCN1 |  | 32400 | 25200 | 2.52 | 23800 | 2.06
FRASER-JOHNSTON | HMH7 | 211397167 | HRCU-A-CB | HMH72B341 | XAHC48FBCN1 |  | 32400 | 25200 | 2.52 | 23800 | 2.06
FRASER-JOHNSTON | HMH7 | 211397179 | HRCU-A-CB | HMH72B341 | XAHC48FBCN1 |  | 32400 | 25200 | 2.52 | 23800 | 2.06
FRASER-JOHNSTON | HMH7 | 211386409 | HRCU-A-CB | HMH72B341 | XAFD48FXXN1+TXV |  | 32400 | 25400 | 2.58 | 23800 | 2.1
FRASER-JOHNSTON | HMH7 | 211386421 | HRCU-A-CB | HMH72B341 | XAFD48FBCN1 |  | 32400 | 25400 | 2.58 | 23800 | 2.1
FRASER-JOHNSTON | HMH7 | 211390174 | HRCU-A-CB | HMH72B341 | XAFC36DXXN1+TXV |  | 34000 | 25400 | 2.54 | 24000 | 2.1
FRASER-JOHNSTON | HMH7 | 211390257 | HRCU-A-CB | HMH72B341 | XAFC36DBCN1 |  | 34000 | 25400 | 2.54 | 24000 | 2.1
FRASER-JOHNSTON | HMH7 | 211391821 | HRCU-A-CB | HMH72B341 | XAFB36DXXN1+TXV |  | 33800 | 25400 | 2.5 | 23800 | 2.06
FRASER-JOHNSTON | HMH7 | 211391835 | HRCU-A-CB | HMH72B341 | XAFB36DXXN1+TXV |  | 33800 | 25400 | 2.5 | 23800 | 2.06
FRASER-JOHNSTON | HMH7 | 211391850 | HRCU-A-CB | HMH72B341 | XAFB36DBCN1 |  | 33800 | 25400 | 2.5 | 23800 | 2.06
FRASER-JOHNSTON | HMH7 | 211391864 | HRCU-A-CB | HMH72B341 | XAUB36DXXN1+TXV |  | 33800 | 25400 | 2.5 | 23800 | 2.06
FRASER-JOHNSTON | HMH7 | 211391879 | HRCU-A-CB | HMH72B341 | XAFB36DBCN1 |  | 33800 | 25400 | 2.5 | 23800 | 2.06
FRASER-JOHNSTON | HMH7 | 211391894 | HRCU-A-CB | HMH72B341 | XAUB36DXXN1+TXV |  | 33800 | 25400 | 2.5 | 23800 | 2.06
FRASER-JOHNSTON | HMH7 | 211392355 | HRCU-A-CB | HMH72B341 | XAFC30CXXN1+TXV |  | 34000 | 26800 | 2.54 | 23800 | 2.02
FRASER-JOHNSTON | HMH7 | 211392370 | HRCU-A-CB | HMH72B341 | XAFC30CXXN1+TXV |  | 34000 | 26800 | 2.54 | 23800 | 2.02
FRASER-JOHNSTON | HMH7 | 211393621 | HRCU-A-CB | HMH72B341 | JHVTB36DBCC2N1 |  | 33800 | 25200 | 2.54 | 23800 | 2.1
FRASER-JOHNSTON | HMH7 | 211393827 | HRCU-A-CB | HMH72B341 | XAFD48FXXN1+TXV |  | 32400 | 25400 | 2.56 | 23800 | 2.08
FRASER-JOHNSTON | HMH7 | 211393842 | HRCU-A-CB | HMH72B341 | XAFD48FBCN1 |  | 32400 | 25400 | 2.56 | 23800 | 2.08
FRASER-JOHNSTON | HMH7 | 211395074 | HRCU-A-CB | HMH72B341 | XAHC48FXXN1+TXV |  | 31800 | 24800 | 2.5 | 23200 | 2.02
FRASER-JOHNSTON | HMH7 | 211395090 | HRCU-A-CB | HMH72B341 | XAHC48FXXN1+TXV |  | 31800 | 24800 | 2.5 | 23200 | 2.02
FRASER-JOHNSTON | HMH7 | 211395124 | HRCU-A-CB | HMH72B341 | XAHC48FBCN1 |  | 31800 | 24800 | 2.5 | 23200 | 2.02
FRASER-JOHNSTON | HMH7 | 211395146 | HRCU-A-CB | HMH72B341 | XAHC48FBCN1 |  | 31800 | 24800 | 2.5 | 23200 | 2.02
FRASER-JOHNSTON | HMH7 | 211395930 | HRCU-A-CB | HMH72B341 | XAHD48FXXN1+TXV |  | 31800 | 24800 | 2.5 | 23200 | 2.02
FRASER-JOHNSTON | HMH7 | 211395943 | HRCU-A-CB | HMH72B341 | XAHD48FBCN1 |  | 31800 | 24800 | 2.5 | 23200 | 2.02
FRASER-JOHNSTON | HMH7 | 211396650 | HRCU-A-CB | HMH72B341 | XAFC48FXXN1+TXV |  | 33000 | 25600 | 2.56 | 24200 | 2.1
FRASER-JOHNSTON | HMH7 | 211396691 | HRCU-A-CB | HMH72B341 | XAFC48FBCN1 |  | 33000 | 25600 | 2.56 | 24200 | 2.1
FRASER-JOHNSTON | HMH7 | 211396707 | HRCU-A-CB | HMH72B341 | XAUC48FXXN1+TXV |  | 33000 | 25600 | 2.56 | 24200 | 2.1
FRASER-JOHNSTON | HMH7 | 211397219 | HRCU-A-CB | HMH72B341 | XAHD48FXXN1+TXV |  | 32400 | 25400 | 2.5 | 24000 | 2.06
FRASER-JOHNSTON | HMH7 | 211397302 | HRCU-A-CB | HMH72B341 | XAHD48FBCN1 |  | 32400 | 25400 | 2.5 | 24000 | 2.06
FRASER-JOHNSTON | HMH7 | 211386142 | HRCU-A-CB | HMH72B341 | XAFC48FXXN1+TXV |  | 32400 | 25400 | 2.56 | 23800 | 2.08
FRASER-JOHNSTON | HMH7 | 211386157 | HRCU-A-CB | HMH72B341 | XAFC48FBCN1 |  | 32400 | 25400 | 2.56 | 23800 | 2.08
FRASER-JOHNSTON | HMH7 | 211386171 | HRCU-A-CB | HMH72B341 | XAUC48FXXN1+TXV |  | 32400 | 25400 | 2.56 | 23800 | 2.08
FRASER-JOHNSTON | HMH7 | 211386361 | HRCU-A-CB | HMH72B341 | XAHD48FXXN1+TXV |  | 32000 | 24800 | 2.54 | 23200 | 2.06
FRASER-JOHNSTON | HMH7 | 211386372 | HRCU-A-CB | HMH72B341 | XAHD48FBCN1 |  | 32000 | 24800 | 2.54 | 23200 | 2.06
FRASER-JOHNSTON | HMH7 | 211388616 | HRCU-A-CB | HMH72B341 | XAFC36DXXN1+TXV |  | 33600 | 25200 | 2.52 | 23800 | 2.08
FRASER-JOHNSTON | HMH7 | 211388631 | HRCU-A-CB | HMH72B341 | XAFC36DBCN1 |  | 33600 | 25200 | 2.52 | 23800 | 2.08
FRASER-JOHNSTON | HMH7 | 211388706 | HRCU-A-CB | HMH72B341 | XAFC36DXXN1+TXV |  | 33600 | 25200 | 2.52 | 23800 | 2.08
FRASER-JOHNSTON | HMH7 | 211388720 | HRCU-A-CB | HMH72B341 | XAFC36DBCN1 |  | 33600 | 25200 | 2.52 | 23800 | 2.08
FRASER-JOHNSTON | HMH7 | 211389277 | HRCU-A-CB | HMH72B341 | XAHC36DXXN1+TXV |  | 33800 | 25400 | 2.5 | 24200 | 2.08
FRASER-JOHNSTON | HMH7 | 211389307 | HRCU-A-CB | HMH72B341 | XAHC36DBCN1 |  | 33800 | 25400 | 2.5 | 24200 | 2.08
FRASER-JOHNSTON | HMH7 | 211392057 | HRCU-A-CB | HMH72B341 | XAFC36DXXN1+TXV |  | 33600 | 25200 | 2.52 | 23600 | 2.08
FRASER-JOHNSTON | HMH7 | 211392063 | HRCU-A-CB | HMH72B341 | XAFC36DXXN1+TXV |  | 33600 | 25200 | 2.52 | 23600 | 2.08
FRASER-JOHNSTON | HMH7 | 211392078 | HRCU-A-CB | HMH72B341 | XAFC36DBCN1 |  | 33600 | 25200 | 2.52 | 23600 | 2.08
FRASER-JOHNSTON | HMH7 | 211392093 | HRCU-A-CB | HMH72B341 | XAFC36DBCN1 |  | 33600 | 25200 | 2.52 | 23600 | 2.08
FRASER-JOHNSTON | HMH7 | 211393358 | HRCU-A-CB | HMH72B341 | XAFC36DXXN1+TXV |  | 34000 | 25400 | 2.56 | 24000 | 2.12
FRASER-JOHNSTON | HMH7 | 211393372 | HRCU-A-CB | HMH72B341 | XAFC36DBCN1 |  | 34000 | 25400 | 2.56 | 24000 | 2.12
FRASER-JOHNSTON | HMH7 | 211394695 | HRCU-A-CB | HMH72B341 | XAHD48FXXN1+TXV |  | 31800 | 24800 | 2.52 | 23200 | 2.04
FRASER-JOHNSTON | HMH7 | 211394709 | HRCU-A-CB | HMH72B341 | XAHD48FXXN1+TXV |  | 31800 | 24800 | 2.52 | 23200 | 2.04
FRASER-JOHNSTON | HMH7 | 211394727 | HRCU-A-CB | HMH72B341 | XAHD48FBCN1 |  | 31800 | 24800 | 2.52 | 23200 | 2.04
FRASER-JOHNSTON | HMH7 | 211394741 | HRCU-A-CB | HMH72B341 | XAHD48FBCN1 |  | 31800 | 24800 | 2.52 | 23200 | 2.04
FRASER-JOHNSTON | HMH7 | 211394833 | HRCU-A-CB | HMH72B341 | XAFD48FXXN1+TXV |  | 32400 | 25400 | 2.58 | 23600 | 2.08
FRASER-JOHNSTON | HMH7 | 211394847 | HRCU-A-CB | HMH72B341 | XAFD48FXXN1+TXV |  | 32400 | 25400 | 2.58 | 23600 | 2.08
FRASER-JOHNSTON | HMH7 | 211394868 | HRCU-A-CB | HMH72B341 | XAFD48FBCN1 |  | 32400 | 25400 | 2.58 | 23600 | 2.08
FRASER-JOHNSTON | HMH7 | 211394881 | HRCU-A-CB | HMH72B341 | XAFD48FBCN1 |  | 32400 | 25400 | 2.58 | 23600 | 2.08
FRASER-JOHNSTON | HMH7 | 211395002 | HRCU-A-CB | HMH72B341 | XAHD48FXXN1+TXV |  | 31800 | 25000 | 2.5 | 23200 | 2.02
FRASER-JOHNSTON | HMH7 | 211395016 | HRCU-A-CB | HMH72B341 | XAHD48FXXN1+TXV |  | 31800 | 25000 | 2.5 | 23200 | 2.02
FRASER-JOHNSTON | HMH7 | 211395034 | HRCU-A-CB | HMH72B341 | XAHD48FBCN1 |  | 31800 | 25000 | 2.5 | 23200 | 2.02
FRASER-JOHNSTON | HMH7 | 211395046 | HRCU-A-CB | HMH72B341 | XAHD48FBCN1 |  | 31800 | 25000 | 2.5 | 23200 | 2.02
FRASER-JOHNSTON | HMH7 | 211395957 | HRCU-A-CB | HMH72B341 | XAHC48FXXN1+TXV |  | 31800 | 24800 | 2.5 | 23200 | 2.02
FRASER-JOHNSTON | HMH7 | 211395970 | HRCU-A-CB | HMH72B341 | XAHC48FBCN1 |  | 31800 | 24800 | 2.5 | 23200 | 2.02
FRASER-JOHNSTON | HMH7 | 211397379 | HRCU-A-CB | HMH72B341 | XAHC48FXXN1+TXV |  | 32400 | 25400 | 2.5 | 24000 | 2.04
FRASER-JOHNSTON | HMH7 | 211397460 | HRCU-A-CB | HMH72B341 | XAHC48FBCN1 |  | 32400 | 25400 | 2.5 | 24000 | 2.04
FRASER-JOHNSTON | HMH7 | 211398156 | HRCU-A-CB | HMH72B341 | XAHC48FXXN1+TXV |  | 31600 | 24800 | 2.52 | 23200 | 2.04
FRASER-JOHNSTON | HMH7 | 211398164 | HRCU-A-CB | HMH72B341 | XAHC48FXXN1+TXV |  | 31600 | 24800 | 2.52 | 23200 | 2.04
FRASER-JOHNSTON | HMH7 | 211398179 | HRCU-A-CB | HMH72B341 | XAHC48FBCN1 |  | 31600 | 24800 | 2.52 | 23200 | 2.04
FRASER-JOHNSTON | HMH7 | 211398194 | HRCU-A-CB | HMH72B341 | XAHC48FBCN1 |  | 31600 | 24800 | 2.52 | 23200 | 2.04
FRASER-JOHNSTON | HMH7 | 211398514 | HRCU-A-CB | HMH72B341 | XAFC48FXXN1+TXV |  | 32400 | 25400 | 2.56 | 23600 | 2.06
FRASER-JOHNSTON | HMH7 | 211398529 | HRCU-A-CB | HMH72B341 | XAFC48FXXN1+TXV |  | 32400 | 25400 | 2.56 | 23600 | 2.06
FRASER-JOHNSTON | HMH7 | 211398544 | HRCU-A-CB | HMH72B341 | XAFC48FBCN1 |  | 32400 | 25400 | 2.56 | 23600 | 2.06
FRASER-JOHNSTON | HMH7 | 211398559 | HRCU-A-CB | HMH72B341 | XAUC48FXXN1+TXV |  | 32400 | 25400 | 2.56 | 23600 | 2.06
FRASER-JOHNSTON | HMH7 | 211398575 | HRCU-A-CB | HMH72B341 | XAFC48FBCN1 |  | 32400 | 25400 | 2.56 | 23600 | 2.06
FRASER-JOHNSTON | HMH7 | 211398589 | HRCU-A-CB | HMH72B341 | XAUC48FXXN1+TXV |  | 32400 | 25400 | 2.56 | 23600 | 2.06
FRASER-JOHNSTON | HMH7 | 211385831 | HRCU-A-CB | HMH72B341 | XAFC48FXXN1+TXV |  | 32200 | 25200 | 2.56 | 23400 | 2.06
FRASER-JOHNSTON | HMH7 | 211385843 | HRCU-A-CB | HMH72B341 | XAFC48FXXN1+TXV |  | 32200 | 25200 | 2.56 | 23400 | 2.06
FRASER-JOHNSTON | HMH7 | 211385856 | HRCU-A-CB | HMH72B341 | XAFC48FBCN1 |  | 32200 | 25200 | 2.56 | 23400 | 2.06
FRASER-JOHNSTON | HMH7 | 211385870 | HRCU-A-CB | HMH72B341 | XAUC48FXXN1+TXV |  | 32200 | 25200 | 2.56 | 23400 | 2.06
FRASER-JOHNSTON | HMH7 | 211385887 | HRCU-A-CB | HMH72B341 | XAFC48FBCN1 |  | 32200 | 25200 | 2.56 | 23400 | 2.06
FRASER-JOHNSTON | HMH7 | 211385903 | HRCU-A-CB | HMH72B341 | XAUC48FXXN1+TXV |  | 32200 | 25200 | 2.56 | 23400 | 2.06
FRASER-JOHNSTON | HMH7 | 211386053 | HRCU-A-CB | HMH72B341 | XAHD48FXXN1+TXV |  | 32000 | 25000 | 2.52 | 23400 | 2.04
FRASER-JOHNSTON | HMH7 | 211386068 | HRCU-A-CB | HMH72B341 | XAHD48FBCN1 |  | 32000 | 25000 | 2.52 | 23400 | 2.04
FRASER-JOHNSTON | HMH7 | 211387049 | HRCU-A-CB | HMH72B341 | XAFB30CXXN1+TXV |  | 34000 | 26800 | 2.54 | 23800 | 2.02
FRASER-JOHNSTON | HMH7 | 211387062 | HRCU-A-CB | HMH72B341 | XAUB30CXXN1+TXV |  | 34000 | 26800 | 2.54 | 23800 | 2.02
FRASER-JOHNSTON | HMH7 | 211387182 | HRCU-A-CB | HMH72B341 | XAFC30CXXN1+TXV |  | 34000 | 26600 | 2.52 | 23800 | 2
FRASER-JOHNSTON | HMH7 | 211387625 | HRCU-A-CB | HMH72B341 | XAFC36DXXN1+TXV |  | 33800 | 25400 | 2.52 | 23800 | 2.08
FRASER-JOHNSTON | HMH7 | 211387634 | HRCU-A-CB | HMH72B341 | XAFC36DXXN1+TXV |  | 33800 | 25400 | 2.52 | 23800 | 2.08
FRASER-JOHNSTON | HMH7 | 211387645 | HRCU-A-CB | HMH72B341 | XAFC36DBCN1 |  | 33800 | 25400 | 2.52 | 23800 | 2.08
FRASER-JOHNSTON | HMH7 | 211387651 | HRCU-A-CB | HMH72B341 | XAFC36DBCN1 |  | 33800 | 25400 | 2.52 | 23800 | 2.08
FRASER-JOHNSTON | HMH7 | 211389379 | HRCU-A-CB | HMH72B341 | XAFC36DXXN1+TXV |  | 34000 | 25800 | 2.56 | 24600 | 2.12
FRASER-JOHNSTON | HMH7 | 211389406 | HRCU-A-CB | HMH72B341 | XAFC36DBCN1 |  | 34000 | 25800 | 2.56 | 24600 | 2.12
FRASER-JOHNSTON | HMH7 | 211390160 | HRCU-A-CB | HMH72B341 | XAFC36DXXN1+TXV |  | 34000 | 25400 | 2.54 | 24000 | 2.1
FRASER-JOHNSTON | HMH7 | 211390189 | HRCU-A-CB | HMH72B341 | XAFC36DXXN1+TXV |  | 34000 | 25400 | 2.54 | 24000 | 2.1
FRASER-JOHNSTON | HMH7 | 211390202 | HRCU-A-CB | HMH72B341 | XAFC36DXXN1+TXV |  | 34000 | 25400 | 2.54 | 24000 | 2.1
FRASER-JOHNSTON | HMH7 | 211390216 | HRCU-A-CB | HMH72B341 | XAFC36DXXN1+TXV |  | 34000 | 25400 | 2.54 | 24000 | 2.1
FRASER-JOHNSTON | HMH7 | 211390242 | HRCU-A-CB | HMH72B341 | XAFC36DBCN1 |  | 34000 | 25400 | 2.54 | 24000 | 2.1
FRASER-JOHNSTON | HMH7 | 211390271 | HRCU-A-CB | HMH72B341 | XAFC36DBCN1 |  | 34000 | 25400 | 2.54 | 24000 | 2.1
FRASER-JOHNSTON | HMH7 | 211390285 | HRCU-A-CB | HMH72B341 | XAFC36DBCN1 |  | 34000 | 25400 | 2.54 | 24000 | 2.1
FRASER-JOHNSTON | HMH7 | 211390298 | HRCU-A-CB | HMH72B341 | XAFC36DBCN1 |  | 34000 | 25400 | 2.54 | 24000 | 2.1
FRASER-JOHNSTON | HMH7 | 211390999 | HRCU-A-CB | HMH72B341 | XAFB36DXXN1+TXV |  | 34000 | 25600 | 2.5 | 24200 | 2.06
FRASER-JOHNSTON | HMH7 | 211391014 | HRCU-A-CB | HMH72B341 | XAFB36DXXN1+TXV |  | 34000 | 25600 | 2.5 | 24200 | 2.06
FRASER-JOHNSTON | HMH7 | 211391029 | HRCU-A-CB | HMH72B341 | XAFB36DXXN1+TXV |  | 34000 | 25600 | 2.5 | 24200 | 2.06
FRASER-JOHNSTON | HMH7 | 211391044 | HRCU-A-CB | HMH72B341 | XAFB36DBCN1 |  | 34000 | 25600 | 2.5 | 24200 | 2.06
FRASER-JOHNSTON | HMH7 | 211391059 | HRCU-A-CB | HMH72B341 | XAUB36DXXN1+TXV |  | 34000 | 25600 | 2.5 | 24200 | 2.06
FRASER-JOHNSTON | HMH7 | 211391074 | HRCU-A-CB | HMH72B341 | XAFB36DBCN1 |  | 34000 | 25600 | 2.5 | 24200 | 2.06
FRASER-JOHNSTON | HMH7 | 211391089 | HRCU-A-CB | HMH72B341 | XAUB36DXXN1+TXV |  | 34000 | 25600 | 2.5 | 24200 | 2.06
FRASER-JOHNSTON | HMH7 | 211391104 | HRCU-A-CB | HMH72B341 | XAFB36DBCN1 |  | 34000 | 25600 | 2.5 | 24200 | 2.06
FRASER-JOHNSTON | HMH7 | 211391119 | HRCU-A-CB | HMH72B341 | XAUB36DXXN1+TXV |  | 34000 | 25600 | 2.5 | 24200 | 2.06
FRASER-JOHNSTON | HMH7 | 211392833 | HRCU-A-CB | HMH72B341 | XAFB36DXXN1+TXV |  | 33600 | 25200 | 2.5 | 23800 | 2.06
FRASER-JOHNSTON | HMH7 | 211392848 | HRCU-A-CB | HMH72B341 | XAFB36DXXN1+TXV |  | 33600 | 25200 | 2.5 | 23800 | 2.06
FRASER-JOHNSTON | HMH7 | 211392863 | HRCU-A-CB | HMH72B341 | XAFB36DBCN1 |  | 33600 | 25200 | 2.5 | 23800 | 2.06
FRASER-JOHNSTON | HMH7 | 211392878 | HRCU-A-CB | HMH72B341 | XAUB36DXXN1+TXV |  | 33600 | 25200 | 2.5 | 23800 | 2.06
FRASER-JOHNSTON | HMH7 | 211392886 | HRCU-A-CB | HMH72B341 | XAFB36DBCN1 |  | 33600 | 25200 | 2.5 | 23800 | 2.06
FRASER-JOHNSTON | HMH7 | 211392899 | HRCU-A-CB | HMH72B341 | XAUB36DXXN1+TXV |  | 33600 | 25200 | 2.5 | 23800 | 2.06
FRASER-JOHNSTON | HMH7 | 211393535 | HRCU-A-CB | HMH72B341 | XAFB36DXXN1+TXV |  | 33800 | 25400 | 2.5 | 23800 | 2.06
FRASER-JOHNSTON | HMH7 | 211393550 | HRCU-A-CB | HMH72B341 | XAFB36DBCN1 |  | 33800 | 25400 | 2.5 | 23800 | 2.06
FRASER-JOHNSTON | HMH7 | 211393565 | HRCU-A-CB | HMH72B341 | XAUB36DXXN1+TXV |  | 33800 | 25400 | 2.5 | 23800 | 2.06
FRASER-JOHNSTON | HMH7 | 211238540 | HRCU-A-CB | HMH72B341 | JHETC36DBCS2N1 |  | 33600 | 25000 | 2.58 | 23600 | 2.12
FRASER-JOHNSTON | HMH7 | 211393797 | HRCU-A-CB | HMH72B341 | XAHD48FXXN1+TXV |  | 32000 | 25000 | 2.52 | 23400 | 2.04
FRASER-JOHNSTON | HMH7 | 211393812 | HRCU-A-CB | HMH72B341 | XAHD48FBCN1 |  | 32000 | 25000 | 2.52 | 23400 | 2.04
FRASER-JOHNSTON | HMH7 | 211393992 | HRCU-A-CB | HMH72B341 | XAHD48FXXN1+TXV |  | 31800 | 25000 | 2.5 | 23200 | 2.02
FRASER-JOHNSTON | HMH7 | 211394007 | HRCU-A-CB | HMH72B341 | XAHD48FBCN1 |  | 31800 | 25000 | 2.5 | 23200 | 2.02
FRASER-JOHNSTON | HMH7 | 211394594 | HRCU-A-CB | HMH72B341 | XAFC48FXXN1+TXV |  | 33000 | 25800 | 2.56 | 24200 | 2.1
FRASER-JOHNSTON | HMH7 | 211394609 | HRCU-A-CB | HMH72B341 | XAFC48FXXN1+TXV |  | 33000 | 25800 | 2.56 | 24200 | 2.1
FRASER-JOHNSTON | HMH7 | 211394628 | HRCU-A-CB | HMH72B341 | XAFC48FBCN1 |  | 33000 | 25800 | 2.56 | 24200 | 2.1
FRASER-JOHNSTON | HMH7 | 211394641 | HRCU-A-CB | HMH72B341 | XAUC48FXXN1+TXV |  | 33000 | 25800 | 2.56 | 24200 | 2.1
FRASER-JOHNSTON | HMH7 | 211394654 | HRCU-A-CB | HMH72B341 | XAFC48FBCN1 |  | 33000 | 25800 | 2.56 | 24200 | 2.1
FRASER-JOHNSTON | HMH7 | 211394668 | HRCU-A-CB | HMH72B341 | XAUC48FXXN1+TXV |  | 33000 | 25800 | 2.56 | 24200 | 2.1
FRASER-JOHNSTON | HMH7 | 211395295 | HRCU-A-CB | HMH72B341 | XAFC48FXXN1+TXV |  | 32400 | 25400 | 2.54 | 23600 | 2.06
FRASER-JOHNSTON | HMH7 | 211395321 | HRCU-A-CB | HMH72B341 | XAFC48FXXN1+TXV |  | 32400 | 25400 | 2.54 | 23600 | 2.06
FRASER-JOHNSTON | HMH7 | 211395350 | HRCU-A-CB | HMH72B341 | XAFC48FBCN1 |  | 32400 | 25400 | 2.54 | 23600 | 2.06
FRASER-JOHNSTON | HMH7 | 211395368 | HRCU-A-CB | HMH72B341 | XAUC48FXXN1+TXV |  | 32400 | 25400 | 2.54 | 23600 | 2.06
FRASER-JOHNSTON | HMH7 | 211395390 | HRCU-A-CB | HMH72B341 | XAFC48FBCN1 |  | 32400 | 25400 | 2.54 | 23600 | 2.06
FRASER-JOHNSTON | HMH7 | 211395409 | HRCU-A-CB | HMH72B341 | XAUC48FXXN1+TXV |  | 32400 | 25400 | 2.54 | 23600 | 2.06
FRASER-JOHNSTON | HMH7 | 211396978 | HRCU-A-CB | HMH72B341 | XAHC48FXXN1+TXV |  | 31600 | 24800 | 2.5 | 23000 | 2.02
FRASER-JOHNSTON | HMH7 | 211396987 | HRCU-A-CB | HMH72B341 | XAHC48FBCN1 |  | 31600 | 24800 | 2.5 | 23000 | 2.02
FRASER-JOHNSTON | HMH7 | 211398604 | HRCU-A-CB | HMH72B341 | XAHC48FXXN1+TXV |  | 31800 | 25000 | 2.5 | 23200 | 2.02
FRASER-JOHNSTON | HMH7 | 211398619 | HRCU-A-CB | HMH72B341 | XAHC48FXXN1+TXV |  | 31800 | 25000 | 2.5 | 23200 | 2.02
FRASER-JOHNSTON | HMH7 | 211398633 | HRCU-A-CB | HMH72B341 | XAHC48FBCN1 |  | 31800 | 25000 | 2.5 | 23200 | 2.02
FRASER-JOHNSTON | HMH7 | 211398641 | HRCU-A-CB | HMH72B341 | XAHC48FBCN1 |  | 31800 | 25000 | 2.5 | 23200 | 2.02
FRASER-JOHNSTON | HMH7 | 211386183 | HRCU-A-CB | HMH72B341 | XAHD48FXXN1+TXV |  | 32400 | 25200 | 2.5 | 23600 | 2.04
FRASER-JOHNSTON | HMH7 | 211386200 | HRCU-A-CB | HMH72B341 | XAHD48FBCN1 |  | 32400 | 25200 | 2.5 | 23600 | 2.04
FRASER-JOHNSTON | HMH7 | 211386384 | HRCU-A-CB | HMH72B341 | XAHC48FXXN1+TXV |  | 32000 | 24800 | 2.54 | 23200 | 2.06
FRASER-JOHNSTON | HMH7 | 211386397 | HRCU-A-CB | HMH72B341 | XAHC48FBCN1 |  | 32000 | 24800 | 2.54 | 23200 | 2.06
FRASER-JOHNSTON | HMH7 | 211386658 | HRCU-A-CB | HMH72B341 | JHVTC42FBCC2N1 |  | 32400 | 25000 | 2.62 | 23400 | 2.12
FRASER-JOHNSTON | HMH7 | 211388832 | HRCU-A-CB | HMH72B341 | XAFC36DXXN1+TXV |  | 34000 | 25800 | 2.5 | 24400 | 2.06
FRASER-JOHNSTON | HMH7 | 211388847 | HRCU-A-CB | HMH72B341 | XAFC36DBCN1 |  | 34000 | 25800 | 2.5 | 24400 | 2.06
FRASER-JOHNSTON | HMH7 | 211389366 | HRCU-A-CB | HMH72B341 | XAFC36DXXN1+TXV |  | 33800 | 25200 | 2.56 | 23800 | 2.1
FRASER-JOHNSTON | HMH7 | 211389391 | HRCU-A-CB | HMH72B341 | XAFC36DBCN1 |  | 33800 | 25200 | 2.56 | 23800 | 2.1
FRASER-JOHNSTON | HMH7 | 211389696 | HRCU-A-CB | HMH72B341 | XAFC36DXXN1+TXV |  | 33600 | 25200 | 2.5 | 23600 | 2.06
FRASER-JOHNSTON | HMH7 | 211389710 | HRCU-A-CB | HMH72B341 | XAFC36DBCN1 |  | 33600 | 25200 | 2.5 | 23600 | 2.06
FRASER-JOHNSTON | HMH7 | 211391740 | HRCU-A-CB | HMH72B341 | XAFC36DXXN1+TXV |  | 33800 | 25400 | 2.5 | 23800 | 2.06
FRASER-JOHNSTON | HMH7 | 211391750 | HRCU-A-CB | HMH72B341 | XAFC36DXXN1+TXV |  | 33800 | 25400 | 2.5 | 23800 | 2.06
FRASER-JOHNSTON | HMH7 | 211391765 | HRCU-A-CB | HMH72B341 | XAFC36DBCN1 |  | 33800 | 25400 | 2.5 | 23800 | 2.06
FRASER-JOHNSTON | HMH7 | 211391780 | HRCU-A-CB | HMH72B341 | XAFC36DBCN1 |  | 33800 | 25400 | 2.5 | 23800 | 2.06
FRASER-JOHNSTON | HMH7 | 211394082 | HRCU-A-CB | HMH72B341 | XAFC48FXXN1+TXV |  | 32800 | 25800 | 2.52 | 24200 | 2.06
FRASER-JOHNSTON | HMH7 | 211394097 | HRCU-A-CB | HMH72B341 | XAFC48FBCN1 |  | 32800 | 25800 | 2.52 | 24200 | 2.06
FRASER-JOHNSTON | HMH7 | 211394110 | HRCU-A-CB | HMH72B341 | XAUC48FXXN1+TXV |  | 32800 | 25800 | 2.52 | 24200 | 2.06
FRASER-JOHNSTON | HMH7 | 211394398 | HRCU-A-CB | HMH72B341 | XAHD48FXXN1+TXV |  | 32400 | 25200 | 2.5 | 23800 | 2.06
FRASER-JOHNSTON | HMH7 | 211394410 | HRCU-A-CB | HMH72B341 | XAHD48FXXN1+TXV |  | 32400 | 25200 | 2.5 | 23800 | 2.06
FRASER-JOHNSTON | HMH7 | 211394428 | HRCU-A-CB | HMH72B341 | XAHD48FBCN1 |  | 32400 | 25200 | 2.5 | 23800 | 2.06
FRASER-JOHNSTON | HMH7 | 211394443 | HRCU-A-CB | HMH72B341 | XAHD48FBCN1 |  | 32400 | 25200 | 2.5 | 23800 | 2.06
FRASER-JOHNSTON | HMH7 | 211394464 | HRCU-A-CB | HMH72B341 | XAHC48FXXN1+TXV |  | 32000 | 25000 | 2.52 | 23400 | 2.04
FRASER-JOHNSTON | HMH7 | 211394477 | HRCU-A-CB | HMH72B341 | XAHC48FXXN1+TXV |  | 32000 | 25000 | 2.52 | 23400 | 2.04
FRASER-JOHNSTON | HMH7 | 211394498 | HRCU-A-CB | HMH72B341 | XAHC48FBCN1 |  | 32000 | 25000 | 2.52 | 23400 | 2.04
FRASER-JOHNSTON | HMH7 | 211394509 | HRCU-A-CB | HMH72B341 | XAHC48FBCN1 |  | 32000 | 25000 | 2.52 | 23400 | 2.04
FRASER-JOHNSTON | HMH7 | 211395180 | HRCU-A-CB | HMH72B341 | XAFD48FXXN1+TXV |  | 32400 | 25400 | 2.54 | 23600 | 2.06
FRASER-JOHNSTON | HMH7 | 211395206 | HRCU-A-CB | HMH72B341 | XAFD48FXXN1+TXV |  | 32400 | 25400 | 2.54 | 23600 | 2.06
FRASER-JOHNSTON | HMH7 | 211395238 | HRCU-A-CB | HMH72B341 | XAFD48FBCN1 |  | 32400 | 25400 | 2.54 | 23600 | 2.06
FRASER-JOHNSTON | HMH7 | 211395259 | HRCU-A-CB | HMH72B341 | XAFD48FBCN1 |  | 32400 | 25400 | 2.54 | 23600 | 2.06
FRASER-JOHNSTON | HMH7 | 211396015 | HRCU-A-CB | HMH72B341 | XAFC48FXXN1+TXV |  | 32400 | 25400 | 2.56 | 23600 | 2.06
FRASER-JOHNSTON | HMH7 | 211396029 | HRCU-A-CB | HMH72B341 | XAFC48FBCN1 |  | 32400 | 25400 | 2.56 | 23600 | 2.06
FRASER-JOHNSTON | HMH7 | 211396041 | HRCU-A-CB | HMH72B341 | XAUC48FXXN1+TXV |  | 32400 | 25400 | 2.56 | 23600 | 2.06
FRASER-JOHNSTON | HMH7 | 211396116 | HRCU-A-CB | HMH72B341 | XAFD48FXXN1+TXV |  | 33400 | 26000 | 2.5 | 24600 | 2.08
FRASER-JOHNSTON | HMH7 | 211396132 | HRCU-A-CB | HMH72B341 | XAFD48FBCN1 |  | 33400 | 26000 | 2.5 | 24600 | 2.08
FRASER-JOHNSTON | HMH7 | 211397002 | HRCU-A-CB | HMH72B341 | XAFC48FXXN1+TXV |  | 32200 | 25400 | 2.54 | 23600 | 2.04
FRASER-JOHNSTON | HMH7 | 211397017 | HRCU-A-CB | HMH72B341 | XAFC48FBCN1 |  | 32200 | 25400 | 2.54 | 23600 | 2.04
FRASER-JOHNSTON | HMH7 | 211397032 | HRCU-A-CB | HMH72B341 | XAUC48FXXN1+TXV |  | 32200 | 25400 | 2.54 | 23600 | 2.04
FRASER-JOHNSTON | HMH7 | 211397203 | HRCU-A-CB | HMH72B341 | XAHD48FXXN1+TXV |  | 32400 | 25200 | 2.5 | 23800 | 2.06
FRASER-JOHNSTON | HMH7 | 211397234 | HRCU-A-CB | HMH72B341 | XAHD48FXXN1+TXV |  | 32400 | 25200 | 2.5 | 23800 | 2.06
FRASER-JOHNSTON | HMH7 | 211397249 | HRCU-A-CB | HMH72B341 | XAHD48FXXN1+TXV |  | 32400 | 25200 | 2.5 | 23800 | 2.06
FRASER-JOHNSTON | HMH7 | 211397264 | HRCU-A-CB | HMH72B341 | XAHD48FXXN1+TXV |  | 32400 | 25200 | 2.5 | 23800 | 2.06
FRASER-JOHNSTON | HMH7 | 211397287 | HRCU-A-CB | HMH72B341 | XAHD48FBCN1 |  | 32400 | 25200 | 2.5 | 23800 | 2.06
FRASER-JOHNSTON | HMH7 | 211397314 | HRCU-A-CB | HMH72B341 | XAHD48FBCN1 |  | 32400 | 25200 | 2.5 | 23800 | 2.06
FRASER-JOHNSTON | HMH7 | 211397328 | HRCU-A-CB | HMH72B341 | XAHD48FBCN1 |  | 32400 | 25200 | 2.5 | 23800 | 2.06
FRASER-JOHNSTON | HMH7 | 211397344 | HRCU-A-CB | HMH72B341 | XAHD48FBCN1 |  | 32400 | 25200 | 2.5 | 23800 | 2.06
FRASER-JOHNSTON | HMH7 | 211397699 | HRCU-A-CB | HMH72B341 | XAFC48FXXN1+TXV |  | 33200 | 25800 | 2.54 | 24400 | 2.1
FRASER-JOHNSTON | HMH7 | 211397723 | HRCU-A-CB | HMH72B341 | XAFC48FXXN1+TXV |  | 33200 | 25800 | 2.54 | 24400 | 2.1
FRASER-JOHNSTON | HMH7 | 211397738 | HRCU-A-CB | HMH72B341 | XAFC48FXXN1+TXV |  | 33200 | 25800 | 2.54 | 24400 | 2.1
FRASER-JOHNSTON | HMH7 | 211397753 | HRCU-A-CB | HMH72B341 | XAFC48FXXN1+TXV |  | 33200 | 25800 | 2.54 | 24400 | 2.1
FRASER-JOHNSTON | HMH7 | 211397780 | HRCU-A-CB | HMH72B341 | XAFC48FBCN1 |  | 33200 | 25800 | 2.54 | 24400 | 2.1
FRASER-JOHNSTON | HMH7 | 211397795 | HRCU-A-CB | HMH72B341 | XAUC48FXXN1+TXV |  | 33200 | 25800 | 2.54 | 24400 | 2.1
FRASER-JOHNSTON | HMH7 | 211397832 | HRCU-A-CB | HMH72B341 | XAFC48FBCN1 |  | 33200 | 25800 | 2.54 | 24400 | 2.1
FRASER-JOHNSTON | HMH7 | 211397847 | HRCU-A-CB | HMH72B341 | XAUC48FXXN1+TXV |  | 33200 | 25800 | 2.54 | 24400 | 2.1
FRASER-JOHNSTON | HMH7 | 211397862 | HRCU-A-CB | HMH72B341 | XAFC48FBCN1 |  | 33200 | 25800 | 2.54 | 24400 | 2.1
FRASER-JOHNSTON | HMH7 | 211397876 | HRCU-A-CB | HMH72B341 | XAUC48FXXN1+TXV |  | 33200 | 25800 | 2.54 | 24400 | 2.1
FRASER-JOHNSTON | HMH7 | 211397888 | HRCU-A-CB | HMH72B341 | XAFC48FBCN1 |  | 33200 | 25800 | 2.54 | 24400 | 2.1
FRASER-JOHNSTON | HMH7 | 211397903 | HRCU-A-CB | HMH72B341 | XAUC48FXXN1+TXV |  | 33200 | 25800 | 2.54 | 24400 | 2.1
FRASER-JOHNSTON | HMH7 | 211398210 | HRCU-A-CB | HMH72B341 | XAFD48FXXN1+TXV |  | 32400 | 25200 | 2.56 | 23600 | 2.08
FRASER-JOHNSTON | HMH7 | 211398225 | HRCU-A-CB | HMH72B341 | XAFD48FXXN1+TXV |  | 32400 | 25200 | 2.56 | 23600 | 2.08
FRASER-JOHNSTON | HMH7 | 211398240 | HRCU-A-CB | HMH72B341 | XAFD48FBCN1 |  | 32400 | 25200 | 2.56 | 23600 | 2.08
FRASER-JOHNSTON | HMH7 | 211398255 | HRCU-A-CB | HMH72B341 | XAFD48FBCN1 |  | 32400 | 25200 | 2.56 | 23600 | 2.08
FRASER-JOHNSTON | HMH7 | 211398406 | HRCU-A-CB | HMH72B341 | XAHC48FXXN1+TXV |  | 31800 | 24800 | 2.52 | 23200 | 2.04
FRASER-JOHNSTON | HMH7 | 211398421 | HRCU-A-CB | HMH72B341 | XAHC48FXXN1+TXV |  | 31800 | 24800 | 2.52 | 23200 | 2.04
FRASER-JOHNSTON | HMH7 | 211398436 | HRCU-A-CB | HMH72B341 | XAHC48FBCN1 |  | 31800 | 24800 | 2.52 | 23200 | 2.04
FRASER-JOHNSTON | HMH7 | 211398451 | HRCU-A-CB | HMH72B341 | XAHC48FBCN1 |  | 31800 | 24800 | 2.52 | 23200 | 2.04
FRASER-JOHNSTON | HMH7 | 211398797 | HRCU-A-CB | HMH72B341 | XAHC48FXXN1+TXV |  | 31600 | 24800 | 2.52 | 23000 | 2.04
FRASER-JOHNSTON | HMH7 | 211398808 | HRCU-A-CB | HMH72B341 | XAHC48FXXN1+TXV |  | 31600 | 24800 | 2.52 | 23000 | 2.04
FRASER-JOHNSTON | HMH7 | 211398823 | HRCU-A-CB | HMH72B341 | XAHC48FBCN1 |  | 31600 | 24800 | 2.52 | 23000 | 2.04
FRASER-JOHNSTON | HMH7 | 211398838 | HRCU-A-CB | HMH72B341 | XAHC48FBCN1 |  | 31600 | 24800 | 2.52 | 23000 | 2.04
FRASER-JOHNSTON | HMH7 | 211386208 | HRCU-A-CB | HMH72B341 | XAHC48FXXN1+TXV |  | 32400 | 25200 | 2.5 | 23600 | 2.04
FRASER-JOHNSTON | HMH7 | 211386219 | HRCU-A-CB | HMH72B341 | XAHC48FBCN1 |  | 32400 | 25200 | 2.5 | 23600 | 2.04
FRASER-JOHNSTON | HMH7 | 211386435 | HRCU-A-CB | HMH72B341 | XAFC48FXXN1+TXV |  | 32400 | 25400 | 2.58 | 23800 | 2.1
FRASER-JOHNSTON | HMH7 | 211386449 | HRCU-A-CB | HMH72B341 | XAFC48FBCN1 |  | 32400 | 25400 | 2.58 | 23800 | 2.1
FRASER-JOHNSTON | HMH7 | 211386464 | HRCU-A-CB | HMH72B341 | XAUC48FXXN1+TXV |  | 32400 | 25400 | 2.58 | 23800 | 2.1
FRASER-JOHNSTON | HMH7 | 211386533 | HRCU-A-CB | HMH72B341 | XAFD48FXXN1+TXV |  | 32600 | 25600 | 2.56 | 24000 | 2.08
FRASER-JOHNSTON | HMH7 | 211386545 | HRCU-A-CB | HMH72B341 | XAFD48FBCN1 |  | 32600 | 25600 | 2.56 | 24000 | 2.08
FRASER-JOHNSTON | HMH7 | 211387301 | HRCU-A-CB | HMH72B341 | XAFC36DXXN1+TXV |  | 34000 | 26000 | 2.56 | 24800 | 2.12
FRASER-JOHNSTON | HMH7 | 211387315 | HRCU-A-CB | HMH72B341 | XAFC36DXXN1+TXV |  | 34000 | 26000 | 2.56 | 24800 | 2.12
FRASER-JOHNSTON | HMH7 | 211387336 | HRCU-A-CB | HMH72B341 | XAFC36DBCN1 |  | 34000 | 26000 | 2.56 | 24800 | 2.12
FRASER-JOHNSTON | HMH7 | 211387353 | HRCU-A-CB | HMH72B341 | XAFC36DBCN1 |  | 34000 | 26000 | 2.56 | 24800 | 2.12
FRASER-JOHNSTON | HMH7 | 211387803 | HRCU-A-CB | HMH72B341 | XAFC36DXXN1+TXV |  | 34000 | 25800 | 2.5 | 24400 | 2.06
FRASER-JOHNSTON | HMH7 | 211387812 | HRCU-A-CB | HMH72B341 | XAFC36DXXN1+TXV |  | 34000 | 25800 | 2.5 | 24400 | 2.06
FRASER-JOHNSTON | HMH7 | 211387825 | HRCU-A-CB | HMH72B341 | XAFC36DBCN1 |  | 34000 | 25800 | 2.5 | 24400 | 2.06
FRASER-JOHNSTON | HMH7 | 211387834 | HRCU-A-CB | HMH72B341 | XAFC36DBCN1 |  | 34000 | 25800 | 2.5 | 24400 | 2.06
FRASER-JOHNSTON | HMH7 | 211388877 | HRCU-A-CB | HMH72B341 | XAFB36DXXN1+TXV |  | 33800 | 25400 | 2.5 | 24000 | 2.06
FRASER-JOHNSTON | HMH7 | 211388889 | HRCU-A-CB | HMH72B341 | XAFB36DBCN1 |  | 33800 | 25400 | 2.5 | 24000 | 2.06
FRASER-JOHNSTON | HMH7 | 211388899 | HRCU-A-CB | HMH72B341 | XAUB36DXXN1+TXV |  | 33800 | 25400 | 2.5 | 24000 | 2.06
FRASER-JOHNSTON | HMH7 | 211392607 | HRCU-A-CB | HMH72B341 | XAFB36DXXN1+TXV |  | 33800 | 25400 | 2.5 | 23800 | 2.06
FRASER-JOHNSTON | HMH7 | 211392622 | HRCU-A-CB | HMH72B341 | XAFB36DXXN1+TXV |  | 33800 | 25400 | 2.5 | 23800 | 2.06
FRASER-JOHNSTON | HMH7 | 211392637 | HRCU-A-CB | HMH72B341 | XAFB36DBCN1 |  | 33800 | 25400 | 2.5 | 23800 | 2.06
FRASER-JOHNSTON | HMH7 | 211392652 | HRCU-A-CB | HMH72B341 | XAUB36DXXN1+TXV |  | 33800 | 25400 | 2.5 | 23800 | 2.06
FRASER-JOHNSTON | HMH7 | 211392666 | HRCU-A-CB | HMH72B341 | XAFB36DBCN1 |  | 33800 | 25400 | 2.5 | 23800 | 2.06
FRASER-JOHNSTON | HMH7 | 211392681 | HRCU-A-CB | HMH72B341 | XAUB36DXXN1+TXV |  | 33800 | 25400 | 2.5 | 23800 | 2.06
FRASER-JOHNSTON | HMH7 | 211393018 | HRCU-A-CB | HMH72B341 | XAFC36DXXN1+TXV |  | 34000 | 26200 | 2.54 | 25000 | 2.12
FRASER-JOHNSTON | HMH7 | 211393034 | HRCU-A-CB | HMH72B341 | XAFC36DBCN1 |  | 34000 | 26200 | 2.54 | 25000 | 2.12
FRASER-JOHNSTON | HMH7 | 211394153 | HRCU-A-CB | HMH72B341 | XAFC48FXXN1+TXV |  | 32800 | 25800 | 2.5 | 24200 | 2.04
FRASER-JOHNSTON | HMH7 | 211394164 | HRCU-A-CB | HMH72B341 | XAFC48FBCN1 |  | 32800 | 25800 | 2.5 | 24200 | 2.04
FRASER-JOHNSTON | HMH7 | 211394179 | HRCU-A-CB | HMH72B341 | XAUC48FXXN1+TXV |  | 32800 | 25800 | 2.5 | 24200 | 2.04
FRASER-JOHNSTON | HMH7 | 211394762 | HRCU-A-CB | HMH72B341 | XAHC48FXXN1+TXV |  | 31800 | 24800 | 2.52 | 23200 | 2.04
FRASER-JOHNSTON | HMH7 | 211394776 | HRCU-A-CB | HMH72B341 | XAHC48FXXN1+TXV |  | 31800 | 24800 | 2.52 | 23200 | 2.04
FRASER-JOHNSTON | HMH7 | 211394797 | HRCU-A-CB | HMH72B341 | XAHC48FBCN1 |  | 31800 | 24800 | 2.52 | 23200 | 2.04
FRASER-JOHNSTON | HMH7 | 211394812 | HRCU-A-CB | HMH72B341 | XAHC48FBCN1 |  | 31800 | 24800 | 2.52 | 23200 | 2.04
FRASER-JOHNSTON | HMH7 | 211396248 | HRCU-A-CB | HMH72B341 | XAFC48FXXN1+TXV |  | 32400 | 25600 | 2.52 | 23800 | 2.04
FRASER-JOHNSTON | HMH7 | 211396270 | HRCU-A-CB | HMH72B341 | XAFC48FBCN1 |  | 32400 | 25600 | 2.52 | 23800 | 2.04
FRASER-JOHNSTON | HMH7 | 211396292 | HRCU-A-CB | HMH72B341 | XAUC48FXXN1+TXV |  | 32400 | 25600 | 2.52 | 23800 | 2.04
FRASER-JOHNSTON | HMH7 | 211396834 | HRCU-A-CB | HMH72B341 | XAFD48FXXN1+TXV |  | 33200 | 25800 | 2.54 | 24400 | 2.08
FRASER-JOHNSTON | HMH7 | 211396849 | HRCU-A-CB | HMH72B341 | XAFD48FXXN1+TXV |  | 33200 | 25800 | 2.54 | 24400 | 2.08
FRASER-JOHNSTON | HMH7 | 211396864 | HRCU-A-CB | HMH72B341 | XAFD48FBCN1 |  | 33200 | 25800 | 2.54 | 24400 | 2.08
FRASER-JOHNSTON | HMH7 | 211396879 | HRCU-A-CB | HMH72B341 | XAFD48FBCN1 |  | 33200 | 25800 | 2.54 | 24400 | 2.08
FRASER-JOHNSTON | HMH7 | 211398096 | HRCU-A-CB | HMH72B341 | XAHD48FXXN1+TXV |  | 31800 | 24800 | 2.52 | 23200 | 2.04
FRASER-JOHNSTON | HMH7 | 211398111 | HRCU-A-CB | HMH72B341 | XAHD48FXXN1+TXV |  | 31800 | 24800 | 2.52 | 23200 | 2.04
FRASER-JOHNSTON | HMH7 | 211398126 | HRCU-A-CB | HMH72B341 | XAHD48FBCN1 |  | 31800 | 24800 | 2.52 | 23200 | 2.04
FRASER-JOHNSTON | HMH7 | 211398141 | HRCU-A-CB | HMH72B341 | XAHD48FBCN1 |  | 31800 | 24800 | 2.52 | 23200 | 2.04
FRASER-JOHNSTON | HMH7 | 211398350 | HRCU-A-CB | HMH72B341 | XAHD48FXXN1+TXV |  | 31600 | 24800 | 2.5 | 23200 | 2.02
FRASER-JOHNSTON | HMH7 | 211398362 | HRCU-A-CB | HMH72B341 | XAHD48FXXN1+TXV |  | 31600 | 24800 | 2.5 | 23200 | 2.02
FRASER-JOHNSTON | HMH7 | 211398377 | HRCU-A-CB | HMH72B341 | XAHD48FBCN1 |  | 31600 | 24800 | 2.5 | 23200 | 2.02
FRASER-JOHNSTON | HMH7 | 211398392 | HRCU-A-CB | HMH72B341 | XAHD48FBCN1 |  | 31600 | 24800 | 2.5 | 23200 | 2.02
FRASER-JOHNSTON | HMH7 | 211398466 | HRCU-A-CB | HMH72B341 | XAFD48FXXN1+TXV |  | 32400 | 25400 | 2.56 | 23600 | 2.08
FRASER-JOHNSTON | HMH7 | 211398476 | HRCU-A-CB | HMH72B341 | XAFD48FXXN1+TXV |  | 32400 | 25400 | 2.56 | 23600 | 2.08
FRASER-JOHNSTON | HMH7 | 211398485 | HRCU-A-CB | HMH72B341 | XAFD48FBCN1 |  | 32400 | 25400 | 2.56 | 23600 | 2.08
FRASER-JOHNSTON | HMH7 | 211398499 | HRCU-A-CB | HMH72B341 | XAFD48FBCN1 |  | 32400 | 25400 | 2.56 | 23600 | 2.08
FRASER-JOHNSTON | HMH7 | 211398745 | HRCU-A-CB | HMH72B341 | XAHD48FXXN1+TXV |  | 31600 | 24800 | 2.52 | 23000 | 2.02
FRASER-JOHNSTON | HMH7 | 211398760 | HRCU-A-CB | HMH72B341 | XAHD48FXXN1+TXV |  | 31600 | 24800 | 2.52 | 23000 | 2.02
FRASER-JOHNSTON | HMH7 | 211398773 | HRCU-A-CB | HMH72B341 | XAHD48FBCN1 |  | 31600 | 24800 | 2.52 | 23000 | 2.02
FRASER-JOHNSTON | HMH7 | 211398787 | HRCU-A-CB | HMH72B341 | XAHD48FBCN1 |  | 31600 | 24800 | 2.52 | 23000 | 2.02
FRASER-JOHNSTON | HMH7 | 211398853 | HRCU-A-CB | HMH72B341 | XAFD48FXXN1+TXV |  | 32200 | 25200 | 2.56 | 23400 | 2.06
FRASER-JOHNSTON | HMH7 | 211398866 | HRCU-A-CB | HMH72B341 | XAFD48FXXN1+TXV |  | 32200 | 25200 | 2.56 | 23400 | 2.06
FRASER-JOHNSTON | HMH7 | 211398879 | HRCU-A-CB | HMH72B341 | XAFD48FBCN1 |  | 32200 | 25200 | 2.56 | 23400 | 2.06
FRASER-JOHNSTON | HMH7 | 211398893 | HRCU-A-CB | HMH72B341 | XAFD48FBCN1 |  | 32200 | 25200 | 2.56 | 23400 | 2.06
FRASER-JOHNSTON | HMH7 | 211386592 | HRCU-A-CB | HMH72B341 | XAHC48FXXN1+JMET12CS2N1+TXV |  | 32000 | 24800 | 2.56 | 23400 | 2.08
FRASER-JOHNSTON | HMH7 | 211386607 | HRCU-A-CB | HMH72B341 | XAHC48FBCN1+JMET12CS2N1 |  | 32000 | 24800 | 2.56 | 23400 | 2.08
FRASER-JOHNSTON | HMH7 | 211386621 | HRCU-A-CB | HMH72B341 | XAFC48FXXN1+JMET12CS2N1+TXV |  | 32600 | 25400 | 2.6 | 23800 | 2.12
FRASER-JOHNSTON | HMH7 | 211386632 | HRCU-A-CB | HMH72B341 | XAFC48FBCN1+JMET12CS2N1 |  | 32600 | 25400 | 2.6 | 23800 | 2.12
FRASER-JOHNSTON | HMH7 | 211386645 | HRCU-A-CB | HMH72B341 | XAUC48FXXN1+JMET12CS2N1+TXV |  | 32600 | 25400 | 2.6 | 23800 | 2.12
FRASER-JOHNSTON | HMH7 | 211386672 | HRCU-A-CB | HMH72B341 | JHETC42FBCS2N1 |  | 32200 | 25200 | 2.6 | 23400 | 2.08
FRIEDRICH | Floating Air Pro | 203383864 | HRCU-A-CB-O | FRHSR12A3A | FRHSW12A3A | Singlezone Non-ducted Wall Placement | 13000 | 8000 | 3.17 | 7865 | 2.35
FRIEDRICH | Floating Air Pro | 203383866 | HRCU-A-CB-O | FPHSR12A3A | FPHFW12A3A | Singlezone Non-ducted Wall Placement | 13000 | 7500 | 2.71 | 7824 | 1.98
FRIEDRICH | Floating Air Pro | 205104716 | HRCU-A-CB-O | FPHFR12A3A | FPHFC12A3B | Singlezone Non-ducted, Ceiling Placement | 12000 | 7000 | 2.53 | 7377 | 2.08
FRIEDRICH | Floating Air Pro | 205104719 | HRCU-A-CB-O | FPHFR18A3A | FPHFC18A3B | Singlezone Non-ducted, Ceiling Placement | 18000 | 11000 | 2.54 | 14750 | 2.3
FRIEDRICH | Floating Air Pro | 201763897 | HRCU-A-CB-O | MRH09Y3JA | MWH09Y3JA | Singlezone Non-ducted Wall Placement | 10500 | 6500 | 2.68 | 8052 | 2.15
FRIEDRICH | Floating Air Pro | 201763898 | HRCU-A-CB-O | MRH12Y3JA | MWH12Y3JA | Singlezone Non-ducted Wall Placement | 13000 | 8000 | 3.17 | 7865 | 2.35
FRIEDRICH | Floating Air Pro | 203383868 | HRCU-A-CB-O | FPHSR12A1A | FPHSW12A1A | Singlezone Non-ducted Wall Placement | 13000 | 7500 | 2.71 | 7377 | 2.08
FRIEDRICH | Floating Air Pro | 203383869 | HRCU-A-CB-O | FPHSR18A3A | FPHFW18A3A | Singlezone Non-ducted Wall Placement | 19000 | 11600 | 2.7 | 12730 | 2.16
FRIEDRICH | Floating Air Pro | 203383865 | HRCU-A-CB-O | FPHSR09A3A | FPHFW09A3A | Singlezone Non-ducted Wall Placement | 9500 | 5000 | 2.62 | 7438 | 2.12
FRIEDRICH | Floating Air Pro | 203383863 | HRCU-A-CB-O | FRHSR09A3A | FRHSW09A3A | Singlezone Non-ducted Wall Placement | 10500 | 6500 | 2.68 | 8052 | 2.15
FRIEDRICH | J-Series | 7086358 | HRCU-A-CB-O | MRH12Y3J | MWH12Y3J | Singlezone Non-ducted Wall Placement | 13600 | 8800 | 3.11 | 7500 | 2.31
FRIEDRICH |  | 10221177 | HRCU-A-CB-O | MRAD18Y3J | MWAD18Y3J | Singlezone Non-ducted Wall Placement | 19800 | 12471 | 2.67 | 8680 | 1.96
FRIGIDAIRE | FRIGIDAIRE FSH1BG SERIES | 10254908 | HRCU-A-CB | FSH1BG4CVRX36K | C6B(A,H)-X36(C,U)-C | Singlezone Ducted, Centrally Ducted | 34200 | 21800 | 2.66 | 20250 | 2.28
FRIGIDAIRE | FRIGIDAIRE FSH1BG SERIES | 10254904 | HRCU-A-CB | FSH1BG4CVRX36K | C6B(A,H)-X36(C,U)-C | Singlezone Ducted, Centrally Ducted | 34200 | 21800 | 2.66 | 20250 | 2.28
FRIGIDAIRE | FRIGIDAIRE FSH1BG SERIES | 10254899 | HRCU-A-CB | FSH1BG4CVRX36K | C6B(A,H)-X36(C,U)-B | Singlezone Ducted, Centrally Ducted | 34400 | 21800 | 2.66 | 20150 | 2.27
FRIGIDAIRE | FRIGIDAIRE FSH1BG SERIES | 10254880 | HRCU-A-CB | FSH1BG4CVRX24K | C6B(A,H)-X26(C,U)-B | Singlezone Ducted, Centrally Ducted | 22400 | 14200 | 2.77 | 12650 | 2.12
FRIGIDAIRE | FRIGIDAIRE FSH1BG SERIES | 10254875 | HRCU-A-CB | FSH1BG4CVRX24K | C6B(A,H)-X26(C,U)-B | Singlezone Ducted, Centrally Ducted | 22200 | 14100 | 2.58 | 12800 | 2.03
FRIGIDAIRE | FRIGIDAIRE FSH1BG SERIES | 10254871 | HRCU-A-CB | FSH1BG4CVRX24K | C6B(A,H)-X26(C,U)-B | Singlezone Ducted, Centrally Ducted | 22200 | 14100 | 2.58 | 12800 | 2.03
FRIGIDAIRE | FRIGIDAIRE FSH1BG SERIES | 10254885 | HRCU-A-CB | FSH1BG4CVRX36K | B6VMAX36K-B | Singlezone Ducted, Centrally Ducted | 34400 | 21800 | 2.66 | 20150 | 2.27
FRIGIDAIRE | FRIGIDAIRE FSH1BG SERIES | 10254866 | HRCU-A-CB | FSH1BG4CVRX24K | B6VMAX24K-B | Singlezone Ducted, Centrally Ducted | 22400 | 14200 | 2.77 | 12650 | 2.12
FRIGIDAIRE | FRIGIDAIRE FSH1BG SERIES | 10254927 | HRCU-A-CB | FSH1BG4CVRX48K | C6B(A,H)-X48(C,U)-C | Singlezone Ducted, Centrally Ducted | 44000 | 27800 | 2.63 | 27550 | 2.21
FRIGIDAIRE | FRIGIDAIRE FSH1BG SERIES | 10254913 | HRCU-A-CB | FSH1BG4CVRX48K | B6VMAX48K-C | Singlezone Ducted, Centrally Ducted | 44000 | 27800 | 2.63 | 27550 | 2.21
FUJITSU | AIRSTAGE J-II Series | 8693479 | HMSV-A-CB | AOU36RLAVM |  | Multizone All Ducted | 42000 | 26400 | 2.8 | 37900 | 2.68
FUJITSU | AIRSTAGE J-II Series | 8693481 | HMSV-A-CB | AOU36RLAVM |  | Multizone Mix of Non-ducted and Ducted | 42000 | 26000 | 2.79 | 37900 | 2.72
FUJITSU | Halcyon Multi-room Mini-Split Systems | 6998278 | HMSV-A-CB | AOU18RLXFZ | ASU12RLF1ASU7RLF1 | Multizone All Ducted | 22000 | 13900 | 2.59 | 14100 | 2.01
FUJITSU | Halcyon Multi-room Mini-Split Systems | 6998277 | HMSV-A-CB | AOU18RLXFZ | ASU12RLF1ASU9RLF1 | Multizone All Ducted | 22000 | 13900 | 2.59 | 13900 | 1.98
FUJITSU | Halcyon Single-room Mini-Split Systems Wall Mounted RLS3HY Series | 8703350 | HRCU-A-CB-O | AOU12RLS3 | ASU12RLS3Y | Singlezone Non-ducted Wall Placement | 16000 | 9600 | 3.31 | 16500 | 2.3
FUJITSU | J-Series | 8693480 | HMSV-A-CB | AOU36RLAVM |  | Multizone All Non-ducted | 42000 | 25800 | 2.8 | 37900 | 2.74
FUJITSU | Halcyon Multi-room Mini-Split Systems | 8033586 | HMSV-A-CB | AOU24RLXFZH |  | Multizone All Non-ducted | 25000 | 15400 | 2.61 | 25500 | 2.09
FUJITSU | J-Series | 8693477 | HMSV-A-CB | AOU48RLAVM |  | Multizone All Non-ducted | 54000 | 33000 | 2.84 | 41300 | 2.94
FUJITSU | Halcyon Multi-room Mini-Split Systems | 8908615 | HMSV-A-CB | AOU36RLXFZH |  | Multizone All Non-ducted | 36400 | 21400 | 2.64 | 36407 | 2.02
FUJITSU | Halcyon Single-room Mini-Split Systems Wall mounted RLS3 Series | 8703348 | HRCU-A-CB-O | AOU9RLS3 | ASU9RLS3Y | Singlezone Non-ducted Wall Placement | 12000 | 7000 | 3.48 | 15000 | 2.09
FUJITSU | Halcyon Single-room Mini-Split Systems Wall Mounted RLS3HY Series | 8703508 | HRCU-A-CB-O | AOU15RLS3H | ASU15RLS3Y | Singlezone Non-ducted Wall Placement | 18000 | 11200 | 3.07 | 20500 | 2.07
FUJITSU | Halcyon Single-room Mini-Split Systems Slim | 202534923 | HRCU-A-CB | AOU18RGLX | ARU18RGLX | Singlezone Ducted, "Compact Ducted" | 21000 | 12700 | 2.5 | 17990 | 2.45
FUJITSU | Halcyon Single-room Mini-Split Systems Wall Mounted RLF/RLX Series | 8718495 | HRCU-A-CB-O | AOU18RLXFW1 | ASU18RLF | Singlezone Non-ducted Wall Placement | 21600 | 14600 | 3.08 | 21600 | 2.43
FUJITSU | Halcyon Single-room Mini-Split Systems Wall Mounted RLF/RLX Series | 8779045 | HRCU-A-CB-O | AOU18RLXFWH | ASU18RLF | Singlezone Non-ducted Wall Placement | 21600 | 14600 | 3.01 | 21600 | 2.3
FUJITSU | Halcyon Single-room Mini-Split Systems Wall Mounted RLS3H Series | 8703506 | HRCU-A-CB-O | AOU12RLS3H | ASU12RLS3Y | Singlezone Non-ducted Wall Placement | 16000 | 9600 | 3.2 | 16500 | 2.15
FUJITSU | Halcyon Single-room Mini-Split Systems Wall mounted H Series | 8703349 | HRCU-A-CB-O | AOU9RLS3H | ASU9RLS3Y | Singlezone Non-ducted Wall Placement | 12000 | 7000 | 3.36 | 15000 | 1.95
FUJITSU | Halcyon Single-room Mini-Split Systems Wall mounted RLS3 Series | 8703507 | HRCU-A-CB-O | AOU15RLS3 | ASU15RLS3Y | Singlezone Non-ducted Wall Placement | 18000 | 11200 | 3.16 | 20500 | 2.18
FUJITSU | Halcyon Single-room Mini-Split Systems Wall Mounted RLF Series | 6961729 | HRCU-A-CB-O | AOU12RLFW1 | ASU12RLF1 | Singlezone Non-ducted Wall Placement | 16000 | 9400 | 2.87 | 12150 | 2.01
FUJITSU | Halcyon Single-room Mini-Split Systems Wall Mounted RLF Series | 6961728 | HRCU-A-CB-O | AOU9RLFW1 | ASU9RLF1 | Singlezone Non-ducted Wall Placement | 12000 | 7600 | 3.14 | 8530 | 1.97
FUJITSU | Halcyon Single-room Mini-Split Systems Compact Cassette | 5751313 | HRCU-A-CB-O | AOU12RLFC | AUU12RLF | Singlezone Non-ducted Wall Placement | 16000 | 10200 | 2.58 | 16500 | 2.15
FUJITSU | Halcyon Single-room Mini-Split Systems Wall Mounted RLB Series | 7937663 | HRCU-A-CB-O | AOU18RLB | ASU18RLB | Singlezone Non-ducted Wall Placement | 18000 | 11500 | 2.93 | 15400 | 2.07
FUJITSU | Halcyon Single-room Mini-Split Systems Floor Mounted RLFFH Series | 6936996 | HRCU-A-CB-O | AOU12RLFF | AGU12RLF | Singlezone Non-ducted, Floor Placement | 16000 | 10600 | 2.61 | 15000 | 2.03
FUJITSU | Halcyon Single-room Mini-Split Systems Floor Mounted RLFFH Series | 6936995 | HRCU-A-CB-O | AOU9RLFF | AGU9RLF | Singlezone Non-ducted, Floor Placement | 12000 | 7500 | 2.82 | 14000 | 1.95
FUJITSU | Halcyon Single-room Mini-Split Systems | 8779046 | HRCU-A-CB-O | AOU24RLXFWH | ASU24RLF | Singlezone Non-ducted Wall Placement | 25200 | 18000 | 2.5 | 25220 | 2.06
FUJITSU | Halcyon Single-room Mini-Split Systems | 8718545 | HRCU-A-CB-O | AOU24RLXFW1 | ASU24RLF | Singlezone Non-ducted Wall Placement | 25200 | 18000 | 2.69 | 25220 | 2.15
FUJITSU | Halcyon Multi-room Mini-Split Systems | 204740071 | HRCU-A-CB-O | AOUG15LZAH1 | ASUG15LZAS | Singlezone Non-ducted Wall Placement | 18000 | 11200 | 3.16 | 21000 | 2.12
FUJITSU | Halcyon Multi-room Mini-Split Systems | 204740070 | HRCU-A-CB-O | AOUG15LZAS1 | ASUG15LZAS | Singlezone Non-ducted Wall Placement | 18000 | 11200 | 3.25 | 21000 | 2.24
FUJITSU | Halcyon Multi-room Mini-Split Systems | 204740069 | HRCU-A-CB-O | AOUG12LZAH1 | ASUG12LZAS | Singlezone Non-ducted Wall Placement | 16000 | 10000 | 3.22 | 16600 | 2.16
FUJITSU | Halcyon Multi-room Mini-Split Systems | 204740068 | HRCU-A-CB-O | AOUG12LZAS1 | ASUG12LZAS | Singlezone Non-ducted Wall Placement | 16000 | 10000 | 3.33 | 16600 | 2.32
FUJITSU | Halcyon Multi-room Mini-Split Systems | 204752938 | HRCU-A-CB-O | AOUG12LMAS1 | ASUG12LMAS | Singlezone Non-ducted Wall Placement | 16000 | 10300 | 2.9 | 10700 | 2.45
FUJITSU | Halcyon Multi-room Mini-Split Systems | 204740066 | HRCU-A-CB-O | AOUG09LZAS1 | ASUG09LZAS | Singlezone Non-ducted Wall Placement | 12000 | 7400 | 3.61 | 15400 | 2.15
FUJITSU | Halcyon Multi-room Mini-Split Systems | 204752937 | HRCU-A-CB-O | AOUG09LMAS1 | ASUG09LMAS | Singlezone Non-ducted Wall Placement | 12000 | 7400 | 3.19 | 8500 | 2.03
FUJITSU | Halcyon Multi-room Mini-Split Systems | 204740067 | HRCU-A-CB-O | AOUG09LZAH1 | ASUG09LZAS | Singlezone Non-ducted Wall Placement | 12000 | 7400 | 3.5 | 15400 | 2.01
GE Appliances |  | 205291990 | HRCU-A-CB-O | ASH118URDSD* | ASYW18URDWD* | Singlezone Non-ducted Wall Placement | 20000 | 15300 | 2.7 | 25000 | 2.27
GE Appliances | Endure | 204878533 | HMSV-A-CB | ASH436NCDW** |  | Multizone All Non-ducted | 36000 | 22000 | 2.5 | 36000 | 2
GE Appliances | Summit | 202588313 | HRCU-A-CB | ASH118PRDWA | ASYW18PRDWB | Singlezone Non-ducted Wall Placement | 22000 | 14000 | 2.5 | 17000 | 1.9
GE Appliances |  | 205291989 | HRCU-A-CB-O | ASH112URDSD* | ASYW12URDWD* | Singlezone Non-ducted Wall Placement | 14500 | 9300 | 3.21 | 17000 | 2.31
GE Appliances |  | 205291988 | HRCU-A-CB-O | ASH109URDSD* | ASYW09URDWD* | Singlezone Non-ducted Wall Placement | 10000 | 6500 | 2.89 | 12000 | 2.11
GE Appliances |  | 203862745 | HMSV-A-CB | ASH220NCDWA |  | Multizone All Non-ducted | 20000 | 14000 | 2.77 | 20000 | 2.03
GIBSON | Lomo | 9000997 | HRCU-A-CB-O | GXH09(2.6)LSK4DH | GHH09(2.6)LUK4DH | Singlezone Non-ducted Wall Placement | 11000 | 6800 | 2.66 | 8680 | 2.04
GIBSON | U-Crown | 9135472 | HRCU-A-CB-O | GXH09(2.6)KSK4DH | GHH09(2.6)KSK4DH | Singlezone Non-ducted Wall Placement | 9000 | 5500 | 2.88 | 10488 | 1.98
GIBSON | Lomo | 9001000 | HRCU-A-CB-O | GXH24(7.0)LSK4DH | GHH24(7.0)LUK4DH | Singlezone Non-ducted Wall Placement | 23000 | 14600 | 2.61 | 22861 | 2.02
GIBSON | U-Crown | 9135474 | HRCU-A-CB-O | GXH18(5.2)KSK4DH | GHH18(5.2)KSK4DH | Singlezone Non-ducted Wall Placement | 19000 | 12700 | 2.5 | 19190 | 2.85
GIBSON | Lomo | 9000998 | HRCU-A-CB-O | GXH12(3.5)LSK4DH | GHH12(3.5)LUK4DH | Singlezone Non-ducted Wall Placement | 13000 | 7100 | 2.6 | 8611 | 1.91
GIBSON | Flex Match | 9965378 | HMSV-A-CB | GXH42(12.3)FMK4DH |  | Multizone Mix of Non-ducted and Ducted | 42500 | 26500 | 2.88 | 21356 | 2.01
GREE |  | 206335348 | HRCU-A-CB-O | MULTIE24HP230V1AO |  | Multizone All Non-ducted | 25600 | 13200 | 2.58 | 14270 | 2.09
GREE | Sapphire | 10157571 | HRCU-A-CB-O | SAP24HP230V1AO | SAP24HP230V1AH | Singlezone Non-ducted Wall Placement | 24000 | 15500 | 2.86 | 26443 | 2.15
GREE | Vireo | 9959454 | HRCU-A-CB-O | VIR12HP230V1BO | VIR12HP230V1BH | Singlezone Non-ducted Wall Placement | 13000 | 7100 | 2.6 | 9065 | 2.04
GREE | Sapphire | 10149900 | HRCU-A-CB-O | SAP09HP230V1AO | SAP09HP230V1AH | Singlezone Non-ducted Wall Placement | 9000 | 5600 | 2.88 | 12976 | 2.09
GREE | GMV5 Mini | 8654211 | HMSV-A-CB | GMV-48WL/B-T(U) |  | Multizone All Non-ducted | 54000 | 38000 | 2.6 | 54000 | 2
GREE |  | 205564529 | HRCU-A-CB | GUD36W/A-D(U) | GUD24A/A-D(U) | Singlezone Ducted, Centrally Ducted | 24000 | 16300 | 2.7 | 24000 | 2.1
GREE |  | 202360989 | HRCU-A-CB-O | GWH09ACD-D3DNA1A/O | GWH09QD-D3DN***/I | Singlezone Non-ducted Wall Placement | 9000 | 5600 | 2.88 | 12977 | 2.09
GREE |  | 9116197 | HRCU-A-CB-O | GWH12YD-D3DNA1A/O | GWH12QD-D3DN***/I | Singlezone Non-ducted Wall Placement | 12200 | 8100 | 2.86 | 13000 | 2.08
GREE |  | 9102794 | HRCU-A-CB-O | GWH24YE-D3DNA1A/O | GWH24QE-D3DN***/I | Singlezone Non-ducted Wall Placement | 24000 | 15500 | 2.86 | 26443 | 2.15
GREE |  | 9102074 | HRCU-A-CB-O | GWH18YE-D3DNA1A/O | GWH18QE-D3DN***/I | Singlezone Non-ducted Wall Placement | 18000 | 14200 | 2.87 | 21500 | 2.03
GREE | Extreme Series | 9944775 | HRCU-A-CB-O | GWH09YD-D3DNA1A/O | GWH09AAD-D3DN***/I | Singlezone Non-ducted Wall Placement | 9000 | 5600 | 2.88 | 12977 | 2.09
GREE | U-Crown Series | 7607465 | HRCU-A-CB-O | GWH09UC-D3DNA4C/O | GWH09UC-D3DN***/I | Singlezone Non-ducted Wall Placement | 9000 | 5500 | 2.83 | 10488 | 2.05
GREE | Extreme Series | 9123256 | HRCU-A-CB-O | GWH24YE-D3DNA1A/O | GWH24AAE-D3DN***/I | Singlezone Non-ducted Wall Placement | 24000 | 15500 | 2.86 | 26443 | 2.15
GREE |  | 204325176 | HRCU-A-CB-O | GWH09ACD-D3DNA1A/O | GWH09AAD-D3DN***/I | Singlezone Non-ducted Wall Placement | 9000 | 5600 | 2.88 | 12977 | 2.09
GREE | Extreme Series | 9944776 | HRCU-A-CB-O | GWH12YD-D3DNA1A/O | GWH12AAD-D3DN***/I | Singlezone Non-ducted Wall Placement | 12200 | 8100 | 2.86 | 13000 | 2.08
GREE | Sapphire | 10149903 | HRCU-A-CB-O | SAP12HP230V1AO | SAP12HP230V1AH | Singlezone Non-ducted Wall Placement | 12200 | 8100 | 2.86 | 13000 | 2.08
GREE | U-Crown Series | 7607467 | HRCU-A-CB-O | GWH12UC-D3DNA4C/O | GWH12UC-D3DN***/I | Singlezone Non-ducted Wall Placement | 13000 | 8500 | 2.54 | 13000 | 2.76
GREE | Lomo 23 Series | 7091971 | HRCU-A-CB-O | GWH12QC-D3DNA1D/O | GWH12QC-D3DN***/I | Singlezone Non-ducted Wall Placement | 13000 | 7100 | 2.6 | 9065 | 2.04
GREE | Free Match G-Series | 9084227 | HMSV-A-CB | GWHD(36)ND3GO |  | Multizone All Non-ducted | 42500 | 26500 | 2.88 | 21356 | 2.01
GREE | U-Crown Series | 7607469 | HRCU-A-CB-O | GWH18UC-D3DNA4C/O | GWH18UC-D3DN***/I | Singlezone Non-ducted Wall Placement | 19000 | 12717 | 2.5 | 19190 | 2.85
HAIER | Advanced | 10092556 | HRCU-A-CB-O | 1U18ES2VHA | AW18ES2VH | Singlezone Non-ducted Wall Placement | 22000 | 14000 | 2.74 | 14900 | 2.08
HAIER | Advanced | 10092555 | HRCU-A-CB-O | 1U24ES2VHA | AW24ES2VH | Singlezone Non-ducted Wall Placement | 27600 | 18500 | 2.85 | 20500 | 2.15
HAIER | Arctic | 8862047 | HRCU-A-CB-O | 1U09EH2VHA | AW09EH2VHA | Singlezone Non-ducted Wall Placement | 12000 | 9000 | 3.22 | 12000 | 2.23
HAIER | Arctic | 8862057 | HRCU-A-CB-O | 1U18EH2VHA | AW18EH2VHA | Singlezone Non-ducted Wall Placement | 20400 | 18500 | 2.85 | 20400 | 1.9
HAIER | Arctic Multi | 204878399 | HMSV-A-CB-O | 4U36EH2VH** |  | Multizone All Non-ducted | 36000 | 22000 | 2.5 | 36000 | 2
HAIER | Arctic Next Gen | 205291903 | HRCU-A-CB-O | 1U18EH2VHD* | AW18EH2VHD* | Singlezone Non-ducted Wall Placement | 20000 | 15300 | 2.7 | 25000 | 2.27
HAIER | Arctic Next Gen | 205291901 | HRCU-A-CB-O | 1U09EH2VHD* | AW09EH2VHD* | Singlezone Non-ducted Wall Placement | 10000 | 6500 | 2.89 | 12000 | 2.11
HAIER | Arctic Next Gen | 205291902 | HRCU-A-CB-O | 1U12EH2VHD* | AW12EH2VHD* | Singlezone Non-ducted Wall Placement | 14500 | 9300 | 3.21 | 17000 | 2.31
HAIER | Advanced | 10338838 | HRCU-A-CB-O | 1U12ES2VHA | AW12ES2VH* | Singlezone Non-ducted Wall Placement | 16000 | 12220 | 3.01 | 10160 | 2.46
HAIER | Advanced | 10338837 | HRCU-A-CB-O | 1U09ES2VHA | AW09ES2VH* | Singlezone Non-ducted Wall Placement | 10000 | 7400 | 3.44 | 10000 | 2.48
HAIER | Advanced Plus | 202583710 | HRCU-A-CB | 1U18AP2VHA | AW18ES2VHB | Singlezone Non-ducted Wall Placement | 22000 | 14000 | 2.5 | 17000 | 1.9
HAXXAIR |  | 203999084 | HRCU-A-CB-O | HAH-12T2D | HVH-12T2D | Singlezone Non-ducted Wall Placement | 13000 | 7500 | 2.71 | 7824 | 2.12
HAXXAIR |  | 203999081 | HRCU-A-CB-O | HAH-18T2D | HVH-18T2D | Singlezone Non-ducted Wall Placement | 19000 | 11600 | 2.7 | 12730 | 2.16
HEIL | QuietComfort | 205921375 | HRCU-A-CB | DLCSRAH24AAK | DLFSAAH24XAK | Singlezone Ducted, Centrally Ducted | 29000 | 17500 | 2.56 | 26970 | 1.91
HEIL | High Tier | 202463649 | HRCU-A-CB-O | DLCPRAH24AAK | DLFPHAH24XAK | Singlezone Non-ducted Wall Placement | 24000 | 15450 | 3 | 24000 | 2
HEIL | High Tier | 202463648 | HRCU-A-CB-O | DLCPRAH18AAK | DLFPHAH18XAK | Singlezone Non-ducted Wall Placement | 18000 | 12300 | 3.19 | 18000 | 2
HEIL |  | 201835718 | HRCU-A-CB | DLCSRAH24AAK | DLFSDAH24XAK | Singlezone Ducted, "Compact Ducted" | 24000 | 17400 | 2.96 | 30000 | 1.93
HEIL |  | 201835668 | HRCU-A-CB-O | DLCSRAH12AAJ | DLFSHAH12XAJ | Singlezone Non-ducted Wall Placement | 11800 | 7100 | 2.57 | 7800 | 2.01
HEIL |  | 201835653 | HRCU-A-CB-O | DLCPRAH09AAK | DLFPHAH09XAK | Singlezone Non-ducted Wall Placement | 10000 | 7200 | 2.78 | 13047 | 1.97
HEIL | Mid-tier | 201835716 | HRCU-A-CB-O | DLCSRAH18AAK | DLFSCAH18XAK | Singlezone Non-ducted, Ceiling Placement | 18000 | 12000 | 2.59 | 15710 | 2.4
HEIL | Mid-tier | 201835670 | HRCU-A-CB-O | DLCSRAH09AAK | DLFSHAH09XAK | Singlezone Non-ducted Wall Placement | 12000 | 7500 | 2.65 | 9840 | 2.1
HEIL | Mid-tier | 201835706 | HRCU-A-CB-O | DLCSRAH09AAK | DLFSCAH09XAK | Singlezone Non-ducted, Ceiling Placement | 10000 | 6700 | 2.58 | 11870 | 1.94
HISENSE |  | 203845999 | HRCU-A-CB-O | AST-12UW3SXE01 | AST-12UW3SXE**01 | Singlezone Non-ducted Wall Placement | 13000 | 7500 | 2.71 | 9800 | 1.95
HISENSE |  | 203378283 | HRCU-A-CB-O | AST-18UW3SBB00 | AST-18UW3SBB**00 | Singlezone Non-ducted Wall Placement | 19000 | 11600 | 2.7 | 13273 | 2.21
HISENSE |  | 201981253 | HRCU-A-CB-O | AS-09UW3SXE00 | AS-09UW3SXE**00 | Singlezone Non-ducted Wall Placement | 10500 | 6500 | 3.12 | 9250 | 2.36
HISENSE |  | 201981254 | HRCU-A-CB-O | AS-12UW3SXA00 | AS-12UW3SXA**00 | Singlezone Non-ducted Wall Placement | 13000 | 8000 | 3.17 | 12030 | 2.41
HISENSE |  | 205013613 | HRCU-A-CB-O | AUW-18U3SF | ACT-18UR3SGB | Singlezone Non-ducted, Ceiling Placement | 18000 | 11000 | 2.54 | 14750 | 2.3
HISENSE |  | 204976793 | HRCU-A-CB-O | AUW-12U3SS | ACT-12UR3SCA | Singlezone Non-ducted, Ceiling Placement | 12000 | 7000 | 2.53 | 7376 | 2.08
JOHNSON CONTROLS | HMH7 | 211386845 | HRCU-A-CB | HMH72B341 | XAFC36DXXN1+TXV |  | 34000 | 25800 | 2.52 | 24400 | 2.08
JOHNSON CONTROLS | HMH7 | 211386859 | HRCU-A-CB | HMH72B341 | XAFC36DBCN1 |  | 34000 | 25800 | 2.52 | 24400 | 2.08
JOHNSON CONTROLS | HMH7 | 211387245 | HRCU-A-CB | HMH72B341 | XAFB30CXXN1+TXV |  | 34000 | 26600 | 2.5 | 23800 | 2
JOHNSON CONTROLS | HMH7 | 211387260 | HRCU-A-CB | HMH72B341 | XAUB30CXXN1+TXV |  | 34000 | 26600 | 2.5 | 23800 | 2
JOHNSON CONTROLS | HMH7 | 211392471 | HRCU-A-CB | HMH72B341 | XAFB30CXXN1+TXV |  | 34000 | 26800 | 2.54 | 23800 | 2.02
JOHNSON CONTROLS | HMH7 | 211392486 | HRCU-A-CB | HMH72B341 | XAFB30CXXN1+TXV |  | 34000 | 26800 | 2.54 | 23800 | 2.02
JOHNSON CONTROLS | HMH7 | 211392501 | HRCU-A-CB | HMH72B341 | XAUB30CXXN1+TXV |  | 34000 | 26800 | 2.54 | 23800 | 2.02
JOHNSON CONTROLS | HMH7 | 211392516 | HRCU-A-CB | HMH72B341 | XAUB30CXXN1+TXV |  | 34000 | 26800 | 2.54 | 23800 | 2.02
JOHNSON CONTROLS | HMH7 | 211393452 | HRCU-A-CB | HMH72B341 | XAFC36DXXN1+TXV |  | 34000 | 25600 | 2.54 | 24200 | 2.1
JOHNSON CONTROLS | HMH7 | 211393467 | HRCU-A-CB | HMH72B341 | XAFC36DBCN1 |  | 34000 | 25600 | 2.54 | 24200 | 2.1
JOHNSON CONTROLS | HMH7 | 211393641 | HRCU-A-CB | HMH72B341 | JHETB36DBCS2N1 |  | 33800 | 25400 | 2.56 | 23800 | 2.12
JOHNSON CONTROLS | HMH7 | 211393923 | HRCU-A-CB | HMH72B341 | XAFD48FXXN1+TXV |  | 32400 | 25400 | 2.54 | 23600 | 2.06
JOHNSON CONTROLS | HMH7 | 211393938 | HRCU-A-CB | HMH72B341 | XAFD48FBCN1 |  | 32400 | 25400 | 2.54 | 23600 | 2.06
JOHNSON CONTROLS | HMH7 | 211394337 | HRCU-A-CB | HMH72B341 | XAFD48FXXN1+TXV |  | 32400 | 25400 | 2.58 | 23800 | 2.1
JOHNSON CONTROLS | HMH7 | 211394350 | HRCU-A-CB | HMH72B341 | XAFD48FXXN1+TXV |  | 32400 | 25400 | 2.58 | 23800 | 2.1
JOHNSON CONTROLS | HMH7 | 211394367 | HRCU-A-CB | HMH72B341 | XAFD48FBCN1 |  | 32400 | 25400 | 2.58 | 23800 | 2.1
JOHNSON CONTROLS | HMH7 | 211394382 | HRCU-A-CB | HMH72B341 | XAFD48FBCN1 |  | 32400 | 25400 | 2.58 | 23800 | 2.1
JOHNSON CONTROLS | HMH7 | 211394906 | HRCU-A-CB | HMH72B341 | XAFC48FXXN1+TXV |  | 32400 | 25400 | 2.56 | 23800 | 2.08
JOHNSON CONTROLS | HMH7 | 211394920 | HRCU-A-CB | HMH72B341 | XAFC48FXXN1+TXV |  | 32400 | 25400 | 2.56 | 23800 | 2.08
JOHNSON CONTROLS | HMH7 | 211394938 | HRCU-A-CB | HMH72B341 | XAFC48FBCN1 |  | 32400 | 25400 | 2.56 | 23800 | 2.08
JOHNSON CONTROLS | HMH7 | 211394952 | HRCU-A-CB | HMH72B341 | XAUC48FXXN1+TXV |  | 32400 | 25400 | 2.56 | 23800 | 2.08
JOHNSON CONTROLS | HMH7 | 211394967 | HRCU-A-CB | HMH72B341 | XAFC48FBCN1 |  | 32400 | 25400 | 2.56 | 23800 | 2.08
JOHNSON CONTROLS | HMH7 | 211394982 | HRCU-A-CB | HMH72B341 | XAUC48FXXN1+TXV |  | 32400 | 25400 | 2.56 | 23800 | 2.08
JOHNSON CONTROLS | HMH7 | 211396435 | HRCU-A-CB | HMH72B341 | XAHD48FXXN1+TXV |  | 32400 | 25200 | 2.52 | 23800 | 2.06
JOHNSON CONTROLS | HMH7 | 211396459 | HRCU-A-CB | HMH72B341 | XAHD48FXXN1+TXV |  | 32400 | 25200 | 2.52 | 23800 | 2.06
JOHNSON CONTROLS | HMH7 | 211396483 | HRCU-A-CB | HMH72B341 | XAHD48FBCN1 |  | 32400 | 25200 | 2.52 | 23800 | 2.06
JOHNSON CONTROLS | HMH7 | 211396505 | HRCU-A-CB | HMH72B341 | XAHD48FBCN1 |  | 32400 | 25200 | 2.52 | 23800 | 2.06
JOHNSON CONTROLS | HMH7 | 211397053 | HRCU-A-CB | HMH72B341 | XAHC48FXXN1+TXV |  | 32400 | 25200 | 2.52 | 23800 | 2.06
JOHNSON CONTROLS | HMH7 | 211397068 | HRCU-A-CB | HMH72B341 | XAHC48FXXN1+TXV |  | 32400 | 25200 | 2.52 | 23800 | 2.06
JOHNSON CONTROLS | HMH7 | 211397083 | HRCU-A-CB | HMH72B341 | XAHC48FXXN1+TXV |  | 32400 | 25200 | 2.52 | 23800 | 2.06
JOHNSON CONTROLS | HMH7 | 211397098 | HRCU-A-CB | HMH72B341 | XAHC48FXXN1+TXV |  | 32400 | 25200 | 2.52 | 23800 | 2.06
JOHNSON CONTROLS | HMH7 | 211397113 | HRCU-A-CB | HMH72B341 | XAHC48FXXN1+TXV |  | 32400 | 25200 | 2.52 | 23800 | 2.06
JOHNSON CONTROLS | HMH7 | 211397134 | HRCU-A-CB | HMH72B341 | XAHC48FBCN1 |  | 32400 | 25200 | 2.52 | 23800 | 2.06
JOHNSON CONTROLS | HMH7 | 211397149 | HRCU-A-CB | HMH72B341 | XAHC48FBCN1 |  | 32400 | 25200 | 2.52 | 23800 | 2.06
JOHNSON CONTROLS | HMH7 | 211397164 | HRCU-A-CB | HMH72B341 | XAHC48FBCN1 |  | 32400 | 25200 | 2.52 | 23800 | 2.06
JOHNSON CONTROLS | HMH7 | 211397170 | HRCU-A-CB | HMH72B341 | XAHC48FBCN1 |  | 32400 | 25200 | 2.52 | 23800 | 2.06
JOHNSON CONTROLS | HMH7 | 211397185 | HRCU-A-CB | HMH72B341 | XAHC48FBCN1 |  | 32400 | 25200 | 2.52 | 23800 | 2.06
JOHNSON CONTROLS | HMH7 | 211386413 | HRCU-A-CB | HMH72B341 | XAFD48FXXN1+TXV |  | 32400 | 25400 | 2.58 | 23800 | 2.1
JOHNSON CONTROLS | HMH7 | 211386427 | HRCU-A-CB | HMH72B341 | XAFD48FBCN1 |  | 32400 | 25400 | 2.58 | 23800 | 2.1
JOHNSON CONTROLS | HMH7 | 211390180 | HRCU-A-CB | HMH72B341 | XAFC36DXXN1+TXV |  | 34000 | 25400 | 2.54 | 24000 | 2.1
JOHNSON CONTROLS | HMH7 | 211390263 | HRCU-A-CB | HMH72B341 | XAFC36DBCN1 |  | 34000 | 25400 | 2.54 | 24000 | 2.1
JOHNSON CONTROLS | HMH7 | 211391827 | HRCU-A-CB | HMH72B341 | XAFB36DXXN1+TXV |  | 33800 | 25400 | 2.5 | 23800 | 2.06
JOHNSON CONTROLS | HMH7 | 211391841 | HRCU-A-CB | HMH72B341 | XAFB36DXXN1+TXV |  | 33800 | 25400 | 2.5 | 23800 | 2.06
JOHNSON CONTROLS | HMH7 | 211391855 | HRCU-A-CB | HMH72B341 | XAFB36DBCN1 |  | 33800 | 25400 | 2.5 | 23800 | 2.06
JOHNSON CONTROLS | HMH7 | 211391870 | HRCU-A-CB | HMH72B341 | XAUB36DXXN1+TXV |  | 33800 | 25400 | 2.5 | 23800 | 2.06
JOHNSON CONTROLS | HMH7 | 211391885 | HRCU-A-CB | HMH72B341 | XAFB36DBCN1 |  | 33800 | 25400 | 2.5 | 23800 | 2.06
JOHNSON CONTROLS | HMH7 | 211391900 | HRCU-A-CB | HMH72B341 | XAUB36DXXN1+TXV |  | 33800 | 25400 | 2.5 | 23800 | 2.06
JOHNSON CONTROLS | HMH7 | 211392361 | HRCU-A-CB | HMH72B341 | XAFC30CXXN1+TXV |  | 34000 | 26800 | 2.54 | 23800 | 2.02
JOHNSON CONTROLS | HMH7 | 211392376 | HRCU-A-CB | HMH72B341 | XAFC30CXXN1+TXV |  | 34000 | 26800 | 2.54 | 23800 | 2.02
JOHNSON CONTROLS | HMH7 | 211393626 | HRCU-A-CB | HMH72B341 | JHVTB36DBCC2N1 |  | 33800 | 25200 | 2.54 | 23800 | 2.1
JOHNSON CONTROLS | HMH7 | 211393833 | HRCU-A-CB | HMH72B341 | XAFD48FXXN1+TXV |  | 32400 | 25400 | 2.56 | 23800 | 2.08
JOHNSON CONTROLS | HMH7 | 211393848 | HRCU-A-CB | HMH72B341 | XAFD48FBCN1 |  | 32400 | 25400 | 2.56 | 23800 | 2.08
JOHNSON CONTROLS | HMH7 | 211395081 | HRCU-A-CB | HMH72B341 | XAHC48FXXN1+TXV |  | 31800 | 24800 | 2.5 | 23200 | 2.02
JOHNSON CONTROLS | HMH7 | 211395102 | HRCU-A-CB | HMH72B341 | XAHC48FXXN1+TXV |  | 31800 | 24800 | 2.5 | 23200 | 2.02
JOHNSON CONTROLS | HMH7 | 211395133 | HRCU-A-CB | HMH72B341 | XAHC48FBCN1 |  | 31800 | 24800 | 2.5 | 23200 | 2.02
JOHNSON CONTROLS | HMH7 | 211395156 | HRCU-A-CB | HMH72B341 | XAHC48FBCN1 |  | 31800 | 24800 | 2.5 | 23200 | 2.02
JOHNSON CONTROLS | HMH7 | 211395935 | HRCU-A-CB | HMH72B341 | XAHD48FXXN1+TXV |  | 31800 | 24800 | 2.5 | 23200 | 2.02
JOHNSON CONTROLS | HMH7 | 211395948 | HRCU-A-CB | HMH72B341 | XAHD48FBCN1 |  | 31800 | 24800 | 2.5 | 23200 | 2.02
JOHNSON CONTROLS | HMH7 | 211396656 | HRCU-A-CB | HMH72B341 | XAFC48FXXN1+TXV |  | 33000 | 25600 | 2.56 | 24200 | 2.1
JOHNSON CONTROLS | HMH7 | 211396698 | HRCU-A-CB | HMH72B341 | XAFC48FBCN1 |  | 33000 | 25600 | 2.56 | 24200 | 2.1
JOHNSON CONTROLS | HMH7 | 211396713 | HRCU-A-CB | HMH72B341 | XAUC48FXXN1+TXV |  | 33000 | 25600 | 2.56 | 24200 | 2.1
JOHNSON CONTROLS | HMH7 | 211397225 | HRCU-A-CB | HMH72B341 | XAHD48FXXN1+TXV |  | 32400 | 25400 | 2.5 | 24000 | 2.06
JOHNSON CONTROLS | HMH7 | 211397308 | HRCU-A-CB | HMH72B341 | XAHD48FBCN1 |  | 32400 | 25400 | 2.5 | 24000 | 2.06
JOHNSON CONTROLS | HMH7 | 211386148 | HRCU-A-CB | HMH72B341 | XAFC48FXXN1+TXV |  | 32400 | 25400 | 2.56 | 23800 | 2.08
JOHNSON CONTROLS | HMH7 | 211386162 | HRCU-A-CB | HMH72B341 | XAFC48FBCN1 |  | 32400 | 25400 | 2.56 | 23800 | 2.08
JOHNSON CONTROLS | HMH7 | 211386176 | HRCU-A-CB | HMH72B341 | XAUC48FXXN1+TXV |  | 32400 | 25400 | 2.56 | 23800 | 2.08
JOHNSON CONTROLS | HMH7 | 211386365 | HRCU-A-CB | HMH72B341 | XAHD48FXXN1+TXV |  | 32000 | 24800 | 2.54 | 23200 | 2.06
JOHNSON CONTROLS | HMH7 | 211386377 | HRCU-A-CB | HMH72B341 | XAHD48FBCN1 |  | 32000 | 24800 | 2.54 | 23200 | 2.06
JOHNSON CONTROLS | HMH7 | 211388622 | HRCU-A-CB | HMH72B341 | XAFC36DXXN1+TXV |  | 33600 | 25200 | 2.52 | 23800 | 2.08
JOHNSON CONTROLS | HMH7 | 211388637 | HRCU-A-CB | HMH72B341 | XAFC36DBCN1 |  | 33600 | 25200 | 2.52 | 23800 | 2.08
JOHNSON CONTROLS | HMH7 | 211388711 | HRCU-A-CB | HMH72B341 | XAFC36DXXN1+TXV |  | 33600 | 25200 | 2.52 | 23800 | 2.08
JOHNSON CONTROLS | HMH7 | 211388726 | HRCU-A-CB | HMH72B341 | XAFC36DBCN1 |  | 33600 | 25200 | 2.52 | 23800 | 2.08
JOHNSON CONTROLS | HMH7 | 211389283 | HRCU-A-CB | HMH72B341 | XAHC36DXXN1+TXV |  | 33800 | 25400 | 2.5 | 24200 | 2.08
JOHNSON CONTROLS | HMH7 | 211389313 | HRCU-A-CB | HMH72B341 | XAHC36DBCN1 |  | 33800 | 25400 | 2.5 | 24200 | 2.08
JOHNSON CONTROLS | HMH7 | 211392059 | HRCU-A-CB | HMH72B341 | XAFC36DXXN1+TXV |  | 33600 | 25200 | 2.52 | 23600 | 2.08
JOHNSON CONTROLS | HMH7 | 211392069 | HRCU-A-CB | HMH72B341 | XAFC36DXXN1+TXV |  | 33600 | 25200 | 2.52 | 23600 | 2.08
JOHNSON CONTROLS | HMH7 | 211392084 | HRCU-A-CB | HMH72B341 | XAFC36DBCN1 |  | 33600 | 25200 | 2.52 | 23600 | 2.08
JOHNSON CONTROLS | HMH7 | 211392099 | HRCU-A-CB | HMH72B341 | XAFC36DBCN1 |  | 33600 | 25200 | 2.52 | 23600 | 2.08
JOHNSON CONTROLS | HMH7 | 211393363 | HRCU-A-CB | HMH72B341 | XAFC36DXXN1+TXV |  | 34000 | 25400 | 2.56 | 24000 | 2.12
JOHNSON CONTROLS | HMH7 | 211393378 | HRCU-A-CB | HMH72B341 | XAFC36DBCN1 |  | 34000 | 25400 | 2.56 | 24000 | 2.12
JOHNSON CONTROLS | HMH7 | 211394701 | HRCU-A-CB | HMH72B341 | XAHD48FXXN1+TXV |  | 31800 | 24800 | 2.52 | 23200 | 2.04
JOHNSON CONTROLS | HMH7 | 211394715 | HRCU-A-CB | HMH72B341 | XAHD48FXXN1+TXV |  | 31800 | 24800 | 2.52 | 23200 | 2.04
JOHNSON CONTROLS | HMH7 | 211394732 | HRCU-A-CB | HMH72B341 | XAHD48FBCN1 |  | 31800 | 24800 | 2.52 | 23200 | 2.04
JOHNSON CONTROLS | HMH7 | 211394747 | HRCU-A-CB | HMH72B341 | XAHD48FBCN1 |  | 31800 | 24800 | 2.52 | 23200 | 2.04
JOHNSON CONTROLS | HMH7 | 211394839 | HRCU-A-CB | HMH72B341 | XAFD48FXXN1+TXV |  | 32400 | 25400 | 2.58 | 23600 | 2.08
JOHNSON CONTROLS | HMH7 | 211394853 | HRCU-A-CB | HMH72B341 | XAFD48FXXN1+TXV |  | 32400 | 25400 | 2.58 | 23600 | 2.08
JOHNSON CONTROLS | HMH7 | 211394873 | HRCU-A-CB | HMH72B341 | XAFD48FBCN1 |  | 32400 | 25400 | 2.58 | 23600 | 2.08
JOHNSON CONTROLS | HMH7 | 211394887 | HRCU-A-CB | HMH72B341 | XAFD48FBCN1 |  | 32400 | 25400 | 2.58 | 23600 | 2.08
JOHNSON CONTROLS | HMH7 | 211395008 | HRCU-A-CB | HMH72B341 | XAHD48FXXN1+TXV |  | 31800 | 25000 | 2.5 | 23200 | 2.02
JOHNSON CONTROLS | HMH7 | 211395021 | HRCU-A-CB | HMH72B341 | XAHD48FXXN1+TXV |  | 31800 | 25000 | 2.5 | 23200 | 2.02
JOHNSON CONTROLS | HMH7 | 211395040 | HRCU-A-CB | HMH72B341 | XAHD48FBCN1 |  | 31800 | 25000 | 2.5 | 23200 | 2.02
JOHNSON CONTROLS | HMH7 | 211395051 | HRCU-A-CB | HMH72B341 | XAHD48FBCN1 |  | 31800 | 25000 | 2.5 | 23200 | 2.02
JOHNSON CONTROLS | HMH7 | 211395963 | HRCU-A-CB | HMH72B341 | XAHC48FXXN1+TXV |  | 31800 | 24800 | 2.5 | 23200 | 2.02
JOHNSON CONTROLS | HMH7 | 211395975 | HRCU-A-CB | HMH72B341 | XAHC48FBCN1 |  | 31800 | 24800 | 2.5 | 23200 | 2.02
JOHNSON CONTROLS | HMH7 | 211397385 | HRCU-A-CB | HMH72B341 | XAHC48FXXN1+TXV |  | 32400 | 25400 | 2.5 | 24000 | 2.04
JOHNSON CONTROLS | HMH7 | 211397466 | HRCU-A-CB | HMH72B341 | XAHC48FBCN1 |  | 32400 | 25400 | 2.5 | 24000 | 2.04
JOHNSON CONTROLS | HMH7 | 211398158 | HRCU-A-CB | HMH72B341 | XAHC48FXXN1+TXV |  | 31600 | 24800 | 2.52 | 23200 | 2.04
JOHNSON CONTROLS | HMH7 | 211398170 | HRCU-A-CB | HMH72B341 | XAHC48FXXN1+TXV |  | 31600 | 24800 | 2.52 | 23200 | 2.04
JOHNSON CONTROLS | HMH7 | 211398185 | HRCU-A-CB | HMH72B341 | XAHC48FBCN1 |  | 31600 | 24800 | 2.52 | 23200 | 2.04
JOHNSON CONTROLS | HMH7 | 211398201 | HRCU-A-CB | HMH72B341 | XAHC48FBCN1 |  | 31600 | 24800 | 2.52 | 23200 | 2.04
JOHNSON CONTROLS | HMH7 | 211398520 | HRCU-A-CB | HMH72B341 | XAFC48FXXN1+TXV |  | 32400 | 25400 | 2.56 | 23600 | 2.06
JOHNSON CONTROLS | HMH7 | 211398535 | HRCU-A-CB | HMH72B341 | XAFC48FXXN1+TXV |  | 32400 | 25400 | 2.56 | 23600 | 2.06
JOHNSON CONTROLS | HMH7 | 211398550 | HRCU-A-CB | HMH72B341 | XAFC48FBCN1 |  | 32400 | 25400 | 2.56 | 23600 | 2.06
JOHNSON CONTROLS | HMH7 | 211398565 | HRCU-A-CB | HMH72B341 | XAUC48FXXN1+TXV |  | 32400 | 25400 | 2.56 | 23600 | 2.06
JOHNSON CONTROLS | HMH7 | 211398580 | HRCU-A-CB | HMH72B341 | XAFC48FBCN1 |  | 32400 | 25400 | 2.56 | 23600 | 2.06
JOHNSON CONTROLS | HMH7 | 211398595 | HRCU-A-CB | HMH72B341 | XAUC48FXXN1+TXV |  | 32400 | 25400 | 2.56 | 23600 | 2.06
JOHNSON CONTROLS | HMH7 | 211385835 | HRCU-A-CB | HMH72B341 | XAFC48FXXN1+TXV |  | 32200 | 25200 | 2.56 | 23400 | 2.06
JOHNSON CONTROLS | HMH7 | 211385848 | HRCU-A-CB | HMH72B341 | XAFC48FXXN1+TXV |  | 32200 | 25200 | 2.56 | 23400 | 2.06
JOHNSON CONTROLS | HMH7 | 211385861 | HRCU-A-CB | HMH72B341 | XAFC48FBCN1 |  | 32200 | 25200 | 2.56 | 23400 | 2.06
JOHNSON CONTROLS | HMH7 | 211385877 | HRCU-A-CB | HMH72B341 | XAUC48FXXN1+TXV |  | 32200 | 25200 | 2.56 | 23400 | 2.06
JOHNSON CONTROLS | HMH7 | 211385893 | HRCU-A-CB | HMH72B341 | XAFC48FBCN1 |  | 32200 | 25200 | 2.56 | 23400 | 2.06
JOHNSON CONTROLS | HMH7 | 211385909 | HRCU-A-CB | HMH72B341 | XAUC48FXXN1+TXV |  | 32200 | 25200 | 2.56 | 23400 | 2.06
JOHNSON CONTROLS | HMH7 | 211386060 | HRCU-A-CB | HMH72B341 | XAHD48FXXN1+TXV |  | 32000 | 25000 | 2.52 | 23400 | 2.04
JOHNSON CONTROLS | HMH7 | 211386074 | HRCU-A-CB | HMH72B341 | XAHD48FBCN1 |  | 32000 | 25000 | 2.52 | 23400 | 2.04
JOHNSON CONTROLS | HMH7 | 211387055 | HRCU-A-CB | HMH72B341 | XAFB30CXXN1+TXV |  | 34000 | 26800 | 2.54 | 23800 | 2.02
JOHNSON CONTROLS | HMH7 | 211387068 | HRCU-A-CB | HMH72B341 | XAUB30CXXN1+TXV |  | 34000 | 26800 | 2.54 | 23800 | 2.02
JOHNSON CONTROLS | HMH7 | 211387188 | HRCU-A-CB | HMH72B341 | XAFC30CXXN1+TXV |  | 34000 | 26600 | 2.52 | 23800 | 2
JOHNSON CONTROLS | HMH7 | 211387629 | HRCU-A-CB | HMH72B341 | XAFC36DXXN1+TXV |  | 33800 | 25400 | 2.52 | 23800 | 2.08
JOHNSON CONTROLS | HMH7 | 211387638 | HRCU-A-CB | HMH72B341 | XAFC36DXXN1+TXV |  | 33800 | 25400 | 2.52 | 23800 | 2.08
JOHNSON CONTROLS | HMH7 | 211387647 | HRCU-A-CB | HMH72B341 | XAFC36DBCN1 |  | 33800 | 25400 | 2.52 | 23800 | 2.08
JOHNSON CONTROLS | HMH7 | 211387654 | HRCU-A-CB | HMH72B341 | XAFC36DBCN1 |  | 33800 | 25400 | 2.52 | 23800 | 2.08
JOHNSON CONTROLS | HMH7 | 211389382 | HRCU-A-CB | HMH72B341 | XAFC36DXXN1+TXV |  | 34000 | 25800 | 2.56 | 24600 | 2.12
JOHNSON CONTROLS | HMH7 | 211389412 | HRCU-A-CB | HMH72B341 | XAFC36DBCN1 |  | 34000 | 25800 | 2.56 | 24600 | 2.12
JOHNSON CONTROLS | HMH7 | 211390166 | HRCU-A-CB | HMH72B341 | XAFC36DXXN1+TXV |  | 34000 | 25400 | 2.54 | 24000 | 2.1
JOHNSON CONTROLS | HMH7 | 211390194 | HRCU-A-CB | HMH72B341 | XAFC36DXXN1+TXV |  | 34000 | 25400 | 2.54 | 24000 | 2.1
JOHNSON CONTROLS | HMH7 | 211390207 | HRCU-A-CB | HMH72B341 | XAFC36DXXN1+TXV |  | 34000 | 25400 | 2.54 | 24000 | 2.1
JOHNSON CONTROLS | HMH7 | 211390222 | HRCU-A-CB | HMH72B341 | XAFC36DXXN1+TXV |  | 34000 | 25400 | 2.54 | 24000 | 2.1
JOHNSON CONTROLS | HMH7 | 211390248 | HRCU-A-CB | HMH72B341 | XAFC36DBCN1 |  | 34000 | 25400 | 2.54 | 24000 | 2.1
JOHNSON CONTROLS | HMH7 | 211390277 | HRCU-A-CB | HMH72B341 | XAFC36DBCN1 |  | 34000 | 25400 | 2.54 | 24000 | 2.1
JOHNSON CONTROLS | HMH7 | 211390290 | HRCU-A-CB | HMH72B341 | XAFC36DBCN1 |  | 34000 | 25400 | 2.54 | 24000 | 2.1
JOHNSON CONTROLS | HMH7 | 211390304 | HRCU-A-CB | HMH72B341 | XAFC36DBCN1 |  | 34000 | 25400 | 2.54 | 24000 | 2.1
JOHNSON CONTROLS | HMH7 | 211391005 | HRCU-A-CB | HMH72B341 | XAFB36DXXN1+TXV |  | 34000 | 25600 | 2.5 | 24200 | 2.06
JOHNSON CONTROLS | HMH7 | 211391020 | HRCU-A-CB | HMH72B341 | XAFB36DXXN1+TXV |  | 34000 | 25600 | 2.5 | 24200 | 2.06
JOHNSON CONTROLS | HMH7 | 211391035 | HRCU-A-CB | HMH72B341 | XAFB36DXXN1+TXV |  | 34000 | 25600 | 2.5 | 24200 | 2.06
JOHNSON CONTROLS | HMH7 | 211391050 | HRCU-A-CB | HMH72B341 | XAFB36DBCN1 |  | 34000 | 25600 | 2.5 | 24200 | 2.06
JOHNSON CONTROLS | HMH7 | 211391065 | HRCU-A-CB | HMH72B341 | XAUB36DXXN1+TXV |  | 34000 | 25600 | 2.5 | 24200 | 2.06
JOHNSON CONTROLS | HMH7 | 211391080 | HRCU-A-CB | HMH72B341 | XAFB36DBCN1 |  | 34000 | 25600 | 2.5 | 24200 | 2.06
JOHNSON CONTROLS | HMH7 | 211391095 | HRCU-A-CB | HMH72B341 | XAUB36DXXN1+TXV |  | 34000 | 25600 | 2.5 | 24200 | 2.06
JOHNSON CONTROLS | HMH7 | 211391110 | HRCU-A-CB | HMH72B341 | XAFB36DBCN1 |  | 34000 | 25600 | 2.5 | 24200 | 2.06
JOHNSON CONTROLS | HMH7 | 211391125 | HRCU-A-CB | HMH72B341 | XAUB36DXXN1+TXV |  | 34000 | 25600 | 2.5 | 24200 | 2.06
JOHNSON CONTROLS | HMH7 | 211392839 | HRCU-A-CB | HMH72B341 | XAFB36DXXN1+TXV |  | 33600 | 25200 | 2.5 | 23800 | 2.06
JOHNSON CONTROLS | HMH7 | 211392854 | HRCU-A-CB | HMH72B341 | XAFB36DXXN1+TXV |  | 33600 | 25200 | 2.5 | 23800 | 2.06
JOHNSON CONTROLS | HMH7 | 211392869 | HRCU-A-CB | HMH72B341 | XAFB36DBCN1 |  | 33600 | 25200 | 2.5 | 23800 | 2.06
JOHNSON CONTROLS | HMH7 | 211392883 | HRCU-A-CB | HMH72B341 | XAUB36DXXN1+TXV |  | 33600 | 25200 | 2.5 | 23800 | 2.06
JOHNSON CONTROLS | HMH7 | 211392891 | HRCU-A-CB | HMH72B341 | XAFB36DBCN1 |  | 33600 | 25200 | 2.5 | 23800 | 2.06
JOHNSON CONTROLS | HMH7 | 211392905 | HRCU-A-CB | HMH72B341 | XAUB36DXXN1+TXV |  | 33600 | 25200 | 2.5 | 23800 | 2.06
JOHNSON CONTROLS | HMH7 | 211393541 | HRCU-A-CB | HMH72B341 | XAFB36DXXN1+TXV |  | 33800 | 25400 | 2.5 | 23800 | 2.06
JOHNSON CONTROLS | HMH7 | 211393556 | HRCU-A-CB | HMH72B341 | XAFB36DBCN1 |  | 33800 | 25400 | 2.5 | 23800 | 2.06
JOHNSON CONTROLS | HMH7 | 211393571 | HRCU-A-CB | HMH72B341 | XAUB36DXXN1+TXV |  | 33800 | 25400 | 2.5 | 23800 | 2.06
JOHNSON CONTROLS | HMH7 | 211238537 | HRCU-A-CB | HMH72B341 | JHETC36DBCS2N1 |  | 33600 | 25000 | 2.58 | 23600 | 2.12
JOHNSON CONTROLS | HMH7 | 211393803 | HRCU-A-CB | HMH72B341 | XAHD48FXXN1+TXV |  | 32000 | 25000 | 2.52 | 23400 | 2.04
JOHNSON CONTROLS | HMH7 | 211393818 | HRCU-A-CB | HMH72B341 | XAHD48FBCN1 |  | 32000 | 25000 | 2.52 | 23400 | 2.04
JOHNSON CONTROLS | HMH7 | 211393998 | HRCU-A-CB | HMH72B341 | XAHD48FXXN1+TXV |  | 31800 | 25000 | 2.5 | 23200 | 2.02
JOHNSON CONTROLS | HMH7 | 211394013 | HRCU-A-CB | HMH72B341 | XAHD48FBCN1 |  | 31800 | 25000 | 2.5 | 23200 | 2.02
JOHNSON CONTROLS | HMH7 | 211394600 | HRCU-A-CB | HMH72B341 | XAFC48FXXN1+TXV |  | 33000 | 25800 | 2.56 | 24200 | 2.1
JOHNSON CONTROLS | HMH7 | 211394615 | HRCU-A-CB | HMH72B341 | XAFC48FXXN1+TXV |  | 33000 | 25800 | 2.56 | 24200 | 2.1
JOHNSON CONTROLS | HMH7 | 211394632 | HRCU-A-CB | HMH72B341 | XAFC48FBCN1 |  | 33000 | 25800 | 2.56 | 24200 | 2.1
JOHNSON CONTROLS | HMH7 | 211394647 | HRCU-A-CB | HMH72B341 | XAUC48FXXN1+TXV |  | 33000 | 25800 | 2.56 | 24200 | 2.1
JOHNSON CONTROLS | HMH7 | 211394659 | HRCU-A-CB | HMH72B341 | XAFC48FBCN1 |  | 33000 | 25800 | 2.56 | 24200 | 2.1
JOHNSON CONTROLS | HMH7 | 211394674 | HRCU-A-CB | HMH72B341 | XAUC48FXXN1+TXV |  | 33000 | 25800 | 2.56 | 24200 | 2.1
JOHNSON CONTROLS | HMH7 | 211395306 | HRCU-A-CB | HMH72B341 | XAFC48FXXN1+TXV |  | 32400 | 25400 | 2.54 | 23600 | 2.06
JOHNSON CONTROLS | HMH7 | 211395331 | HRCU-A-CB | HMH72B341 | XAFC48FXXN1+TXV |  | 32400 | 25400 | 2.54 | 23600 | 2.06
JOHNSON CONTROLS | HMH7 | 211395359 | HRCU-A-CB | HMH72B341 | XAFC48FBCN1 |  | 32400 | 25400 | 2.54 | 23600 | 2.06
JOHNSON CONTROLS | HMH7 | 211395376 | HRCU-A-CB | HMH72B341 | XAUC48FXXN1+TXV |  | 32400 | 25400 | 2.54 | 23600 | 2.06
JOHNSON CONTROLS | HMH7 | 211395400 | HRCU-A-CB | HMH72B341 | XAFC48FBCN1 |  | 32400 | 25400 | 2.54 | 23600 | 2.06
JOHNSON CONTROLS | HMH7 | 211395419 | HRCU-A-CB | HMH72B341 | XAUC48FXXN1+TXV |  | 32400 | 25400 | 2.54 | 23600 | 2.06
JOHNSON CONTROLS | HMH7 | 211396981 | HRCU-A-CB | HMH72B341 | XAHC48FXXN1+TXV |  | 31600 | 24800 | 2.5 | 23000 | 2.02
JOHNSON CONTROLS | HMH7 | 211396993 | HRCU-A-CB | HMH72B341 | XAHC48FBCN1 |  | 31600 | 24800 | 2.5 | 23000 | 2.02
JOHNSON CONTROLS | HMH7 | 211398610 | HRCU-A-CB | HMH72B341 | XAHC48FXXN1+TXV |  | 31800 | 25000 | 2.5 | 23200 | 2.02
JOHNSON CONTROLS | HMH7 | 211398625 | HRCU-A-CB | HMH72B341 | XAHC48FXXN1+TXV |  | 31800 | 25000 | 2.5 | 23200 | 2.02
JOHNSON CONTROLS | HMH7 | 211398635 | HRCU-A-CB | HMH72B341 | XAHC48FBCN1 |  | 31800 | 25000 | 2.5 | 23200 | 2.02
JOHNSON CONTROLS | HMH7 | 211398647 | HRCU-A-CB | HMH72B341 | XAHC48FBCN1 |  | 31800 | 25000 | 2.5 | 23200 | 2.02
JOHNSON CONTROLS | HMH7 | 211386194 | HRCU-A-CB | HMH72B341 | XAHD48FXXN1+TXV |  | 32400 | 25200 | 2.5 | 23600 | 2.04
JOHNSON CONTROLS | HMH7 | 211386203 | HRCU-A-CB | HMH72B341 | XAHD48FBCN1 |  | 32400 | 25200 | 2.5 | 23600 | 2.04
JOHNSON CONTROLS | HMH7 | 211386389 | HRCU-A-CB | HMH72B341 | XAHC48FXXN1+TXV |  | 32000 | 24800 | 2.54 | 23200 | 2.06
JOHNSON CONTROLS | HMH7 | 211386402 | HRCU-A-CB | HMH72B341 | XAHC48FBCN1 |  | 32000 | 24800 | 2.54 | 23200 | 2.06
JOHNSON CONTROLS | HMH7 | 211386663 | HRCU-A-CB | HMH72B341 | JHVTC42FBCC2N1 |  | 32400 | 25000 | 2.62 | 23400 | 2.12
JOHNSON CONTROLS | HMH7 | 211388838 | HRCU-A-CB | HMH72B341 | XAFC36DXXN1+TXV |  | 34000 | 25800 | 2.5 | 24400 | 2.06
JOHNSON CONTROLS | HMH7 | 211388853 | HRCU-A-CB | HMH72B341 | XAFC36DBCN1 |  | 34000 | 25800 | 2.5 | 24400 | 2.06
JOHNSON CONTROLS | HMH7 | 211389371 | HRCU-A-CB | HMH72B341 | XAFC36DXXN1+TXV |  | 33800 | 25200 | 2.56 | 23800 | 2.1
JOHNSON CONTROLS | HMH7 | 211389397 | HRCU-A-CB | HMH72B341 | XAFC36DBCN1 |  | 33800 | 25200 | 2.56 | 23800 | 2.1
JOHNSON CONTROLS | HMH7 | 211389702 | HRCU-A-CB | HMH72B341 | XAFC36DXXN1+TXV |  | 33600 | 25200 | 2.5 | 23600 | 2.06
JOHNSON CONTROLS | HMH7 | 211389716 | HRCU-A-CB | HMH72B341 | XAFC36DBCN1 |  | 33600 | 25200 | 2.5 | 23600 | 2.06
JOHNSON CONTROLS | HMH7 | 211391743 | HRCU-A-CB | HMH72B341 | XAFC36DXXN1+TXV |  | 33800 | 25400 | 2.5 | 23800 | 2.06
JOHNSON CONTROLS | HMH7 | 211391756 | HRCU-A-CB | HMH72B341 | XAFC36DXXN1+TXV |  | 33800 | 25400 | 2.5 | 23800 | 2.06
JOHNSON CONTROLS | HMH7 | 211391771 | HRCU-A-CB | HMH72B341 | XAFC36DBCN1 |  | 33800 | 25400 | 2.5 | 23800 | 2.06
JOHNSON CONTROLS | HMH7 | 211391784 | HRCU-A-CB | HMH72B341 | XAFC36DBCN1 |  | 33800 | 25400 | 2.5 | 23800 | 2.06
JOHNSON CONTROLS | HMH7 | 211394088 | HRCU-A-CB | HMH72B341 | XAFC48FXXN1+TXV |  | 32800 | 25800 | 2.52 | 24200 | 2.06
JOHNSON CONTROLS | HMH7 | 211394101 | HRCU-A-CB | HMH72B341 | XAFC48FBCN1 |  | 32800 | 25800 | 2.52 | 24200 | 2.06
JOHNSON CONTROLS | HMH7 | 211394116 | HRCU-A-CB | HMH72B341 | XAUC48FXXN1+TXV |  | 32800 | 25800 | 2.52 | 24200 | 2.06
JOHNSON CONTROLS | HMH7 | 211394401 | HRCU-A-CB | HMH72B341 | XAHD48FXXN1+TXV |  | 32400 | 25200 | 2.5 | 23800 | 2.06
JOHNSON CONTROLS | HMH7 | 211394414 | HRCU-A-CB | HMH72B341 | XAHD48FXXN1+TXV |  | 32400 | 25200 | 2.5 | 23800 | 2.06
JOHNSON CONTROLS | HMH7 | 211394434 | HRCU-A-CB | HMH72B341 | XAHD48FBCN1 |  | 32400 | 25200 | 2.5 | 23800 | 2.06
JOHNSON CONTROLS | HMH7 | 211394449 | HRCU-A-CB | HMH72B341 | XAHD48FBCN1 |  | 32400 | 25200 | 2.5 | 23800 | 2.06
JOHNSON CONTROLS | HMH7 | 211394469 | HRCU-A-CB | HMH72B341 | XAHC48FXXN1+TXV |  | 32000 | 25000 | 2.52 | 23400 | 2.04
JOHNSON CONTROLS | HMH7 | 211394483 | HRCU-A-CB | HMH72B341 | XAHC48FXXN1+TXV |  | 32000 | 25000 | 2.52 | 23400 | 2.04
JOHNSON CONTROLS | HMH7 | 211394501 | HRCU-A-CB | HMH72B341 | XAHC48FBCN1 |  | 32000 | 25000 | 2.52 | 23400 | 2.04
JOHNSON CONTROLS | HMH7 | 211394514 | HRCU-A-CB | HMH72B341 | XAHC48FBCN1 |  | 32000 | 25000 | 2.52 | 23400 | 2.04
JOHNSON CONTROLS | HMH7 | 211395190 | HRCU-A-CB | HMH72B341 | XAFD48FXXN1+TXV |  | 32400 | 25400 | 2.54 | 23600 | 2.06
JOHNSON CONTROLS | HMH7 | 211395215 | HRCU-A-CB | HMH72B341 | XAFD48FXXN1+TXV |  | 32400 | 25400 | 2.54 | 23600 | 2.06
JOHNSON CONTROLS | HMH7 | 211395245 | HRCU-A-CB | HMH72B341 | XAFD48FBCN1 |  | 32400 | 25400 | 2.54 | 23600 | 2.06
JOHNSON CONTROLS | HMH7 | 211395269 | HRCU-A-CB | HMH72B341 | XAFD48FBCN1 |  | 32400 | 25400 | 2.54 | 23600 | 2.06
JOHNSON CONTROLS | HMH7 | 211396021 | HRCU-A-CB | HMH72B341 | XAFC48FXXN1+TXV |  | 32400 | 25400 | 2.56 | 23600 | 2.06
JOHNSON CONTROLS | HMH7 | 211396033 | HRCU-A-CB | HMH72B341 | XAFC48FBCN1 |  | 32400 | 25400 | 2.56 | 23600 | 2.06
JOHNSON CONTROLS | HMH7 | 211396047 | HRCU-A-CB | HMH72B341 | XAUC48FXXN1+TXV |  | 32400 | 25400 | 2.56 | 23600 | 2.06
JOHNSON CONTROLS | HMH7 | 211396123 | HRCU-A-CB | HMH72B341 | XAFD48FXXN1+TXV |  | 33400 | 26000 | 2.5 | 24600 | 2.08
JOHNSON CONTROLS | HMH7 | 211396137 | HRCU-A-CB | HMH72B341 | XAFD48FBCN1 |  | 33400 | 26000 | 2.5 | 24600 | 2.08
JOHNSON CONTROLS | HMH7 | 211397008 | HRCU-A-CB | HMH72B341 | XAFC48FXXN1+TXV |  | 32200 | 25400 | 2.54 | 23600 | 2.04
JOHNSON CONTROLS | HMH7 | 211397023 | HRCU-A-CB | HMH72B341 | XAFC48FBCN1 |  | 32200 | 25400 | 2.54 | 23600 | 2.04
JOHNSON CONTROLS | HMH7 | 211397038 | HRCU-A-CB | HMH72B341 | XAUC48FXXN1+TXV |  | 32200 | 25400 | 2.54 | 23600 | 2.04
JOHNSON CONTROLS | HMH7 | 211397209 | HRCU-A-CB | HMH72B341 | XAHD48FXXN1+TXV |  | 32400 | 25200 | 2.5 | 23800 | 2.06
JOHNSON CONTROLS | HMH7 | 211397240 | HRCU-A-CB | HMH72B341 | XAHD48FXXN1+TXV |  | 32400 | 25200 | 2.5 | 23800 | 2.06
JOHNSON CONTROLS | HMH7 | 211397255 | HRCU-A-CB | HMH72B341 | XAHD48FXXN1+TXV |  | 32400 | 25200 | 2.5 | 23800 | 2.06
JOHNSON CONTROLS | HMH7 | 211397270 | HRCU-A-CB | HMH72B341 | XAHD48FXXN1+TXV |  | 32400 | 25200 | 2.5 | 23800 | 2.06
JOHNSON CONTROLS | HMH7 | 211397293 | HRCU-A-CB | HMH72B341 | XAHD48FBCN1 |  | 32400 | 25200 | 2.5 | 23800 | 2.06
JOHNSON CONTROLS | HMH7 | 211397320 | HRCU-A-CB | HMH72B341 | XAHD48FBCN1 |  | 32400 | 25200 | 2.5 | 23800 | 2.06
JOHNSON CONTROLS | HMH7 | 211397334 | HRCU-A-CB | HMH72B341 | XAHD48FBCN1 |  | 32400 | 25200 | 2.5 | 23800 | 2.06
JOHNSON CONTROLS | HMH7 | 211397350 | HRCU-A-CB | HMH72B341 | XAHD48FBCN1 |  | 32400 | 25200 | 2.5 | 23800 | 2.06
JOHNSON CONTROLS | HMH7 | 211397705 | HRCU-A-CB | HMH72B341 | XAFC48FXXN1+TXV |  | 33200 | 25800 | 2.54 | 24400 | 2.1
JOHNSON CONTROLS | HMH7 | 211397729 | HRCU-A-CB | HMH72B341 | XAFC48FXXN1+TXV |  | 33200 | 25800 | 2.54 | 24400 | 2.1
JOHNSON CONTROLS | HMH7 | 211397744 | HRCU-A-CB | HMH72B341 | XAFC48FXXN1+TXV |  | 33200 | 25800 | 2.54 | 24400 | 2.1
JOHNSON CONTROLS | HMH7 | 211397759 | HRCU-A-CB | HMH72B341 | XAFC48FXXN1+TXV |  | 33200 | 25800 | 2.54 | 24400 | 2.1
JOHNSON CONTROLS | HMH7 | 211397786 | HRCU-A-CB | HMH72B341 | XAFC48FBCN1 |  | 33200 | 25800 | 2.54 | 24400 | 2.1
JOHNSON CONTROLS | HMH7 | 211397801 | HRCU-A-CB | HMH72B341 | XAUC48FXXN1+TXV |  | 33200 | 25800 | 2.54 | 24400 | 2.1
JOHNSON CONTROLS | HMH7 | 211397838 | HRCU-A-CB | HMH72B341 | XAFC48FBCN1 |  | 33200 | 25800 | 2.54 | 24400 | 2.1
JOHNSON CONTROLS | HMH7 | 211397853 | HRCU-A-CB | HMH72B341 | XAUC48FXXN1+TXV |  | 33200 | 25800 | 2.54 | 24400 | 2.1
JOHNSON CONTROLS | HMH7 | 211397868 | HRCU-A-CB | HMH72B341 | XAFC48FBCN1 |  | 33200 | 25800 | 2.54 | 24400 | 2.1
JOHNSON CONTROLS | HMH7 | 211397879 | HRCU-A-CB | HMH72B341 | XAUC48FXXN1+TXV |  | 33200 | 25800 | 2.54 | 24400 | 2.1
JOHNSON CONTROLS | HMH7 | 211397894 | HRCU-A-CB | HMH72B341 | XAFC48FBCN1 |  | 33200 | 25800 | 2.54 | 24400 | 2.1
JOHNSON CONTROLS | HMH7 | 211397909 | HRCU-A-CB | HMH72B341 | XAUC48FXXN1+TXV |  | 33200 | 25800 | 2.54 | 24400 | 2.1
JOHNSON CONTROLS | HMH7 | 211398216 | HRCU-A-CB | HMH72B341 | XAFD48FXXN1+TXV |  | 32400 | 25200 | 2.56 | 23600 | 2.08
JOHNSON CONTROLS | HMH7 | 211398231 | HRCU-A-CB | HMH72B341 | XAFD48FXXN1+TXV |  | 32400 | 25200 | 2.56 | 23600 | 2.08
JOHNSON CONTROLS | HMH7 | 211398246 | HRCU-A-CB | HMH72B341 | XAFD48FBCN1 |  | 32400 | 25200 | 2.56 | 23600 | 2.08
JOHNSON CONTROLS | HMH7 | 211398261 | HRCU-A-CB | HMH72B341 | XAFD48FBCN1 |  | 32400 | 25200 | 2.56 | 23600 | 2.08
JOHNSON CONTROLS | HMH7 | 211398412 | HRCU-A-CB | HMH72B341 | XAHC48FXXN1+TXV |  | 31800 | 24800 | 2.52 | 23200 | 2.04
JOHNSON CONTROLS | HMH7 | 211398427 | HRCU-A-CB | HMH72B341 | XAHC48FXXN1+TXV |  | 31800 | 24800 | 2.52 | 23200 | 2.04
JOHNSON CONTROLS | HMH7 | 211398442 | HRCU-A-CB | HMH72B341 | XAHC48FBCN1 |  | 31800 | 24800 | 2.52 | 23200 | 2.04
JOHNSON CONTROLS | HMH7 | 211398457 | HRCU-A-CB | HMH72B341 | XAHC48FBCN1 |  | 31800 | 24800 | 2.52 | 23200 | 2.04
JOHNSON CONTROLS | HMH7 | 211398799 | HRCU-A-CB | HMH72B341 | XAHC48FXXN1+TXV |  | 31600 | 24800 | 2.52 | 23000 | 2.04
JOHNSON CONTROLS | HMH7 | 211398814 | HRCU-A-CB | HMH72B341 | XAHC48FXXN1+TXV |  | 31600 | 24800 | 2.52 | 23000 | 2.04
JOHNSON CONTROLS | HMH7 | 211398829 | HRCU-A-CB | HMH72B341 | XAHC48FBCN1 |  | 31600 | 24800 | 2.52 | 23000 | 2.04
JOHNSON CONTROLS | HMH7 | 211398844 | HRCU-A-CB | HMH72B341 | XAHC48FBCN1 |  | 31600 | 24800 | 2.52 | 23000 | 2.04
JOHNSON CONTROLS | HMH7 | 211386211 | HRCU-A-CB | HMH72B341 | XAHC48FXXN1+TXV |  | 32400 | 25200 | 2.5 | 23600 | 2.04
JOHNSON CONTROLS | HMH7 | 211386224 | HRCU-A-CB | HMH72B341 | XAHC48FBCN1 |  | 32400 | 25200 | 2.5 | 23600 | 2.04
JOHNSON CONTROLS | HMH7 | 211386441 | HRCU-A-CB | HMH72B341 | XAFC48FXXN1+TXV |  | 32400 | 25400 | 2.58 | 23800 | 2.1
JOHNSON CONTROLS | HMH7 | 211386455 | HRCU-A-CB | HMH72B341 | XAFC48FBCN1 |  | 32400 | 25400 | 2.58 | 23800 | 2.1
JOHNSON CONTROLS | HMH7 | 211386468 | HRCU-A-CB | HMH72B341 | XAUC48FXXN1+TXV |  | 32400 | 25400 | 2.58 | 23800 | 2.1
JOHNSON CONTROLS | HMH7 | 211386537 | HRCU-A-CB | HMH72B341 | XAFD48FXXN1+TXV |  | 32600 | 25600 | 2.56 | 24000 | 2.08
JOHNSON CONTROLS | HMH7 | 211386549 | HRCU-A-CB | HMH72B341 | XAFD48FBCN1 |  | 32600 | 25600 | 2.56 | 24000 | 2.08
JOHNSON CONTROLS | HMH7 | 211387307 | HRCU-A-CB | HMH72B341 | XAFC36DXXN1+TXV |  | 34000 | 26000 | 2.56 | 24800 | 2.12
JOHNSON CONTROLS | HMH7 | 211387321 | HRCU-A-CB | HMH72B341 | XAFC36DXXN1+TXV |  | 34000 | 26000 | 2.56 | 24800 | 2.12
JOHNSON CONTROLS | HMH7 | 211387343 | HRCU-A-CB | HMH72B341 | XAFC36DBCN1 |  | 34000 | 26000 | 2.56 | 24800 | 2.12
JOHNSON CONTROLS | HMH7 | 211387358 | HRCU-A-CB | HMH72B341 | XAFC36DBCN1 |  | 34000 | 26000 | 2.56 | 24800 | 2.12
JOHNSON CONTROLS | HMH7 | 211387807 | HRCU-A-CB | HMH72B341 | XAFC36DXXN1+TXV |  | 34000 | 25800 | 2.5 | 24400 | 2.06
JOHNSON CONTROLS | HMH7 | 211387816 | HRCU-A-CB | HMH72B341 | XAFC36DXXN1+TXV |  | 34000 | 25800 | 2.5 | 24400 | 2.06
JOHNSON CONTROLS | HMH7 | 211387828 | HRCU-A-CB | HMH72B341 | XAFC36DBCN1 |  | 34000 | 25800 | 2.5 | 24400 | 2.06
JOHNSON CONTROLS | HMH7 | 211387836 | HRCU-A-CB | HMH72B341 | XAFC36DBCN1 |  | 34000 | 25800 | 2.5 | 24400 | 2.06
JOHNSON CONTROLS | HMH7 | 211388883 | HRCU-A-CB | HMH72B341 | XAFB36DXXN1+TXV |  | 33800 | 25400 | 2.5 | 24000 | 2.06
JOHNSON CONTROLS | HMH7 | 211388891 | HRCU-A-CB | HMH72B341 | XAFB36DBCN1 |  | 33800 | 25400 | 2.5 | 24000 | 2.06
JOHNSON CONTROLS | HMH7 | 211388905 | HRCU-A-CB | HMH72B341 | XAUB36DXXN1+TXV |  | 33800 | 25400 | 2.5 | 24000 | 2.06
JOHNSON CONTROLS | HMH7 | 211392613 | HRCU-A-CB | HMH72B341 | XAFB36DXXN1+TXV |  | 33800 | 25400 | 2.5 | 23800 | 2.06
JOHNSON CONTROLS | HMH7 | 211392628 | HRCU-A-CB | HMH72B341 | XAFB36DXXN1+TXV |  | 33800 | 25400 | 2.5 | 23800 | 2.06
JOHNSON CONTROLS | HMH7 | 211392643 | HRCU-A-CB | HMH72B341 | XAFB36DBCN1 |  | 33800 | 25400 | 2.5 | 23800 | 2.06
JOHNSON CONTROLS | HMH7 | 211392657 | HRCU-A-CB | HMH72B341 | XAUB36DXXN1+TXV |  | 33800 | 25400 | 2.5 | 23800 | 2.06
JOHNSON CONTROLS | HMH7 | 211392672 | HRCU-A-CB | HMH72B341 | XAFB36DBCN1 |  | 33800 | 25400 | 2.5 | 23800 | 2.06
JOHNSON CONTROLS | HMH7 | 211392687 | HRCU-A-CB | HMH72B341 | XAUB36DXXN1+TXV |  | 33800 | 25400 | 2.5 | 23800 | 2.06
JOHNSON CONTROLS | HMH7 | 211393024 | HRCU-A-CB | HMH72B341 | XAFC36DXXN1+TXV |  | 34000 | 26200 | 2.54 | 25000 | 2.12
JOHNSON CONTROLS | HMH7 | 211393040 | HRCU-A-CB | HMH72B341 | XAFC36DBCN1 |  | 34000 | 26200 | 2.54 | 25000 | 2.12
JOHNSON CONTROLS | HMH7 | 211394159 | HRCU-A-CB | HMH72B341 | XAFC48FXXN1+TXV |  | 32800 | 25800 | 2.5 | 24200 | 2.04
JOHNSON CONTROLS | HMH7 | 211394170 | HRCU-A-CB | HMH72B341 | XAFC48FBCN1 |  | 32800 | 25800 | 2.5 | 24200 | 2.04
JOHNSON CONTROLS | HMH7 | 211394185 | HRCU-A-CB | HMH72B341 | XAUC48FXXN1+TXV |  | 32800 | 25800 | 2.5 | 24200 | 2.04
JOHNSON CONTROLS | HMH7 | 211394767 | HRCU-A-CB | HMH72B341 | XAHC48FXXN1+TXV |  | 31800 | 24800 | 2.52 | 23200 | 2.04
JOHNSON CONTROLS | HMH7 | 211394782 | HRCU-A-CB | HMH72B341 | XAHC48FXXN1+TXV |  | 31800 | 24800 | 2.52 | 23200 | 2.04
JOHNSON CONTROLS | HMH7 | 211394803 | HRCU-A-CB | HMH72B341 | XAHC48FBCN1 |  | 31800 | 24800 | 2.52 | 23200 | 2.04
JOHNSON CONTROLS | HMH7 | 211394818 | HRCU-A-CB | HMH72B341 | XAHC48FBCN1 |  | 31800 | 24800 | 2.52 | 23200 | 2.04
JOHNSON CONTROLS | HMH7 | 211396257 | HRCU-A-CB | HMH72B341 | XAFC48FXXN1+TXV |  | 32400 | 25600 | 2.52 | 23800 | 2.04
JOHNSON CONTROLS | HMH7 | 211396279 | HRCU-A-CB | HMH72B341 | XAFC48FBCN1 |  | 32400 | 25600 | 2.52 | 23800 | 2.04
JOHNSON CONTROLS | HMH7 | 211396299 | HRCU-A-CB | HMH72B341 | XAUC48FXXN1+TXV |  | 32400 | 25600 | 2.52 | 23800 | 2.04
JOHNSON CONTROLS | HMH7 | 211396840 | HRCU-A-CB | HMH72B341 | XAFD48FXXN1+TXV |  | 33200 | 25800 | 2.54 | 24400 | 2.08
JOHNSON CONTROLS | HMH7 | 211396855 | HRCU-A-CB | HMH72B341 | XAFD48FXXN1+TXV |  | 33200 | 25800 | 2.54 | 24400 | 2.08
JOHNSON CONTROLS | HMH7 | 211396870 | HRCU-A-CB | HMH72B341 | XAFD48FBCN1 |  | 33200 | 25800 | 2.54 | 24400 | 2.08
JOHNSON CONTROLS | HMH7 | 211396885 | HRCU-A-CB | HMH72B341 | XAFD48FBCN1 |  | 33200 | 25800 | 2.54 | 24400 | 2.08
JOHNSON CONTROLS | HMH7 | 211398102 | HRCU-A-CB | HMH72B341 | XAHD48FXXN1+TXV |  | 31800 | 24800 | 2.52 | 23200 | 2.04
JOHNSON CONTROLS | HMH7 | 211398117 | HRCU-A-CB | HMH72B341 | XAHD48FXXN1+TXV |  | 31800 | 24800 | 2.52 | 23200 | 2.04
JOHNSON CONTROLS | HMH7 | 211398132 | HRCU-A-CB | HMH72B341 | XAHD48FBCN1 |  | 31800 | 24800 | 2.52 | 23200 | 2.04
JOHNSON CONTROLS | HMH7 | 211398147 | HRCU-A-CB | HMH72B341 | XAHD48FBCN1 |  | 31800 | 24800 | 2.52 | 23200 | 2.04
JOHNSON CONTROLS | HMH7 | 211398356 | HRCU-A-CB | HMH72B341 | XAHD48FXXN1+TXV |  | 31600 | 24800 | 2.5 | 23200 | 2.02
JOHNSON CONTROLS | HMH7 | 211398368 | HRCU-A-CB | HMH72B341 | XAHD48FXXN1+TXV |  | 31600 | 24800 | 2.5 | 23200 | 2.02
JOHNSON CONTROLS | HMH7 | 211398383 | HRCU-A-CB | HMH72B341 | XAHD48FBCN1 |  | 31600 | 24800 | 2.5 | 23200 | 2.02
JOHNSON CONTROLS | HMH7 | 211398397 | HRCU-A-CB | HMH72B341 | XAHD48FBCN1 |  | 31600 | 24800 | 2.5 | 23200 | 2.02
JOHNSON CONTROLS | HMH7 | 211398472 | HRCU-A-CB | HMH72B341 | XAFD48FXXN1+TXV |  | 32400 | 25400 | 2.56 | 23600 | 2.08
JOHNSON CONTROLS | HMH7 | 211398478 | HRCU-A-CB | HMH72B341 | XAFD48FXXN1+TXV |  | 32400 | 25400 | 2.56 | 23600 | 2.08
JOHNSON CONTROLS | HMH7 | 211398491 | HRCU-A-CB | HMH72B341 | XAFD48FBCN1 |  | 32400 | 25400 | 2.56 | 23600 | 2.08
JOHNSON CONTROLS | HMH7 | 211398505 | HRCU-A-CB | HMH72B341 | XAFD48FBCN1 |  | 32400 | 25400 | 2.56 | 23600 | 2.08
JOHNSON CONTROLS | HMH7 | 211398751 | HRCU-A-CB | HMH72B341 | XAHD48FXXN1+TXV |  | 31600 | 24800 | 2.52 | 23000 | 2.02
JOHNSON CONTROLS | HMH7 | 211398766 | HRCU-A-CB | HMH72B341 | XAHD48FXXN1+TXV |  | 31600 | 24800 | 2.52 | 23000 | 2.02
JOHNSON CONTROLS | HMH7 | 211398779 | HRCU-A-CB | HMH72B341 | XAHD48FBCN1 |  | 31600 | 24800 | 2.52 | 23000 | 2.02
JOHNSON CONTROLS | HMH7 | 211398792 | HRCU-A-CB | HMH72B341 | XAHD48FBCN1 |  | 31600 | 24800 | 2.52 | 23000 | 2.02
JOHNSON CONTROLS | HMH7 | 211398859 | HRCU-A-CB | HMH72B341 | XAFD48FXXN1+TXV |  | 32200 | 25200 | 2.56 | 23400 | 2.06
JOHNSON CONTROLS | HMH7 | 211398871 | HRCU-A-CB | HMH72B341 | XAFD48FXXN1+TXV |  | 32200 | 25200 | 2.56 | 23400 | 2.06
JOHNSON CONTROLS | HMH7 | 211398885 | HRCU-A-CB | HMH72B341 | XAFD48FBCN1 |  | 32200 | 25200 | 2.56 | 23400 | 2.06
JOHNSON CONTROLS | HMH7 | 211385826 | HRCU-A-CB | HMH72B341 | XAFD48FBCN1 |  | 32200 | 25200 | 2.56 | 23400 | 2.06
JOHNSON CONTROLS | HMH7 | 211386598 | HRCU-A-CB | HMH72B341 | XAHC48FXXN1+JMET12CS2N1+TXV |  | 32000 | 24800 | 2.56 | 23400 | 2.08
JOHNSON CONTROLS | HMH7 | 211386613 | HRCU-A-CB | HMH72B341 | XAHC48FBCN1+JMET12CS2N1 |  | 32000 | 24800 | 2.56 | 23400 | 2.08
JOHNSON CONTROLS | HMH7 | 211386625 | HRCU-A-CB | HMH72B341 | XAFC48FXXN1+JMET12CS2N1+TXV |  | 32600 | 25400 | 2.6 | 23800 | 2.12
JOHNSON CONTROLS | HMH7 | 211386638 | HRCU-A-CB | HMH72B341 | XAFC48FBCN1+JMET12CS2N1 |  | 32600 | 25400 | 2.6 | 23800 | 2.12
JOHNSON CONTROLS | HMH7 | 211386650 | HRCU-A-CB | HMH72B341 | XAUC48FXXN1+JMET12CS2N1+TXV |  | 32600 | 25400 | 2.6 | 23800 | 2.12
JOHNSON CONTROLS | HMH7 | 211386677 | HRCU-A-CB | HMH72B341 | JHETC42FBCS2N1 |  | 32200 | 25200 | 2.6 | 23400 | 2.08
KANIONco |  | 205645144 | HMSV-A-CB | KWSMO-18R410AIH |  | Multizone All Non-ducted | 19000 | 12000 | 2.79 | 10205 | 1.97
KANIONco |  | 204760839 | HRCU-A-CB-O | KWSM-09IR410AHS21 | KWSM-09IR410AHS21 | Singlezone Non-ducted Wall Placement | 9800 | 6400 | 2.76 | 7801 | 1.91
KANIONco |  | 205645145 | HMSV-A-CB | KWSMO-30R410AIH |  | Multizone All Non-ducted | 28000 | 17200 | 2.8 | 17040 | 1.97
KARDA |  | 205724750 | HMSV-A-CB | 2KARDA27MZ3 |  | Multizone All Non-ducted | 28000 | 17200 | 2.8 | 17040 | 1.97
KARDA |  | 205823033 | HMSV-A-CB | 2KARDA18MZ2 |  | Multizone All Non-ducted | 19000 | 12000 | 2.79 | 10205 | 1.97
KARDA |  | 202608467 | HMSV-A-CB | 2PAMSH27-MZO3 |  | Multizone All Non-ducted | 28000 | 17200 | 2.82 | 16820 | 1.95
KEEPRITE | ProComfort | 205921376 | HRCU-A-CB | DLCSRAH24AAK | DLFSAAH24XAK | Singlezone Ducted, Centrally Ducted | 29000 | 17500 | 2.56 | 26970 | 1.91
KEEPRITE | High Tier | 202463651 | HRCU-A-CB-O | DLCPRAH24AAK | DLFPHAH24XAK | Singlezone Non-ducted Wall Placement | 24000 | 15450 | 3 | 24000 | 2
KEEPRITE | High Tier | 202463650 | HRCU-A-CB-O | DLCPRAH18AAK | DLFPHAH18XAK | Singlezone Non-ducted Wall Placement | 18000 | 12300 | 3.19 | 18000 | 2
KEEPRITE |  | 201835719 | HRCU-A-CB | DLCSRAH24AAK | DLFSDAH24XAK | Singlezone Ducted, "Compact Ducted" | 24000 | 17400 | 2.96 | 30000 | 1.93
KEEPRITE |  | 201835669 | HRCU-A-CB-O | DLCSRAH12AAJ | DLFSHAH12XAJ | Singlezone Non-ducted Wall Placement | 11800 | 7100 | 2.57 | 7800 | 2.01
KEEPRITE |  | 201835652 | HRCU-A-CB-O | DLCPRAH09AAK | DLFPHAH09XAK | Singlezone Non-ducted Wall Placement | 10000 | 7200 | 2.78 | 13047 | 1.97
KEEPRITE | Mid-tier | 201835717 | HRCU-A-CB-O | DLCSRAH18AAK | DLFSCAH18XAK | Singlezone Non-ducted, Ceiling Placement | 18000 | 12000 | 2.59 | 15710 | 2.4
KEEPRITE | Mid-tier | 201835671 | HRCU-A-CB-O | DLCSRAH09AAK | DLFSHAH09XAK | Singlezone Non-ducted Wall Placement | 12000 | 7500 | 2.65 | 9840 | 2.1
KEEPRITE | Mid-tier | 201835707 | HRCU-A-CB-O | DLCSRAH09AAK | DLFSCAH09XAK | Singlezone Non-ducted, Ceiling Placement | 10000 | 6700 | 2.58 | 11870 | 1.94
KENMORE | Mid-Tier | 205921377 | HRCU-A-CB | DLCSRAH24AAK | DLFSAAH24XAK | Singlezone Ducted, Centrally Ducted | 29000 | 17500 | 2.56 | 26970 | 1.91
KENMORE | High Tier | 202463652 | HRCU-A-CB-O | DLCPRAH18AAK | DLFPHAH18XAK | Singlezone Non-ducted Wall Placement | 18000 | 12300 | 3.19 | 18000 | 2
KENMORE |  | 201835764 | HRCU-A-CB-O | DLCSRAH12AAJ | DLFSHAH12XAJ | Singlezone Non-ducted Wall Placement | 11800 | 7100 | 2.57 | 7800 | 2.01
KENMORE |  | 201835815 | HRCU-A-CB | DLCSRAH24AAK | DLFSDAH24XAK | Singlezone Ducted, "Compact Ducted" | 24000 | 17400 | 2.96 | 30000 | 1.93
KENMORE |  | 201835749 | HRCU-A-CB-O | DLCPRAH09AAK | DLFPHAH09XAK | Singlezone Non-ducted Wall Placement | 10000 | 7200 | 2.78 | 13047 | 1.97
KENMORE | High Tier | 202463653 | HRCU-A-CB-O | DLCPRAH24AAK | DLFPHAH24XAK | Singlezone Non-ducted Wall Placement | 24000 | 15450 | 3 | 24000 | 2
KENMORE | Mid-tier | 201835813 | HRCU-A-CB-O | DLCSRAH18AAK | DLFSCAH18XAK | Singlezone Non-ducted, Ceiling Placement | 18000 | 12000 | 2.59 | 15710 | 2.4
KENMORE | Mid-tier | 201835766 | HRCU-A-CB-O | DLCSRAH09AAK | DLFSHAH09XAK | Singlezone Non-ducted Wall Placement | 12000 | 7500 | 2.65 | 9840 | 2.1
KENMORE | Mid-tier | 201835803 | HRCU-A-CB-O | DLCSRAH09AAK | DLFSCAH09XAK | Singlezone Non-ducted, Ceiling Placement | 10000 | 6700 | 2.58 | 11870 | 1.94
KERR |  | 205747697 | HRCU-A-CB-O | A-KMH18SU-1A | B-KMH18SU-1A | Singlezone Non-ducted Wall Placement | 18000 | 10900 | 2.58 | 11178 | 2.02
KERR |  | 206221393 | HRCU-A-CB-O | A-KMH24SU-1A | B-KMH24SU-1A | Singlezone Non-ducted Wall Placement | 30000 | 19400 | 2.95 | 26000 | 2.07
KERR |  | 201866481 | HMSV-A-CB | A-KMH36QU-1 |  | Multizone All Non-ducted | 36000 | 23200 | 2.78 | 36037 | 1.96
KINGHOME |  | 205756438 | HRCU-A-CB | KU36UHO | KU24UHI | Singlezone Ducted, Centrally Ducted | 24000 | 16300 | 2.7 | 24000 | 2.1
KINGHOME |  | 10338836 | HRCU-A-CB-O | KW18HUCA4DO | KW18HUCA4DI | Singlezone Non-ducted Wall Placement | 19000 | 12700 | 2.5 | 19190 | 2.85
KINGHOME |  | 10333040 | HRCU-A-CB-O | KW18HQ2B8DO | KW18HQ2B8DI | Singlezone Non-ducted Wall Placement | 19800 | 12400 | 2.51 | 21500 | 2.03
KINGHOME |  | 10333037 | HRCU-A-CB-O | KW12HQ2B8DO | KW12HQ2B8DI | Singlezone Non-ducted Wall Placement | 13000 | 7100 | 2.81 | 8000 | 2.73
KINGHOME |  | 10338140 | HRCU-A-CB-O | KW24HQ2B8DO | KW24HQ2B8DI | Singlezone Non-ducted Wall Placement | 23000 | 14600 | 2.73 | 22553 | 2.07
KINGHOME |  | 10333036 | HRCU-A-CB-O | KW09HQ2B8DO | KW09HQ2B8DI | Singlezone Non-ducted Wall Placement | 11000 | 6800 | 2.66 | 12976 | 2.09
KINGHOME |  | 10338834 | HRCU-A-CB-O | KW09HUCA4DO | KW09HUCA4DI | Singlezone Non-ducted Wall Placement | 9000 | 5380 | 2.97 | 10500 | 2.05
KINGHOME |  | 10338835 | HRCU-A-CB-O | KW12HUCA4DO | KW12HUCA4DI | Singlezone Non-ducted Wall Placement | 13000 | 8500 | 2.62 | 10200 | 2.01
KINGHOME |  | 10338159 | HRCU-A-CB-O | KW18HTCA3DO | KW18HTCA3DI | Singlezone Non-ducted Wall Placement | 19000 | 12100 | 2.81 | 15400 | 1.97
KINGHOME |  | 10338157 | HRCU-A-CB-O | KW09HTBA3DO | KW09HTBA3DI | Singlezone Non-ducted Wall Placement | 9800 | 5800 | 2.7 | 8000 | 2.13
KINGHOME |  | 10338158 | HRCU-A-CB-O | KW12HTBA3DO | KW12HTBA3DI | Singlezone Non-ducted Wall Placement | 13000 | 8000 | 3.13 | 8300 | 2.15
LENNOX |  | 201771988 | HMSV-A-CB | MLA030S4M-1P |  | Multizone All Non-ducted | 28000 | 18000 | 2.75 | 28160 | 2.04
LENNOX |  | 203343587 | HMSV-A-CB | MPB030S4M-2P |  | Multizone All Non-ducted | 28000 | 17200 | 2.82 | 16820 | 1.95
LENNOX |  | 201953307 | HRCU-A-CB | XP20-036-230A** | CBA38MV-042-230 | Singlezone Ducted, Centrally Ducted | 33000 | 21400 | 2.51 | 18600 | 2.16
LENNOX |  | 10058816 | HRCU-A-CB | MPB009S4S-1P | MMDA009S4-2P | Singlezone Ducted, "Compact Ducted" | 10000 | 6200 | 2.84 | 8071 | 2
LENNOX |  | 201771989 | HMSV-A-CB | MLA036S4M-1P |  | Multizone All Non-ducted | 36000 | 23200 | 2.78 | 36000 | 1.96
LENNOX | DAVE LENNOX SIGNATURE XP25 SERIES | 202073556 | HRCU-A-CB | XP25-048-230-** | CBA38MV-060-230*+TDR | Singlezone Ducted, Centrally Ducted | 47000 | 30000 | 2.5 | 25200 | 2.1
LENNOX | DAVE LENNOX SIGNATURE XP25 SERIES | 201930688 | HRCU-A-CB | XP25-036-230-** | CBA38MV-042-230*+TDR | Singlezone Ducted, Centrally Ducted | 33800 | 21400 | 2.57 | 18600 | 2.11
LENNOX | ELITE XP20 SERIES | 201842145 | HRCU-A-CB | XP20-060-230A** | CBA38MV-060-230*+TDR | Singlezone Ducted, Centrally Ducted | 54500 | 36200 | 2.5 | 30800 | 2.17
LENNOX | ELITE XP20 SERIES | 8550434 | HRCU-A-CB | XP20-024-230A** | CR33-48B*+TDR+TXV | Singlezone Ducted, Centrally Ducted | 22000 | 14700 | 2.53 | 12300 | 2.11
LENNOX | ELITE XP20 SERIES | 8550433 | HRCU-A-CB | XP20-024-230A** | CR33-48B*+TDR+TXV | Singlezone Ducted, Centrally Ducted | 22000 | 14700 | 2.53 | 12300 | 2.11
LENNOX | ELITE XP20 SERIES | 8550432 | HRCU-A-CB | XP20-024-230A** | CR33-48B*+TDR+TXV | Singlezone Ducted, Centrally Ducted | 22000 | 14700 | 2.52 | 12300 | 2.1
LENNOX | ELITE XP20 SERIES | 201842143 | HRCU-A-CB | XP20-024-230A** | CBA38MV-030-230*+TDR | Singlezone Ducted, Centrally Ducted | 21600 | 14000 | 2.53 | 12400 | 2.2
LENNOX | ELITE XP20 SERIES | 201953305 | HRCU-A-CB | XP20-036-230A** | CBA38MV-042-230*+TDR | Singlezone Ducted, Centrally Ducted | 33000 | 21400 | 2.51 | 18600 | 2.16
LENNOX |  | 201796630 | HRCU-A-CB-O | MPB009S4S-1P | MWMA009S4-3P | Singlezone Non-ducted Wall Placement | 9800 | 5800 | 2.74 | 7990 | 1.98
LENNOX |  | 201796631 | HRCU-A-CB-O | MPB012S4S-1P | MWMA012S4-3P | Singlezone Non-ducted Wall Placement | 12000 | 7700 | 2.75 | 9134 | 1.94
LENNOX |  | 201796629 | HRCU-A-CB-O | MPB012S4S-1L | MWMB012S4-2L | Singlezone Non-ducted Wall Placement | 12000 | 7600 | 2.59 | 6885 | 2
LENNOX |  | 10058835 | HRCU-A-CB-O | MPB018S4S-1P | M22A018S4-2P | Singlezone Non-ducted Wall Placement | 18000 | 12000 | 2.77 | 9410 | 1.98
LENNOX |  | 10058834 | HRCU-A-CB-O | MPB018S4S-1P | M22A018S4-1P | Singlezone Non-ducted Wall Placement | 18000 | 12000 | 2.77 | 9410 | 1.98
LENNOX |  | 10058831 | HRCU-A-CB-O | MPB009S4S-1P | M22A009S4-2P | Singlezone Non-ducted Wall Placement | 10000 | 5800 | 2.66 | 7878 | 1.97
LENNOX |  | 10058830 | HRCU-A-CB-O | MPB009S4S-1P | M22A009S4-1P | Singlezone Non-ducted Wall Placement | 10000 | 5800 | 2.66 | 7878 | 1.97
LENNOX |  | 10058827 | HRCU-A-CB-O | MPB024S4S-1P | MCFA024S4-2P | Singlezone Non-ducted Wall Placement | 24000 | 15000 | 2.85 | 17705 | 2.02
LENNOX |  | 10058826 | HRCU-A-CB-O | MPB024S4S-1P | MCFA024S4-1P | Singlezone Non-ducted Wall Placement | 24000 | 15000 | 2.85 | 17705 | 2.02
LENNOX |  | 10058825 | HRCU-A-CB-O | MPB018S4S-1P | MCFB018S4-2P | Singlezone Non-ducted Wall Placement | 18000 | 12000 | 2.71 | 10274 | 2.11
LENNOX |  | 10056176 | HRCU-A-CB-O | MPB024S4S-1P | MWMA024S4-2P | Singlezone Non-ducted Wall Placement | 25000 | 15300 | 2.7 | 18099 | 2.07
LENNOX |  | 10056175 | HRCU-A-CB-O | MPB024S4S-1P | MWMA024S4-1P | Singlezone Non-ducted Wall Placement | 25000 | 15300 | 2.7 | 18099 | 2.07
LENNOX |  | 10056172 | HRCU-A-CB-O | MPB012S4S-1P | MWMA012S4-2P | Singlezone Non-ducted Wall Placement | 12000 | 7700 | 2.75 | 9134 | 1.94
LENNOX |  | 10056174 | HRCU-A-CB-O | MPB018S4S-1P | MWMA018S4-2P | Singlezone Non-ducted Wall Placement | 18000 | 11400 | 2.72 | 11178 | 2.02
LENNOX |  | 10056173 | HRCU-A-CB-O | MPB018S4S-1P | MWMA018S4-1P | Singlezone Non-ducted Wall Placement | 18000 | 11400 | 2.72 | 11178 | 2.02
LENNOX |  | 10056171 | HRCU-A-CB-O | MPB012S4S-1P | MWMA012S4-1P | Singlezone Non-ducted Wall Placement | 12000 | 7700 | 2.75 | 9134 | 1.94
LENNOX |  | 10056170 | HRCU-A-CB-O | MPB009S4S-1P | MWMA009S4-2P | Singlezone Non-ducted Wall Placement | 9800 | 5800 | 2.74 | 7990 | 1.98
LENNOX |  | 10056168 | HRCU-A-CB-O | MPB012S4S-1L | MWMB012S4-1L | Singlezone Non-ducted Wall Placement | 12000 | 7600 | 2.59 | 6885 | 2
LENNOX |  | 10056169 | HRCU-A-CB-O | MPB009S4S-1P | MWMA009S4-1P | Singlezone Non-ducted Wall Placement | 9800 | 5800 | 2.74 | 7990 | 1.98
LENNOX |  | 9920055 | HMSV-A-CB | MLA036S4M-1P |  | Multizone All Non-ducted | 36000 | 23200 | 2.78 | 36000 | 1.96
LENNOX |  | 201796628 | HRCU-A-CB-O | MPB009S4S-1L | MWMB009S4-2L | Singlezone Non-ducted Wall Placement | 11000 | 6500 | 2.8 | 6776 | 1.95
LG |  | 205788771 | HRCU-A-CB-O | LUU480HHV | LCN489HV | Singlezone Non-ducted, Ceiling Placement | 52000 | 32600 | 2.99 | 52000 | 2.22
LG |  | 205788770 | HRCU-A-CB | LUU420HHV | LHN428HV | Singlezone Ducted, "Compact Ducted" | 48000 | 28400 | 2.92 | 48000 | 2.04
LG |  | 205788766 | HRCU-A-CB | LUU180HHV | LDN187HV4 | Singlezone Ducted, "Compact Ducted" | 20000 | 12200 | 2.52 | 20000 | 3.29
LG |  | 205788777 | HRCU-A-CB | LUU480HHV | LVN480HV | Singlezone Ducted, Centrally Ducted | 50000 | 30800 | 2.84 | 50000 | 2.11
LG |  | 205788776 | HRCU-A-CB | LUU420HHV | LVN420HV | Singlezone Ducted, Centrally Ducted | 48000 | 29200 | 2.88 | 48000 | 2.04
LG |  | 205788765 | HRCU-A-CB-O | LUU420HHV | LCN429HV | Singlezone Non-ducted, Ceiling Placement | 48000 | 29200 | 3.1 | 48000 | 2.04
LG |  | 205788772 | HRCU-A-CB | LUU480HHV | LHN488HV | Singlezone Ducted, "Compact Ducted" | 50000 | 31600 | 2.92 | 50000 | 2.17
LG |  | 8584526 | HRCU-A-CB-O | LAU240HYV1 | LAN240HYV1 | Singlezone Non-ducted Wall Placement | 27000 | 17200 | 2.8 | 23690 | 2.24
LG |  | 9680935 | HRCU-A-CB-O | LAU150HYV2 | LAN150HYV2 | Singlezone Non-ducted Wall Placement | 18000 | 11000 | 2.88 | 18940 | 2.57
LG |  | 8111355 | HMSV-A-CB | LMU30CHV |  | Multizone All Non-ducted | 32000 | 19600 | 2.74 | 20622 | 2.5
LG |  | 7184507 | HMSV-A-CB | LMU24CHV |  | Multizone Mix of Non-ducted and Ducted | 23250 | 14250 | 2.59 | 14109 | 2.43
LG |  | 8584525 | HRCU-A-CB-O | LAU180HYV1 | LAN180HYV1 | Singlezone Non-ducted Wall Placement | 22000 | 13000 | 2.78 | 19300 | 2.37
LG |  | 9680934 | HRCU-A-CB-O | LAU180HYV2 | LAN180HYV2 | Singlezone Non-ducted Wall Placement | 22000 | 13500 | 2.75 | 22600 | 2.37
LG | Prestige (Canada) | 6233140 | HRCU-A-CB-O | LAU120HYV | LAN120HYV | Singlezone Non-ducted Wall Placement | 13600 | 8400 | 3.57 | 13720 | 2.74
LG |  | 203381517 | HRCU-A-CB-O | LUU127HV | LCN128HV4 | Singlezone Non-ducted, Ceiling Placement | 14000 | 9100 | 2.72 | 10500 | 1.91
LG |  | 203161150 | HRCU-A-CB-O | LUU249HV | LCN248HV | Singlezone Non-ducted, Ceiling Placement | 27000 | 17500 | 2.73 | 23600 | 2
LG |  | 10516997 | HMSV-A-CB | LMU240HHV |  | Multizone Mix of Non-ducted and Ducted | 25000 | 16300 | 2.54 | 25000 | 2
LG | LGRED | 204825178 | HRCU-A-CB-O | LAU120HYV3 | LAN120HYV3 | Singlezone Non-ducted Wall Placement | 13600 | 8300 | 3.12 | 13600 | 2.91
LG | LGRED | 204825177 | HRCU-A-CB-O | LAU090HYV3 | LAN090HYV3 | Singlezone Non-ducted Wall Placement | 11000 | 6700 | 3.44 | 11000 | 3.13
LG | LG | 10570123 | HRCU-A-CB-O | LSU120HSV5 | LSN120HSV5 | Singlezone Non-ducted Wall Placement | 13600 | 8200 | 2.79 | 11930 | 2.38
LG |  | 10443472 | HMSV-A-CB | LMU360HHV |  | Multizone All Non-ducted | 41000 | 28000 | 2.9 | 41000 | 2.11
LG | LG | 10567391 | HRCU-A-CB-O | LSU180HSV5 | LSN180HSV5 | Singlezone Non-ducted Wall Placement | 21600 | 13250 | 2.77 | 19300 | 2.28
LG | LG | 10567390 | HRCU-A-CB-O | LSU180HSV5 | LAN180HSV5 | Singlezone Non-ducted Wall Placement | 21600 | 13250 | 2.77 | 19300 | 2.28
LG | LG | 10567394 | HRCU-A-CB-O | LSU090HSV5 | LSN090HSV5 | Singlezone Non-ducted Wall Placement | 10900 | 6600 | 3.39 | 9570 | 2.8
LG | LG | 10570122 | HRCU-A-CB-O | LSU120HSV5 | LAN120HSV5 | Singlezone Non-ducted Wall Placement | 13600 | 8350 | 2.85 | 11930 | 2.38
LG | LG | 10567393 | HRCU-A-CB-O | LSU090HSV5 | LAN090HSV5 | Singlezone Non-ducted Wall Placement | 10900 | 6690 | 3.44 | 9570 | 2.8
LG |  | 7947563 | HRCU-A-CB-O | LAU090HYV1 | LAN090HYV1 | Singlezone Non-ducted Wall Placement | 11000 | 6750 | 3.47 | 11220 | 2.88
LG |  | 10445111 | HMSV-A-CB | LMU360HHV |  | Multizone Mix of Non-ducted and Ducted | 40500 | 27500 | 2.68 | 40500 | 2.06
LG |  | 10443475 | HMSV-A-CB | LMU360HHV |  | Multizone All Ducted | 40000 | 27000 | 2.5 | 40000 | 2.01
LG |  | 10445374 | HMSV-A-CB | LMU240HHV |  | Multizone All Non-ducted | 26000 | 17400 | 2.8 | 26000 | 2.1
LG |  | 10445376 | HMSV-A-CB | LMU300HHV |  | Multizone All Non-ducted | 28600 | 18900 | 2.8 | 28600 | 2.16
LG |  | 8111358 | HMSV-A-CB | LMU480HV |  | Multizone All Non-ducted | 54000 | 34080 | 3.31 | 38900 | 2.52
LG |  | 10443474 | HMSV-A-CB | LMU420HHV |  | Multizone All Ducted | 45000 | 29000 | 2.71 | 45000 | 2.07
LG |  | 10444103 | HMSV-A-CB | LMU420HHV |  | Multizone Mix of Non-ducted and Ducted | 45000 | 29000 | 2.75 | 45000 | 2.11
LG |  | 7180063 | HMSV-A-CB | LMU36CHV |  | Multizone All Non-ducted | 36000 | 20000 | 2.62 | 22057 | 2.49
LG |  | 203161351 | HRCU-A-CB | LUU189HV | LVN181HV4 | Singlezone Ducted, Centrally Ducted | 20000 | 13000 | 2.7 | 20500 | 1.94
LG |  | 203381526 | HRCU-A-CB-O | LUU097HV | LCN098HV4 | Singlezone Non-ducted, Ceiling Placement | 11000 | 7000 | 2.93 | 8250 | 2.1
LG |  | 9122552 | HRCU-A-CB-O | LSU243HLV | LSN243HLV | Singlezone Non-ducted Wall Placement | 27000 | 17900 | 2.79 | 23690 | 2.07
LG |  | 7180062 | HMSV-A-CB | LMU24CHV |  | Multizone All Non-ducted | 24000 | 14500 | 2.72 | 14595 | 2.59
LG |  | 8931559 | HRCU-A-CB | LUU127HV | LDN127HV4 | Singlezone Ducted, "Compact Ducted" | 16000 | 10000 | 2.71 | 12000 | 1.95
LG |  | 10399150 | HRCU-A-CB | LUU368HV | LVN360HV4 | Singlezone Ducted, Centrally Ducted | 40000 | 25600 | 2.73 | 30000 | 2
LG | LONG PIPE | 204825182 | HRCU-A-CB-O | LSU243HLV3 | LSN243HLV3 | Singlezone Non-ducted Wall Placement | 26000 | 15800 | 2.66 | 23700 | 2.24
LG | LGRED | 204825179 | HRCU-A-CB-O | LAU150HYV3 | LAN150HYV3 | Singlezone Non-ducted Wall Placement | 18000 | 10900 | 3.51 | 18950 | 2.55
LG | LGRED | 204825180 | HRCU-A-CB-O | LAU180HYV3 | LAN180HYV3 | Singlezone Non-ducted Wall Placement | 21600 | 13100 | 3.1 | 21540 | 2.44
LG | LGRED | 204825181 | HRCU-A-CB-O | LAU240HYV3 | LAN240HYV3 | Singlezone Non-ducted Wall Placement | 26000 | 15800 | 2.66 | 23700 | 2.24
LG |  | 10570124 | HRCU-A-CB-O | LGU121HSV3 | LGN121HSV3 | Singlezone Non-ducted Wall Placement | 13600 | 8200 | 2.79 | 11930 | 2.38
LG |  | 7484109 | HRCU-A-CB-O | LSU090HSV4 | LAN090HSV4 | Singlezone Non-ducted Wall Placement | 10800 | 6600 | 3.45 | 9570 | 2.8
LG |  | 5859619 | HRCU-A-CB-O | LUU187HV | LCN187HV | Singlezone Non-ducted, Ceiling Placement | 20000 | 12500 | 2.88 | 11271 | 2.25
LG |  | 10443471 | HMSV-A-CB | LMU420HHV |  | Multizone All Non-ducted | 45000 | 29000 | 2.8 | 45000 | 2.15
LG | Multi F LGRED | 10516997 | HMSV-A-CB | LMU240HHV |  | Mixed Ducted and Non-Ducted Indoor Units | 25000 | 16300 | 2.54 | 25000 | 2
LG | Multi F LGRED | 10445374 | HMSV-A-CB | LMU240HHV |  | Non-Ducted Indoor Units | 26000 | 17400 | 2.8 | 26000 | 2.1
LG | Multi F Max LGRED | 10445376 | HMSV-A-CB | LMU300HHV |  | Non-Ducted Indoor Units | 28600 | 18900 | 2.8 | 28600 | 2.16
LG | Multi F Max LGRED | 10525928 | HMSV-A-CB | LMU300HHV |  | Mixed Ducted and Non-Ducted Indoor Units | 27800 | 18300 | 2.66 | 27800 | 2.08
LG | Multi F Max LGRED | 10445377 | HMSV-A-CB | LMU300HHV |  | Ducted Indoor Units | 27000 | 17700 | 2.51 | 27000 | 2
LG | Multi F Max LGRED | 206717012 | HMSV-A-CB | LMU361HHV |  | Mixed Ducted and Non-Ducted Indoor Units | 45000 | 29600 | 2.72 | 45000 | 2.26
LG | Single HSD | 203161353 | HRCU-A-CB | LUU249HV | LHN248HV | Mini-Splits | 27000 | 17500 | 2.64 | 21400 | 1.94
LG | Multi F Max LGRED | 206717006 | HMSV-A-CB | LMU361HHV |  | Ducted Indoor Units | 45000 | 29600 | 2.65 | 45000 | 2.25
LG | Multi F Max LGRED | 206717007 | HMSV-A-CB | LMU361HHV |  | Non-Ducted Indoor Units | 45000 | 29600 | 2.8 | 45000 | 2.27
LG | Multi F Max LGRED | 206717013 | HMSV-A-CB | LMU421HHV |  | Mixed Ducted and Non-Ducted Indoor Units | 48000 | 31600 | 2.66 | 48000 | 2.28
LG |  | 204825179 | HRCU-A-CB-O | LAU150HYV3 | LAN150HYV3 | Mini-Splits | 18000 | 10900 | 3.59 | 18950 | 2.55
LG | Single Cassette LGRED | 205788768 | HRCU-A-CB-O | LUU360HHV | LCN369HV | Mini-Splits | 40000 | 25400 | 2.81 | 37000 | 2.1
LG | Single V.AHU LGRED | 205788774 | HRCU-A-CB | LUU180HHV | LVN181HV4 | Mini-Splits | 20000 | 13400 | 2.57 | 16500 | 2.09
LG | Single Cassette LGRED | 205788771 | HRCU-A-CB-O | LUU480HHV | LCN489HV | Mini-Splits | 52000 | 32600 | 2.99 | 40500 | 2.2
LG | Single HSD LGRED | 205788770 | HRCU-A-CB | LUU420HHV | LHN428HV | Mini-Splits | 48000 | 28400 | 2.92 | 39500 | 2.07
LG | Single V.AHU LGRED | 205788776 | HRCU-A-CB | LUU420HHV | LVN420HV | Mini-Splits | 48000 | 29200 | 2.87 | 40000 | 2.27
LG | Single Cassette LGRED | 205788765 | HRCU-A-CB-O | LUU420HHV | LCN429HV | Mini-Splits | 48000 | 29200 | 3.1 | 40000 | 2.2
LG | Single HSD LGRED | 205788772 | HRCU-A-CB | LUU480HHV | LHN488HV | Mini-Splits | 50000 | 31600 | 2.92 | 41000 | 2.07
LG | Single V.AHU LGRED | 205788777 | HRCU-A-CB | LUU480HHV | LVN480HV | Mini-Splits | 50000 | 30800 | 2.84 | 40500 | 2.25
LG | Single Zone Cassette | 203381517 | HRCU-A-CB-O | LUU127HV | LCN128HV4 | Mini-Splits | 14000 | 9100 | 2.72 | 10700 | 2.13
LG |  | 204825178 | HRCU-A-CB-O | LAU120HYV3 | LAN120HYV3 | Mini-Splits | 13600 | 8300 | 3.16 | 13600 | 2.91
LG |  | 204825177 | HRCU-A-CB-O | LAU090HYV3 | LAN090HYV3 | Mini-Splits | 11000 | 6700 | 3.51 | 11000 | 3.13
LG | Single V.AHU | 203161352 | HRCU-A-CB | LUU249HV | LVN241HV4 | Mini-Splits | 27000 | 18700 | 2.6 | 21400 | 2.15
LG |  | 10567391 | HRCU-A-CB-O | LSU180HSV5 | LSN180HSV5 | Mini-Splits | 21600 | 13000 | 2.72 | 19300 | 2.28
LG |  | 10567390 | HRCU-A-CB-O | LSU180HSV5 | LAN180HSV5 | Mini-Splits | 21600 | 13000 | 2.72 | 19300 | 2.28
LG |  | 10567394 | HRCU-A-CB-O | LSU090HSV5 | LSN090HSV5 | Mini-Splits | 10900 | 6600 | 3.45 | 9570 | 2.8
LG |  | 10567393 | HRCU-A-CB-O | LSU090HSV5 | LAN090HSV5 | Mini-Splits | 10900 | 6600 | 3.45 | 9570 | 2.8
LG | Single V.AHU | 10401183 | HRCU-A-CB | LUU488HV | LVN480HV | Mini-Splits | 50000 | 37000 | 2.64 | 36800 | 2.18
LG | Single V.AHU | 10400575 | HRCU-A-CB | LUU428HV | LVN420HV | Mini-Splits | 47000 | 30600 | 2.7 | 36200 | 2.16
LG | Multi F Max LGRED | 206717008 | HMSV-A-CB | LMU421HHV |  | Ducted Indoor Units | 48000 | 31600 | 2.6 | 48000 | 2.27
LG | Multi F Max LGRED | 206717001 | HMSV-A-CB | LMU421HHV |  | Non-Ducted Indoor Units | 48000 | 31600 | 2.72 | 48000 | 2.29
LG | Multi F Max LGRED | 206717009 | HMSV-A-CB | LMU480HHV |  | Ducted Indoor Units | 52500 | 35000 | 2.55 | 52500 | 2.33
LG | Multi F Max LGRED | 206717014 | HMSV-A-CB | LMU480HHV |  | Mixed Ducted and Non-Ducted Indoor Units | 52500 | 35000 | 2.59 | 52500 | 2.33
LG | Single V.AHU | 203161351 | HRCU-A-CB | LUU189HV | LVN181HV4 | Mini-Splits | 20000 | 13000 | 2.66 | 16200 | 2.02
LG | Single Zone Cassette | 203381526 | HRCU-A-CB-O | LUU097HV | LCN098HV4 | Mini-Splits | 11000 | 7000 | 2.93 | 10100 | 2.11
LG | Multi F Max LGRED | 206717002 | HMSV-A-CB | LMU480HHV |  | Non-Ducted Indoor Units | 52500 | 35000 | 2.63 | 52500 | 2.34
LG | Single Zone Console | 205049407 | HRCU-A-CB-O | LUU127HV | LQN120HV4 | Mini-Splits | 13000 | 9200 | 2.72 | 10800 | 2.1
LG |  | 204825180 | HRCU-A-CB-O | LAU180HYV3 | LAN180HYV3 | Mini-Splits | 21600 | 13100 | 3.15 | 21600 | 2.44
LG |  | 204825181 | HRCU-A-CB-O | LAU240HYV3 | LAN240HYV3 | Mini-Splits | 26000 | 15800 | 2.82 | 23700 | 2.24
LG | Single Zone Console | 205049408 | HRCU-A-CB-O | LUU097HV | LQN090HV4 | Mini-Splits | 10100 | 6800 | 2.89 | 10200 | 1.94
LG |  | 207462345 | HRCU-A-CB-O | LSU181HSV5 | LAN181HSV5 | Mini-Splits | 21600 | 13000 | 2.78 | 19300 | 2.28
LG |  | 207348503 | HRCU-A-CB-O | LSU181HSV5 | LSN181HSV5 | Mini-Splits | 21600 | 13000 | 2.78 | 19300 | 2.28
LG | Single Zone Cassette | 211234500 | HRCU-A-CB-O | LUU090HV | LCN098HV4 | Mini-Splits | 11000 | 7000 | 2.93 | 10100 | 2.11
LG | Single Zone Console | 211234501 | HRCU-A-CB-O | LUU090HV | LQN090HV4 | Mini-Splits | 10100 | 6800 | 2.89 | 10200 | 1.94
LG | Single Zone Cassette | 211234502 | HRCU-A-CB-O | LUU120HV | LCN128HV4 | Mini-Splits | 14000 | 9100 | 2.72 | 10700 | 2.13
LG | Single Zone Console | 211234503 | HRCU-A-CB-O | LUU120HV | LQN120HV4 | Mini-Splits | 13000 | 9200 | 2.72 | 10800 | 2.1
LG | Single V.AHU | 211234505 | HRCU-A-CB | LUU180HV | LVN181HV4 | Mini-Splits | 20000 | 13000 | 2.66 | 16200 | 2.02
LG | Single HSD | 211234506 | HRCU-A-CB | LUU240HV | LHN248HV | Mini-Splits | 27000 | 17500 | 2.64 | 21400 | 1.94
LG | Single V.AHU | 211234507 | HRCU-A-CB | LUU240HV | LVN241HV4 | Mini-Splits | 27000 | 18700 | 2.6 | 21400 | 2.15
LG | Single Zone Cassette | 211234508 | HRCU-A-CB-O | LUU360HV | LCN369HV | Mini-Splits | 40000 | 24000 | 2.65 | 37000 | 2.1
LG | Single Zone Cassette | 211234514 | HRCU-A-CB-O | LUU420HV | LCN429HV | Mini-Splits | 47000 | 28000 | 2.97 | 40000 | 2.2
LG | Single V.AHU | 211234515 | HRCU-A-CB | LUU420HV | LVN420HV | Mini-Splits | 47000 | 29200 | 2.58 | 36200 | 2.16
LUXAIRE |  | 10309107 | HRCU-A-CB | HL20B4821 | CM50DE3A1+MVC20DN21 | Singlezone Ducted, Centrally Ducted | 58000 | 42500 | 2.56 | 34000 | 2.51
LUXAIRE | HMH7 | 211386835 | HRCU-A-CB | HMH72B341 | XAFC36DXXN1+TXV |  | 34000 | 25800 | 2.52 | 24400 | 2.08
LUXAIRE | HMH7 | 211386851 | HRCU-A-CB | HMH72B341 | XAFC36DBCN1 |  | 34000 | 25800 | 2.52 | 24400 | 2.08
LUXAIRE | HMH7 | 211387237 | HRCU-A-CB | HMH72B341 | XAFB30CXXN1+TXV |  | 34000 | 26600 | 2.5 | 23800 | 2
LUXAIRE | HMH7 | 211387251 | HRCU-A-CB | HMH72B341 | XAUB30CXXN1+TXV |  | 34000 | 26600 | 2.5 | 23800 | 2
LUXAIRE | HMH7 | 211392462 | HRCU-A-CB | HMH72B341 | XAFB30CXXN1+TXV |  | 34000 | 26800 | 2.54 | 23800 | 2.02
LUXAIRE | HMH7 | 211392477 | HRCU-A-CB | HMH72B341 | XAFB30CXXN1+TXV |  | 34000 | 26800 | 2.54 | 23800 | 2.02
LUXAIRE | HMH7 | 211392492 | HRCU-A-CB | HMH72B341 | XAUB30CXXN1+TXV |  | 34000 | 26800 | 2.54 | 23800 | 2.02
LUXAIRE | HMH7 | 211392507 | HRCU-A-CB | HMH72B341 | XAUB30CXXN1+TXV |  | 34000 | 26800 | 2.54 | 23800 | 2.02
LUXAIRE | HMH7 | 211393443 | HRCU-A-CB | HMH72B341 | XAFC36DXXN1+TXV |  | 34000 | 25600 | 2.54 | 24200 | 2.1
LUXAIRE | HMH7 | 211393458 | HRCU-A-CB | HMH72B341 | XAFC36DBCN1 |  | 34000 | 25600 | 2.54 | 24200 | 2.1
LUXAIRE | HMH7 | 211393632 | HRCU-A-CB | HMH72B341 | JHETB36DBCS2N1 |  | 33800 | 25400 | 2.56 | 23800 | 2.12
LUXAIRE | HMH7 | 211393914 | HRCU-A-CB | HMH72B341 | XAFD48FXXN1+TXV |  | 32400 | 25400 | 2.54 | 23600 | 2.06
LUXAIRE | HMH7 | 211393929 | HRCU-A-CB | HMH72B341 | XAFD48FBCN1 |  | 32400 | 25400 | 2.54 | 23600 | 2.06
LUXAIRE | HMH7 | 211394328 | HRCU-A-CB | HMH72B341 | XAFD48FXXN1+TXV |  | 32400 | 25400 | 2.58 | 23800 | 2.1
LUXAIRE | HMH7 | 211394342 | HRCU-A-CB | HMH72B341 | XAFD48FXXN1+TXV |  | 32400 | 25400 | 2.58 | 23800 | 2.1
LUXAIRE | HMH7 | 211394356 | HRCU-A-CB | HMH72B341 | XAFD48FXXN1+TXV |  | 32400 | 25400 | 2.58 | 23800 | 2.1
LUXAIRE | HMH7 | 211394362 | HRCU-A-CB | HMH72B341 | XAFD48FBCN1 |  | 32400 | 25400 | 2.58 | 23800 | 2.1
LUXAIRE | HMH7 | 211394373 | HRCU-A-CB | HMH72B341 | XAFD48FBCN1 |  | 32400 | 25400 | 2.58 | 23800 | 2.1
LUXAIRE | HMH7 | 211394388 | HRCU-A-CB | HMH72B341 | XAFD48FBCN1 |  | 32400 | 25400 | 2.58 | 23800 | 2.1
LUXAIRE | HMH7 | 211394898 | HRCU-A-CB | HMH72B341 | XAFC48FXXN1+TXV |  | 32400 | 25400 | 2.56 | 23800 | 2.08
LUXAIRE | HMH7 | 211394912 | HRCU-A-CB | HMH72B341 | XAFC48FXXN1+TXV |  | 32400 | 25400 | 2.56 | 23800 | 2.08
LUXAIRE | HMH7 | 211394926 | HRCU-A-CB | HMH72B341 | XAFC48FXXN1+TXV |  | 32400 | 25400 | 2.56 | 23800 | 2.08
LUXAIRE | HMH7 | 211394931 | HRCU-A-CB | HMH72B341 | XAFC48FBCN1 |  | 32400 | 25400 | 2.56 | 23800 | 2.08
LUXAIRE | HMH7 | 211394944 | HRCU-A-CB | HMH72B341 | XAUC48FXXN1+TXV |  | 32400 | 25400 | 2.56 | 23800 | 2.08
LUXAIRE | HMH7 | 211394959 | HRCU-A-CB | HMH72B341 | XAFC48FBCN1 |  | 32400 | 25400 | 2.56 | 23800 | 2.08
LUXAIRE | HMH7 | 211394973 | HRCU-A-CB | HMH72B341 | XAUC48FXXN1+TXV |  | 32400 | 25400 | 2.56 | 23800 | 2.08
LUXAIRE | HMH7 | 211394988 | HRCU-A-CB | HMH72B341 | XAFC48FBCN1 |  | 32400 | 25400 | 2.56 | 23800 | 2.08
LUXAIRE | HMH7 | 211394994 | HRCU-A-CB | HMH72B341 | XAUC48FXXN1+TXV |  | 32400 | 25400 | 2.56 | 23800 | 2.08
LUXAIRE | HMH7 | 211396423 | HRCU-A-CB | HMH72B341 | XAHD48FXXN1+TXV |  | 32400 | 25200 | 2.52 | 23800 | 2.06
LUXAIRE | HMH7 | 211396444 | HRCU-A-CB | HMH72B341 | XAHD48FXXN1+TXV |  | 32400 | 25200 | 2.52 | 23800 | 2.06
LUXAIRE | HMH7 | 211396469 | HRCU-A-CB | HMH72B341 | XAHD48FBCN1 |  | 32400 | 25200 | 2.52 | 23800 | 2.06
LUXAIRE | HMH7 | 211396491 | HRCU-A-CB | HMH72B341 | XAHD48FBCN1 |  | 32400 | 25200 | 2.52 | 23800 | 2.06
LUXAIRE | HMH7 | 211397044 | HRCU-A-CB | HMH72B341 | XAHC48FXXN1+TXV |  | 32400 | 25200 | 2.52 | 23800 | 2.06
LUXAIRE | HMH7 | 211397059 | HRCU-A-CB | HMH72B341 | XAHC48FXXN1+TXV |  | 32400 | 25200 | 2.52 | 23800 | 2.06
LUXAIRE | HMH7 | 211397074 | HRCU-A-CB | HMH72B341 | XAHC48FXXN1+TXV |  | 32400 | 25200 | 2.52 | 23800 | 2.06
LUXAIRE | HMH7 | 211397089 | HRCU-A-CB | HMH72B341 | XAHC48FXXN1+TXV |  | 32400 | 25200 | 2.52 | 23800 | 2.06
LUXAIRE | HMH7 | 211397104 | HRCU-A-CB | HMH72B341 | XAHC48FXXN1+TXV |  | 32400 | 25200 | 2.52 | 23800 | 2.06
LUXAIRE | HMH7 | 211397116 | HRCU-A-CB | HMH72B341 | XAHC48FXXN1+TXV |  | 32400 | 25200 | 2.52 | 23800 | 2.06
LUXAIRE | HMH7 | 211397122 | HRCU-A-CB | HMH72B341 | XAHC48FXXN1+TXV |  | 32400 | 25200 | 2.52 | 23800 | 2.06
LUXAIRE | HMH7 | 211397129 | HRCU-A-CB | HMH72B341 | XAHC48FBCN1 |  | 32400 | 25200 | 2.52 | 23800 | 2.06
LUXAIRE | HMH7 | 211397140 | HRCU-A-CB | HMH72B341 | XAHC48FBCN1 |  | 32400 | 25200 | 2.52 | 23800 | 2.06
LUXAIRE | HMH7 | 211397155 | HRCU-A-CB | HMH72B341 | XAHC48FBCN1 |  | 32400 | 25200 | 2.52 | 23800 | 2.06
LUXAIRE | HMH7 | 211397166 | HRCU-A-CB | HMH72B341 | XAHC48FBCN1 |  | 32400 | 25200 | 2.52 | 23800 | 2.06
LUXAIRE | HMH7 | 211397176 | HRCU-A-CB | HMH72B341 | XAHC48FBCN1 |  | 32400 | 25200 | 2.52 | 23800 | 2.06
LUXAIRE | HMH7 | 211397188 | HRCU-A-CB | HMH72B341 | XAHC48FBCN1 |  | 32400 | 25200 | 2.52 | 23800 | 2.06
LUXAIRE | HMH7 | 211397195 | HRCU-A-CB | HMH72B341 | XAHC48FBCN1 |  | 32400 | 25200 | 2.52 | 23800 | 2.06
LUXAIRE | HMH7 | 211386406 | HRCU-A-CB | HMH72B341 | XAFD48FXXN1+TXV |  | 32400 | 25400 | 2.58 | 23800 | 2.1
LUXAIRE | HMH7 | 211386419 | HRCU-A-CB | HMH72B341 | XAFD48FBCN1 |  | 32400 | 25400 | 2.58 | 23800 | 2.1
LUXAIRE | HMH7 | 211390172 | HRCU-A-CB | HMH72B341 | XAFC36DXXN1+TXV |  | 34000 | 25400 | 2.54 | 24000 | 2.1
LUXAIRE | HMH7 | 211390254 | HRCU-A-CB | HMH72B341 | XAFC36DBCN1 |  | 34000 | 25400 | 2.54 | 24000 | 2.1
LUXAIRE | HMH7 | 211391818 | HRCU-A-CB | HMH72B341 | XAFB36DXXN1+TXV |  | 33800 | 25400 | 2.5 | 23800 | 2.06
LUXAIRE | HMH7 | 211391832 | HRCU-A-CB | HMH72B341 | XAFB36DXXN1+TXV |  | 33800 | 25400 | 2.5 | 23800 | 2.06
LUXAIRE | HMH7 | 211391847 | HRCU-A-CB | HMH72B341 | XAFB36DBCN1 |  | 33800 | 25400 | 2.5 | 23800 | 2.06
LUXAIRE | HMH7 | 211391861 | HRCU-A-CB | HMH72B341 | XAUB36DXXN1+TXV |  | 33800 | 25400 | 2.5 | 23800 | 2.06
LUXAIRE | HMH7 | 211391876 | HRCU-A-CB | HMH72B341 | XAFB36DBCN1 |  | 33800 | 25400 | 2.5 | 23800 | 2.06
LUXAIRE | HMH7 | 211391891 | HRCU-A-CB | HMH72B341 | XAUB36DXXN1+TXV |  | 33800 | 25400 | 2.5 | 23800 | 2.06
LUXAIRE | HMH7 | 211392352 | HRCU-A-CB | HMH72B341 | XAFC30CXXN1+TXV |  | 34000 | 26800 | 2.54 | 23800 | 2.02
LUXAIRE | HMH7 | 211392367 | HRCU-A-CB | HMH72B341 | XAFC30CXXN1+TXV |  | 34000 | 26800 | 2.54 | 23800 | 2.02
LUXAIRE | HMH7 | 211393619 | HRCU-A-CB | HMH72B341 | JHVTB36DBCC2N1 |  | 33800 | 25200 | 2.54 | 23800 | 2.1
LUXAIRE | HMH7 | 211393824 | HRCU-A-CB | HMH72B341 | XAFD48FXXN1+TXV |  | 32400 | 25400 | 2.56 | 23800 | 2.08
LUXAIRE | HMH7 | 211393839 | HRCU-A-CB | HMH72B341 | XAFD48FBCN1 |  | 32400 | 25400 | 2.56 | 23800 | 2.08
LUXAIRE | HMH7 | 211395070 | HRCU-A-CB | HMH72B341 | XAHC48FXXN1+TXV |  | 31800 | 24800 | 2.5 | 23200 | 2.02
LUXAIRE | HMH7 | 211395088 | HRCU-A-CB | HMH72B341 | XAHC48FXXN1+TXV |  | 31800 | 24800 | 2.5 | 23200 | 2.02
LUXAIRE | HMH7 | 211395109 | HRCU-A-CB | HMH72B341 | XAHC48FXXN1+TXV |  | 31800 | 24800 | 2.5 | 23200 | 2.02
LUXAIRE | HMH7 | 211395118 | HRCU-A-CB | HMH72B341 | XAHC48FBCN1 |  | 31800 | 24800 | 2.5 | 23200 | 2.02
LUXAIRE | HMH7 | 211395143 | HRCU-A-CB | HMH72B341 | XAHC48FBCN1 |  | 31800 | 24800 | 2.5 | 23200 | 2.02
LUXAIRE | HMH7 | 211395165 | HRCU-A-CB | HMH72B341 | XAHC48FBCN1 |  | 31800 | 24800 | 2.5 | 23200 | 2.02
LUXAIRE | HMH7 | 211395927 | HRCU-A-CB | HMH72B341 | XAHD48FXXN1+TXV |  | 31800 | 24800 | 2.5 | 23200 | 2.02
LUXAIRE | HMH7 | 211395941 | HRCU-A-CB | HMH72B341 | XAHD48FBCN1 |  | 31800 | 24800 | 2.5 | 23200 | 2.02
LUXAIRE | HMH7 | 211396647 | HRCU-A-CB | HMH72B341 | XAFC48FXXN1+TXV |  | 33000 | 25600 | 2.56 | 24200 | 2.1
LUXAIRE | HMH7 | 211396688 | HRCU-A-CB | HMH72B341 | XAFC48FBCN1 |  | 33000 | 25600 | 2.56 | 24200 | 2.1
LUXAIRE | HMH7 | 211396703 | HRCU-A-CB | HMH72B341 | XAUC48FXXN1+TXV |  | 33000 | 25600 | 2.56 | 24200 | 2.1
LUXAIRE | HMH7 | 211397216 | HRCU-A-CB | HMH72B341 | XAHD48FXXN1+TXV |  | 32400 | 25400 | 2.5 | 24000 | 2.06
LUXAIRE | HMH7 | 211397299 | HRCU-A-CB | HMH72B341 | XAHD48FBCN1 |  | 32400 | 25400 | 2.5 | 24000 | 2.06
LUXAIRE | HMH7 | 211386138 | HRCU-A-CB | HMH72B341 | XAFC48FXXN1+TXV |  | 32400 | 25400 | 2.56 | 23800 | 2.08
LUXAIRE | HMH7 | 211386154 | HRCU-A-CB | HMH72B341 | XAFC48FBCN1 |  | 32400 | 25400 | 2.56 | 23800 | 2.08
LUXAIRE | HMH7 | 211386168 | HRCU-A-CB | HMH72B341 | XAUC48FXXN1+TXV |  | 32400 | 25400 | 2.56 | 23800 | 2.08
LUXAIRE | HMH7 | 211386359 | HRCU-A-CB | HMH72B341 | XAHD48FXXN1+TXV |  | 32000 | 24800 | 2.54 | 23200 | 2.06
LUXAIRE | HMH7 | 211386370 | HRCU-A-CB | HMH72B341 | XAHD48FBCN1 |  | 32000 | 24800 | 2.54 | 23200 | 2.06
LUXAIRE | HMH7 | 211388613 | HRCU-A-CB | HMH72B341 | XAFC36DXXN1+TXV |  | 33600 | 25200 | 2.52 | 23800 | 2.08
LUXAIRE | HMH7 | 211388628 | HRCU-A-CB | HMH72B341 | XAFC36DBCN1 |  | 33600 | 25200 | 2.52 | 23800 | 2.08
LUXAIRE | HMH7 | 211388702 | HRCU-A-CB | HMH72B341 | XAFC36DXXN1+TXV |  | 33600 | 25200 | 2.52 | 23800 | 2.08
LUXAIRE | HMH7 | 211388717 | HRCU-A-CB | HMH72B341 | XAFC36DBCN1 |  | 33600 | 25200 | 2.52 | 23800 | 2.08
LUXAIRE | HMH7 | 211389274 | HRCU-A-CB | HMH72B341 | XAHC36DXXN1+TXV |  | 33800 | 25400 | 2.5 | 24200 | 2.08
LUXAIRE | HMH7 | 211389304 | HRCU-A-CB | HMH72B341 | XAHC36DBCN1 |  | 33800 | 25400 | 2.5 | 24200 | 2.08
LUXAIRE | HMH7 | 211392056 | HRCU-A-CB | HMH72B341 | XAFC36DXXN1+TXV |  | 33600 | 25200 | 2.52 | 23600 | 2.08
LUXAIRE | HMH7 | 211392061 | HRCU-A-CB | HMH72B341 | XAFC36DXXN1+TXV |  | 33600 | 25200 | 2.52 | 23600 | 2.08
LUXAIRE | HMH7 | 211392075 | HRCU-A-CB | HMH72B341 | XAFC36DBCN1 |  | 33600 | 25200 | 2.52 | 23600 | 2.08
LUXAIRE | HMH7 | 211392090 | HRCU-A-CB | HMH72B341 | XAFC36DBCN1 |  | 33600 | 25200 | 2.52 | 23600 | 2.08
LUXAIRE | HMH7 | 211393355 | HRCU-A-CB | HMH72B341 | XAFC36DXXN1+TXV |  | 34000 | 25400 | 2.56 | 24000 | 2.12
LUXAIRE | HMH7 | 211393369 | HRCU-A-CB | HMH72B341 | XAFC36DBCN1 |  | 34000 | 25400 | 2.56 | 24000 | 2.12
LUXAIRE | HMH7 | 211394692 | HRCU-A-CB | HMH72B341 | XAHD48FXXN1+TXV |  | 31800 | 24800 | 2.52 | 23200 | 2.04
LUXAIRE | HMH7 | 211394706 | HRCU-A-CB | HMH72B341 | XAHD48FXXN1+TXV |  | 31800 | 24800 | 2.52 | 23200 | 2.04
LUXAIRE | HMH7 | 211394718 | HRCU-A-CB | HMH72B341 | XAHD48FXXN1+TXV |  | 31800 | 24800 | 2.52 | 23200 | 2.04
LUXAIRE | HMH7 | 211394724 | HRCU-A-CB | HMH72B341 | XAHD48FBCN1 |  | 31800 | 24800 | 2.52 | 23200 | 2.04
LUXAIRE | HMH7 | 211394738 | HRCU-A-CB | HMH72B341 | XAHD48FBCN1 |  | 31800 | 24800 | 2.52 | 23200 | 2.04
LUXAIRE | HMH7 | 211394753 | HRCU-A-CB | HMH72B341 | XAHD48FBCN1 |  | 31800 | 24800 | 2.52 | 23200 | 2.04
LUXAIRE | HMH7 | 211394830 | HRCU-A-CB | HMH72B341 | XAFD48FXXN1+TXV |  | 32400 | 25400 | 2.58 | 23600 | 2.08
LUXAIRE | HMH7 | 211394844 | HRCU-A-CB | HMH72B341 | XAFD48FXXN1+TXV |  | 32400 | 25400 | 2.58 | 23600 | 2.08
LUXAIRE | HMH7 | 211394859 | HRCU-A-CB | HMH72B341 | XAFD48FXXN1+TXV |  | 32400 | 25400 | 2.58 | 23600 | 2.08
LUXAIRE | HMH7 | 211394865 | HRCU-A-CB | HMH72B341 | XAFD48FBCN1 |  | 32400 | 25400 | 2.58 | 23600 | 2.08
LUXAIRE | HMH7 | 211394878 | HRCU-A-CB | HMH72B341 | XAFD48FBCN1 |  | 32400 | 25400 | 2.58 | 23600 | 2.08
LUXAIRE | HMH7 | 211394893 | HRCU-A-CB | HMH72B341 | XAFD48FBCN1 |  | 32400 | 25400 | 2.58 | 23600 | 2.08
LUXAIRE | HMH7 | 211394999 | HRCU-A-CB | HMH72B341 | XAHD48FXXN1+TXV |  | 31800 | 25000 | 2.5 | 23200 | 2.02
LUXAIRE | HMH7 | 211395013 | HRCU-A-CB | HMH72B341 | XAHD48FXXN1+TXV |  | 31800 | 25000 | 2.5 | 23200 | 2.02
LUXAIRE | HMH7 | 211395027 | HRCU-A-CB | HMH72B341 | XAHD48FXXN1+TXV |  | 31800 | 25000 | 2.5 | 23200 | 2.02
LUXAIRE | HMH7 | 211395032 | HRCU-A-CB | HMH72B341 | XAHD48FBCN1 |  | 31800 | 25000 | 2.5 | 23200 | 2.02
LUXAIRE | HMH7 | 211395044 | HRCU-A-CB | HMH72B341 | XAHD48FBCN1 |  | 31800 | 25000 | 2.5 | 23200 | 2.02
LUXAIRE | HMH7 | 211395060 | HRCU-A-CB | HMH72B341 | XAHD48FBCN1 |  | 31800 | 25000 | 2.5 | 23200 | 2.02
LUXAIRE | HMH7 | 211395954 | HRCU-A-CB | HMH72B341 | XAHC48FXXN1+TXV |  | 31800 | 24800 | 2.5 | 23200 | 2.02
LUXAIRE | HMH7 | 211395968 | HRCU-A-CB | HMH72B341 | XAHC48FBCN1 |  | 31800 | 24800 | 2.5 | 23200 | 2.02
LUXAIRE | HMH7 | 211397378 | HRCU-A-CB | HMH72B341 | XAHC48FXXN1+TXV |  | 32400 | 25400 | 2.5 | 24000 | 2.04
LUXAIRE | HMH7 | 211397457 | HRCU-A-CB | HMH72B341 | XAHC48FBCN1 |  | 32400 | 25400 | 2.5 | 24000 | 2.04
LUXAIRE | HMH7 | 211398153 | HRCU-A-CB | HMH72B341 | XAHC48FXXN1+TXV |  | 31600 | 24800 | 2.52 | 23200 | 2.04
LUXAIRE | HMH7 | 211398161 | HRCU-A-CB | HMH72B341 | XAHC48FXXN1+TXV |  | 31600 | 24800 | 2.52 | 23200 | 2.04
LUXAIRE | HMH7 | 211398176 | HRCU-A-CB | HMH72B341 | XAHC48FBCN1 |  | 31600 | 24800 | 2.52 | 23200 | 2.04
LUXAIRE | HMH7 | 211398191 | HRCU-A-CB | HMH72B341 | XAHC48FBCN1 |  | 31600 | 24800 | 2.52 | 23200 | 2.04
LUXAIRE | HMH7 | 211398511 | HRCU-A-CB | HMH72B341 | XAFC48FXXN1+TXV |  | 32400 | 25400 | 2.56 | 23600 | 2.06
LUXAIRE | HMH7 | 211398526 | HRCU-A-CB | HMH72B341 | XAFC48FXXN1+TXV |  | 32400 | 25400 | 2.56 | 23600 | 2.06
LUXAIRE | HMH7 | 211398541 | HRCU-A-CB | HMH72B341 | XAFC48FBCN1 |  | 32400 | 25400 | 2.56 | 23600 | 2.06
LUXAIRE | HMH7 | 211398557 | HRCU-A-CB | HMH72B341 | XAUC48FXXN1+TXV |  | 32400 | 25400 | 2.56 | 23600 | 2.06
LUXAIRE | HMH7 | 211398571 | HRCU-A-CB | HMH72B341 | XAFC48FBCN1 |  | 32400 | 25400 | 2.56 | 23600 | 2.06
LUXAIRE | HMH7 | 211398586 | HRCU-A-CB | HMH72B341 | XAUC48FXXN1+TXV |  | 32400 | 25400 | 2.56 | 23600 | 2.06
LUXAIRE | HMH7 | 211385830 | HRCU-A-CB | HMH72B341 | XAFC48FXXN1+TXV |  | 32200 | 25200 | 2.56 | 23400 | 2.06
LUXAIRE | HMH7 | 211385840 | HRCU-A-CB | HMH72B341 | XAFC48FXXN1+TXV |  | 32200 | 25200 | 2.56 | 23400 | 2.06
LUXAIRE | HMH7 | 211385853 | HRCU-A-CB | HMH72B341 | XAFC48FBCN1 |  | 32200 | 25200 | 2.56 | 23400 | 2.06
LUXAIRE | HMH7 | 211385868 | HRCU-A-CB | HMH72B341 | XAUC48FXXN1+TXV |  | 32200 | 25200 | 2.56 | 23400 | 2.06
LUXAIRE | HMH7 | 211385884 | HRCU-A-CB | HMH72B341 | XAFC48FBCN1 |  | 32200 | 25200 | 2.56 | 23400 | 2.06
LUXAIRE | HMH7 | 211385900 | HRCU-A-CB | HMH72B341 | XAUC48FXXN1+TXV |  | 32200 | 25200 | 2.56 | 23400 | 2.06
LUXAIRE | HMH7 | 211386051 | HRCU-A-CB | HMH72B341 | XAHD48FXXN1+TXV |  | 32000 | 25000 | 2.52 | 23400 | 2.04
LUXAIRE | HMH7 | 211386065 | HRCU-A-CB | HMH72B341 | XAHD48FBCN1 |  | 32000 | 25000 | 2.52 | 23400 | 2.04
LUXAIRE | HMH7 | 211387047 | HRCU-A-CB | HMH72B341 | XAFB30CXXN1+TXV |  | 34000 | 26800 | 2.54 | 23800 | 2.02
LUXAIRE | HMH7 | 211387060 | HRCU-A-CB | HMH72B341 | XAUB30CXXN1+TXV |  | 34000 | 26800 | 2.54 | 23800 | 2.02
LUXAIRE | HMH7 | 211387180 | HRCU-A-CB | HMH72B341 | XAFC30CXXN1+TXV |  | 34000 | 26600 | 2.52 | 23800 | 2
LUXAIRE | HMH7 | 211387623 | HRCU-A-CB | HMH72B341 | XAFC36DXXN1+TXV |  | 33800 | 25400 | 2.52 | 23800 | 2.08
LUXAIRE | HMH7 | 211387632 | HRCU-A-CB | HMH72B341 | XAFC36DXXN1+TXV |  | 33800 | 25400 | 2.52 | 23800 | 2.08
LUXAIRE | HMH7 | 211387641 | HRCU-A-CB | HMH72B341 | XAFC36DXXN1+TXV |  | 33800 | 25400 | 2.52 | 23800 | 2.08
LUXAIRE | HMH7 | 211387644 | HRCU-A-CB | HMH72B341 | XAFC36DBCN1 |  | 33800 | 25400 | 2.52 | 23800 | 2.08
LUXAIRE | HMH7 | 211387649 | HRCU-A-CB | HMH72B341 | XAFC36DBCN1 |  | 33800 | 25400 | 2.52 | 23800 | 2.08
LUXAIRE | HMH7 | 211387658 | HRCU-A-CB | HMH72B341 | XAFC36DBCN1 |  | 33800 | 25400 | 2.52 | 23800 | 2.08
LUXAIRE | HMH7 | 211389377 | HRCU-A-CB | HMH72B341 | XAFC36DXXN1+TXV |  | 34000 | 25800 | 2.56 | 24600 | 2.12
LUXAIRE | HMH7 | 211389403 | HRCU-A-CB | HMH72B341 | XAFC36DBCN1 |  | 34000 | 25800 | 2.56 | 24600 | 2.12
LUXAIRE | HMH7 | 211390158 | HRCU-A-CB | HMH72B341 | XAFC36DXXN1+TXV |  | 34000 | 25400 | 2.54 | 24000 | 2.1
LUXAIRE | HMH7 | 211390186 | HRCU-A-CB | HMH72B341 | XAFC36DXXN1+TXV |  | 34000 | 25400 | 2.54 | 24000 | 2.1
LUXAIRE | HMH7 | 211390199 | HRCU-A-CB | HMH72B341 | XAFC36DXXN1+TXV |  | 34000 | 25400 | 2.54 | 24000 | 2.1
LUXAIRE | HMH7 | 211390213 | HRCU-A-CB | HMH72B341 | XAFC36DXXN1+TXV |  | 34000 | 25400 | 2.54 | 24000 | 2.1
LUXAIRE | HMH7 | 211390228 | HRCU-A-CB | HMH72B341 | XAFC36DXXN1+TXV |  | 34000 | 25400 | 2.54 | 24000 | 2.1
LUXAIRE | HMH7 | 211390234 | HRCU-A-CB | HMH72B341 | XAFC36DXXN1+TXV |  | 34000 | 25400 | 2.54 | 24000 | 2.1
LUXAIRE | HMH7 | 211390239 | HRCU-A-CB | HMH72B341 | XAFC36DBCN1 |  | 34000 | 25400 | 2.54 | 24000 | 2.1
LUXAIRE | HMH7 | 211390268 | HRCU-A-CB | HMH72B341 | XAFC36DBCN1 |  | 34000 | 25400 | 2.54 | 24000 | 2.1
LUXAIRE | HMH7 | 211390282 | HRCU-A-CB | HMH72B341 | XAFC36DBCN1 |  | 34000 | 25400 | 2.54 | 24000 | 2.1
LUXAIRE | HMH7 | 211390296 | HRCU-A-CB | HMH72B341 | XAFC36DBCN1 |  | 34000 | 25400 | 2.54 | 24000 | 2.1
LUXAIRE | HMH7 | 211390310 | HRCU-A-CB | HMH72B341 | XAFC36DBCN1 |  | 34000 | 25400 | 2.54 | 24000 | 2.1
LUXAIRE | HMH7 | 211390315 | HRCU-A-CB | HMH72B341 | XAFC36DBCN1 |  | 34000 | 25400 | 2.54 | 24000 | 2.1
LUXAIRE | HMH7 | 211390996 | HRCU-A-CB | HMH72B341 | XAFB36DXXN1+TXV |  | 34000 | 25600 | 2.5 | 24200 | 2.06
LUXAIRE | HMH7 | 211391011 | HRCU-A-CB | HMH72B341 | XAFB36DXXN1+TXV |  | 34000 | 25600 | 2.5 | 24200 | 2.06
LUXAIRE | HMH7 | 211391026 | HRCU-A-CB | HMH72B341 | XAFB36DXXN1+TXV |  | 34000 | 25600 | 2.5 | 24200 | 2.06
LUXAIRE | HMH7 | 211719789 | HRCU-A-CB | HMH72B341 | XAFB36DXXN1+TXV |  | 34000 | 25600 | 2.5 | 24200 | 2.06
LUXAIRE | HMH7 | 211391041 | HRCU-A-CB | HMH72B341 | XAFB36DBCN1 |  | 34000 | 25600 | 2.5 | 24200 | 2.06
LUXAIRE | HMH7 | 211391056 | HRCU-A-CB | HMH72B341 | XAUB36DXXN1+TXV |  | 34000 | 25600 | 2.5 | 24200 | 2.06
LUXAIRE | HMH7 | 211391071 | HRCU-A-CB | HMH72B341 | XAFB36DBCN1 |  | 34000 | 25600 | 2.5 | 24200 | 2.06
LUXAIRE | HMH7 | 211391086 | HRCU-A-CB | HMH72B341 | XAUB36DXXN1+TXV |  | 34000 | 25600 | 2.5 | 24200 | 2.06
LUXAIRE | HMH7 | 211391101 | HRCU-A-CB | HMH72B341 | XAFB36DBCN1 |  | 34000 | 25600 | 2.5 | 24200 | 2.06
LUXAIRE | HMH7 | 211391116 | HRCU-A-CB | HMH72B341 | XAUB36DXXN1+TXV |  | 34000 | 25600 | 2.5 | 24200 | 2.06
LUXAIRE | HMH7 | 211719784 | HRCU-A-CB | HMH72B341 | XAFB36DBCN1 |  | 34000 | 25600 | 2.5 | 24200 | 2.06
LUXAIRE | HMH7 | 211719786 | HRCU-A-CB | HMH72B341 | XAUB36DXXN1+TXV |  | 34000 | 25600 | 2.5 | 24200 | 2.06
LUXAIRE | HMH7 | 211392830 | HRCU-A-CB | HMH72B341 | XAFB36DXXN1+TXV |  | 33600 | 25200 | 2.5 | 23800 | 2.06
LUXAIRE | HMH7 | 211392845 | HRCU-A-CB | HMH72B341 | XAFB36DXXN1+TXV |  | 33600 | 25200 | 2.5 | 23800 | 2.06
LUXAIRE | HMH7 | 211392860 | HRCU-A-CB | HMH72B341 | XAFB36DBCN1 |  | 33600 | 25200 | 2.5 | 23800 | 2.06
LUXAIRE | HMH7 | 211392875 | HRCU-A-CB | HMH72B341 | XAUB36DXXN1+TXV |  | 33600 | 25200 | 2.5 | 23800 | 2.06
LUXAIRE | HMH7 | 211392885 | HRCU-A-CB | HMH72B341 | XAFB36DBCN1 |  | 33600 | 25200 | 2.5 | 23800 | 2.06
LUXAIRE | HMH7 | 211392896 | HRCU-A-CB | HMH72B341 | XAUB36DXXN1+TXV |  | 33600 | 25200 | 2.5 | 23800 | 2.06
LUXAIRE | HMH7 | 211393532 | HRCU-A-CB | HMH72B341 | XAFB36DXXN1+TXV |  | 33800 | 25400 | 2.5 | 23800 | 2.06
LUXAIRE | HMH7 | 211393547 | HRCU-A-CB | HMH72B341 | XAFB36DBCN1 |  | 33800 | 25400 | 2.5 | 23800 | 2.06
LUXAIRE | HMH7 | 211393562 | HRCU-A-CB | HMH72B341 | XAUB36DXXN1+TXV |  | 33800 | 25400 | 2.5 | 23800 | 2.06
LUXAIRE | HMH7 | 211238542 | HRCU-A-CB | HMH72B341 | JHETC36DBCS2N1 |  | 33600 | 25000 | 2.58 | 23600 | 2.12
LUXAIRE | HMH7 | 211393794 | HRCU-A-CB | HMH72B341 | XAHD48FXXN1+TXV |  | 32000 | 25000 | 2.52 | 23400 | 2.04
LUXAIRE | HMH7 | 211393809 | HRCU-A-CB | HMH72B341 | XAHD48FBCN1 |  | 32000 | 25000 | 2.52 | 23400 | 2.04
LUXAIRE | HMH7 | 211393989 | HRCU-A-CB | HMH72B341 | XAHD48FXXN1+TXV |  | 31800 | 25000 | 2.5 | 23200 | 2.02
LUXAIRE | HMH7 | 211394004 | HRCU-A-CB | HMH72B341 | XAHD48FBCN1 |  | 31800 | 25000 | 2.5 | 23200 | 2.02
LUXAIRE | HMH7 | 211394591 | HRCU-A-CB | HMH72B341 | XAFC48FXXN1+TXV |  | 33000 | 25800 | 2.56 | 24200 | 2.1
LUXAIRE | HMH7 | 211394606 | HRCU-A-CB | HMH72B341 | XAFC48FXXN1+TXV |  | 33000 | 25800 | 2.56 | 24200 | 2.1
LUXAIRE | HMH7 | 211394621 | HRCU-A-CB | HMH72B341 | XAFC48FXXN1+TXV |  | 33000 | 25800 | 2.56 | 24200 | 2.1
LUXAIRE | HMH7 | 211394627 | HRCU-A-CB | HMH72B341 | XAFC48FBCN1 |  | 33000 | 25800 | 2.56 | 24200 | 2.1
LUXAIRE | HMH7 | 211394638 | HRCU-A-CB | HMH72B341 | XAUC48FXXN1+TXV |  | 33000 | 25800 | 2.56 | 24200 | 2.1
LUXAIRE | HMH7 | 211394653 | HRCU-A-CB | HMH72B341 | XAFC48FBCN1 |  | 33000 | 25800 | 2.56 | 24200 | 2.1
LUXAIRE | HMH7 | 211394665 | HRCU-A-CB | HMH72B341 | XAUC48FXXN1+TXV |  | 33000 | 25800 | 2.56 | 24200 | 2.1
LUXAIRE | HMH7 | 211394680 | HRCU-A-CB | HMH72B341 | XAFC48FBCN1 |  | 33000 | 25800 | 2.56 | 24200 | 2.1
LUXAIRE | HMH7 | 211394686 | HRCU-A-CB | HMH72B341 | XAUC48FXXN1+TXV |  | 33000 | 25800 | 2.56 | 24200 | 2.1
LUXAIRE | HMH7 | 211395290 | HRCU-A-CB | HMH72B341 | XAFC48FXXN1+TXV |  | 32400 | 25400 | 2.54 | 23600 | 2.06
LUXAIRE | HMH7 | 211395316 | HRCU-A-CB | HMH72B341 | XAFC48FXXN1+TXV |  | 32400 | 25400 | 2.54 | 23600 | 2.06
LUXAIRE | HMH7 | 211395338 | HRCU-A-CB | HMH72B341 | XAFC48FXXN1+TXV |  | 32400 | 25400 | 2.54 | 23600 | 2.06
LUXAIRE | HMH7 | 211395347 | HRCU-A-CB | HMH72B341 | XAFC48FBCN1 |  | 32400 | 25400 | 2.54 | 23600 | 2.06
LUXAIRE | HMH7 | 211395365 | HRCU-A-CB | HMH72B341 | XAUC48FXXN1+TXV |  | 32400 | 25400 | 2.54 | 23600 | 2.06
LUXAIRE | HMH7 | 211395385 | HRCU-A-CB | HMH72B341 | XAFC48FBCN1 |  | 32400 | 25400 | 2.54 | 23600 | 2.06
LUXAIRE | HMH7 | 211395404 | HRCU-A-CB | HMH72B341 | XAUC48FXXN1+TXV |  | 32400 | 25400 | 2.54 | 23600 | 2.06
LUXAIRE | HMH7 | 211395430 | HRCU-A-CB | HMH72B341 | XAFC48FBCN1 |  | 32400 | 25400 | 2.54 | 23600 | 2.06
LUXAIRE | HMH7 | 211395440 | HRCU-A-CB | HMH72B341 | XAUC48FXXN1+TXV |  | 32400 | 25400 | 2.54 | 23600 | 2.06
LUXAIRE | HMH7 | 211396975 | HRCU-A-CB | HMH72B341 | XAHC48FXXN1+TXV |  | 31600 | 24800 | 2.5 | 23000 | 2.02
LUXAIRE | HMH7 | 211396984 | HRCU-A-CB | HMH72B341 | XAHC48FBCN1 |  | 31600 | 24800 | 2.5 | 23000 | 2.02
LUXAIRE | HMH7 | 211398601 | HRCU-A-CB | HMH72B341 | XAHC48FXXN1+TXV |  | 31800 | 25000 | 2.5 | 23200 | 2.02
LUXAIRE | HMH7 | 211398616 | HRCU-A-CB | HMH72B341 | XAHC48FXXN1+TXV |  | 31800 | 25000 | 2.5 | 23200 | 2.02
LUXAIRE | HMH7 | 211398631 | HRCU-A-CB | HMH72B341 | XAHC48FBCN1 |  | 31800 | 25000 | 2.5 | 23200 | 2.02
LUXAIRE | HMH7 | 211398638 | HRCU-A-CB | HMH72B341 | XAHC48FBCN1 |  | 31800 | 25000 | 2.5 | 23200 | 2.02
LUXAIRE | HMH7 | 211386181 | HRCU-A-CB | HMH72B341 | XAHD48FXXN1+TXV |  | 32400 | 25200 | 2.5 | 23600 | 2.04
LUXAIRE | HMH7 | 211386198 | HRCU-A-CB | HMH72B341 | XAHD48FBCN1 |  | 32400 | 25200 | 2.5 | 23600 | 2.04
LUXAIRE | HMH7 | 211386383 | HRCU-A-CB | HMH72B341 | XAHC48FXXN1+TXV |  | 32000 | 24800 | 2.54 | 23200 | 2.06
LUXAIRE | HMH7 | 211386394 | HRCU-A-CB | HMH72B341 | XAHC48FBCN1 |  | 32000 | 24800 | 2.54 | 23200 | 2.06
LUXAIRE | HMH7 | 211386655 | HRCU-A-CB | HMH72B341 | JHVTC42FBCC2N1 |  | 32400 | 25000 | 2.62 | 23400 | 2.12
LUXAIRE | HMH7 | 211388829 | HRCU-A-CB | HMH72B341 | XAFC36DXXN1+TXV |  | 34000 | 25800 | 2.5 | 24400 | 2.06
LUXAIRE | HMH7 | 211388844 | HRCU-A-CB | HMH72B341 | XAFC36DBCN1 |  | 34000 | 25800 | 2.5 | 24400 | 2.06
LUXAIRE | HMH7 | 211389363 | HRCU-A-CB | HMH72B341 | XAFC36DXXN1+TXV |  | 33800 | 25200 | 2.56 | 23800 | 2.1
LUXAIRE | HMH7 | 211389388 | HRCU-A-CB | HMH72B341 | XAFC36DBCN1 |  | 33800 | 25200 | 2.56 | 23800 | 2.1
LUXAIRE | HMH7 | 211389693 | HRCU-A-CB | HMH72B341 | XAFC36DXXN1+TXV |  | 33600 | 25200 | 2.5 | 23600 | 2.06
LUXAIRE | HMH7 | 211389707 | HRCU-A-CB | HMH72B341 | XAFC36DBCN1 |  | 33600 | 25200 | 2.5 | 23600 | 2.06
LUXAIRE | HMH7 | 211391737 | HRCU-A-CB | HMH72B341 | XAFC36DXXN1+TXV |  | 33800 | 25400 | 2.5 | 23800 | 2.06
LUXAIRE | HMH7 | 211391747 | HRCU-A-CB | HMH72B341 | XAFC36DXXN1+TXV |  | 33800 | 25400 | 2.5 | 23800 | 2.06
LUXAIRE | HMH7 | 211391762 | HRCU-A-CB | HMH72B341 | XAFC36DBCN1 |  | 33800 | 25400 | 2.5 | 23800 | 2.06
LUXAIRE | HMH7 | 211391777 | HRCU-A-CB | HMH72B341 | XAFC36DBCN1 |  | 33800 | 25400 | 2.5 | 23800 | 2.06
LUXAIRE | HMH7 | 211394079 | HRCU-A-CB | HMH72B341 | XAFC48FXXN1+TXV |  | 32800 | 25800 | 2.52 | 24200 | 2.06
LUXAIRE | HMH7 | 211394094 | HRCU-A-CB | HMH72B341 | XAFC48FBCN1 |  | 32800 | 25800 | 2.52 | 24200 | 2.06
LUXAIRE | HMH7 | 211394107 | HRCU-A-CB | HMH72B341 | XAUC48FXXN1+TXV |  | 32800 | 25800 | 2.52 | 24200 | 2.06
LUXAIRE | HMH7 | 211394395 | HRCU-A-CB | HMH72B341 | XAHD48FXXN1+TXV |  | 32400 | 25200 | 2.5 | 23800 | 2.06
LUXAIRE | HMH7 | 211394407 | HRCU-A-CB | HMH72B341 | XAHD48FXXN1+TXV |  | 32400 | 25200 | 2.5 | 23800 | 2.06
LUXAIRE | HMH7 | 211394419 | HRCU-A-CB | HMH72B341 | XAHD48FXXN1+TXV |  | 32400 | 25200 | 2.5 | 23800 | 2.06
LUXAIRE | HMH7 | 211394425 | HRCU-A-CB | HMH72B341 | XAHD48FBCN1 |  | 32400 | 25200 | 2.5 | 23800 | 2.06
LUXAIRE | HMH7 | 211394440 | HRCU-A-CB | HMH72B341 | XAHD48FBCN1 |  | 32400 | 25200 | 2.5 | 23800 | 2.06
LUXAIRE | HMH7 | 211394455 | HRCU-A-CB | HMH72B341 | XAHD48FBCN1 |  | 32400 | 25200 | 2.5 | 23800 | 2.06
LUXAIRE | HMH7 | 211394461 | HRCU-A-CB | HMH72B341 | XAHC48FXXN1+TXV |  | 32000 | 25000 | 2.52 | 23400 | 2.04
LUXAIRE | HMH7 | 211394475 | HRCU-A-CB | HMH72B341 | XAHC48FXXN1+TXV |  | 32000 | 25000 | 2.52 | 23400 | 2.04
LUXAIRE | HMH7 | 211394489 | HRCU-A-CB | HMH72B341 | XAHC48FXXN1+TXV |  | 32000 | 25000 | 2.52 | 23400 | 2.04
LUXAIRE | HMH7 | 211394495 | HRCU-A-CB | HMH72B341 | XAHC48FBCN1 |  | 32000 | 25000 | 2.52 | 23400 | 2.04
LUXAIRE | HMH7 | 211394506 | HRCU-A-CB | HMH72B341 | XAHC48FBCN1 |  | 32000 | 25000 | 2.52 | 23400 | 2.04
LUXAIRE | HMH7 | 211394520 | HRCU-A-CB | HMH72B341 | XAHC48FBCN1 |  | 32000 | 25000 | 2.52 | 23400 | 2.04
LUXAIRE | HMH7 | 211395175 | HRCU-A-CB | HMH72B341 | XAFD48FXXN1+TXV |  | 32400 | 25400 | 2.54 | 23600 | 2.06
LUXAIRE | HMH7 | 211395201 | HRCU-A-CB | HMH72B341 | XAFD48FXXN1+TXV |  | 32400 | 25400 | 2.54 | 23600 | 2.06
LUXAIRE | HMH7 | 211395224 | HRCU-A-CB | HMH72B341 | XAFD48FXXN1+TXV |  | 32400 | 25400 | 2.54 | 23600 | 2.06
LUXAIRE | HMH7 | 211395234 | HRCU-A-CB | HMH72B341 | XAFD48FBCN1 |  | 32400 | 25400 | 2.54 | 23600 | 2.06
LUXAIRE | HMH7 | 211395255 | HRCU-A-CB | HMH72B341 | XAFD48FBCN1 |  | 32400 | 25400 | 2.54 | 23600 | 2.06
LUXAIRE | HMH7 | 211395280 | HRCU-A-CB | HMH72B341 | XAFD48FBCN1 |  | 32400 | 25400 | 2.54 | 23600 | 2.06
LUXAIRE | HMH7 | 211396012 | HRCU-A-CB | HMH72B341 | XAFC48FXXN1+TXV |  | 32400 | 25400 | 2.56 | 23600 | 2.06
LUXAIRE | HMH7 | 211396026 | HRCU-A-CB | HMH72B341 | XAFC48FBCN1 |  | 32400 | 25400 | 2.56 | 23600 | 2.06
LUXAIRE | HMH7 | 211396038 | HRCU-A-CB | HMH72B341 | XAUC48FXXN1+TXV |  | 32400 | 25400 | 2.56 | 23600 | 2.06
LUXAIRE | HMH7 | 211396113 | HRCU-A-CB | HMH72B341 | XAFD48FXXN1+TXV |  | 33400 | 26000 | 2.5 | 24600 | 2.08
LUXAIRE | HMH7 | 211396130 | HRCU-A-CB | HMH72B341 | XAFD48FBCN1 |  | 33400 | 26000 | 2.5 | 24600 | 2.08
LUXAIRE | HMH7 | 211396999 | HRCU-A-CB | HMH72B341 | XAFC48FXXN1+TXV |  | 32200 | 25400 | 2.54 | 23600 | 2.04
LUXAIRE | HMH7 | 211397014 | HRCU-A-CB | HMH72B341 | XAFC48FBCN1 |  | 32200 | 25400 | 2.54 | 23600 | 2.04
LUXAIRE | HMH7 | 211397029 | HRCU-A-CB | HMH72B341 | XAUC48FXXN1+TXV |  | 32200 | 25400 | 2.54 | 23600 | 2.04
LUXAIRE | HMH7 | 211397201 | HRCU-A-CB | HMH72B341 | XAHD48FXXN1+TXV |  | 32400 | 25200 | 2.5 | 23800 | 2.06
LUXAIRE | HMH7 | 211397231 | HRCU-A-CB | HMH72B341 | XAHD48FXXN1+TXV |  | 32400 | 25200 | 2.5 | 23800 | 2.06
LUXAIRE | HMH7 | 211397246 | HRCU-A-CB | HMH72B341 | XAHD48FXXN1+TXV |  | 32400 | 25200 | 2.5 | 23800 | 2.06
LUXAIRE | HMH7 | 211397261 | HRCU-A-CB | HMH72B341 | XAHD48FXXN1+TXV |  | 32400 | 25200 | 2.5 | 23800 | 2.06
LUXAIRE | HMH7 | 211397274 | HRCU-A-CB | HMH72B341 | XAHD48FXXN1+TXV |  | 32400 | 25200 | 2.5 | 23800 | 2.06
LUXAIRE | HMH7 | 211397278 | HRCU-A-CB | HMH72B341 | XAHD48FXXN1+TXV |  | 32400 | 25200 | 2.5 | 23800 | 2.06
LUXAIRE | HMH7 | 211397284 | HRCU-A-CB | HMH72B341 | XAHD48FBCN1 |  | 32400 | 25200 | 2.5 | 23800 | 2.06
LUXAIRE | HMH7 | 211397311 | HRCU-A-CB | HMH72B341 | XAHD48FBCN1 |  | 32400 | 25200 | 2.5 | 23800 | 2.06
LUXAIRE | HMH7 | 211397325 | HRCU-A-CB | HMH72B341 | XAHD48FBCN1 |  | 32400 | 25200 | 2.5 | 23800 | 2.06
LUXAIRE | HMH7 | 211397341 | HRCU-A-CB | HMH72B341 | XAHD48FBCN1 |  | 32400 | 25200 | 2.5 | 23800 | 2.06
LUXAIRE | HMH7 | 211397356 | HRCU-A-CB | HMH72B341 | XAHD48FBCN1 |  | 32400 | 25200 | 2.5 | 23800 | 2.06
LUXAIRE | HMH7 | 211397362 | HRCU-A-CB | HMH72B341 | XAHD48FBCN1 |  | 32400 | 25200 | 2.5 | 23800 | 2.06
LUXAIRE | HMH7 | 211397696 | HRCU-A-CB | HMH72B341 | XAFC48FXXN1+TXV |  | 33200 | 25800 | 2.54 | 24400 | 2.1
LUXAIRE | HMH7 | 211397720 | HRCU-A-CB | HMH72B341 | XAFC48FXXN1+TXV |  | 33200 | 25800 | 2.54 | 24400 | 2.1
LUXAIRE | HMH7 | 211397735 | HRCU-A-CB | HMH72B341 | XAFC48FXXN1+TXV |  | 33200 | 25800 | 2.54 | 24400 | 2.1
LUXAIRE | HMH7 | 211397750 | HRCU-A-CB | HMH72B341 | XAFC48FXXN1+TXV |  | 33200 | 25800 | 2.54 | 24400 | 2.1
LUXAIRE | HMH7 | 211397765 | HRCU-A-CB | HMH72B341 | XAFC48FXXN1+TXV |  | 33200 | 25800 | 2.54 | 24400 | 2.1
LUXAIRE | HMH7 | 211397771 | HRCU-A-CB | HMH72B341 | XAFC48FXXN1+TXV |  | 33200 | 25800 | 2.54 | 24400 | 2.1
LUXAIRE | HMH7 | 211397777 | HRCU-A-CB | HMH72B341 | XAFC48FBCN1 |  | 33200 | 25800 | 2.54 | 24400 | 2.1
LUXAIRE | HMH7 | 211397792 | HRCU-A-CB | HMH72B341 | XAUC48FXXN1+TXV |  | 33200 | 25800 | 2.54 | 24400 | 2.1
LUXAIRE | HMH7 | 211397829 | HRCU-A-CB | HMH72B341 | XAFC48FBCN1 |  | 33200 | 25800 | 2.54 | 24400 | 2.1
LUXAIRE | HMH7 | 211397844 | HRCU-A-CB | HMH72B341 | XAUC48FXXN1+TXV |  | 33200 | 25800 | 2.54 | 24400 | 2.1
LUXAIRE | HMH7 | 211397859 | HRCU-A-CB | HMH72B341 | XAFC48FBCN1 |  | 33200 | 25800 | 2.54 | 24400 | 2.1
LUXAIRE | HMH7 | 211397874 | HRCU-A-CB | HMH72B341 | XAUC48FXXN1+TXV |  | 33200 | 25800 | 2.54 | 24400 | 2.1
LUXAIRE | HMH7 | 211397885 | HRCU-A-CB | HMH72B341 | XAFC48FBCN1 |  | 33200 | 25800 | 2.54 | 24400 | 2.1
LUXAIRE | HMH7 | 211397900 | HRCU-A-CB | HMH72B341 | XAUC48FXXN1+TXV |  | 33200 | 25800 | 2.54 | 24400 | 2.1
LUXAIRE | HMH7 | 211397915 | HRCU-A-CB | HMH72B341 | XAFC48FBCN1 |  | 33200 | 25800 | 2.54 | 24400 | 2.1
LUXAIRE | HMH7 | 211397921 | HRCU-A-CB | HMH72B341 | XAUC48FXXN1+TXV |  | 33200 | 25800 | 2.54 | 24400 | 2.1
LUXAIRE | HMH7 | 211397927 | HRCU-A-CB | HMH72B341 | XAFC48FBCN1 |  | 33200 | 25800 | 2.54 | 24400 | 2.1
LUXAIRE | HMH7 | 211397933 | HRCU-A-CB | HMH72B341 | XAUC48FXXN1+TXV |  | 33200 | 25800 | 2.54 | 24400 | 2.1
LUXAIRE | HMH7 | 211398207 | HRCU-A-CB | HMH72B341 | XAFD48FXXN1+TXV |  | 32400 | 25200 | 2.56 | 23600 | 2.08
LUXAIRE | HMH7 | 211398222 | HRCU-A-CB | HMH72B341 | XAFD48FXXN1+TXV |  | 32400 | 25200 | 2.56 | 23600 | 2.08
LUXAIRE | HMH7 | 211398237 | HRCU-A-CB | HMH72B341 | XAFD48FBCN1 |  | 32400 | 25200 | 2.56 | 23600 | 2.08
LUXAIRE | HMH7 | 211398252 | HRCU-A-CB | HMH72B341 | XAFD48FBCN1 |  | 32400 | 25200 | 2.56 | 23600 | 2.08
LUXAIRE | HMH7 | 211398403 | HRCU-A-CB | HMH72B341 | XAHC48FXXN1+TXV |  | 31800 | 24800 | 2.52 | 23200 | 2.04
LUXAIRE | HMH7 | 211398418 | HRCU-A-CB | HMH72B341 | XAHC48FXXN1+TXV |  | 31800 | 24800 | 2.52 | 23200 | 2.04
LUXAIRE | HMH7 | 211398433 | HRCU-A-CB | HMH72B341 | XAHC48FBCN1 |  | 31800 | 24800 | 2.52 | 23200 | 2.04
LUXAIRE | HMH7 | 211398448 | HRCU-A-CB | HMH72B341 | XAHC48FBCN1 |  | 31800 | 24800 | 2.52 | 23200 | 2.04
LUXAIRE | HMH7 | 211398796 | HRCU-A-CB | HMH72B341 | XAHC48FXXN1+TXV |  | 31600 | 24800 | 2.52 | 23000 | 2.04
LUXAIRE | HMH7 | 211398805 | HRCU-A-CB | HMH72B341 | XAHC48FXXN1+TXV |  | 31600 | 24800 | 2.52 | 23000 | 2.04
LUXAIRE | HMH7 | 211398820 | HRCU-A-CB | HMH72B341 | XAHC48FBCN1 |  | 31600 | 24800 | 2.52 | 23000 | 2.04
LUXAIRE | HMH7 | 211398835 | HRCU-A-CB | HMH72B341 | XAHC48FBCN1 |  | 31600 | 24800 | 2.52 | 23000 | 2.04
LUXAIRE | HMH7 | 211386206 | HRCU-A-CB | HMH72B341 | XAHC48FXXN1+TXV |  | 32400 | 25200 | 2.5 | 23600 | 2.04
LUXAIRE | HMH7 | 211386216 | HRCU-A-CB | HMH72B341 | XAHC48FBCN1 |  | 32400 | 25200 | 2.5 | 23600 | 2.04
LUXAIRE | HMH7 | 211386432 | HRCU-A-CB | HMH72B341 | XAFC48FXXN1+TXV |  | 32400 | 25400 | 2.58 | 23800 | 2.1
LUXAIRE | HMH7 | 211386446 | HRCU-A-CB | HMH72B341 | XAFC48FBCN1 |  | 32400 | 25400 | 2.58 | 23800 | 2.1
LUXAIRE | HMH7 | 211386461 | HRCU-A-CB | HMH72B341 | XAUC48FXXN1+TXV |  | 32400 | 25400 | 2.58 | 23800 | 2.1
LUXAIRE | HMH7 | 211386530 | HRCU-A-CB | HMH72B341 | XAFD48FXXN1+TXV |  | 32600 | 25600 | 2.56 | 24000 | 2.08
LUXAIRE | HMH7 | 211386543 | HRCU-A-CB | HMH72B341 | XAFD48FBCN1 |  | 32600 | 25600 | 2.56 | 24000 | 2.08
LUXAIRE | HMH7 | 211387298 | HRCU-A-CB | HMH72B341 | XAFC36DXXN1+TXV |  | 34000 | 26000 | 2.56 | 24800 | 2.12
LUXAIRE | HMH7 | 211387313 | HRCU-A-CB | HMH72B341 | XAFC36DXXN1+TXV |  | 34000 | 26000 | 2.56 | 24800 | 2.12
LUXAIRE | HMH7 | 211387326 | HRCU-A-CB | HMH72B341 | XAFC36DXXN1+TXV |  | 34000 | 26000 | 2.56 | 24800 | 2.12
LUXAIRE | HMH7 | 211387333 | HRCU-A-CB | HMH72B341 | XAFC36DBCN1 |  | 34000 | 26000 | 2.56 | 24800 | 2.12
LUXAIRE | HMH7 | 211387349 | HRCU-A-CB | HMH72B341 | XAFC36DBCN1 |  | 34000 | 26000 | 2.56 | 24800 | 2.12
LUXAIRE | HMH7 | 211387364 | HRCU-A-CB | HMH72B341 | XAFC36DBCN1 |  | 34000 | 26000 | 2.56 | 24800 | 2.12
LUXAIRE | HMH7 | 211387802 | HRCU-A-CB | HMH72B341 | XAFC36DXXN1+TXV |  | 34000 | 25800 | 2.5 | 24400 | 2.06
LUXAIRE | HMH7 | 211387810 | HRCU-A-CB | HMH72B341 | XAFC36DXXN1+TXV |  | 34000 | 25800 | 2.5 | 24400 | 2.06
LUXAIRE | HMH7 | 211387819 | HRCU-A-CB | HMH72B341 | XAFC36DXXN1+TXV |  | 34000 | 25800 | 2.5 | 24400 | 2.06
LUXAIRE | HMH7 | 211387823 | HRCU-A-CB | HMH72B341 | XAFC36DBCN1 |  | 34000 | 25800 | 2.5 | 24400 | 2.06
LUXAIRE | HMH7 | 211387833 | HRCU-A-CB | HMH72B341 | XAFC36DBCN1 |  | 34000 | 25800 | 2.5 | 24400 | 2.06
LUXAIRE | HMH7 | 211387838 | HRCU-A-CB | HMH72B341 | XAFC36DBCN1 |  | 34000 | 25800 | 2.5 | 24400 | 2.06
LUXAIRE | HMH7 | 211388874 | HRCU-A-CB | HMH72B341 | XAFB36DXXN1+TXV |  | 33800 | 25400 | 2.5 | 24000 | 2.06
LUXAIRE | HMH7 | 211388888 | HRCU-A-CB | HMH72B341 | XAFB36DBCN1 |  | 33800 | 25400 | 2.5 | 24000 | 2.06
LUXAIRE | HMH7 | 211388896 | HRCU-A-CB | HMH72B341 | XAUB36DXXN1+TXV |  | 33800 | 25400 | 2.5 | 24000 | 2.06
LUXAIRE | HMH7 | 211392604 | HRCU-A-CB | HMH72B341 | XAFB36DXXN1+TXV |  | 33800 | 25400 | 2.5 | 23800 | 2.06
LUXAIRE | HMH7 | 211392619 | HRCU-A-CB | HMH72B341 | XAFB36DXXN1+TXV |  | 33800 | 25400 | 2.5 | 23800 | 2.06
LUXAIRE | HMH7 | 211392634 | HRCU-A-CB | HMH72B341 | XAFB36DBCN1 |  | 33800 | 25400 | 2.5 | 23800 | 2.06
LUXAIRE | HMH7 | 211392649 | HRCU-A-CB | HMH72B341 | XAUB36DXXN1+TXV |  | 33800 | 25400 | 2.5 | 23800 | 2.06
LUXAIRE | HMH7 | 211392663 | HRCU-A-CB | HMH72B341 | XAFB36DBCN1 |  | 33800 | 25400 | 2.5 | 23800 | 2.06
LUXAIRE | HMH7 | 211392678 | HRCU-A-CB | HMH72B341 | XAUB36DXXN1+TXV |  | 33800 | 25400 | 2.5 | 23800 | 2.06
LUXAIRE | HMH7 | 211393015 | HRCU-A-CB | HMH72B341 | XAFC36DXXN1+TXV |  | 34000 | 26200 | 2.54 | 25000 | 2.12
LUXAIRE | HMH7 | 211393031 | HRCU-A-CB | HMH72B341 | XAFC36DBCN1 |  | 34000 | 26200 | 2.54 | 25000 | 2.12
LUXAIRE | HMH7 | 211394150 | HRCU-A-CB | HMH72B341 | XAFC48FXXN1+TXV |  | 32800 | 25800 | 2.5 | 24200 | 2.04
LUXAIRE | HMH7 | 211394161 | HRCU-A-CB | HMH72B341 | XAFC48FBCN1 |  | 32800 | 25800 | 2.5 | 24200 | 2.04
LUXAIRE | HMH7 | 211394176 | HRCU-A-CB | HMH72B341 | XAUC48FXXN1+TXV |  | 32800 | 25800 | 2.5 | 24200 | 2.04
LUXAIRE | HMH7 | 211394759 | HRCU-A-CB | HMH72B341 | XAHC48FXXN1+TXV |  | 31800 | 24800 | 2.52 | 23200 | 2.04
LUXAIRE | HMH7 | 211394773 | HRCU-A-CB | HMH72B341 | XAHC48FXXN1+TXV |  | 31800 | 24800 | 2.52 | 23200 | 2.04
LUXAIRE | HMH7 | 211394788 | HRCU-A-CB | HMH72B341 | XAHC48FXXN1+TXV |  | 31800 | 24800 | 2.52 | 23200 | 2.04
LUXAIRE | HMH7 | 211394794 | HRCU-A-CB | HMH72B341 | XAHC48FBCN1 |  | 31800 | 24800 | 2.52 | 23200 | 2.04
LUXAIRE | HMH7 | 211394809 | HRCU-A-CB | HMH72B341 | XAHC48FBCN1 |  | 31800 | 24800 | 2.52 | 23200 | 2.04
LUXAIRE | HMH7 | 211394824 | HRCU-A-CB | HMH72B341 | XAHC48FBCN1 |  | 31800 | 24800 | 2.52 | 23200 | 2.04
LUXAIRE | HMH7 | 211396243 | HRCU-A-CB | HMH72B341 | XAFC48FXXN1+TXV |  | 32400 | 25600 | 2.52 | 23800 | 2.04
LUXAIRE | HMH7 | 211396266 | HRCU-A-CB | HMH72B341 | XAFC48FBCN1 |  | 32400 | 25600 | 2.52 | 23800 | 2.04
LUXAIRE | HMH7 | 211396287 | HRCU-A-CB | HMH72B341 | XAUC48FXXN1+TXV |  | 32400 | 25600 | 2.52 | 23800 | 2.04
LUXAIRE | HMH7 | 211396831 | HRCU-A-CB | HMH72B341 | XAFD48FXXN1+TXV |  | 33200 | 25800 | 2.54 | 24400 | 2.08
LUXAIRE | HMH7 | 211396846 | HRCU-A-CB | HMH72B341 | XAFD48FXXN1+TXV |  | 33200 | 25800 | 2.54 | 24400 | 2.08
LUXAIRE | HMH7 | 211396861 | HRCU-A-CB | HMH72B341 | XAFD48FBCN1 |  | 33200 | 25800 | 2.54 | 24400 | 2.08
LUXAIRE | HMH7 | 211396876 | HRCU-A-CB | HMH72B341 | XAFD48FBCN1 |  | 33200 | 25800 | 2.54 | 24400 | 2.08
LUXAIRE | HMH7 | 211398093 | HRCU-A-CB | HMH72B341 | XAHD48FXXN1+TXV |  | 31800 | 24800 | 2.52 | 23200 | 2.04
LUXAIRE | HMH7 | 211398108 | HRCU-A-CB | HMH72B341 | XAHD48FXXN1+TXV |  | 31800 | 24800 | 2.52 | 23200 | 2.04
LUXAIRE | HMH7 | 211398123 | HRCU-A-CB | HMH72B341 | XAHD48FBCN1 |  | 31800 | 24800 | 2.52 | 23200 | 2.04
LUXAIRE | HMH7 | 211398138 | HRCU-A-CB | HMH72B341 | XAHD48FBCN1 |  | 31800 | 24800 | 2.52 | 23200 | 2.04
LUXAIRE | HMH7 | 211398347 | HRCU-A-CB | HMH72B341 | XAHD48FXXN1+TXV |  | 31600 | 24800 | 2.5 | 23200 | 2.02
LUXAIRE | HMH7 | 211398359 | HRCU-A-CB | HMH72B341 | XAHD48FXXN1+TXV |  | 31600 | 24800 | 2.5 | 23200 | 2.02
LUXAIRE | HMH7 | 211398374 | HRCU-A-CB | HMH72B341 | XAHD48FBCN1 |  | 31600 | 24800 | 2.5 | 23200 | 2.02
LUXAIRE | HMH7 | 211398389 | HRCU-A-CB | HMH72B341 | XAHD48FBCN1 |  | 31600 | 24800 | 2.5 | 23200 | 2.02
LUXAIRE | HMH7 | 211398463 | HRCU-A-CB | HMH72B341 | XAFD48FXXN1+TXV |  | 32400 | 25400 | 2.56 | 23600 | 2.08
LUXAIRE | HMH7 | 211398475 | HRCU-A-CB | HMH72B341 | XAFD48FXXN1+TXV |  | 32400 | 25400 | 2.56 | 23600 | 2.08
LUXAIRE | HMH7 | 211398482 | HRCU-A-CB | HMH72B341 | XAFD48FBCN1 |  | 32400 | 25400 | 2.56 | 23600 | 2.08
LUXAIRE | HMH7 | 211398497 | HRCU-A-CB | HMH72B341 | XAFD48FBCN1 |  | 32400 | 25400 | 2.56 | 23600 | 2.08
LUXAIRE | HMH7 | 211398742 | HRCU-A-CB | HMH72B341 | XAHD48FXXN1+TXV |  | 31600 | 24800 | 2.52 | 23000 | 2.02
LUXAIRE | HMH7 | 211398757 | HRCU-A-CB | HMH72B341 | XAHD48FXXN1+TXV |  | 31600 | 24800 | 2.52 | 23000 | 2.02
LUXAIRE | HMH7 | 211398770 | HRCU-A-CB | HMH72B341 | XAHD48FBCN1 |  | 31600 | 24800 | 2.52 | 23000 | 2.02
LUXAIRE | HMH7 | 211398785 | HRCU-A-CB | HMH72B341 | XAHD48FBCN1 |  | 31600 | 24800 | 2.52 | 23000 | 2.02
LUXAIRE | HMH7 | 211398850 | HRCU-A-CB | HMH72B341 | XAFD48FXXN1+TXV |  | 32200 | 25200 | 2.56 | 23400 | 2.06
LUXAIRE | HMH7 | 211398864 | HRCU-A-CB | HMH72B341 | XAFD48FXXN1+TXV |  | 32200 | 25200 | 2.56 | 23400 | 2.06
LUXAIRE | HMH7 | 211398876 | HRCU-A-CB | HMH72B341 | XAFD48FBCN1 |  | 32200 | 25200 | 2.56 | 23400 | 2.06
LUXAIRE | HMH7 | 211398891 | HRCU-A-CB | HMH72B341 | XAFD48FBCN1 |  | 32200 | 25200 | 2.56 | 23400 | 2.06
LUXAIRE | HMH7 | 211386589 | HRCU-A-CB | HMH72B341 | XAHC48FXXN1+JMET12CS2N1+TXV |  | 32000 | 24800 | 2.56 | 23400 | 2.08
LUXAIRE | HMH7 | 211386604 | HRCU-A-CB | HMH72B341 | XAHC48FBCN1+JMET12CS2N1 |  | 32000 | 24800 | 2.56 | 23400 | 2.08
LUXAIRE | HMH7 | 211386618 | HRCU-A-CB | HMH72B341 | XAFC48FXXN1+JMET12CS2N1+TXV |  | 32600 | 25400 | 2.6 | 23800 | 2.12
LUXAIRE | HMH7 | 211386629 | HRCU-A-CB | HMH72B341 | XAFC48FBCN1+JMET12CS2N1 |  | 32600 | 25400 | 2.6 | 23800 | 2.12
LUXAIRE | HMH7 | 211386643 | HRCU-A-CB | HMH72B341 | XAUC48FXXN1+JMET12CS2N1+TXV |  | 32600 | 25400 | 2.6 | 23800 | 2.12
LUXAIRE | HMH7 | 211386669 | HRCU-A-CB | HMH72B341 | JHETC42FBCS2N1 |  | 32200 | 25200 | 2.6 | 23400 | 2.08
MAXI AIR |  | 203238010 | HRCU-A-CB-O | YS21F-18HRDN1 | YS21F-18HRDN1 | Singlezone Non-ducted Wall Placement | 18000 | 10400 | 2.72 | 10953 | 1.9
MAX-R |  | 205982979 | HRCU-A-CB-O | MAX-R 12K35 GR38 (OUT) | MAX-R 12K35 GR38 (INT) | Singlezone Non-ducted Wall Placement | 12200 | 8100 | 2.86 | 13000 | 2.08
MAX-R |  | 205982977 | HRCU-A-CB-O | MAX-R 12K30 GR23 (OUT) | MAX-R 12K30 GR23 (INT) | Singlezone Non-ducted Wall Placement | 13000 | 7100 | 2.6 | 9065 | 2.04
MAX-R |  | 205982980 | HRCU-A-CB-O | MAX-R 18K35 GR38 (OUT) | MAX-R 18K35 GR38 (INT) | Singlezone Non-ducted Wall Placement | 18000 | 14200 | 2.87 | 21500 | 2.03
MAX-R |  | 204012251 | HMSV-A-CB | MAX-R(MZ)36K30 |  | Multizone All Non-ducted | 36000 | 23200 | 2.78 | 36037 | 1.96
MAYTAG | MAYTAG PSH1BG SERIES | 10296736 | HRCU-A-CB | PSH1BG4CVRX36K | C6B(A,H)-X36(C,U)-B | Singlezone Ducted, Centrally Ducted | 34400 | 21800 | 2.66 | 20150 | 2.27
MAYTAG | MAYTAG PSH1BG SERIES | 10296731 | HRCU-A-CB | PSH1BG4CVRX24K | C6B(A,H)-X26(C,U)-B | Singlezone Ducted, Centrally Ducted | 22400 | 14200 | 2.77 | 12650 | 2.12
MAYTAG | MAYTAG PSH1BG SERIES | 10296730 | HRCU-A-CB | PSH1BG4CVRX24K | C6B(A,H)-X26(C,U)-B | Singlezone Ducted, Centrally Ducted | 22200 | 14100 | 2.58 | 12800 | 2.03
MAYTAG | MAYTAG PSH1BG SERIES | 10296737 | HRCU-A-CB | PSH1BG4CVRX36K | C6B(A,H)-X36(C,U)-C | Singlezone Ducted, Centrally Ducted | 34200 | 21800 | 2.66 | 20250 | 2.28
MAYTAG | MAYTAG PSH1BG SERIES | 10296733 | HRCU-A-CB | PSH1BG4CVRX36K | B6VMAX36K-B | Singlezone Ducted, Centrally Ducted | 34400 | 21800 | 2.66 | 20150 | 2.27
MAYTAG | MAYTAG PSH1BG SERIES | 10296728 | HRCU-A-CB | PSH1BG4CVRX24K | B6VMAX24K-B | Singlezone Ducted, Centrally Ducted | 22400 | 14200 | 2.77 | 12650 | 2.12
MAYTAG | MAYTAG PSH1BG SERIES | 10296742 | HRCU-A-CB | PSH1BG4CVRX48K | C6B(A,H)-X48(C,U)-C | Singlezone Ducted, Centrally Ducted | 44000 | 27800 | 2.63 | 27550 | 2.21
MAYTAG | MAYTAG PSH1BG SERIES | 10296739 | HRCU-A-CB | PSH1BG4CVRX48K | B6VMAX48K-C | Singlezone Ducted, Centrally Ducted | 44000 | 27800 | 2.63 | 27550 | 2.21
MDV |  | 205823026 | HRCU-A-CB | MOE30U-32HFN1-M-[X] | MTI-32HWFN1-M | Singlezone Ducted, "Compact Ducted" | 38000 | 25000 | 2.88 | 49282 | 2.19
MDV |  | 205746254 | HRCU-A-CB-O | MOX430-17HFN1-MT0W | CS11M-18HRFN1-MT0W | Singlezone Non-ducted Wall Placement | 18000 | 10900 | 2.58 | 11178 | 2.02
MDV |  | 205746255 | HRCU-A-CB-O | MOD30-24HFN1-MU0W | CS11M-23HRFN1-MT0W | Singlezone Non-ducted Wall Placement | 30000 | 19400 | 2.95 | 26000 | 2.07
MDV |  | 8740672 | HRCU-A-CB-O | MOCA31-18HFN1-MT0W | MUEU-18HRFN1-M(C) | Singlezone Non-ducted, Floor Placement | 18000 | 12000 | 2.71 | 10508 | 1.94
MDV |  | 200059297 | HRCU-A-CB | MOCA31-18HFN1-MT0W | MTIU-18HWFN1-M | Singlezone Ducted, "Compact Ducted" | 18000 | 12000 | 2.61 | 10352 | 1.96
MDV |  | 8739928 | HRCU-A-CB-O | MOB30-12HFN1-MT0W | CCA3U-12HRFN1-M(C) | Singlezone Non-ducted, Ceiling Placement | 12000 | 7500 | 2.68 | 7332 | 2.11
MDV |  | 8740675 | HRCU-A-CB-O | MOD31-24HFN1-MT0W | MUEU-24HRFN1-M(C) | Singlezone Non-ducted, Floor Placement | 24000 | 15000 | 2.85 | 17817 | 1.9
MDV |  | 8856676 | HMSV-A-CB | M3OF-27HFN1-M |  | Multizone All Non-ducted | 28000 | 17200 | 2.8 | 17040 | 1.97
MDV |  | 8856675 | HMSV-A-CB | M2OF-18HFN1-M |  | Multizone All Non-ducted | 19000 | 12000 | 2.79 | 10205 | 1.97
MDV |  | 200059299 | HRCU-A-CB | MOD31-24HFN1-MT0W | MTIU-24HWFN1-M | Singlezone Ducted, "Compact Ducted" | 24400 | 16000 | 2.69 | 18533 | 2.04
MDV |  | 200059283 | HRCU-A-CB-O | MOCA30-12HFN1-MZ50W | MSOP1B-12HRFN1-MZ50W | Singlezone Non-ducted Wall Placement | 12000 | 6800 | 2.62 | 13873 | 2.03
MDV |  | 200059281 | HRCU-A-CB-O | MOCA30-09HFN1-MZA5W | MSOP1B-09HRFN1-MZA5W | Singlezone Non-ducted Wall Placement | 10000 | 7200 | 2.78 | 13047 | 1.91
MDV |  | 8779182 | HRCU-A-CB-O | MOB01-12HFN1-BT0W | MSMBB-12HRFN1-BT0W | Singlezone Non-ducted Wall Placement | 11800 | 7100 | 2.54 | 6192 | 1.99
MDV |  | 8719215 | HRCU-A-CB-O | MOCA31-18HFN1-MT0W | MSABE-18HRFN1-MT0W | Singlezone Non-ducted Wall Placement | 18000 | 10400 | 2.72 | 10953 | 1.9
MDV |  | 8688148 | HRCU-A-CB-O | MOBA30-09HFN1-MT0W | MSABB-09HRFN1-MT0W | Singlezone Non-ducted Wall Placement | 9800 | 6400 | 2.76 | 7801 | 1.91
MDV |  | 202415590 | HRCU-A-CB-O | MOD30-22HFN1-MW5W | MSAB2F-22HRFN1-MW5W | Singlezone Non-ducted Wall Placement | 24000 | 15400 | 3.01 | 25624 | 2.1
MDV |  | 202415591 | HRCU-A-CB-O | MOD30-18HFN1-MZ22W | MSAB2F-18HRFN1-MZ22W | Singlezone Non-ducted Wall Placement | 18000 | 12300 | 3.19 | 17920 | 2.13
MDV |  | 8740674 | HRCU-A-CB-O | MOD31-24HFN1-MT0W | MCDU-24HRFN1-M(C) | Singlezone Non-ducted, Ceiling Placement | 24400 | 15800 | 2.56 | 16933 | 1.95
MDV |  | 9101401 | HRCU-A-CB-O | MOBA30-09HFN1-MT0W | CS11M-09HRFN1-MX0W(A) | Singlezone Non-ducted Wall Placement | 9800 | 5800 | 2.74 | 7989 | 2
MDV |  | 9101403 | HRCU-A-CB-O | MOCA31-18HFN1-MT0W | CS11M-18HRFN1-MT0W | Singlezone Non-ducted Wall Placement | 18000 | 11400 | 2.72 | 11178 | 2.02
MDV |  | 8994415 | HMSV-A-CB | M4OH-36HFN1-M |  | Multizone All Non-ducted | 36000 | 23200 | 2.78 | 36037 | 1.96
MDV |  | 200059289 | HRCU-A-CB | MOB30-09HFN1-MX0W | MTIU-09HWFN1-M | Singlezone Ducted, "Compact Ducted" | 10000 | 7200 | 2.74 | 8343 | 2.07
MDV | MSEP seris | 207617649 | HMSV-A-CB | M3OJ-24HFN1-M |  | Non-Ducted Indoor Units | 25000 | 20400 | 2.5 | 20000 | 2.06
MDV | MTI series | 207617651 | HMSV-A-CB | M3OJ-24HFN1-M |  | Ducted Indoor Units | 24000 | 21600 | 2.61 | 20000 | 2.11
MDV | M3O series | 207618258 | HMSV-A-CB | M3OJ-24HFN1-M |  | Mixed Ducted and Non-Ducted Indoor Units | 24400 | 21000 | 2.55 | 20000 | 2.09
MDV | MSEP seris | 206716986 | HMSV-A-CB | M2OI-18HFN1-M |  | Non-Ducted Indoor Units | 20000 | 15000 | 2.5 | 20000 | 1.93
MDV | MTI series | 206714974 | HMSV-A-CB | M2OI-18HFN1-M |  | Ducted Indoor Units | 20000 | 16000 | 2.61 | 20000 | 1.95
MDV | M2O series | 206716988 | HMSV-A-CB | M2OI-18HFN1-M |  | Mixed Ducted and Non-Ducted Indoor Units | 20000 | 15500 | 2.55 | 20000 | 1.95
MDV | MTI series | 207641256 | HMSV-A-CB | M2OI-18HFN1-M* |  | Ducted Indoor Units | 20000 | 16000 | 2.61 | 20000 | 1.95
MDV | MSAG series | 207641236 | HMSV-A-CB | M2OI-18HFN1-M* |  | Non-Ducted Indoor Units | 20000 | 13500 | 2.5 | 20000 | 2
MDV | M2O series | 207641257 | HMSV-A-CB | M2OI-18HFN1-M* |  | Mixed Ducted and Non-Ducted Indoor Units | 20000 | 14700 | 2.55 | 20000 | 1.98
MDV | MSAG series | 207641238 | HMSV-A-CB | M5OG-48HFN1-M-[X]-20* |  | Non-Ducted Indoor Units | 49000 | 39000 | 2.5 | 46000 | 2.05
MDV | MSEP seris | 208132541 | HMSV-A-CB | M5OA-55HFN1-M-[X] |  | Non-Ducted Indoor Units | 55000 | 34400 | 2.5 | 47000 | 1.94
MDV | MTI series | 208132542 | HMSV-A-CB | M5OA-55HFN1-M-[X] |  | Ducted Indoor Units | 55000 | 35200 | 2.5 | 47000 | 1.94
MDV | M5O series | 208132552 | HMSV-A-CB | M5OA-55HFN1-M-[X] |  | Mixed Ducted and Non-Ducted Indoor Units | 55000 | 34800 | 2.5 | 47000 | 1.94
MDV | MTI series | 208132544 | HMSV-A-CB | M5OA-55HFN1-M-[X]* |  | Ducted Indoor Units | 55000 | 35200 | 2.5 | 47000 | 1.94
MDV | MSAB series | 207339191 | HMSV-A-CB | M2OA-18HFN1-MQ1 |  | Non-Ducted Indoor Units | 19000 | 13500 | 2.6 | 14000 | 2
MDV | MSAB series | 207339192 | HMSV-A-CB | M3OH-27HFN1-MQ1 |  | Non-Ducted Indoor Units | 27000 | 20000 | 2.5 | 20000 | 2
MDV | MAC SERIES | 211497142 | HRCU-A-CB | MOD30-24HFN1-MW-[X1] | MVC-24HWFN1-MSQ4 |  | 24000 | 19200 | 2.5 | 24071 | 1.91
MDV | MCD series | 207338218 | HRCU-A-CB-O | MOD33-24HFN1-MT0W | MCD1-24HRFN1-MT0W(GA) | Mini-Splits | 25000 | 19000 | 2.6 | 18900 | 1.96
MDV | MCD series | 207338219 | HRCU-A-CB-O | MOD30-24HFN1-MU0W | MCD1-24HRFN1-MT0W(GA) | Mini-Splits | 25000 | 21000 | 2.64 | 26000 | 1.95
MDV | MFA series | 209248923 | HRCU-A-CB-O | MOX330-09HFN1-MY6W | MFA2U-09HRFN1-MY6W | Mini-Splits | 9000 | 10600 | 2.85 | 12300 | 2.1
MDV | MFA series | 209248924 | HRCU-A-CB-O | MOX330-12HFN1-MW5W | MFA2U-12HRFN1-MW5W | Mini-Splits | 12000 | 10200 | 2.72 | 12300 | 2.1
MDV | MFA series | 209248925 | HRCU-A-CB-O | MOX230-09HFN1-MY2W | MFA2U-09HRFN1-MY6W | Mini-Splits | 9000 | 9400 | 2.9 | 8600 | 2.45
MDV | MCBU series | 209270209 | HRCU-A-CB-O | MOX230-09HFN1-MW5W | MCBU-09HRFN1-MW0W | Mini-Splits | 11000 | 8000 | 2.66 | 8500 | 2.37
MDV | MCBU series | 209270213 | HRCU-A-CB-O | MOX230-09HFN1-MW5W | MCBU-06HRFN1-MV0W | Mini-Splits | 7100 | 5700 | 2.61 | 8500 | 2.03
MDV | MFA series | 206330125 | HRCU-A-CB-O | MOX230-12HFN1-MV5W | MFAU-12HRFN1-M(C) | Mini-Splits | 12000 | 9000 | 2.69 | 8400 | 2.26
MDV | MCA series | 206330126 | HRCU-A-CB-O | MOX330-12HFN1-MW5W | MCA3U-12HRFN1-M(C) | Mini-Splits | 12000 | 9900 | 2.55 | 11500 | 1.9
MDV | MUE series | 206330134 | HRCU-A-CB-O | MOD30-24HFN1-MU0W | MUEU-24HRFN1-M(C) | Mini-Splits | 25000 | 19000 | 2.64 | 25000 | 2.1
MDV | MCD series | 207338216 | HRCU-A-CB-O | MOE30U-48HFN1-M-[X](GA) | MCD1-48HRFN1-M(GA) | Mini-Splits | 53000 | 35000 | 2.59 | 48000 | 1.98
MDV | MUE series | 210135400 | HRCU-A-CB-O | MOE30U-55HFN1-M-[X](GA) | MUE-60HRFN1-MW | Mini-Splits | 60000 | 40000 | 2.58 | 56500 | 1.97
MDV | MTI series | 206330133 | HRCU-A-CB | MOD33-24HFN1-MT0W | MTIU-24HWFN1-M | Mini-Splits | 25000 | 20000 | 2.61 | 20000 | 2.3
MDV | MTI series | 207614049 | HRCU-A-CB | MOX430-17HFN1-MT0W | MTIU-24HWFN1-M | Mini-Splits | 19000 | 15800 | 2.63 | 16000 | 2
MDV | MTI series | 206330121 | HRCU-A-CB | MOX230-09HFN1-MW5W | MTIU-09HWFN1-M | Mini-Splits | 10000 | 7700 | 2.59 | 8000 | 2.09
MDV | MTI series | 206330124 | HRCU-A-CB | MOX230-12HFN1-MV5W | MTIU-12HWFN1-M | Mini-Splits | 12000 | 9300 | 2.78 | 8400 | 2.26
MDV | MTI series | 206330136 | HRCU-A-CB | MOD30-24HFN1-MU0W | MTIU-24HWFN1-M | Mini-Splits | 25000 | 21000 | 2.64 | 27000 | 2
MDV | MTI series | 206330127 | HRCU-A-CB | MOX330-12HFN1-MW5W | MTIU-12HWFN1-M | Mini-Splits | 12500 | 10600 | 2.51 | 12100 | 1.96
MDV | MTI series | 210299845 | HRCU-A-CB | MOX430-17HFN1-MT0W | MTI-18HWFN1-MSP0 | Mini-Splits | 19000 | 15700 | 2.6 | 18000 | 2.2
MDV | MTI series | 210299844 | HRCU-A-CB | MOD30-24HFN1-MU0W | MTI-24HWFN1-MSP5 | Mini-Splits | 25000 | 21000 | 2.75 | 24000 | 2
MDV | MSEP seris | 205993845 | HRCU-A-CB-O | MOX330-09HFN1-MY5W | MSEPB-09HRFN1-MY5W(GA) | Mini-Splits | 12000 | 9500 | 2.53 | 11109 | 1.97
MDV | MSAG series | 206369511 | HRCU-A-CB-O | MOX230-09HFN1-MT0W | MSAG11A-09HRFN1-MT0W | Mini-Splits | 10000 | 6000 | 2.51 | 6933 | 1.97
MDV | MSEP seris | 206369558 | HRCU-A-CB-O | MOX230-09HFN1-MW5W | MSEPB-09HRFN1-MY5W(GA) | Mini-Splits | 10000 | 8500 | 2.8 | 8581 | 2.19
MDV | MSAG series | 206361861 | HRCU-A-CB-O | MOX330-12HFN1-MW5W | MSAG11B-12HRFN1-MV0W(GA) | Mini-Splits | 12000 | 10300 | 2.56 | 12113 | 1.9
MDV | MSAG series | 207215956 | HRCU-A-CB-O | MOX230-09HFN1-MW5W | MSAG11B-09HRFN1-MX7W(GA) | Mini-Splits | 10000 | 8100 | 2.7 | 8564 | 2.22
MDV | MSAG series | 206361866 | HRCU-A-CB-O | MOX230-12HFN1-MV5W | MSAG11B-12HRFN1-MV0W(GA) | Mini-Splits | 12000 | 10000 | 2.69 | 8820 | 2.25
MDV | MSAG series | 206361859 | HRCU-A-CB-O | MOX430-18HFN1-MT8W | MSAG11D-18HRFN1-MT8W | Mini-Splits | 18000 | 14100 | 2.65 | 12829 | 2.35
MDV | MSAG series | 207613861 | HRCU-A-CB-O | MOX430-18HFN1-MU0W | MSAG11D-18HRFN1-MT8W | Mini-Splits | 18000 | 14100 | 2.65 | 12829 | 2.35
MDV | MSAB series | 207591144 | HRCU-A-CB-O | MOX230-09HFN1-MW5W | MSABB-09HRFN1-MX0W | Mini-Splits | 10000 | 8300 | 2.67 | 6544 | 1.98
MDV | MSEP seris | 207178564 | HRCU-A-CB-O | MOX230-09HFN1-MW5W | MSEPB-06HRFN1-MY5W | Mini-Splits | 7000 | 8500 | 2.9 | 8581 | 2.19
MDV | MSAG series | 207178565 | HRCU-A-CB-O | MOX230-09HFN1-MW5W | MSAG11A-06HRFN1-MU0W | Mini-Splits | 7000 | 7500 | 2.5 | 7200 | 1.92
MDV | MCBU series | 210857291 | HRCU-A-CB-O | MOX230-09HFN1-MW5W | MCBU-09HRFN1-MU0-CA | Mini-Splits | 7100 | 5700 | 2.61 | 8500 | 2.03
MIDEA | Excel | 205962795 | HRCU-A-CB | 38MAQB24R--3 | 40MBAAQ24XA3 | Singlezone Ducted, Centrally Ducted | 29000 | 17500 | 2.56 | 26970 | 1.91
MIDEA | Advantage | 205921378 | HRCU-A-CB | DLCSRAH24AAK | DLFSAAH24XAK | Singlezone Ducted, Centrally Ducted | 29000 | 17500 | 2.56 | 26970 | 1.91
MIDEA | Elevate | 202463641 | HRCU-A-CB-O | 38MPRAQ24AA3 | DHMPHAQ24XA3 | Singlezone Non-ducted Wall Placement | 24000 | 15450 | 3 | 24000 | 2
MIDEA | Elevate | 202463640 | HRCU-A-CB-O | 38MPRAQ18AA3 | DHMPHAQ18XA3 | Singlezone Non-ducted Wall Placement | 18000 | 12300 | 3.19 | 18000 | 2
MIDEA |  | 201753970 | HRCU-A-CB-O | 38MPRAQ09AA3 | DHMPHAQ09XA3 | Singlezone Non-ducted Wall Placement | 10000 | 7200 | 2.78 | 13000 | 2.01
MIDEA |  | 201753971 | HRCU-A-CB-O | 38MPRAQ12AA3 | DHMPHAQ12XA3 | Singlezone Non-ducted Wall Placement | 12000 | 6800 | 2.66 | 13887 | 2
MIDEA |  | 201796612 | HRCU-A-CB | DLCSRAH24AAK | DLFSDAH24XAK | Singlezone Ducted, "Compact Ducted" | 24000 | 17400 | 2.96 | 30000 | 1.93
MIDEA |  | 201756546 | HRCU-A-CB-O | DLCSRAH12AAJ | DLFSHAH12XAJ | Singlezone Non-ducted Wall Placement | 11800 | 7100 | 2.57 | 7800 | 2.01
MIDEA |  | 201753972 | HRCU-A-CB-O | DLCPRAH09AAK | DLFPHAH09XAK | Singlezone Non-ducted Wall Placement | 10000 | 7200 | 2.78 | 13047 | 1.97
MIDEA |  | 9006310 | HMSV-A-CB | M2OF-18HFN1-M |  | Multizone All Non-ducted | 19000 | 12000 | 2.79 | 10205 | 1.97
MIDEA |  | 9006311 | HMSV-A-CB | M3OF-27HFN1-M |  | Multizone All Non-ducted | 28000 | 17200 | 2.8 | 17040 | 1.97
MIDEA | Excel | 201846989 | HRCU-A-CB-O | 38MAQB12R--3 | DHMSHAQ12XA3 | Singlezone Non-ducted Wall Placement | 12000 | 7800 | 2.66 | 12010 | 1.98
MIDEA | Max | 202463655 | HRCU-A-CB-O | DLCPRAH24AAK | DLFPHAH24XAK | Singlezone Non-ducted Wall Placement | 24000 | 15450 | 3 | 24000 | 2
MIDEA | Max | 202463654 | HRCU-A-CB-O | DLCPRAH18AAK | DLFPHAH18XAK | Singlezone Non-ducted Wall Placement | 18000 | 12300 | 3.19 | 18000 | 2
MIDEA | Mid-tier | 201796611 | HRCU-A-CB-O | DLCSRAH18AAK | DLFSCAH18XAK | Singlezone Non-ducted, Ceiling Placement | 18000 | 12000 | 2.59 | 15710 | 2.4
MIDEA | Excel | 201847004 | HMSV-A-CB | 38MGRQ36D--3 |  | Multizone All Non-ducted | 36000 | 23200 | 2.78 | 36080 | 1.96
MIDEA | Advantage | 201756547 | HRCU-A-CB-O | DLCSRAH09AAK | DLFSHAH09XAK | Singlezone Non-ducted Wall Placement | 12000 | 7500 | 2.65 | 9840 | 2.1
MIDEA | Excel | 201846987 | HRCU-A-CB-O | 38MAQB12R--1 | DHMSHAQ12XA1 | Singlezone Non-ducted Wall Placement | 12000 | 7600 | 2.59 | 6490 | 1.94
MIDEA | Mid-tier | 201796606 | HRCU-A-CB-O | DLCSRAH09AAK | DLFSCAH09XAK | Singlezone Non-ducted, Ceiling Placement | 10000 | 6700 | 2.58 | 11870 | 1.94
MIDEA | Excel | 201847005 | HMSV-A-CB | 38MGRQ48E--3 |  | Multizone All Non-ducted | 48000 | 29600 | 2.7 | 36340 | 1.98
MIDEA | Excel | 204722815 | HMSV-A-CB | 38MGRQ30D--3 |  | Multizone All Non-ducted | 28000 | 17400 | 2.79 | 28220 | 2.04
MIDEA | Excel | 201847001 | HMSV-A-CB | 38MGRQ18B--3 |  | Multizone All Non-ducted | 19000 | 12000 | 2.79 | 13990 | 2.15
Mitsubishi Electric | S-Series | 204834270 | HMSV-A-CB-O | PUMY-P36NKMU3 |  | Multizone All Non-ducted | 42000 | 26400 | 2.56 | 29000 | 2.2
Mitsubishi Electric | S-Series | 204834276 | HMSV-A-CB-O | PUMY-P60NKMU3 |  | Multizone All Non-ducted | 66000 | 41500 | 2.63 | 57000 | 2
Mitsubishi Electric | P-Series H2i | 204276762 | HRCU-A-CB-O | PUZ-HA24NHA | PCA-A24KA7 | Singlezone Non-ducted, Ceiling Placement | 26000 | 17700 | 2.63 | 26000 | 1.9
Mitsubishi Electric | P-Series H2i | 204276538 | HRCU-A-CB-O | PUZ-HA24NHA | PLA-A24EA7 | Singlezone Non-ducted, Ceiling Placement | 26000 | 17300 | 3.09 | 26000 | 2.01
Mitsubishi Electric | M-Series | 202392035 | HRCU-A-CB-O | SUZ-KA09NAH2 | MLZ-KP09NA | Singlezone Non-ducted, Ceiling Placement | 12000 | 7700 | 2.72 | 6100 | 2.52
Mitsubishi Electric | M-Series | 202392027 | HRCU-A-CB | SUZ-KA09NA2 | SEZ-KD09NA | Singlezone Ducted, "Compact Ducted" | 12000 | 7600 | 2.53 | 6000 | 2.44
Mitsubishi Electric | M-Series | 202392018 | HRCU-A-CB-O | SUZ-KA09NA2 | MLZ-KP09NA | Singlezone Non-ducted, Ceiling Placement | 12000 | 7700 | 3.22 | 6100 | 3.08
Mitsubishi Electric | M-Series | 201849577 | HRCU-A-CB-O | MUZ-GL09NAH-U1 | MSZ-GL09NA-U1 | Singlezone Non-ducted Wall Placement | 10900 | 6700 | 2.58 | 8000 | 2.39
Mitsubishi Electric | M-Series | 201754314 | HRCU-A-CB-O | MUZ-GL18NAH-U1 | MSZ-GL18NA-U1 | Singlezone Non-ducted Wall Placement | 21600 | 13800 | 2.53 | 15100 | 2.21
Mitsubishi Electric | M-Series H2i | 201754298 | HRCU-A-CB-O | MUZ-FH12NA | MSZ-FH12NA | Singlezone Non-ducted Wall Placement | 13600 | 8000 | 3.26 | 13600 | 2.21
Mitsubishi Electric | Mitsubishi Electric | 201754311 | HRCU-A-CB-O | MUZ-GL12NA-U1 | MSZ-GL12NA-U1 | Singlezone Non-ducted Wall Placement | 14400 | 9200 | 3.1 | 10200 | 2.93
Mitsubishi Electric | Mitsubishi Electric | 201754303 | HRCU-A-CB-O | MUZ-FH18NAH2 | MSZ-FH18NA | Singlezone Non-ducted Wall Placement | 20300 | 12480 | 2.93 | 20900 | 2.06
Mitsubishi Electric | Mitsubishi Electric | 201754315 | HRCU-A-CB-O | MUZ-GL18NA-U1 | MSZ-GL18NA-U1 | Singlezone Non-ducted Wall Placement | 21600 | 13800 | 2.73 | 15100 | 2.35
Mitsubishi Electric | M-Series | 202392036 | HRCU-A-CB-O | SUZ-KA12NAH2 | MLZ-KP12NA | Singlezone Non-ducted, Ceiling Placement | 15400 | 9900 | 2.52 | 7900 | 2.09
Mitsubishi Electric | S-Series | 202426337 | HMSV-A-CB | PUMY-P36NKMU2 |  | Multizone Mix of Non-ducted and Ducted | 42000 | 28728 | 2.68 | 29000 | 2.09
Mitsubishi Electric | S-Series H2i | 202426335 | HMSV-A-CB | PUMY-HP36NKMU |  | Multizone Mix of Non-ducted and Ducted | 42000 | 45898 | 3.05 | 42000 | 1.95
Mitsubishi Electric | M-Series | 202392056 | HRCU-A-CB | SUZ-KA18NAH2 | SVZ-KP18NA | Singlezone Ducted, Centrally Ducted | 21600 | 14000 | 2.6 | 12200 | 2.63
Mitsubishi Electric | M-Series | 202392054 | HRCU-A-CB | SUZ-KA18NA2 | SVZ-KP18NA | Singlezone Ducted, Centrally Ducted | 21600 | 14000 | 2.81 | 12200 | 2.88
Mitsubishi Electric | M-Series | 202392053 | HRCU-A-CB | SUZ-KA12NA2 | SVZ-KP12NA | Singlezone Ducted, Centrally Ducted | 15000 | 9900 | 2.59 | 7800 | 2.75
Mitsubishi Electric | M-Series | 202392034 | HRCU-A-CB | SUZ-KA18NAH2 | SEZ-KD18NA | Singlezone Ducted, "Compact Ducted" | 21600 | 13900 | 2.65 | 10700 | 2.34
Mitsubishi Electric | M-Series | 202392030 | HRCU-A-CB | SUZ-KA18NA2 | SEZ-KD18NA | Singlezone Ducted, "Compact Ducted" | 21600 | 13900 | 2.87 | 12000 | 2.88
Mitsubishi Electric | M-Series | 202392029 | HRCU-A-CB | SUZ-KA15NA2 | SEZ-KD15NA | Singlezone Ducted, "Compact Ducted" | 18000 | 11700 | 2.68 | 10000 | 2.55
Mitsubishi Electric | M-Series | 202392023 | HRCU-A-CB-O | SUZ-KA18NA2 | SLZ-KF18NA | Singlezone Non-ducted, Ceiling Placement | 19700 | 12900 | 2.68 | 9800 | 2.37
Mitsubishi Electric | M-Series | 202392021 | HRCU-A-CB-O | SUZ-KA09NA2 | SLZ-KF09NA | Singlezone Non-ducted, Ceiling Placement | 11000 | 6900 | 2.5 | 5600 | 3.04
Mitsubishi Electric | Mitsubishi Electric | 201754642 | HRCU-A-CB-O | MXZ-2C20NA2 |  | Multizone All Non-ducted | 22000 | 12500 | 2.82 | 11100 | 2.03
Mitsubishi Electric | Mitsubishi Electric | 201754640 | HRCU-A-CB-O | PUMY-P60NKMU1 |  | Multizone All Non-ducted | 66000 | 41500 | 2.6 | 57000 | 1.9
Mitsubishi Electric | Mitsubishi Electric | 201754447 | HRCU-A-CB-O | PUMY-P48NKMU* |  | Multizone All Non-ducted | 54000 | 31400 | 2.92 | 36400 | 2.2
Mitsubishi Electric | M-Series | 202732309 | HMSV-A-CB | MXZ-2C20NAHZ2 | MSZ-FH09NAMSZ-FH09NA | Multizone All Non-ducted | 22000 | 13000 | 2.63 | 22000 | 2.07
Mitsubishi Electric | M-Series | 201754299 | HRCU-A-CB-O | MUZ-FH12NAH | MSZ-FH12NA** | Singlezone Non-ducted Wall Placement | 13600 | 8100 | 2.83 | 13600 | 2.07
Mitsubishi Electric | M-Series H2i | 204834292 | HMSV-A-CB-O | MXZ-4C36NAHZ2 |  | Multizone All Non-ducted | 45000 | 30000 | 2.85 | 45000 | 2
Mitsubishi Electric | M-Series H2i | 204834294 | HMSV-A-CB-O | MXZ-5C42NAHZ2 |  | Multizone All Non-ducted | 48000 | 32000 | 2.8 | 48000 | 2
Mitsubishi Electric | M-Series H2i | 204834293 | HMSV-A-CB | MXZ-4C36NAHZ2 |  | Multizone All Ducted | 45000 | 34000 | 2.59 | 45000 | 2
Mitsubishi Electric | M-Series H2i | 204926512 | HMSV-A-CB | MXZ-4C36NAHZ2 |  | Multizone Mix of Non-ducted and Ducted | 45000 | 32000 | 2.69 | 45000 | 2
Mitsubishi Electric | S-Series | 202412084 | HMSV-A-CB | PUMY-P36NKMU2 |  | Multizone All Non-ducted | 42000 | 26400 | 2.56 | 29000 | 2.2
Mitsubishi Electric | S-Series | 202412089 | HMSV-A-CB | PUMY-P60NKMU2 |  | Multizone All Non-ducted | 66000 | 41500 | 2.63 | 57000 | 2
Mitsubishi Electric | M-Series | 201754425 | HRCU-A-CB-O | MUZ-FE09NAH | MSZ-FE09NA | Singlezone Non-ducted Wall Placement | 10900 | 6700 | 2.93 | 11200 | 2.06
Mitsubishi Electric | M-Series | 201754295 | HRCU-A-CB-O | MUZ-FE12NAH | MSZ-FE12NA** | Singlezone Non-ducted Wall Placement | 13600 | 7800 | 2.72 | 12500 | 2.3
Mitsubishi Electric | M-Series | 201754308 | HRCU-A-CB-O | MUZ-GE15NAH2 | MSZ-GE15NA | Singlezone Non-ducted Wall Placement | 18000 | 11300 | 2.88 | 12560 | 2.07
Mitsubishi Electric | M-Series | 201754305 | HRCU-A-CB-O | MUZ-GE12NAH2 | MSZ-GE12NA | Singlezone Non-ducted Wall Placement | 14400 | 8800 | 2.87 | 9080 | 2.22
Mitsubishi Electric | M-Series | 201754646 | HRCU-A-CB-O | MUZ-GE09NAH2 | MSZ-GE09NA | Singlezone Non-ducted Wall Placement | 10900 | 6600 | 2.76 | 7130 | 2.03
Mitsubishi Electric | M-Series H2i | 204627044 | HRCU-A-CB | SUZ-KA12NAHZ | PEAD-A12AA | Singlezone Ducted, "Compact Ducted" | 15000 | 9000 | 2.72 | 15000 | 2.09
Mitsubishi Electric | P-Series H2i | 204276761 | HRCU-A-CB-O | PUZ-HA24NHA | PKA-A24KA7 | Singlezone Non-ducted Wall Placement | 26000 | 17200 | 2.75 | 26000 | 2
Mitsubishi Electric | M-Series H2i | 204627020 | HRCU-A-CB | SUZ-KA12NAHZ | SEZ-KD12NA4 | Singlezone Ducted, "Compact Ducted" | 15000 | 9000 | 2.56 | 15000 | 2.2
Mitsubishi Electric | M-Series | 202392019 | HRCU-A-CB-O | SUZ-KA12NA2 | MLZ-KP12NA | Singlezone Non-ducted, Ceiling Placement | 15400 | 9900 | 2.84 | 7900 | 2.36
Mitsubishi Electric | M-Series | 202392020 | HRCU-A-CB-O | SUZ-KA18NA2 | MLZ-KP18NA | Singlezone Non-ducted, Ceiling Placement | 20000 | 13100 | 2.63 | 10700 | 2.55
Mitsubishi Electric | P-Series | 201754450 | HRCU-A-CB-O | PUZ-A12NKA7*** | PLA-A12EA* | Singlezone Non-ducted, Ceiling Placement | 14000 | 10100 | 2.53 | 13000 | 2.01
Mitsubishi Electric | M-Series | 201754310 | HRCU-A-CB-O | MUZ-GL12NAH-U1 | MSZ-GL12NA-U1 | Singlezone Non-ducted Wall Placement | 14400 | 9200 | 2.7 | 10200 | 2.6
Mitsubishi Electric | M-Series | 202490340 | HRCU-A-CB-O | MUZ-GL24NA-U2 | MSZ-GL24NA-U1 | Singlezone Non-ducted Wall Placement | 27600 | 16000 | 2.65 | 20200 | 1.98
Mitsubishi Electric | Mitsubishi Electric | 201754316 | HRCU-A-CB-O | MUZ-GL24NA-U1 | MSZ-GL24NA-U1 | Singlezone Non-ducted Wall Placement | 27600 | 16000 | 2.65 | 20200 | 1.98
Mitsubishi Electric | M-Series | 201754911 | HRCU-A-CB-O | MXZ-4C36NAHZ |  | Multizone All Non-ducted | 45000 | 34000 | 2.85 | 45000 | 2.42
Mitsubishi Electric | M-Series | 201754904 | HRCU-A-CB-O | MXZ-3C24NAHZ2 |  | Multizone All Non-ducted | 25000 | 14000 | 2.53 | 25000 | 1.92
Mitsubishi Electric | Mitsubishi Electric | 201754648 | HRCU-A-CB-O | MUZ-GL09NA-U1 | MSZ-GL09NA-U1 | Singlezone Non-ducted Wall Placement | 10900 | 6700 | 3.12 | 8000 | 2.76
Mitsubishi Electric | M-Series | 201754302 | HRCU-A-CB-O | MUZ-FH18NA2 | MSZ-FH18NA2 | Singlezone Non-ducted Wall Placement | 20300 | 13700 | 3.04 | 20300 | 2.01
Mitsubishi Electric | Mitsubishi Electric | 201754297 | HRCU-A-CB-O | MUZ-FH09NAH | MSZ-FH09NA** | Singlezone Non-ducted Wall Placement | 10900 | 6700 | 2.73 | 10900 | 2.73
Mitsubishi Electric | M-Series | 201754637 | HRCU-A-CB-O | MXZ-8C60NA-U* |  | Multizone All Non-ducted | 66000 | 41500 | 2.5 | 57000 | 2.07
Mitsubishi Electric | Mitsubishi Electric | 201754445 | HRCU-A-CB-O | PUMY-P36NKMU* |  | Multizone All Non-ducted | 42000 | 26400 | 2.99 | 29000 | 2.3
Mitsubishi Electric | Mitsubishi Electric | 201754444 | HMSV-A-CB | PUMY-P36NKMU* |  | Multizone All Ducted | 42000 | 26600 | 2.6 | 30000 | 2.25
Mitsubishi Electric | M-Series | 201754926 | HRCU-A-CB-O | MXZ-5C42NAHZ |  | Multizone All Non-ducted | 48000 | 35800 | 2.87 | 48000 | 2.51
Mitsubishi Electric | M-Series | 201755020 | HRCU-A-CB | MXZ-4C36NAHZ |  | Multizone Mix of Non-ducted and Ducted | 45000 | 35000 | 2.53 | 45000 | 2.12
Mitsubishi Electric | Mitsubishi Electric | 201755026 | HRCU-A-CB | PUMY-P36NKMU* |  | Multizone Mix of Non-ducted and Ducted | 42000 | 26500 | 2.78 | 29000 | 2.24
Mitsubishi Electric | Mitsubishi Electric | 201754319 | HRCU-A-CB-O | PUZ-A36NKA7 | PLA-A36EA7 | Singlezone Non-ducted, Ceiling Placement | 38000 | 22000 | 2.59 | 21600 | 2.43
Mitsubishi Electric | M-Series | 202680594 | HRCU-A-CB-O | MUZ-GL09NA*** | MSZ-GL09NA*** | Singlezone Non-ducted Wall Placement | 10900 | 6700 | 3.12 | 8000 | 2.76
Mitsubishi Electric | M-Series | 202680595 | HRCU-A-CB-O | MUZ-GL12NA*** | MSZ-GL12NA*** | Singlezone Non-ducted Wall Placement | 14400 | 9200 | 3.1 | 10200 | 2.93
Mitsubishi Electric | M-Series | 202680598 | HRCU-A-CB-O | MUZ-GL12NAH*** | MSZ-GL12NA*** | Singlezone Non-ducted Wall Placement | 14400 | 9200 | 2.7 | 10200 | 2.6
Mitsubishi Electric | M-Series | 202680597 | HRCU-A-CB-O | MUZ-GL09NAH*** | MSZ-GL09NA*** | Singlezone Non-ducted Wall Placement | 10900 | 6700 | 2.58 | 8000 | 2.39
Mitsubishi Electric | Mitsubishi Electric | 201754427 | HRCU-A-CB-O | MUZ-FH06NAH | MSZ-FH06NA** | Singlezone Non-ducted Wall Placement | 8700 | 5900 | 2.74 | 8700 | 2.45
Mitsubishi Electric | M-Series H2i | 201754426 | HRCU-A-CB-O | MUZ-FH06NA | MSZ-FH06NA** | Singlezone Non-ducted Wall Placement | 8700 | 5900 | 3.46 | 8700 | 2.8
Mitsubishi Electric | M-Series | 201754293 | HRCU-A-CB-O | MUFZ-KJ18NAHZ | MFZ-KJ18NA | Singlezone Non-ducted, Floor Placement | 21000 | 12800 | 2.62 | 21000 | 2.05
Mitsubishi Electric | M-Series; KJ-Series | 201754291 | HRCU-A-CB-O | MUFZ-KJ12NAHZ | MFZ-KJ12NA | Singlezone Non-ducted, Floor Placement | 13000 | 8800 | 2.77 | 13000 | 2.1
Mitsubishi Electric | M-Series | 201754416 | HRCU-A-CB-O | MUFZ-KJ09NAHZ | MFZ-KJ09NA | Singlezone Non-ducted, Floor Placement | 11000 | 7500 | 2.75 | 11000 | 2.01
Mitsubishi Electric | M-Series H2i | 201754296 | HRCU-A-CB-O | MUZ-FH09NA | MSZ-FH09NA | Singlezone Non-ducted Wall Placement | 10900 | 6700 | 3.27 | 10900 | 2.37
MOOVAIR |  | 204005752 | HMSV-A-CB | DM36HOM25230X3 |  | Multizone All Non-ducted | 36000 | 23200 | 2.78 | 36037 | 1.96
MOOVAIR |  | 204005745 | HRCU-A-CB-O | DM12HOS23230E2 | DM12HICU230X5 | Singlezone Non-ducted, Ceiling Placement | 12000 | 7500 | 2.68 | 7332 | 2.11
MOOVAIR |  | 203238516 | HMSV-A-CB | DM18HOM23230X2 |  | Multizone All Non-ducted | 19000 | 12000 | 2.79 | 10205 | 1.97
MOOVAIR |  | 204005747 | HRCU-A-CB-O | DM24HOS23230E2 | DM24HICU230X5 | Singlezone Non-ducted, Ceiling Placement | 24400 | 15800 | 2.56 | 16933 | 1.95
MOOVAIR |  | 203238512 | HRCU-A-CB-O | DM18HOS23230E2 | DM18HIW23230E3 | Singlezone Non-ducted Wall Placement | 18000 | 11400 | 2.72 | 11178 | 2.02
MOOVAIR |  | 203238509 | HRCU-A-CB-O | DM09HOS23230E2 | DM09HIW23230E3 | Singlezone Non-ducted Wall Placement | 9800 | 5800 | 2.74 | 7989 | 2
MOOVAIR |  | 204005738 | HRCU-A-CB | DM18HOS23230E2 | DM18HIDU230X5 | Singlezone Ducted, "Compact Ducted" | 18000 | 12000 | 2.61 | 10352 | 1.96
MOOVAIR |  | 204005740 | HRCU-A-CB | DM09HOS25230E3 | DM09HIDU230X5 | Singlezone Ducted, "Compact Ducted" | 10000 | 7200 | 2.74 | 8343 | 2.07
MOOVAIR |  | 203238518 | HMSV-A-CB | DM27HOM23230X2 |  | Multizone All Non-ducted | 28000 | 17200 | 2.8 | 17040 | 1.97
MOOVAIR |  | 204005739 | HRCU-A-CB | DM24HOS23230E2 | DM24HIDU230X5 | Singlezone Ducted, "Compact Ducted" | 24400 | 16000 | 2.69 | 18533 | 2.04
MRCOOL |  | 8977707 | HMSV-A-CB | MULTI2-18HP230V1 |  | Multizone All Non-ducted | 19000 | 12000 | 2.79 | 10205 | 1.97
MRCOOL |  | 8977708 | HMSV-A-CB | MULTI3-27HP230V1 |  | Multizone All Non-ducted | 28000 | 17200 | 2.8 | 17040 | 1.97
MRCOOL |  | 204783913 | HRCU-A-CB-O | O-ES-18-HP-C-230 | O-18-HP-WMAH-230A | Singlezone Non-ducted Wall Placement | 18000 | 11400 | 2.72 | 11178 | 2.02
MRCOOL |  | 204783911 | HRCU-A-CB-O | O-ES-09-HP-C-230 | O-09-HP-WMAH-230A | Singlezone Non-ducted Wall Placement | 9800 | 5800 | 2.74 | 7989 | 2
NAPOLEON |  | 203363530 | HMSV-A-CB | NMZO-27F-B |  | Multizone All Non-ducted | 28000 | 17200 | 2.8 | 17040 | 1.97
NAPOLEON |  | 8952861 | HRCU-A-CB-O | NH21-09F-O | NH21-09F-I | Singlezone Non-ducted Wall Placement | 9800 | 6400 | 2.76 | 7801 | 1.91
NAPOLEON |  | 8952863 | HRCU-A-CB-O | NH21-18F-O | NH21-18F-I | Singlezone Non-ducted Wall Placement | 18000 | 10400 | 2.72 | 10953 | 1.9
NAPOLEON |  | 205309937 | HRCU-A-CB-O | NH21-18F-O | NH25-18F-I | Singlezone Non-ducted Wall Placement | 18000 | 11400 | 2.72 | 11178 | 2.02
NAPOLEON |  | 205309935 | HRCU-A-CB-O | NH21-09F-O | NH25-09F-I | Singlezone Non-ducted Wall Placement | 9800 | 5800 | 2.74 | 7989 | 2
NUTONE | NUTONE FSH1BG SERIES | 10254905 | HRCU-A-CB | FSH1BG4CVRX36K | C6B(A,H)-X36(C,U)-C | Singlezone Ducted, Centrally Ducted | 34200 | 21800 | 2.66 | 20250 | 2.28
NUTONE | NUTONE FSH1BG SERIES | 10254901 | HRCU-A-CB | FSH1BG4CVRX36K | C6B(A,H)-X36(C,U)-B | Singlezone Ducted, Centrally Ducted | 34400 | 21800 | 2.66 | 20150 | 2.27
NUTONE | NUTONE FSH1BG SERIES | 10254882 | HRCU-A-CB | FSH1BG4CVRX24K | C6B(A,H)-X26(C,U)-B | Singlezone Ducted, Centrally Ducted | 22400 | 14200 | 2.77 | 12650 | 2.12
NUTONE | NUTONE FSH1BG SERIES | 10254872 | HRCU-A-CB | FSH1BG4CVRX24K | C6B(A,H)-X26(C,U)-B | Singlezone Ducted, Centrally Ducted | 22200 | 14100 | 2.58 | 12800 | 2.03
NUTONE | NUTONE FSH1BG SERIES | 10254910 | HRCU-A-CB | FSH1BG4CVRX36K | C6B(A,H)-X36(C,U)-C | Singlezone Ducted, Centrally Ducted | 34200 | 21800 | 2.66 | 20250 | 2.28
NUTONE | NUTONE FSH1BG SERIES | 10254877 | HRCU-A-CB | FSH1BG4CVRX24K | C6B(A,H)-X26(C,U)-B | Singlezone Ducted, Centrally Ducted | 22200 | 14100 | 2.58 | 12800 | 2.03
NUTONE | NUTONE FSH1BG SERIES | 10254887 | HRCU-A-CB | FSH1BG4CVRX36K | B6VMAX36K-B | Singlezone Ducted, Centrally Ducted | 34400 | 21800 | 2.66 | 20150 | 2.27
NUTONE | NUTONE FSH1BG SERIES | 10254868 | HRCU-A-CB | FSH1BG4CVRX24K | B6VMAX24K-B | Singlezone Ducted, Centrally Ducted | 22400 | 14200 | 2.77 | 12650 | 2.12
NUTONE | NUTONE FSH1BG SERIES | 10254929 | HRCU-A-CB | FSH1BG4CVRX48K | C6B(A,H)-X48(C,U)-C | Singlezone Ducted, Centrally Ducted | 44000 | 27800 | 2.63 | 27550 | 2.21
NUTONE | NUTONE FSH1BG SERIES | 10254915 | HRCU-A-CB | FSH1BG4CVRX48K | B6VMAX48K-C | Singlezone Ducted, Centrally Ducted | 44000 | 27800 | 2.63 | 27550 | 2.21
ONYX | ONYX FSH1BG SERIES | 202083623 | HRCU-A-CB | FSH1BG4CVRX36K | C6B(A,H)-X36(C,U)-C | Singlezone Ducted, Centrally Ducted | 34200 | 21800 | 2.66 | 20250 | 2.28
ONYX | ONYX FSH1BG SERIES | 202083624 | HRCU-A-CB | FSH1BG4CVRX36K | C6B(A,H)-X36(C,U)-C | Singlezone Ducted, Centrally Ducted | 34200 | 21800 | 2.66 | 20250 | 2.28
ONYX | ONYX FSH1BG SERIES | 202083622 | HRCU-A-CB | FSH1BG4CVRX36K | C6B(A,H)-X36(C,U)-B | Singlezone Ducted, Centrally Ducted | 34400 | 21800 | 2.66 | 20150 | 2.27
ONYX | ONYX FSH1BG SERIES | 202083619 | HRCU-A-CB | FSH1BG4CVRX24K | C6B(A,H)-X26(C,U)-B | Singlezone Ducted, Centrally Ducted | 22400 | 14200 | 2.77 | 12650 | 2.12
ONYX | ONYX FSH1BG SERIES | 202083618 | HRCU-A-CB | FSH1BG4CVRX24K | C6B(A,H)-X26(C,U)-B | Singlezone Ducted, Centrally Ducted | 22200 | 14100 | 2.58 | 12800 | 2.03
ONYX | ONYX FSH1BG SERIES | 202083617 | HRCU-A-CB | FSH1BG4CVRX24K | C6B(A,H)-X26(C,U)-B | Singlezone Ducted, Centrally Ducted | 22200 | 14100 | 2.58 | 12800 | 2.03
ONYX | ONYX FSH1BG SERIES | 202083641 | HRCU-A-CB | FSH1BG4CVRX36K | B6VMAX36K-B | Singlezone Ducted, Centrally Ducted | 34400 | 21800 | 2.66 | 20150 | 2.27
ONYX | ONYX FSH1BG SERIES | 202083640 | HRCU-A-CB | FSH1BG4CVRX24K | B6VMAX24K-B | Singlezone Ducted, Centrally Ducted | 22400 | 14200 | 2.77 | 12650 | 2.12
ONYX | ONYX FSH1BG SERIES | 202083627 | HRCU-A-CB | FSH1BG4CVRX48K | C6B(A,H)-X48(C,U)-C | Singlezone Ducted, Centrally Ducted | 44000 | 27800 | 2.63 | 27550 | 2.21
ONYX | ONYX FSH1BG SERIES | 202083642 | HRCU-A-CB | FSH1BG4CVRX48K | B6VMAX48K-C | Singlezone Ducted, Centrally Ducted | 44000 | 27800 | 2.63 | 27550 | 2.21
PANASONIC | Exterios E | 7958200 | HRCU-A-CB-O | CU-E18RKUA | CS-E18RKUAW | Singlezone Non-ducted Wall Placement | 21600 | 12000 | 2.71 | 10100 | 2.24
PANASONIC | Exterios XE | 201900302 | HRCU-A-CB-O | CU-XE15SKUA-1 | CS-XE15SKUA-1 | Singlezone Non-ducted Wall Placement | 17200 | 18200 | 5.23 | 17200 | 1.98
PANASONIC | Wall Mounted | 9571162 | HRCU-A-CB-O | CU-XE15SKUA | CS-XE15SKUA | Singlezone Non-ducted Wall Placement | 18000 | 11000 | 3.16 | 15700 | 1.98
PANASONIC | RAC Multi E | 10221199 | HMSV-A-CB | CU-3E19RBU-5 |  | Multizone All Non-ducted | 26000 | 20800 | 2.57 | 18900 | 2.1
PANASONIC | Low-Profile Ducted | 9125308 | HRCU-A-CB | CU-E9SD3UA | CS-E9SD3UAW | Singlezone Ducted, "Compact Ducted" | 9000 | 7900 | 2.54 | 7800 | 2.06
PANASONIC | ClimaPure XE Series | 205047853 | HRCU-A-CB-O | CU-XE15WKUA | CS-XE15WKUAW | Singlezone Non-ducted Wall Placement | 17200 | 11000 | 3.16 | 17200 | 2.1
PANASONIC | ClimaPure XE Series | 205047852 | HRCU-A-CB-O | CU-XE12WKUA | CS-XE12WKUAW | Singlezone Non-ducted Wall Placement | 12000 | 10000 | 2.79 | 12000 | 2.21
PANASONIC | ClimaPure XE Series | 205047851 | HRCU-A-CB-O | CU-XE9WKUA | CS-XE9WKUAW | Singlezone Non-ducted Wall Placement | 10900 | 8000 | 3.13 | 11000 | 2.3
PANASONIC | ClimaPure XE Series | 205047854 | HRCU-A-CB-O | CU-XE18WKUA | CS-XE18WKUAW | Singlezone Non-ducted Wall Placement | 20400 | 14000 | 2.93 | 20400 | 2.31
PAYNE | Mid-Tier | 205921386 | HRCU-A-CB | 38MAQB24R--3 | 40MBAAQ24XA3 | Singlezone Ducted, Centrally Ducted | 29000 | 17500 | 2.56 | 26970 | 1.91
PAYNE | High Tier | 202463638 | HRCU-A-CB-O | 38MPRAQ18AA3 | DHMPHAQ18XA3 | Singlezone Non-ducted Wall Placement | 18000 | 12300 | 3.19 | 18000 | 2
PAYNE | High Tier | 202463639 | HRCU-A-CB-O | 38MPRAQ24AA3 | DHMPHAQ24XA3 | Singlezone Non-ducted Wall Placement | 24000 | 15450 | 3 | 24000 | 2
PAYNE |  | 201753410 | HRCU-A-CB-O | 38MPRAQ09AA3 | DHMPHAQ09XA3 | Singlezone Non-ducted Wall Placement | 10000 | 7200 | 2.78 | 13000 | 2.01
PAYNE |  | 201753413 | HRCU-A-CB-O | 38MPRAQ12AA3 | DHMPHAQ12XA3 | Singlezone Non-ducted Wall Placement | 12000 | 6800 | 2.66 | 13887 | 2
PAYNE | Mid-tier | 201846967 | HRCU-A-CB-O | 38MAQB12R--1 | DHMSHAQ12XA1 | Singlezone Non-ducted Wall Placement | 12000 | 7600 | 2.59 | 6490 | 1.94
PAYNE | Mid-tier | 201846969 | HRCU-A-CB-O | 38MAQB12R--3 | DHMSHAQ12XA3 | Singlezone Non-ducted Wall Placement | 12000 | 7800 | 2.66 | 12010 | 1.98
PAYNE | Mid-tier | 201846984 | HMSV-A-CB | 38MGRQ36D--3 |  | Multizone All Non-ducted | 36000 | 23200 | 2.78 | 36080 | 1.96
PAYNE | Mid-tier | 201846985 | HMSV-A-CB | 38MGRQ48E--3 |  | Multizone All Non-ducted | 48000 | 29600 | 2.7 | 36340 | 1.98
PAYNE | Mid-tier | 204722816 | HMSV-A-CB | 38MGRQ30D--3 |  | Multizone All Non-ducted | 28000 | 17400 | 2.79 | 28220 | 2.04
PAYNE | Mid-tier | 201846981 | HMSV-A-CB | 38MGRQ18B--3 |  | Multizone All Non-ducted | 19000 | 12000 | 2.79 | 13990 | 2.15
Payne |  | 207683306 | HRCU-A-CB-O | 38MARBQ24AA3 | 40MBCAQ24XA3 | Mini-Splits | 25000 | 21000 | 2.64 | 26000 | 1.95
PERFECTAIRE |  | 205645138 | HMSV-A-CB | 2PAMS36-HH-MZO4 |  | Multizone All Non-ducted | 36000 | 23200 | 2.78 | 36037 | 1.96
PERFECTAIRE |  | 202585746 | HMSV-A-CB | 2PAMSH27-MZO3 |  | Multizone All Non-ducted | 28000 | 17200 | 2.82 | 16820 | 1.95
RUNTRU |  | 205118701 | HRCU-A-CB-O | M4THS1824A11N** | M4MHW1824A1N0** | Singlezone Non-ducted Wall Placement | 23000 | 14600 | 2.61 | 22861 | 2.02
SAMSUNG | FJM Max Heat | 10348192 | HMSV-A-CB | AJ020MCS3CH |  | Multizone All Non-ducted | 22000 | 13000 | 2.63 | 22000 | 1.95
SAMSUNG | FJM Max Heat | 205291859 | HMSV-A-CB | AJ036TXS4CH |  | Multizone All Non-ducted | 36600 | 19500 | 2.61 | 36600 | 2.04
SAMSUNG | FJM Max Heat | 205291856 | HMSV-A-CB | AJ020TXS3CH |  | Multizone All Non-ducted | 22000 | 10500 | 2.63 | 22000 | 1.95
SAMSUNG | Smart Whisper Max Heat | 201993481 | HRCU-A-CB-O | AR18NSWSPWKX | AR18NSWSPWKN | Singlezone Non-ducted Wall Placement | 20600 | 13000 | 2.86 | 21040 | 2.11
SENVILLE |  | 8858354 | HMSV-A-CB | SENA/18HF/MOZ |  | Multizone All Non-ducted | 19000 | 12000 | 2.79 | 10205 | 1.97
SENVILLE |  | 8858355 | HMSV-A-CB | SENA/30HF/MOZ |  | Multizone All Non-ducted | 28000 | 17200 | 2.8 | 17040 | 1.97
SHARP | Eco-inverter | 8740799 | HRCU-A-CB-O | AE-X12TU | AY-XPC12TU | Singlezone Non-ducted Wall Placement | 14000 | 8400 | 2.8 | 9300 | 2.31
SHARP | Eco-inverter | 8674934 | HRCU-A-CB-O | AE-X18TU | AY-XPC18TU | Singlezone Non-ducted Wall Placement | 21600 | 12000 | 2.59 | 12900 | 2.55
SHARP | Eco-inverter | 8950554 | HMSV-A-CB | AE-X2M20TU |  | Multizone All Non-ducted | 22000 | 14000 | 2.95 | 14800 | 3.03
SHARP | Eco-inverter | 8796398 | HRCU-A-CB-O | AE-X12THU | AY-XP12THU | Singlezone Non-ducted Wall Placement | 14000 | 8500 | 3.41 | 14000 | 2.55
SHARP |  | 209270207 | HRCU-A-CB-O | AE-X12ZU | AY-XPC12ZU | Mini-Splits | 14000 | 9000 | 3.1 | 12000 | 2.11
SMART COMFORT | Mid-tier | 202119277 | HRCU-A-CB-O | DLCSRAH09AAK | DLFSCAH09XAK | Singlezone Non-ducted, Ceiling Placement | 10000 | 6700 | 2.58 | 11870 | 1.94
SMART COMFORT | High Tier | 202463659 | HRCU-A-CB-O | DLCPRAH24AAK | DLFPHAH24XAK | Singlezone Non-ducted Wall Placement | 24000 | 15450 | 3 | 24000 | 2
SMART COMFORT | High Tier | 202463658 | HRCU-A-CB-O | DLCPRAH18AAK | DLFPHAH18XAK | Singlezone Non-ducted Wall Placement | 18000 | 12300 | 3.19 | 18000 | 2
SMART COMFORT | Mid-tier | 202119262 | HRCU-A-CB-O | DLCSRAH09AAK | DLFSHAH09XAK | Singlezone Non-ducted Wall Placement | 12000 | 7500 | 2.65 | 9840 | 2.1
SMART COMFORT | Mid-tier | 202119282 | HRCU-A-CB-O | DLCSRAH18AAK | DLFSCAH18XAK | Singlezone Non-ducted, Ceiling Placement | 18000 | 12000 | 2.59 | 15710 | 2.4
TEMPSTAR | QuietComfort | 205921379 | HRCU-A-CB | DLCSRAH24AAK | DLFSAAH24XAK | Singlezone Ducted, Centrally Ducted | 29000 | 17500 | 2.56 | 26970 | 1.91
TEMPSTAR |  | 201835814 | HRCU-A-CB | DLCSRAH24AAK | DLFSDAH24XAK | Singlezone Ducted, "Compact Ducted" | 24000 | 17400 | 2.96 | 30000 | 1.93
TEMPSTAR |  | 201835765 | HRCU-A-CB-O | DLCSRAH12AAJ | DLFSHAH12XAJ | Singlezone Non-ducted Wall Placement | 11800 | 7100 | 2.57 | 7800 | 2.01
TEMPSTAR |  | 201835748 | HRCU-A-CB-O | DLCPRAH09AAK | DLFPHAH09XAK | Singlezone Non-ducted Wall Placement | 10000 | 7200 | 2.78 | 13047 | 1.97
TEMPSTAR | Mid-tier | 201835802 | HRCU-A-CB-O | DLCSRAH09AAK | DLFSCAH09XAK | Singlezone Non-ducted, Ceiling Placement | 10000 | 6700 | 2.58 | 11870 | 1.94
TEMPSTAR | High Tier | 202463657 | HRCU-A-CB-O | DLCPRAH24AAK | DLFPHAH24XAK | Singlezone Non-ducted Wall Placement | 24000 | 15450 | 3 | 24000 | 2
TEMPSTAR | High Tier | 202463656 | HRCU-A-CB-O | DLCPRAH18AAK | DLFPHAH18XAK | Singlezone Non-ducted Wall Placement | 18000 | 12300 | 3.19 | 18000 | 2
TEMPSTAR | Mid-tier | 201835767 | HRCU-A-CB-O | DLCSRAH09AAK | DLFSHAH09XAK | Singlezone Non-ducted Wall Placement | 12000 | 7500 | 2.65 | 9840 | 2.1
TEMPSTAR | Mid-tier | 201835812 | HRCU-A-CB-O | DLCSRAH18AAK | DLFSCAH18XAK | Singlezone Non-ducted, Ceiling Placement | 18000 | 12000 | 2.59 | 15710 | 2.4
TOSHIBA CARRIER |  | 3638309 | HRCU-A-CB-O | RAV-SP300AT2-UL | RAV-SP300UT-UL | Singlezone Non-ducted, Ceiling Placement | 33400 | 19700 | 3.09 | 18700 | 2.04
TOSHIBA CARRIER |  | 3638311 | HRCU-A-CB-O | RAV-SP360AT2-UL | RAV-SP360UT-UL | Singlezone Non-ducted, Ceiling Placement | 36000 | 23200 | 3.01 | 22400 | 2.04
TOSHIBA CARRIER |  | 9854722 | HRCU-A-CB-O | RAV-SP300AT2-UL | RAV-SP301BT-UL | Singlezone Ducted, "Compact Ducted" | 34000 | 20600 | 2.99 | 20900 | 2.2
TOSHIBA CARRIER |  | 9854795 | HRCU-A-CB-O | RAV-SP360AT2-UL | RAV-SP361BT-UL | Singlezone Ducted, "Compact Ducted" | 40000 | 21400 | 2.69 | 21100 | 2.22
TOSHIBA CARRIER | Toshiba-Carrier VRF | 10052879 | HMSV-A-CB | MCY-MAP0487HS-UL |  | Multizone All Non-ducted | 54000 | 32000 | 2.87 | 38800 | 2.09
TOSOT |  | 205756439 | HRCU-A-CB | TU36-24WADU | TU24-36AADU | Singlezone Ducted, Centrally Ducted | 24000 | 16300 | 2.7 | 24000 | 2.1
TOSOT | Lomo Plus | 10062018 | HRCU-A-CB-O | TW09HQ3D6DO | TW09HQ3D6DI | Singlezone Non-ducted Wall Placement | 9000 | 5600 | 2.88 | 12977 | 2.09
TOSOT | Lomo Plus | 10062021 | HRCU-A-CB-O | TW24HQ3D6DO | TW24HQ3D6DI | Singlezone Non-ducted Wall Placement | 24000 | 15500 | 2.86 | 26443 | 2.15
TOSOT |  | 202134392 | HRCU-A-CB-O | TW12HQ2A3DO | TW12HQ2A3DI | Singlezone Non-ducted Wall Placement | 13000 | 7100 | 2.6 | 9065 | 2.04
TOSOT |  | 9108746 | HRCU-A-CB-O | TW12HQ2C2DO | TW12HQ2C2DI | Singlezone Non-ducted Wall Placement | 13000 | 7100 | 2.6 | 9065 | 2.04
TOSOT | Lomo Plus | 10062019 | HRCU-A-CB-O | TW12HQ3D6DO | TW12HQ3D6DI | Singlezone Non-ducted Wall Placement | 12200 | 8100 | 2.86 | 13000 | 2.08
TOSOT | Multi Zone | 10064023 | HMSV-A-CB | TM36H4O |  | Multizone All Non-ducted | 42500 | 26500 | 2.88 | 21356 | 2.01
TRANE | XV19 | 201922059 | HRCU-A-CB | 4TWL9048A1 | 4PX*DU60BS3 | Singlezone Ducted, Centrally Ducted | 44500 | 30800 | 3.34 | 24960 | 2.23
TRANE | XV19 | 201922158 | HRCU-A-CB | 4TWL9048A1 | TEM8A0C60V51+TDR | Singlezone Ducted, Centrally Ducted | 46000 | 31400 | 3.22 | 25420 | 2.4
TRANE | XV19 | 201922157 | HRCU-A-CB | 4TWL9048A1 | TEM8A0C48V41+TDR | Singlezone Ducted, Centrally Ducted | 46500 | 31400 | 3.2 | 25320 | 2.41
TRANE | XV20i | 8759415 | HRCU-A-CB | 4TWV0036A1 | 4PX*CU48BS3 | Singlezone Ducted, Centrally Ducted | 33200 | 26600 | 3.22 | 20220 | 1.9
TRANE | XV20i | 8761421 | HRCU-A-CB | 4TWV0036A1 | 4TXCC007DS3 | Singlezone Ducted, Centrally Ducted | 33200 | 26600 | 3.22 | 20220 | 1.9
TRANE | XV18 | 8761468 | HRCU-A-CB | 4TWV8036A1 | 4TXCC007DS3 | Singlezone Ducted, Centrally Ducted | 32600 | 26400 | 3.25 | 20360 | 1.91
TRANE | XV18 | 8761494 | HRCU-A-CB | 4TWV8037A1 | 4TXCC007DS3 | Singlezone Ducted, Centrally Ducted | 33200 | 26600 | 3.22 | 20220 | 1.9
TRANE | XV18 | 8761473 | HRCU-A-CB | 4TWV8036A1 | 4TXCC007DS3 | Singlezone Ducted, Centrally Ducted | 32800 | 26600 | 3.25 | 20500 | 1.91
TRANE | XV20i | 10093495 | HRCU-A-CB | 4TWV0036A1 | TAM9A0B30V31 | Singlezone Ducted, Centrally Ducted | 32600 | 26200 | 3.17 | 20220 | 1.92
TRANE | XV18 | 10093504 | HRCU-A-CB | 4TWV8036A1 | TAM9A0B30V31 | Singlezone Ducted, Centrally Ducted | 32000 | 26600 | 3.25 | 20760 | 1.95
TRANE | XV18 | 10093505 | HRCU-A-CB | 4TWV8036A1 | TAM9A0C36V31 | Singlezone Ducted, Centrally Ducted | 32200 | 26200 | 3.25 | 20500 | 1.91
TRANE | XV18 | 10093507 | HRCU-A-CB | 4TWV8037A1 | TAM9A0B30V31 | Singlezone Ducted, Centrally Ducted | 32600 | 26200 | 3.17 | 20220 | 1.92
TRANE | XV18 | 10093512 | HRCU-A-CB | 4TWV8048A1 | TAM9A0C60V51 | Singlezone Ducted, Centrally Ducted | 41500 | 36200 | 4.57 | 28680 | 1.9
TRANE | XV20i | 10153699 | HRCU-A-CB | 4TWV0036A1 | TEM8A0C48V41+TDR | Singlezone Ducted, Centrally Ducted | 31000 | 25200 | 3.08 | 19700 | 1.94
TRANE | XV20i | 10153703 | HRCU-A-CB | 4TWV0048A1 | TEM8A0C48V41+TDR | Singlezone Ducted, Centrally Ducted | 42000 | 35600 | 4.42 | 27980 | 1.92
TRANE | XV18 | 10153714 | HRCU-A-CB | 4TWV8036A1 | TEM8A0C36V31+TDR | Singlezone Ducted, Centrally Ducted | 31600 | 25600 | 3.13 | 20040 | 1.94
TRANE | XV18 | 10153717 | HRCU-A-CB | 4TWV8036A1 | TEM8A0C48V41+TDR | Singlezone Ducted, Centrally Ducted | 31000 | 25400 | 3.08 | 20040 | 1.96
TRANE | XV18 | 10153718 | HRCU-A-CB | 4TWV8036A1 | TEM8A0D48V41+TDR | Singlezone Ducted, Centrally Ducted | 31600 | 25800 | 3.07 | 20100 | 1.96
TRANE | XV18 | 10153724 | HRCU-A-CB | 4TWV8037A1 | TEM8A0C48V41+TDR | Singlezone Ducted, Centrally Ducted | 31000 | 25200 | 3.08 | 19700 | 1.94
TRANE | XV18 | 10153725 | HRCU-A-CB | 4TWV8037A1 | TEM8A0D48V41+TDR | Singlezone Ducted, Centrally Ducted | 31800 | 25800 | 3.05 | 20000 | 1.97
TRANE | XV18 | 10153729 | HRCU-A-CB | 4TWV8048A1 | TEM8A0C60V51+TDR | Singlezone Ducted, Centrally Ducted | 44500 | 36800 | 4.49 | 28520 | 1.92
TRANE | XV18 | 10153734 | HRCU-A-CB | 4TWV8049A1 | TEM8A0C48V41+TDR | Singlezone Ducted, Centrally Ducted | 42000 | 35600 | 4.42 | 27980 | 1.92
TRANE |  | 7151533 | HRCU-A-CB-O | 4TXK2712A10NAA | 4MXW2712A10N0AA | Singlezone Non-ducted Wall Placement | 13000 | 8000 | 3.13 | 8300 | 2.15
TRANE |  | 9150123 | HRCU-A-CB-O | 4TXK3812A10NU** | 4MXW3812A10NU** | Singlezone Non-ducted Wall Placement | 12200 | 8100 | 3.21 | 13304 | 2.18
TRANE |  | 7151535 | HRCU-A-CB-O | 4TXK2718A10N0AA | 4MXW2718A10N0AA | Singlezone Non-ducted Wall Placement | 19000 | 12100 | 2.81 | 15400 | 1.97
TRANE | TruComfort XV18 | 10093511 | HRCU-A-CB | 4TWV8048A1 | TAM9A0C48V41 | Singlezone Ducted, Centrally Ducted | 41000 | 36400 | 4.52 | 28780 | 1.93
TRANE |  | 9150127 | HRCU-A-CB-O | 4TXK3824A10NU** | 4MXW3824A10NU** | Singlezone Non-ducted Wall Placement | 24000 | 15500 | 2.89 | 24233 | 2.23
TRANE |  | 9057065 | HMSV-A-CB | 4TXM2230A15N0** |  | Multizone All Non-ducted | 42000 | 27000 | 2.93 | 21356 | 2.01
TRANE | XV20i | 8939381 | HRCU-A-CB | 4TWV0036A1 | 4TXFH036CZ3 | Singlezone Ducted, Centrally Ducted | 32200 | 26400 | 3.25 | 20740 | 1.92
TRANE |  | 6750459 | HRCU-A-CB | 4TWV8024A1 | *AM8C0B30V21 | Singlezone Ducted, Centrally Ducted | 20000 | 16800 | 2.5 | 13000 | 2.07
TRANE |  | 202703126 | HRCU-A-CB-O | 4TXK2324A10N0** | 4MXW2324A10N0** | Singlezone Non-ducted Wall Placement | 23000 | 14600 | 2.61 | 22861 | 2.02
TRANE |  | 6749942 | HRCU-A-CB | 4TWV0024A1 | *AM8C0B30V21 | Singlezone Ducted, Centrally Ducted | 20200 | 16800 | 2.5 | 13000 | 2.07
TRANE | XV20i | 10153700 | HRCU-A-CB | 4TWV0036A1 | TEM8A0D48V41+TDR | Singlezone Ducted, Centrally Ducted | 31800 | 25800 | 3.05 | 20000 | 1.97
TRANE |  | 7151531 | HRCU-A-CB-O | 4TXK2709A10N0AA | 4MXW2709A10N0AA | Singlezone Non-ducted Wall Placement | 9800 | 5800 | 2.7 | 8000 | 2.13
TRANE | XV18 | 10153721 | HRCU-A-CB | 4TWV8037A1 | TEM8A0C36V31+TDR | Singlezone Ducted, Centrally Ducted | 31800 | 25600 | 3.07 | 19500 | 1.94
TRANE | XV20i | 10153696 | HRCU-A-CB | 4TWV0036A1 | TEM8A0C36V31+TDR | Singlezone Ducted, Centrally Ducted | 31800 | 25600 | 3.07 | 19500 | 1.94
Trane / Mitsubishi Electric |  | 202732310 | HMSV-A-CB | NTXMPH20A122AA | NTXWPH09A112AANTXWPH09A112AA | Multizone All Non-ducted | 22000 | 13000 | 2.63 | 22000 | 2.07
Trane / Mitsubishi Electric |  | 204276766 | HRCU-A-CB-O | TRUZH0241HA00NA | TPKA0A0241KA70A | Singlezone Non-ducted Wall Placement | 26000 | 17200 | 2.75 | 26000 | 2
Trane / Mitsubishi Electric |  | 204813325 | HRCU-A-CB-O | TRUZA0361KA70B* | TPLA0A0361EA70A | Singlezone Non-ducted, Ceiling Placement | 38000 | 22000 | 2.59 | 21600 | 2.43
Trane / Mitsubishi Electric |  | 202850711 | HMSV-A-CB-O | TUMYP0601AK42** |  | Multizone All Non-ducted | 66000 | 41500 | 2.63 | 57000 | 2
Trane / Mitsubishi Electric |  | 202850709 | HMSV-A-CB-O | TUMYP0361AK42** |  | Multizone All Non-ducted | 42000 | 26400 | 2.56 | 29000 | 2.2
Trane / Mitsubishi Electric |  | 204276540 | HRCU-A-CB-O | TRUZH0241HA00NA | TPLA0A0241EA70A | Singlezone Non-ducted, Ceiling Placement | 26000 | 17300 | 3.09 | 26000 | 2.01
Trane / Mitsubishi Electric |  | 204813315 | HRCU-A-CB-O | TRUZA0121KA70B* | TPLA0A0121EA70A | Singlezone Non-ducted, Ceiling Placement | 14000 | 10100 | 2.53 | 13000 | 2.01
Trane / Mitsubishi Electric |  | 204834277 | HMSV-A-CB-O | TUMYP0361AK43** |  | Multizone All Non-ducted | 42000 | 26400 | 2.56 | 29000 | 2.2
Trane / Mitsubishi Electric |  | 204813316 | HRCU-A-CB-O | TRUZA0121KA70N* | TPLA0A0121EA70A | Singlezone Non-ducted, Ceiling Placement | 14000 | 10100 | 2.53 | 13000 | 2.01
Trane / Mitsubishi Electric | M-Series H2i | 202354909 | HMSV-A-CB | NTXMPH36A142AA |  | Multizone All Non-ducted | 45000 | 34000 | 2.85 | 45000 | 2.42
Trane / Mitsubishi Electric | M-Series H2i | 202354905 | HMSV-A-CB | NTXMPH24A132AA |  | Multizone All Non-ducted | 25000 | 14000 | 2.53 | 25000 | 1.92
Trane / Mitsubishi Electric | M-Series H2i | 202373723 | HRCU-A-CB-O | NTXSPB06A112AA | NTXWPH06A112AA | Singlezone Non-ducted Wall Placement | 8700 | 5900 | 2.74 | 8700 | 2.45
Trane / Mitsubishi Electric | M-Series | 202392233 | HRCU-A-CB-O | NTXSKS18A112AA | NTXUKS18A112AA | Singlezone Non-ducted, Ceiling Placement | 20000 | 13100 | 2.63 | 10700 | 2.55
Trane / Mitsubishi Electric | M-Series | 202392231 | HRCU-A-CB | NTXSKS18A112AA | NTXDKS18A112AA | Singlezone Ducted, "Compact Ducted" | 21600 | 13900 | 2.87 | 12000 | 2.88
Trane / Mitsubishi Electric | M-Series | 202392237 | HRCU-A-CB-O | NTXSKS18A112AA | NTXCKS18A112AA | Singlezone Non-ducted, Ceiling Placement | 19700 | 12900 | 2.68 | 9800 | 2.37
Trane / Mitsubishi Electric | M-Series | 202392219 | HRCU-A-CB-O | NTXSKS12A112AA | NTXUKS12A112AA | Singlezone Non-ducted, Ceiling Placement | 15400 | 9900 | 2.84 | 7900 | 2.36
Trane / Mitsubishi Electric | M-Series | 202392225 | HRCU-A-CB | NTXSKS15A112AA | NTXDKS15A112AA | Singlezone Ducted, "Compact Ducted" | 18000 | 11700 | 2.68 | 10000 | 2.55
Trane / Mitsubishi Electric | M-Series | 202392213 | HRCU-A-CB-O | NTXSKS09A112AA | NTXCKS09A112AA | Singlezone Non-ducted, Ceiling Placement | 11000 | 6900 | 2.5 | 5600 | 3.04
Trane / Mitsubishi Electric | M-Series | 202392209 | HRCU-A-CB-O | NTXSKS09A112AA | NTXUKS09A112AA | Singlezone Non-ducted, Ceiling Placement | 12000 | 7700 | 3.22 | 6100 | 3.08
Trane / Mitsubishi Electric | M-Series | 202392207 | HRCU-A-CB | NTXSKS09A112AA | NTXDKS09A112AA | Singlezone Ducted, "Compact Ducted" | 12000 | 7600 | 2.53 | 6000 | 2.44
Trane / Mitsubishi Electric | M-Series H2i | 202373724 | HRCU-A-CB-O | NTXSPH09A112AA | NTXWPH09A112AA | Singlezone Non-ducted Wall Placement | 10900 | 6700 | 3.27 | 10900 | 2.37
Trane / Mitsubishi Electric | M-Series H2i | 202373722 | HRCU-A-CB-O | NTXSPH06A112AA | NTXWPH06A112AA | Singlezone Non-ducted Wall Placement | 8700 | 5900 | 3.46 | 8700 | 2.8
Trane / Mitsubishi Electric | M-Series H2i | 202373719 | HRCU-A-CB-O | NTXSPF18A112AA | NTXFKS18A112AA | Singlezone Non-ducted, Floor Placement | 21000 | 12800 | 2.62 | 21000 | 2.05
Trane / Mitsubishi Electric | M-Series H2i | 202373716 | HRCU-A-CB-O | NTXSPF09A112AA | NTXFKS09A112AA | Singlezone Non-ducted, Floor Placement | 11000 | 7500 | 2.75 | 11000 | 2.01
Trane / Mitsubishi Electric | M-Series | 202392239 | HRCU-A-CB | NTXSKS18A112AA | NTXAMT18A112AA | Singlezone Ducted, Centrally Ducted | 21600 | 14000 | 2.81 | 12200 | 2.88
Trane / Mitsubishi Electric | M-Series | 202392223 | HRCU-A-CB | NTXSKS12A112AA | NTXAMT12A112AA | Singlezone Ducted, Centrally Ducted | 15000 | 9900 | 2.59 | 7800 | 2.75
Trane / Mitsubishi Electric |  | 204813326 | HRCU-A-CB-O | TRUZA0361KA70N* | TPLA0A0361EA70A | Singlezone Non-ducted, Ceiling Placement | 38000 | 22000 | 2.59 | 21600 | 2.43
Trane / Mitsubishi Electric |  | 204834283 | HMSV-A-CB-O | TUMYP0601AK43** |  | Multizone All Non-ducted | 66000 | 41500 | 2.63 | 57000 | 2
Trane / Mitsubishi Electric | Nv Series Pro Heat | 204834286 | HMSV-A-CB-O | NTXMPH42A152B* |  | Multizone All Non-ducted | 48000 | 32000 | 2.8 | 48000 | 2
Trane / Mitsubishi Electric | Nv Series Pro Heat | 204834284 | HMSV-A-CB-O | NTXMPH36A142B* |  | Multizone All Non-ducted | 45000 | 30000 | 2.85 | 45000 | 2
Trane / Mitsubishi Electric | Nv Series Pro Heat | 204834285 | HMSV-A-CB | NTXMPH36A142B* |  | Multizone All Ducted | 45000 | 34000 | 2.59 | 45000 | 2
Trane / Mitsubishi Electric | Nv Series Pro Heat | 204926530 | HMSV-A-CB | NTXMPH36A142B* |  | Multizone Mix of Non-ducted and Ducted | 45000 | 32000 | 2.69 | 45000 | 2
Trane / Mitsubishi Electric | Nv Series Pro Heat | 204793344 | HRCU-A-CB | NTXSKH12A112AA | TPEADA0121AA70A | Singlezone Ducted, "Compact Ducted" | 15000 | 9000 | 2.72 | 15000 | 2.09
Trane / Mitsubishi Electric | Nv Series Pro Heat | 204793342 | HRCU-A-CB | NTXSKH12A112AA | NTXDKS12A112AA | Singlezone Ducted, "Compact Ducted" | 15000 | 9000 | 2.56 | 15000 | 2.2
Trane / Mitsubishi Electric | M-Series | 202373736 | HRCU-A-CB-O | NTXSST24A112AA | NTXWST24A112AA | Singlezone Non-ducted Wall Placement | 27600 | 16000 | 2.65 | 20200 | 1.98
Trane / Mitsubishi Electric | M-Series H2i | 202373745 | HMSV-A-CB | NTXMPH42A152AA |  | Multizone All Non-ducted | 48000 | 35800 | 2.87 | 48000 | 2.51
Trane / Mitsubishi Electric | M-Series | 202373732 | HRCU-A-CB-O | NTXSST09A112AA | NTXWST09A112AA | Singlezone Non-ducted Wall Placement | 10900 | 6700 | 3.12 | 8000 | 2.76
Trane / Mitsubishi Electric | M-Series H2i | 202373730 | HRCU-A-CB-O | NTXSPH18A112AA | NTXWPH18A112AA | Singlezone Non-ducted Wall Placement | 20300 | 13700 | 3.04 | 20300 | 2.01
Trane / Mitsubishi Electric | M-Series H2i | 202373727 | HRCU-A-CB-O | NTXSPB12A112AA | NTXWPH12A112AA | Singlezone Non-ducted Wall Placement | 13600 | 8100 | 2.83 | 13600 | 2.07
Trane / Mitsubishi Electric | M-Series H2i | 202373725 | HRCU-A-CB-O | NTXSPB09A112AA | NTXWPH09A112AA | Singlezone Non-ducted Wall Placement | 10900 | 6700 | 2.73 | 10900 | 2.73
Trane / Mitsubishi Electric | M-Series | 202373748 | HMSV-A-CB | NTXMMX60A182AA |  | Multizone All Non-ducted | 66000 | 41500 | 2.5 | 57000 | 2.07
Trane / Mitsubishi Electric | M-Series | 202373742 | HMSV-A-CB | NTXMMX20A122AA |  | Multizone All Non-ducted | 22000 | 12500 | 2.82 | 11100 | 2.03
Trane / Mitsubishi Electric | M-Series | 202373735 | HRCU-A-CB-O | NTXSST18A112AA | NTXWST18A112AA | Singlezone Non-ducted Wall Placement | 21600 | 13800 | 2.73 | 15100 | 2.35
Trane / Mitsubishi Electric | M-Series | 202373733 | HRCU-A-CB-O | NTXSST12A112AA | NTXWST12A112AA | Singlezone Non-ducted Wall Placement | 14400 | 9200 | 3.1 | 10200 | 2.93
Trane / Mitsubishi Electric | M-Series H2i | 202373731 | HRCU-A-CB-O | NTXSPB18A112AA | NTXWPH18A112AA | Singlezone Non-ducted Wall Placement | 20300 | 12480 | 2.93 | 20900 | 2.06
Trane / Mitsubishi Electric | M-Series H2i | 202373726 | HRCU-A-CB-O | NTXSPH12A112AA | NTXWPH12A112AA | Singlezone Non-ducted Wall Placement | 13600 | 8000 | 3.26 | 13600 | 2.21
Trane / Mitsubishi Electric | M-Series H2i | 202373717 | HRCU-A-CB-O | NTXSPF12A112AA | NTXFKS12A112AA | Singlezone Non-ducted, Floor Placement | 13000 | 8800 | 2.77 | 13000 | 2.1
Trane / Mitsubishi Electric | M-Series H2i | 202366334 | HMSV-A-CB | NTXMPH36A142AA |  | Multizone Mix of Non-ducted and Ducted | 45000 | 35000 | 2.54 | 47360 | 2.24
Trane / Mitsubishi Electric | M-Series | 202392211 | HRCU-A-CB | NTXSKS09A112AA | PEAD-A09AA7 | Singlezone Ducted, "Compact Ducted" | 12000 | 7600 | 2.53 | 6100 | 2.93
VALIEV |  | 205497614 | HRCU-A-CB-O | VWSM-18IR410AHS21 | VWSM-18IR410AHS21 | Singlezone Non-ducted Wall Placement | 18000 | 10400 | 2.72 | 10953 | 1.9
WABBAN | Mistral Series | 201903165 | HRCU-A-CB-O | BB12HQ2A3DO | BB12HQ2A3DI | Singlezone Non-ducted Wall Placement | 13000 | 7100 | 2.81 | 8000 | 2.73
WABBAN | Mistral Series | 201903164 | HRCU-A-CB-O | BB09HQ2A3DO | BB09HQ2A3DI | Singlezone Non-ducted Wall Placement | 11000 | 6800 | 2.66 | 12977 | 2.09
WABBAN | Mistral Series | 201903167 | HRCU-A-CB-O | BB18HQ2A3DO | BB18HQ2A3DI | Singlezone Non-ducted Wall Placement | 19800 | 12400 | 2.51 | 21500 | 2.03
WABBAN | Mistral Series | 201903168 | HRCU-A-CB-O | BB24HQ2A3DO | BB24HQ2A3DI | Singlezone Non-ducted Wall Placement | 23000 | 14600 | 2.73 | 22553 | 2.07
WABBAN | Yukon Series | 201903174 | HRCU-A-CB-O | BB18HQ3D6DO | BB18HQ3D6DI | Singlezone Non-ducted Wall Placement | 18000 | 14200 | 2.87 | 21500 | 2.03
WABBAN | Yukon Series | 201903175 | HRCU-A-CB-O | BB24HQ3D6DO | BB24HQ3D6DI | Singlezone Non-ducted Wall Placement | 24000 | 15500 | 2.89 | 22553 | 3.63
WABBAN | Yukon Series | 201903173 | HRCU-A-CB-O | BB12HQ3D6DO | BB12HQ3D6DI | Singlezone Non-ducted Wall Placement | 12200 | 8100 | 3.21 | 8000 | 2.73
WABBAN | Multi Zone | 201903181 | HMSV-A-CB | BBM42H4O |  | Multizone All Non-ducted | 45000 | 29000 | 2.68 | 25356 | 2.09
Weathermaker | Mid-Tier | 205921382 | HRCU-A-CB | 38MAQB24R--3 | 40MBAAQ24XA3 | Singlezone Ducted, Centrally Ducted | 29000 | 17500 | 2.56 | 26970 | 1.91
Weathermaker |  | 207683313 | HRCU-A-CB-O | 38MARBQ24AA3 | 40MBCAQ24XA3 | Mini-Splits | 25000 | 21000 | 2.64 | 26000 | 1.95
WESTINGHOUSE |  | 205417832 | HRCU-A-CB-O | WHP09SZA21S | WHP09WMA21S | Singlezone Non-ducted Wall Placement | 9500 | 5000 | 2.76 | 7438 | 2.14
WESTINGHOUSE |  | 205417834 | HRCU-A-CB-O | WHP12SZA21S | WHP12WMA21S | Singlezone Non-ducted Wall Placement | 13000 | 7500 | 2.71 | 9800 | 2.07
WESTINGHOUSE |  | 205417836 | HRCU-A-CB-O | WHP18SZA21S | WHP18WMA21S | Singlezone Non-ducted Wall Placement | 19000 | 11600 | 2.79 | 13146 | 2.11
Willis |  | 9038626 | HRCU-A-CB-O | WSM09MH20S/O | WSM09MH20S/I | Singlezone Non-ducted Wall Placement | 9800 | 6300 | 2.68 | 6700 | 1.94
YORK |  | 10309025 | HRCU-A-CB | YZV48B21 | CM50DE3A1+MVC20DN21 | Singlezone Ducted, Centrally Ducted | 58000 | 42500 | 2.56 | 34000 | 2.51
YORK | HMH7 | 211377363 | HRCU-A-CB | HMH72B341 | XAFC36DXXN1+TXV |  | 34000 | 25800 | 2.52 | 24400 | 2.08
YORK | HMH7 | 211377366 | HRCU-A-CB | HMH72B341 | XAFC36DBCN1 |  | 34000 | 25800 | 2.52 | 24400 | 2.08
YORK | HMH7 | 211377441 | HRCU-A-CB | HMH72B341 | XAFB30CXXN1+TXV |  | 34000 | 26600 | 2.5 | 23800 | 2
YORK | HMH7 | 211377444 | HRCU-A-CB | HMH72B341 | XAUB30CXXN1+TXV |  | 34000 | 26600 | 2.5 | 23800 | 2
YORK | HMH7 | 211378712 | HRCU-A-CB | HMH72B341 | XAFB30CXXN1+TXV |  | 34000 | 26800 | 2.54 | 23800 | 2.02
YORK | HMH7 | 211378715 | HRCU-A-CB | HMH72B341 | XAFB30CXXN1+TXV |  | 34000 | 26800 | 2.54 | 23800 | 2.02
YORK | HMH7 | 211378718 | HRCU-A-CB | HMH72B341 | XAUB30CXXN1+TXV |  | 34000 | 26800 | 2.54 | 23800 | 2.02
YORK | HMH7 | 211378721 | HRCU-A-CB | HMH72B341 | XAUB30CXXN1+TXV |  | 34000 | 26800 | 2.54 | 23800 | 2.02
YORK | HMH7 | 211378905 | HRCU-A-CB | HMH72B341 | XAFC36DXXN1+TXV |  | 34000 | 25600 | 2.54 | 24200 | 2.1
YORK | HMH7 | 211378908 | HRCU-A-CB | HMH72B341 | XAFC36DBCN1 |  | 34000 | 25600 | 2.54 | 24200 | 2.1
YORK | HMH7 | 211378939 | HRCU-A-CB | HMH72B341 | JHETB36DBCS2N1 |  | 33800 | 25400 | 2.56 | 23800 | 2.12
YORK | HMH7 | 211378997 | HRCU-A-CB | HMH72B341 | XAFD48FXXN1+TXV |  | 32400 | 25400 | 2.54 | 23600 | 2.06
YORK | HMH7 | 211379000 | HRCU-A-CB | HMH72B341 | XAFD48FBCN1 |  | 32400 | 25400 | 2.54 | 23600 | 2.06
YORK | HMH7 | 211379080 | HRCU-A-CB | HMH72B341 | XAFD48FXXN1+TXV |  | 32400 | 25400 | 2.58 | 23800 | 2.1
YORK | HMH7 | 211379083 | HRCU-A-CB | HMH72B341 | XAFD48FXXN1+TXV |  | 32400 | 25400 | 2.58 | 23800 | 2.1
YORK | HMH7 | 211379086 | HRCU-A-CB | HMH72B341 | XAFD48FXXN1+TXV |  | 32400 | 25400 | 2.58 | 23800 | 2.1
YORK | HMH7 | 211379089 | HRCU-A-CB | HMH72B341 | XAFD48FBCN1 |  | 32400 | 25400 | 2.58 | 23800 | 2.1
YORK | HMH7 | 211379092 | HRCU-A-CB | HMH72B341 | XAFD48FBCN1 |  | 32400 | 25400 | 2.58 | 23800 | 2.1
YORK | HMH7 | 211379095 | HRCU-A-CB | HMH72B341 | XAFD48FBCN1 |  | 32400 | 25400 | 2.58 | 23800 | 2.1
YORK | HMH7 | 211379225 | HRCU-A-CB | HMH72B341 | XAFC48FXXN1+TXV |  | 32400 | 25400 | 2.56 | 23800 | 2.08
YORK | HMH7 | 211379226 | HRCU-A-CB | HMH72B341 | XAFC48FXXN1+TXV |  | 32400 | 25400 | 2.56 | 23800 | 2.08
YORK | HMH7 | 211379229 | HRCU-A-CB | HMH72B341 | XAFC48FXXN1+TXV |  | 32400 | 25400 | 2.56 | 23800 | 2.08
YORK | HMH7 | 211379232 | HRCU-A-CB | HMH72B341 | XAFC48FBCN1 |  | 32400 | 25400 | 2.56 | 23800 | 2.08
YORK | HMH7 | 211379236 | HRCU-A-CB | HMH72B341 | XAUC48FXXN1+TXV |  | 32400 | 25400 | 2.56 | 23800 | 2.08
YORK | HMH7 | 211379238 | HRCU-A-CB | HMH72B341 | XAFC48FBCN1 |  | 32400 | 25400 | 2.56 | 23800 | 2.08
YORK | HMH7 | 211379240 | HRCU-A-CB | HMH72B341 | XAUC48FXXN1+TXV |  | 32400 | 25400 | 2.56 | 23800 | 2.08
YORK | HMH7 | 211379243 | HRCU-A-CB | HMH72B341 | XAFC48FBCN1 |  | 32400 | 25400 | 2.56 | 23800 | 2.08
YORK | HMH7 | 211379246 | HRCU-A-CB | HMH72B341 | XAUC48FXXN1+TXV |  | 32400 | 25400 | 2.56 | 23800 | 2.08
YORK | HMH7 | 211379499 | HRCU-A-CB | HMH72B341 | XAHD48FXXN1+TXV |  | 32400 | 25200 | 2.52 | 23800 | 2.06
YORK | HMH7 | 211379502 | HRCU-A-CB | HMH72B341 | XAHD48FXXN1+TXV |  | 32400 | 25200 | 2.52 | 23800 | 2.06
YORK | HMH7 | 211379505 | HRCU-A-CB | HMH72B341 | XAHD48FBCN1 |  | 32400 | 25200 | 2.52 | 23800 | 2.06
YORK | HMH7 | 211379508 | HRCU-A-CB | HMH72B341 | XAHD48FBCN1 |  | 32400 | 25200 | 2.52 | 23800 | 2.06
YORK | HMH7 | 211379618 | HRCU-A-CB | HMH72B341 | XAHC48FXXN1+TXV |  | 32400 | 25200 | 2.52 | 23800 | 2.06
YORK | HMH7 | 211379621 | HRCU-A-CB | HMH72B341 | XAHC48FXXN1+TXV |  | 32400 | 25200 | 2.52 | 23800 | 2.06
YORK | HMH7 | 211379624 | HRCU-A-CB | HMH72B341 | XAHC48FXXN1+TXV |  | 32400 | 25200 | 2.52 | 23800 | 2.06
YORK | HMH7 | 211379627 | HRCU-A-CB | HMH72B341 | XAHC48FXXN1+TXV |  | 32400 | 25200 | 2.52 | 23800 | 2.06
YORK | HMH7 | 211379630 | HRCU-A-CB | HMH72B341 | XAHC48FXXN1+TXV |  | 32400 | 25200 | 2.52 | 23800 | 2.06
YORK | HMH7 | 211379633 | HRCU-A-CB | HMH72B341 | XAHC48FXXN1+TXV |  | 32400 | 25200 | 2.52 | 23800 | 2.06
YORK | HMH7 | 211379636 | HRCU-A-CB | HMH72B341 | XAHC48FXXN1+TXV |  | 32400 | 25200 | 2.52 | 23800 | 2.06
YORK | HMH7 | 211379639 | HRCU-A-CB | HMH72B341 | XAHC48FBCN1 |  | 32400 | 25200 | 2.52 | 23800 | 2.06
YORK | HMH7 | 211379642 | HRCU-A-CB | HMH72B341 | XAHC48FBCN1 |  | 32400 | 25200 | 2.52 | 23800 | 2.06
YORK | HMH7 | 211379644 | HRCU-A-CB | HMH72B341 | XAHC48FBCN1 |  | 32400 | 25200 | 2.52 | 23800 | 2.06
YORK | HMH7 | 211379647 | HRCU-A-CB | HMH72B341 | XAHC48FBCN1 |  | 32400 | 25200 | 2.52 | 23800 | 2.06
YORK | HMH7 | 211379649 | HRCU-A-CB | HMH72B341 | XAHC48FBCN1 |  | 32400 | 25200 | 2.52 | 23800 | 2.06
YORK | HMH7 | 211379652 | HRCU-A-CB | HMH72B341 | XAHC48FBCN1 |  | 32400 | 25200 | 2.52 | 23800 | 2.06
YORK | HMH7 | 211379655 | HRCU-A-CB | HMH72B341 | XAHC48FBCN1 |  | 32400 | 25200 | 2.52 | 23800 | 2.06
YORK | HMH7 | 211380169 | HRCU-A-CB | HMH72B341 | XAFD48FXXN1+TXV |  | 32400 | 25400 | 2.58 | 23800 | 2.1
YORK | HMH7 | 211380172 | HRCU-A-CB | HMH72B341 | XAFD48FBCN1 |  | 32400 | 25400 | 2.58 | 23800 | 2.1
YORK | HMH7 | 211378173 | HRCU-A-CB | HMH72B341 | XAFC36DXXN1+TXV |  | 34000 | 25400 | 2.54 | 24000 | 2.1
YORK | HMH7 | 211378194 | HRCU-A-CB | HMH72B341 | XAFC36DBCN1 |  | 34000 | 25400 | 2.54 | 24000 | 2.1
YORK | HMH7 | 211378582 | HRCU-A-CB | HMH72B341 | XAFB36DXXN1+TXV |  | 33800 | 25400 | 2.5 | 23800 | 2.06
YORK | HMH7 | 211378585 | HRCU-A-CB | HMH72B341 | XAFB36DXXN1+TXV |  | 33800 | 25400 | 2.5 | 23800 | 2.06
YORK | HMH7 | 211378588 | HRCU-A-CB | HMH72B341 | XAFB36DBCN1 |  | 33800 | 25400 | 2.5 | 23800 | 2.06
YORK | HMH7 | 211378591 | HRCU-A-CB | HMH72B341 | XAUB36DXXN1+TXV |  | 33800 | 25400 | 2.5 | 23800 | 2.06
YORK | HMH7 | 211378594 | HRCU-A-CB | HMH72B341 | XAFB36DBCN1 |  | 33800 | 25400 | 2.5 | 23800 | 2.06
YORK | HMH7 | 211378597 | HRCU-A-CB | HMH72B341 | XAUB36DXXN1+TXV |  | 33800 | 25400 | 2.5 | 23800 | 2.06
YORK | HMH7 | 211378688 | HRCU-A-CB | HMH72B341 | XAFC30CXXN1+TXV |  | 34000 | 26800 | 2.54 | 23800 | 2.02
YORK | HMH7 | 211378691 | HRCU-A-CB | HMH72B341 | XAFC30CXXN1+TXV |  | 34000 | 26800 | 2.54 | 23800 | 2.02
YORK | HMH7 | 211378935 | HRCU-A-CB | HMH72B341 | JHVTB36DBCC2N1 |  | 33800 | 25200 | 2.54 | 23800 | 2.1
YORK | HMH7 | 211378981 | HRCU-A-CB | HMH72B341 | XAFD48FXXN1+TXV |  | 32400 | 25400 | 2.56 | 23800 | 2.08
YORK | HMH7 | 211378984 | HRCU-A-CB | HMH72B341 | XAFD48FBCN1 |  | 32400 | 25400 | 2.56 | 23800 | 2.08
YORK | HMH7 | 211379267 | HRCU-A-CB | HMH72B341 | XAHC48FXXN1+TXV |  | 31800 | 24800 | 2.5 | 23200 | 2.02
YORK | HMH7 | 211379270 | HRCU-A-CB | HMH72B341 | XAHC48FXXN1+TXV |  | 31800 | 24800 | 2.5 | 23200 | 2.02
YORK | HMH7 | 211379273 | HRCU-A-CB | HMH72B341 | XAHC48FXXN1+TXV |  | 31800 | 24800 | 2.5 | 23200 | 2.02
YORK | HMH7 | 211379276 | HRCU-A-CB | HMH72B341 | XAHC48FBCN1 |  | 31800 | 24800 | 2.5 | 23200 | 2.02
YORK | HMH7 | 211379279 | HRCU-A-CB | HMH72B341 | XAHC48FBCN1 |  | 31800 | 24800 | 2.5 | 23200 | 2.02
YORK | HMH7 | 211379282 | HRCU-A-CB | HMH72B341 | XAHC48FBCN1 |  | 31800 | 24800 | 2.5 | 23200 | 2.02
YORK | HMH7 | 211379418 | HRCU-A-CB | HMH72B341 | XAHD48FXXN1+TXV |  | 31800 | 24800 | 2.5 | 23200 | 2.02
YORK | HMH7 | 211379421 | HRCU-A-CB | HMH72B341 | XAHD48FBCN1 |  | 31800 | 24800 | 2.5 | 23200 | 2.02
YORK | HMH7 | 211379537 | HRCU-A-CB | HMH72B341 | XAFC48FXXN1+TXV |  | 33000 | 25600 | 2.56 | 24200 | 2.1
YORK | HMH7 | 211379545 | HRCU-A-CB | HMH72B341 | XAFC48FBCN1 |  | 33000 | 25600 | 2.56 | 24200 | 2.1
YORK | HMH7 | 211379548 | HRCU-A-CB | HMH72B341 | XAUC48FXXN1+TXV |  | 33000 | 25600 | 2.56 | 24200 | 2.1
YORK | HMH7 | 211379661 | HRCU-A-CB | HMH72B341 | XAHD48FXXN1+TXV |  | 32400 | 25400 | 2.5 | 24000 | 2.06
YORK | HMH7 | 211379681 | HRCU-A-CB | HMH72B341 | XAHD48FBCN1 |  | 32400 | 25400 | 2.5 | 24000 | 2.06
YORK | HMH7 | 211380108 | HRCU-A-CB | HMH72B341 | XAFC48FXXN1+TXV |  | 32400 | 25400 | 2.56 | 23800 | 2.08
YORK | HMH7 | 211380111 | HRCU-A-CB | HMH72B341 | XAFC48FBCN1 |  | 32400 | 25400 | 2.56 | 23800 | 2.08
YORK | HMH7 | 211380113 | HRCU-A-CB | HMH72B341 | XAUC48FXXN1+TXV |  | 32400 | 25400 | 2.56 | 23800 | 2.08
YORK | HMH7 | 211380158 | HRCU-A-CB | HMH72B341 | XAHD48FXXN1+TXV |  | 32000 | 24800 | 2.54 | 23200 | 2.06
YORK | HMH7 | 211380161 | HRCU-A-CB | HMH72B341 | XAHD48FBCN1 |  | 32000 | 24800 | 2.54 | 23200 | 2.06
YORK | HMH7 | 211377852 | HRCU-A-CB | HMH72B341 | XAFC36DXXN1+TXV |  | 33600 | 25200 | 2.52 | 23800 | 2.08
YORK | HMH7 | 211377855 | HRCU-A-CB | HMH72B341 | XAFC36DBCN1 |  | 33600 | 25200 | 2.52 | 23800 | 2.08
YORK | HMH7 | 211377861 | HRCU-A-CB | HMH72B341 | XAFC36DXXN1+TXV |  | 33600 | 25200 | 2.52 | 23800 | 2.08
YORK | HMH7 | 211377862 | HRCU-A-CB | HMH72B341 | XAFC36DBCN1 |  | 33600 | 25200 | 2.52 | 23800 | 2.08
YORK | HMH7 | 211377978 | HRCU-A-CB | HMH72B341 | XAHC36DXXN1+TXV |  | 33800 | 25400 | 2.5 | 24200 | 2.08
YORK | HMH7 | 211377984 | HRCU-A-CB | HMH72B341 | XAHC36DBCN1 |  | 33800 | 25400 | 2.5 | 24200 | 2.08
YORK | HMH7 | 211378627 | HRCU-A-CB | HMH72B341 | XAFC36DXXN1+TXV |  | 33600 | 25200 | 2.52 | 23600 | 2.08
YORK | HMH7 | 211378630 | HRCU-A-CB | HMH72B341 | XAFC36DXXN1+TXV |  | 33600 | 25200 | 2.52 | 23600 | 2.08
YORK | HMH7 | 211378633 | HRCU-A-CB | HMH72B341 | XAFC36DBCN1 |  | 33600 | 25200 | 2.52 | 23600 | 2.08
YORK | HMH7 | 211378636 | HRCU-A-CB | HMH72B341 | XAFC36DBCN1 |  | 33600 | 25200 | 2.52 | 23600 | 2.08
YORK | HMH7 | 211378887 | HRCU-A-CB | HMH72B341 | XAFC36DXXN1+TXV |  | 34000 | 25400 | 2.56 | 24000 | 2.12
YORK | HMH7 | 211378890 | HRCU-A-CB | HMH72B341 | XAFC36DBCN1 |  | 34000 | 25400 | 2.56 | 24000 | 2.12
YORK | HMH7 | 211379173 | HRCU-A-CB | HMH72B341 | XAHD48FXXN1+TXV |  | 31800 | 24800 | 2.52 | 23200 | 2.04
YORK | HMH7 | 211379176 | HRCU-A-CB | HMH72B341 | XAHD48FXXN1+TXV |  | 31800 | 24800 | 2.52 | 23200 | 2.04
YORK | HMH7 | 211379179 | HRCU-A-CB | HMH72B341 | XAHD48FXXN1+TXV |  | 31800 | 24800 | 2.52 | 23200 | 2.04
YORK | HMH7 | 211379182 | HRCU-A-CB | HMH72B341 | XAHD48FBCN1 |  | 31800 | 24800 | 2.52 | 23200 | 2.04
YORK | HMH7 | 211379185 | HRCU-A-CB | HMH72B341 | XAHD48FBCN1 |  | 31800 | 24800 | 2.52 | 23200 | 2.04
YORK | HMH7 | 211379188 | HRCU-A-CB | HMH72B341 | XAHD48FBCN1 |  | 31800 | 24800 | 2.52 | 23200 | 2.04
YORK | HMH7 | 211379209 | HRCU-A-CB | HMH72B341 | XAFD48FXXN1+TXV |  | 32400 | 25400 | 2.58 | 23600 | 2.08
YORK | HMH7 | 211379212 | HRCU-A-CB | HMH72B341 | XAFD48FXXN1+TXV |  | 32400 | 25400 | 2.58 | 23600 | 2.08
YORK | HMH7 | 211379214 | HRCU-A-CB | HMH72B341 | XAFD48FXXN1+TXV |  | 32400 | 25400 | 2.58 | 23600 | 2.08
YORK | HMH7 | 211379217 | HRCU-A-CB | HMH72B341 | XAFD48FBCN1 |  | 32400 | 25400 | 2.58 | 23600 | 2.08
YORK | HMH7 | 211379220 | HRCU-A-CB | HMH72B341 | XAFD48FBCN1 |  | 32400 | 25400 | 2.58 | 23600 | 2.08
YORK | HMH7 | 211379223 | HRCU-A-CB | HMH72B341 | XAFD48FBCN1 |  | 32400 | 25400 | 2.58 | 23600 | 2.08
YORK | HMH7 | 211379249 | HRCU-A-CB | HMH72B341 | XAHD48FXXN1+TXV |  | 31800 | 25000 | 2.5 | 23200 | 2.02
YORK | HMH7 | 211379252 | HRCU-A-CB | HMH72B341 | XAHD48FXXN1+TXV |  | 31800 | 25000 | 2.5 | 23200 | 2.02
YORK | HMH7 | 211379255 | HRCU-A-CB | HMH72B341 | XAHD48FXXN1+TXV |  | 31800 | 25000 | 2.5 | 23200 | 2.02
YORK | HMH7 | 211379258 | HRCU-A-CB | HMH72B341 | XAHD48FBCN1 |  | 31800 | 25000 | 2.5 | 23200 | 2.02
YORK | HMH7 | 211379261 | HRCU-A-CB | HMH72B341 | XAHD48FBCN1 |  | 31800 | 25000 | 2.5 | 23200 | 2.02
YORK | HMH7 | 211379264 | HRCU-A-CB | HMH72B341 | XAHD48FBCN1 |  | 31800 | 25000 | 2.5 | 23200 | 2.02
YORK | HMH7 | 211379423 | HRCU-A-CB | HMH72B341 | XAHC48FXXN1+TXV |  | 31800 | 24800 | 2.5 | 23200 | 2.02
YORK | HMH7 | 211379426 | HRCU-A-CB | HMH72B341 | XAHC48FBCN1 |  | 31800 | 24800 | 2.5 | 23200 | 2.02
YORK | HMH7 | 211379701 | HRCU-A-CB | HMH72B341 | XAHC48FXXN1+TXV |  | 32400 | 25400 | 2.5 | 24000 | 2.04
YORK | HMH7 | 211379721 | HRCU-A-CB | HMH72B341 | XAHC48FBCN1 |  | 32400 | 25400 | 2.5 | 24000 | 2.04
YORK | HMH7 | 211379890 | HRCU-A-CB | HMH72B341 | XAHC48FXXN1+TXV |  | 31600 | 24800 | 2.52 | 23200 | 2.04
YORK | HMH7 | 211379892 | HRCU-A-CB | HMH72B341 | XAHC48FXXN1+TXV |  | 31600 | 24800 | 2.52 | 23200 | 2.04
YORK | HMH7 | 211379895 | HRCU-A-CB | HMH72B341 | XAHC48FBCN1 |  | 31600 | 24800 | 2.52 | 23200 | 2.04
YORK | HMH7 | 211379897 | HRCU-A-CB | HMH72B341 | XAHC48FBCN1 |  | 31600 | 24800 | 2.52 | 23200 | 2.04
YORK | HMH7 | 211379963 | HRCU-A-CB | HMH72B341 | XAFC48FXXN1+TXV |  | 32400 | 25400 | 2.56 | 23600 | 2.06
YORK | HMH7 | 211379966 | HRCU-A-CB | HMH72B341 | XAFC48FXXN1+TXV |  | 32400 | 25400 | 2.56 | 23600 | 2.06
YORK | HMH7 | 211379969 | HRCU-A-CB | HMH72B341 | XAFC48FBCN1 |  | 32400 | 25400 | 2.56 | 23600 | 2.06
YORK | HMH7 | 211379972 | HRCU-A-CB | HMH72B341 | XAUC48FXXN1+TXV |  | 32400 | 25400 | 2.56 | 23600 | 2.06
YORK | HMH7 | 211379974 | HRCU-A-CB | HMH72B341 | XAFC48FBCN1 |  | 32400 | 25400 | 2.56 | 23600 | 2.06
YORK | HMH7 | 211379977 | HRCU-A-CB | HMH72B341 | XAUC48FXXN1+TXV |  | 32400 | 25400 | 2.56 | 23600 | 2.06
YORK | HMH7 | 211380045 | HRCU-A-CB | HMH72B341 | XAFC48FXXN1+TXV |  | 32200 | 25200 | 2.56 | 23400 | 2.06
YORK | HMH7 | 211380048 | HRCU-A-CB | HMH72B341 | XAFC48FXXN1+TXV |  | 32200 | 25200 | 2.56 | 23400 | 2.06
YORK | HMH7 | 211380051 | HRCU-A-CB | HMH72B341 | XAFC48FBCN1 |  | 32200 | 25200 | 2.56 | 23400 | 2.06
YORK | HMH7 | 211380054 | HRCU-A-CB | HMH72B341 | XAUC48FXXN1+TXV |  | 32200 | 25200 | 2.56 | 23400 | 2.06
YORK | HMH7 | 211380057 | HRCU-A-CB | HMH72B341 | XAFC48FBCN1 |  | 32200 | 25200 | 2.56 | 23400 | 2.06
YORK | HMH7 | 211380060 | HRCU-A-CB | HMH72B341 | XAUC48FXXN1+TXV |  | 32200 | 25200 | 2.56 | 23400 | 2.06
YORK | HMH7 | 211380091 | HRCU-A-CB | HMH72B341 | XAHD48FXXN1+TXV |  | 32000 | 25000 | 2.52 | 23400 | 2.04
YORK | HMH7 | 211380094 | HRCU-A-CB | HMH72B341 | XAHD48FBCN1 |  | 32000 | 25000 | 2.52 | 23400 | 2.04
YORK | HMH7 | 211377399 | HRCU-A-CB | HMH72B341 | XAFB30CXXN1+TXV |  | 34000 | 26800 | 2.54 | 23800 | 2.02
YORK | HMH7 | 211377402 | HRCU-A-CB | HMH72B341 | XAUB30CXXN1+TXV |  | 34000 | 26800 | 2.54 | 23800 | 2.02
YORK | HMH7 | 211377429 | HRCU-A-CB | HMH72B341 | XAFC30CXXN1+TXV |  | 34000 | 26600 | 2.52 | 23800 | 2
YORK | HMH7 | 211377562 | HRCU-A-CB | HMH72B341 | XAFC36DXXN1+TXV |  | 33800 | 25400 | 2.52 | 23800 | 2.08
YORK | HMH7 | 211377565 | HRCU-A-CB | HMH72B341 | XAFC36DXXN1+TXV |  | 33800 | 25400 | 2.52 | 23800 | 2.08
YORK | HMH7 | 211377568 | HRCU-A-CB | HMH72B341 | XAFC36DXXN1+TXV |  | 33800 | 25400 | 2.52 | 23800 | 2.08
YORK | HMH7 | 211377572 | HRCU-A-CB | HMH72B341 | XAFC36DBCN1 |  | 33800 | 25400 | 2.52 | 23800 | 2.08
YORK | HMH7 | 211377574 | HRCU-A-CB | HMH72B341 | XAFC36DBCN1 |  | 33800 | 25400 | 2.52 | 23800 | 2.08
YORK | HMH7 | 211377575 | HRCU-A-CB | HMH72B341 | XAFC36DBCN1 |  | 33800 | 25400 | 2.52 | 23800 | 2.08
YORK | HMH7 | 211377999 | HRCU-A-CB | HMH72B341 | XAFC36DXXN1+TXV |  | 34000 | 25800 | 2.56 | 24600 | 2.12
YORK | HMH7 | 211378005 | HRCU-A-CB | HMH72B341 | XAFC36DBCN1 |  | 34000 | 25800 | 2.56 | 24600 | 2.12
YORK | HMH7 | 211378171 | HRCU-A-CB | HMH72B341 | XAFC36DXXN1+TXV |  | 34000 | 25400 | 2.54 | 24000 | 2.1
YORK | HMH7 | 211378176 | HRCU-A-CB | HMH72B341 | XAFC36DXXN1+TXV |  | 34000 | 25400 | 2.54 | 24000 | 2.1
YORK | HMH7 | 211378179 | HRCU-A-CB | HMH72B341 | XAFC36DXXN1+TXV |  | 34000 | 25400 | 2.54 | 24000 | 2.1
YORK | HMH7 | 211378182 | HRCU-A-CB | HMH72B341 | XAFC36DXXN1+TXV |  | 34000 | 25400 | 2.54 | 24000 | 2.1
YORK | HMH7 | 211378185 | HRCU-A-CB | HMH72B341 | XAFC36DXXN1+TXV |  | 34000 | 25400 | 2.54 | 24000 | 2.1
YORK | HMH7 | 211378188 | HRCU-A-CB | HMH72B341 | XAFC36DXXN1+TXV |  | 34000 | 25400 | 2.54 | 24000 | 2.1
YORK | HMH7 | 211378191 | HRCU-A-CB | HMH72B341 | XAFC36DBCN1 |  | 34000 | 25400 | 2.54 | 24000 | 2.1
YORK | HMH7 | 211378197 | HRCU-A-CB | HMH72B341 | XAFC36DBCN1 |  | 34000 | 25400 | 2.54 | 24000 | 2.1
YORK | HMH7 | 211378200 | HRCU-A-CB | HMH72B341 | XAFC36DBCN1 |  | 34000 | 25400 | 2.54 | 24000 | 2.1
YORK | HMH7 | 211378203 | HRCU-A-CB | HMH72B341 | XAFC36DBCN1 |  | 34000 | 25400 | 2.54 | 24000 | 2.1
YORK | HMH7 | 211378206 | HRCU-A-CB | HMH72B341 | XAFC36DBCN1 |  | 34000 | 25400 | 2.54 | 24000 | 2.1
YORK | HMH7 | 211378209 | HRCU-A-CB | HMH72B341 | XAFC36DBCN1 |  | 34000 | 25400 | 2.54 | 24000 | 2.1
YORK | HMH7 | 211378395 | HRCU-A-CB | HMH72B341 | XAFB36DXXN1+TXV |  | 34000 | 25600 | 2.5 | 24200 | 2.06
YORK | HMH7 | 211378398 | HRCU-A-CB | HMH72B341 | XAFB36DXXN1+TXV |  | 34000 | 25600 | 2.5 | 24200 | 2.06
YORK | HMH7 | 211378402 | HRCU-A-CB | HMH72B341 | XAFB36DXXN1+TXV |  | 34000 | 25600 | 2.5 | 24200 | 2.06
YORK | HMH7 | 211378405 | HRCU-A-CB | HMH72B341 | XAFB36DXXN1+TXV |  | 34000 | 25600 | 2.5 | 24200 | 2.06
YORK | HMH7 | 211378408 | HRCU-A-CB | HMH72B341 | XAFB36DBCN1 |  | 34000 | 25600 | 2.5 | 24200 | 2.06
YORK | HMH7 | 211378411 | HRCU-A-CB | HMH72B341 | XAUB36DXXN1+TXV |  | 34000 | 25600 | 2.5 | 24200 | 2.06
YORK | HMH7 | 211378414 | HRCU-A-CB | HMH72B341 | XAFB36DBCN1 |  | 34000 | 25600 | 2.5 | 24200 | 2.06
YORK | HMH7 | 211378417 | HRCU-A-CB | HMH72B341 | XAUB36DXXN1+TXV |  | 34000 | 25600 | 2.5 | 24200 | 2.06
YORK | HMH7 | 211378420 | HRCU-A-CB | HMH72B341 | XAFB36DBCN1 |  | 34000 | 25600 | 2.5 | 24200 | 2.06
YORK | HMH7 | 211378423 | HRCU-A-CB | HMH72B341 | XAUB36DXXN1+TXV |  | 34000 | 25600 | 2.5 | 24200 | 2.06
YORK | HMH7 | 211378426 | HRCU-A-CB | HMH72B341 | XAFB36DBCN1 |  | 34000 | 25600 | 2.5 | 24200 | 2.06
YORK | HMH7 | 211378429 | HRCU-A-CB | HMH72B341 | XAUB36DXXN1+TXV |  | 34000 | 25600 | 2.5 | 24200 | 2.06
YORK | HMH7 | 211378784 | HRCU-A-CB | HMH72B341 | XAFB36DXXN1+TXV |  | 33600 | 25200 | 2.5 | 23800 | 2.06
YORK | HMH7 | 211378787 | HRCU-A-CB | HMH72B341 | XAFB36DXXN1+TXV |  | 33600 | 25200 | 2.5 | 23800 | 2.06
YORK | HMH7 | 211378790 | HRCU-A-CB | HMH72B341 | XAFB36DBCN1 |  | 33600 | 25200 | 2.5 | 23800 | 2.06
YORK | HMH7 | 211378794 | HRCU-A-CB | HMH72B341 | XAUB36DXXN1+TXV |  | 33600 | 25200 | 2.5 | 23800 | 2.06
YORK | HMH7 | 211378797 | HRCU-A-CB | HMH72B341 | XAFB36DBCN1 |  | 33600 | 25200 | 2.5 | 23800 | 2.06
YORK | HMH7 | 211378799 | HRCU-A-CB | HMH72B341 | XAUB36DXXN1+TXV |  | 33600 | 25200 | 2.5 | 23800 | 2.06
YORK | HMH7 | 211378920 | HRCU-A-CB | HMH72B341 | XAFB36DXXN1+TXV |  | 33800 | 25400 | 2.5 | 23800 | 2.06
YORK | HMH7 | 211378923 | HRCU-A-CB | HMH72B341 | XAFB36DBCN1 |  | 33800 | 25400 | 2.5 | 23800 | 2.06
YORK | HMH7 | 211378926 | HRCU-A-CB | HMH72B341 | XAUB36DXXN1+TXV |  | 33800 | 25400 | 2.5 | 23800 | 2.06
YORK | HMH7 | 211238140 | HRCU-A-CB | HMH72B341 | JHETC36DBCS2N1 |  | 33600 | 25000 | 2.58 | 23600 | 2.12
YORK | HMH7 | 211378975 | HRCU-A-CB | HMH72B341 | XAHD48FXXN1+TXV |  | 32000 | 25000 | 2.52 | 23400 | 2.04
YORK | HMH7 | 211378978 | HRCU-A-CB | HMH72B341 | XAHD48FBCN1 |  | 32000 | 25000 | 2.52 | 23400 | 2.04
YORK | HMH7 | 211379012 | HRCU-A-CB | HMH72B341 | XAHD48FXXN1+TXV |  | 31800 | 25000 | 2.5 | 23200 | 2.02
YORK | HMH7 | 211379013 | HRCU-A-CB | HMH72B341 | XAHD48FBCN1 |  | 31800 | 25000 | 2.5 | 23200 | 2.02
YORK | HMH7 | 211379148 | HRCU-A-CB | HMH72B341 | XAFC48FXXN1+TXV |  | 33000 | 25800 | 2.56 | 24200 | 2.1
YORK | HMH7 | 211379151 | HRCU-A-CB | HMH72B341 | XAFC48FXXN1+TXV |  | 33000 | 25800 | 2.56 | 24200 | 2.1
YORK | HMH7 | 211379154 | HRCU-A-CB | HMH72B341 | XAFC48FXXN1+TXV |  | 33000 | 25800 | 2.56 | 24200 | 2.1
YORK | HMH7 | 211379157 | HRCU-A-CB | HMH72B341 | XAFC48FBCN1 |  | 33000 | 25800 | 2.56 | 24200 | 2.1
YORK | HMH7 | 211379161 | HRCU-A-CB | HMH72B341 | XAUC48FXXN1+TXV |  | 33000 | 25800 | 2.56 | 24200 | 2.1
YORK | HMH7 | 211379163 | HRCU-A-CB | HMH72B341 | XAFC48FBCN1 |  | 33000 | 25800 | 2.56 | 24200 | 2.1
YORK | HMH7 | 211379164 | HRCU-A-CB | HMH72B341 | XAUC48FXXN1+TXV |  | 33000 | 25800 | 2.56 | 24200 | 2.1
YORK | HMH7 | 211379167 | HRCU-A-CB | HMH72B341 | XAFC48FBCN1 |  | 33000 | 25800 | 2.56 | 24200 | 2.1
YORK | HMH7 | 211379170 | HRCU-A-CB | HMH72B341 | XAUC48FXXN1+TXV |  | 33000 | 25800 | 2.56 | 24200 | 2.1
YORK | HMH7 | 211379303 | HRCU-A-CB | HMH72B341 | XAFC48FXXN1+TXV |  | 32400 | 25400 | 2.54 | 23600 | 2.06
YORK | HMH7 | 211379306 | HRCU-A-CB | HMH72B341 | XAFC48FXXN1+TXV |  | 32400 | 25400 | 2.54 | 23600 | 2.06
YORK | HMH7 | 211379309 | HRCU-A-CB | HMH72B341 | XAFC48FXXN1+TXV |  | 32400 | 25400 | 2.54 | 23600 | 2.06
YORK | HMH7 | 211379312 | HRCU-A-CB | HMH72B341 | XAFC48FBCN1 |  | 32400 | 25400 | 2.54 | 23600 | 2.06
YORK | HMH7 | 211379315 | HRCU-A-CB | HMH72B341 | XAUC48FXXN1+TXV |  | 32400 | 25400 | 2.54 | 23600 | 2.06
YORK | HMH7 | 211379318 | HRCU-A-CB | HMH72B341 | XAFC48FBCN1 |  | 32400 | 25400 | 2.54 | 23600 | 2.06
YORK | HMH7 | 211379321 | HRCU-A-CB | HMH72B341 | XAUC48FXXN1+TXV |  | 32400 | 25400 | 2.54 | 23600 | 2.06
YORK | HMH7 | 211379324 | HRCU-A-CB | HMH72B341 | XAFC48FBCN1 |  | 32400 | 25400 | 2.54 | 23600 | 2.06
YORK | HMH7 | 211379327 | HRCU-A-CB | HMH72B341 | XAUC48FXXN1+TXV |  | 32400 | 25400 | 2.54 | 23600 | 2.06
YORK | HMH7 | 211379602 | HRCU-A-CB | HMH72B341 | XAHC48FXXN1+TXV |  | 31600 | 24800 | 2.5 | 23000 | 2.02
YORK | HMH7 | 211379605 | HRCU-A-CB | HMH72B341 | XAHC48FBCN1 |  | 31600 | 24800 | 2.5 | 23000 | 2.02
YORK | HMH7 | 211379980 | HRCU-A-CB | HMH72B341 | XAHC48FXXN1+TXV |  | 31800 | 25000 | 2.5 | 23200 | 2.02
YORK | HMH7 | 211379983 | HRCU-A-CB | HMH72B341 | XAHC48FXXN1+TXV |  | 31800 | 25000 | 2.5 | 23200 | 2.02
YORK | HMH7 | 211379986 | HRCU-A-CB | HMH72B341 | XAHC48FBCN1 |  | 31800 | 25000 | 2.5 | 23200 | 2.02
YORK | HMH7 | 211379989 | HRCU-A-CB | HMH72B341 | XAHC48FBCN1 |  | 31800 | 25000 | 2.5 | 23200 | 2.02
YORK | HMH7 | 211380116 | HRCU-A-CB | HMH72B341 | XAHD48FXXN1+TXV |  | 32400 | 25200 | 2.5 | 23600 | 2.04
YORK | HMH7 | 211380119 | HRCU-A-CB | HMH72B341 | XAHD48FBCN1 |  | 32400 | 25200 | 2.5 | 23600 | 2.04
YORK | HMH7 | 211380164 | HRCU-A-CB | HMH72B341 | XAHC48FXXN1+TXV |  | 32000 | 24800 | 2.54 | 23200 | 2.06
YORK | HMH7 | 211380222 | HRCU-A-CB | HMH72B341 | JHVTC42FBCC2N1 |  | 32400 | 25000 | 2.62 | 23400 | 2.12
YORK | HMH7 | 211377884 | HRCU-A-CB | HMH72B341 | XAFC36DXXN1+TXV |  | 34000 | 25800 | 2.5 | 24400 | 2.06
YORK | HMH7 | 211377888 | HRCU-A-CB | HMH72B341 | XAFC36DBCN1 |  | 34000 | 25800 | 2.5 | 24400 | 2.06
YORK | HMH7 | 211377996 | HRCU-A-CB | HMH72B341 | XAFC36DXXN1+TXV |  | 33800 | 25200 | 2.56 | 23800 | 2.1
YORK | HMH7 | 211378002 | HRCU-A-CB | HMH72B341 | XAFC36DBCN1 |  | 33800 | 25200 | 2.56 | 23800 | 2.1
YORK | HMH7 | 211378067 | HRCU-A-CB | HMH72B341 | XAFC36DXXN1+TXV |  | 33600 | 25200 | 2.5 | 23600 | 2.06
YORK | HMH7 | 211378070 | HRCU-A-CB | HMH72B341 | XAFC36DBCN1 |  | 33600 | 25200 | 2.5 | 23600 | 2.06
YORK | HMH7 | 211378564 | HRCU-A-CB | HMH72B341 | XAFC36DXXN1+TXV |  | 33800 | 25400 | 2.5 | 23800 | 2.06
YORK | HMH7 | 211378567 | HRCU-A-CB | HMH72B341 | XAFC36DXXN1+TXV |  | 33800 | 25400 | 2.5 | 23800 | 2.06
YORK | HMH7 | 211378570 | HRCU-A-CB | HMH72B341 | XAFC36DBCN1 |  | 33800 | 25400 | 2.5 | 23800 | 2.06
YORK | HMH7 | 211378573 | HRCU-A-CB | HMH72B341 | XAFC36DBCN1 |  | 33800 | 25400 | 2.5 | 23800 | 2.06
YORK | HMH7 | 211379027 | HRCU-A-CB | HMH72B341 | XAFC48FXXN1+TXV |  | 32800 | 25800 | 2.52 | 24200 | 2.06
YORK | HMH7 | 211379030 | HRCU-A-CB | HMH72B341 | XAFC48FBCN1 |  | 32800 | 25800 | 2.52 | 24200 | 2.06
YORK | HMH7 | 211379033 | HRCU-A-CB | HMH72B341 | XAUC48FXXN1+TXV |  | 32800 | 25800 | 2.52 | 24200 | 2.06
YORK | HMH7 | 211379098 | HRCU-A-CB | HMH72B341 | XAHD48FXXN1+TXV |  | 32400 | 25200 | 2.5 | 23800 | 2.06
YORK | HMH7 | 211379101 | HRCU-A-CB | HMH72B341 | XAHD48FXXN1+TXV |  | 32400 | 25200 | 2.5 | 23800 | 2.06
YORK | HMH7 | 211379104 | HRCU-A-CB | HMH72B341 | XAHD48FXXN1+TXV |  | 32400 | 25200 | 2.5 | 23800 | 2.06
YORK | HMH7 | 211379107 | HRCU-A-CB | HMH72B341 | XAHD48FBCN1 |  | 32400 | 25200 | 2.5 | 23800 | 2.06
YORK | HMH7 | 211379110 | HRCU-A-CB | HMH72B341 | XAHD48FBCN1 |  | 32400 | 25200 | 2.5 | 23800 | 2.06
YORK | HMH7 | 211379113 | HRCU-A-CB | HMH72B341 | XAHD48FBCN1 |  | 32400 | 25200 | 2.5 | 23800 | 2.06
YORK | HMH7 | 211379116 | HRCU-A-CB | HMH72B341 | XAHC48FXXN1+TXV |  | 32000 | 25000 | 2.52 | 23400 | 2.04
YORK | HMH7 | 211379119 | HRCU-A-CB | HMH72B341 | XAHC48FXXN1+TXV |  | 32000 | 25000 | 2.52 | 23400 | 2.04
YORK | HMH7 | 211379122 | HRCU-A-CB | HMH72B341 | XAHC48FXXN1+TXV |  | 32000 | 25000 | 2.52 | 23400 | 2.04
YORK | HMH7 | 211379125 | HRCU-A-CB | HMH72B341 | XAHC48FBCN1 |  | 32000 | 25000 | 2.52 | 23400 | 2.04
YORK | HMH7 | 211379128 | HRCU-A-CB | HMH72B341 | XAHC48FBCN1 |  | 32000 | 25000 | 2.52 | 23400 | 2.04
YORK | HMH7 | 211379131 | HRCU-A-CB | HMH72B341 | XAHC48FBCN1 |  | 32000 | 25000 | 2.52 | 23400 | 2.04
YORK | HMH7 | 211379285 | HRCU-A-CB | HMH72B341 | XAFD48FXXN1+TXV |  | 32400 | 25400 | 2.54 | 23600 | 2.06
YORK | HMH7 | 211379288 | HRCU-A-CB | HMH72B341 | XAFD48FXXN1+TXV |  | 32400 | 25400 | 2.54 | 23600 | 2.06
YORK | HMH7 | 211379291 | HRCU-A-CB | HMH72B341 | XAFD48FXXN1+TXV |  | 32400 | 25400 | 2.54 | 23600 | 2.06
YORK | HMH7 | 211379294 | HRCU-A-CB | HMH72B341 | XAFD48FBCN1 |  | 32400 | 25400 | 2.54 | 23600 | 2.06
YORK | HMH7 | 211379297 | HRCU-A-CB | HMH72B341 | XAFD48FBCN1 |  | 32400 | 25400 | 2.54 | 23600 | 2.06
YORK | HMH7 | 211379300 | HRCU-A-CB | HMH72B341 | XAFD48FBCN1 |  | 32400 | 25400 | 2.54 | 23600 | 2.06
YORK | HMH7 | 211379435 | HRCU-A-CB | HMH72B341 | XAFC48FXXN1+TXV |  | 32400 | 25400 | 2.56 | 23600 | 2.06
YORK | HMH7 | 211379438 | HRCU-A-CB | HMH72B341 | XAFC48FBCN1 |  | 32400 | 25400 | 2.56 | 23600 | 2.06
YORK | HMH7 | 211379440 | HRCU-A-CB | HMH72B341 | XAUC48FXXN1+TXV |  | 32400 | 25400 | 2.56 | 23600 | 2.06
YORK | HMH7 | 211379454 | HRCU-A-CB | HMH72B341 | XAFD48FXXN1+TXV |  | 33400 | 26000 | 2.5 | 24600 | 2.08
YORK | HMH7 | 211379457 | HRCU-A-CB | HMH72B341 | XAFD48FBCN1 |  | 33400 | 26000 | 2.5 | 24600 | 2.08
YORK | HMH7 | 211379608 | HRCU-A-CB | HMH72B341 | XAFC48FXXN1+TXV |  | 32200 | 25400 | 2.54 | 23600 | 2.04
YORK | HMH7 | 211379612 | HRCU-A-CB | HMH72B341 | XAFC48FBCN1 |  | 32200 | 25400 | 2.54 | 23600 | 2.04
YORK | HMH7 | 211379615 | HRCU-A-CB | HMH72B341 | XAUC48FXXN1+TXV |  | 32200 | 25400 | 2.54 | 23600 | 2.04
YORK | HMH7 | 211379658 | HRCU-A-CB | HMH72B341 | XAHD48FXXN1+TXV |  | 32400 | 25200 | 2.5 | 23800 | 2.06
YORK | HMH7 | 211379664 | HRCU-A-CB | HMH72B341 | XAHD48FXXN1+TXV |  | 32400 | 25200 | 2.5 | 23800 | 2.06
YORK | HMH7 | 211379667 | HRCU-A-CB | HMH72B341 | XAHD48FXXN1+TXV |  | 32400 | 25200 | 2.5 | 23800 | 2.06
YORK | HMH7 | 211379669 | HRCU-A-CB | HMH72B341 | XAHD48FXXN1+TXV |  | 32400 | 25200 | 2.5 | 23800 | 2.06
YORK | HMH7 | 211379672 | HRCU-A-CB | HMH72B341 | XAHD48FXXN1+TXV |  | 32400 | 25200 | 2.5 | 23800 | 2.06
YORK | HMH7 | 211379675 | HRCU-A-CB | HMH72B341 | XAHD48FXXN1+TXV |  | 32400 | 25200 | 2.5 | 23800 | 2.06
YORK | HMH7 | 211379678 | HRCU-A-CB | HMH72B341 | XAHD48FBCN1 |  | 32400 | 25200 | 2.5 | 23800 | 2.06
YORK | HMH7 | 211379684 | HRCU-A-CB | HMH72B341 | XAHD48FBCN1 |  | 32400 | 25200 | 2.5 | 23800 | 2.06
YORK | HMH7 | 211379686 | HRCU-A-CB | HMH72B341 | XAHD48FBCN1 |  | 32400 | 25200 | 2.5 | 23800 | 2.06
YORK | HMH7 | 211379689 | HRCU-A-CB | HMH72B341 | XAHD48FBCN1 |  | 32400 | 25200 | 2.5 | 23800 | 2.06
YORK | HMH7 | 211379692 | HRCU-A-CB | HMH72B341 | XAHD48FBCN1 |  | 32400 | 25200 | 2.5 | 23800 | 2.06
YORK | HMH7 | 211379695 | HRCU-A-CB | HMH72B341 | XAHD48FBCN1 |  | 32400 | 25200 | 2.5 | 23800 | 2.06
YORK | HMH7 | 211379779 | HRCU-A-CB | HMH72B341 | XAFC48FXXN1+TXV |  | 33200 | 25800 | 2.54 | 24400 | 2.1
YORK | HMH7 | 211379785 | HRCU-A-CB | HMH72B341 | XAFC48FXXN1+TXV |  | 33200 | 25800 | 2.54 | 24400 | 2.1
YORK | HMH7 | 211379788 | HRCU-A-CB | HMH72B341 | XAFC48FXXN1+TXV |  | 33200 | 25800 | 2.54 | 24400 | 2.1
YORK | HMH7 | 211379791 | HRCU-A-CB | HMH72B341 | XAFC48FXXN1+TXV |  | 33200 | 25800 | 2.54 | 24400 | 2.1
YORK | HMH7 | 211379794 | HRCU-A-CB | HMH72B341 | XAFC48FXXN1+TXV |  | 33200 | 25800 | 2.54 | 24400 | 2.1
YORK | HMH7 | 211379797 | HRCU-A-CB | HMH72B341 | XAFC48FXXN1+TXV |  | 33200 | 25800 | 2.54 | 24400 | 2.1
YORK | HMH7 | 211379800 | HRCU-A-CB | HMH72B341 | XAFC48FBCN1 |  | 33200 | 25800 | 2.54 | 24400 | 2.1
YORK | HMH7 | 211379802 | HRCU-A-CB | HMH72B341 | XAUC48FXXN1+TXV |  | 33200 | 25800 | 2.54 | 24400 | 2.1
YORK | HMH7 | 211379809 | HRCU-A-CB | HMH72B341 | XAFC48FBCN1 |  | 33200 | 25800 | 2.54 | 24400 | 2.1
YORK | HMH7 | 211379811 | HRCU-A-CB | HMH72B341 | XAUC48FXXN1+TXV |  | 33200 | 25800 | 2.54 | 24400 | 2.1
YORK | HMH7 | 211379813 | HRCU-A-CB | HMH72B341 | XAFC48FBCN1 |  | 33200 | 25800 | 2.54 | 24400 | 2.1
YORK | HMH7 | 211379816 | HRCU-A-CB | HMH72B341 | XAUC48FXXN1+TXV |  | 33200 | 25800 | 2.54 | 24400 | 2.1
YORK | HMH7 | 211379819 | HRCU-A-CB | HMH72B341 | XAFC48FBCN1 |  | 33200 | 25800 | 2.54 | 24400 | 2.1
YORK | HMH7 | 211379822 | HRCU-A-CB | HMH72B341 | XAUC48FXXN1+TXV |  | 33200 | 25800 | 2.54 | 24400 | 2.1
YORK | HMH7 | 211379825 | HRCU-A-CB | HMH72B341 | XAFC48FBCN1 |  | 33200 | 25800 | 2.54 | 24400 | 2.1
YORK | HMH7 | 211379828 | HRCU-A-CB | HMH72B341 | XAUC48FXXN1+TXV |  | 33200 | 25800 | 2.54 | 24400 | 2.1
YORK | HMH7 | 211379831 | HRCU-A-CB | HMH72B341 | XAFC48FBCN1 |  | 33200 | 25800 | 2.54 | 24400 | 2.1
YORK | HMH7 | 211379834 | HRCU-A-CB | HMH72B341 | XAUC48FXXN1+TXV |  | 33200 | 25800 | 2.54 | 24400 | 2.1
YORK | HMH7 | 211379901 | HRCU-A-CB | HMH72B341 | XAFD48FXXN1+TXV |  | 32400 | 25200 | 2.56 | 23600 | 2.08
YORK | HMH7 | 211379904 | HRCU-A-CB | HMH72B341 | XAFD48FXXN1+TXV |  | 32400 | 25200 | 2.56 | 23600 | 2.08
YORK | HMH7 | 211379907 | HRCU-A-CB | HMH72B341 | XAFD48FBCN1 |  | 32400 | 25200 | 2.56 | 23600 | 2.08
YORK | HMH7 | 211379909 | HRCU-A-CB | HMH72B341 | XAFD48FBCN1 |  | 32400 | 25200 | 2.56 | 23600 | 2.08
YORK | HMH7 | 211379940 | HRCU-A-CB | HMH72B341 | XAHC48FXXN1+TXV |  | 31800 | 24800 | 2.52 | 23200 | 2.04
YORK | HMH7 | 211379943 | HRCU-A-CB | HMH72B341 | XAHC48FXXN1+TXV |  | 31800 | 24800 | 2.52 | 23200 | 2.04
YORK | HMH7 | 211379946 | HRCU-A-CB | HMH72B341 | XAHC48FBCN1 |  | 31800 | 24800 | 2.52 | 23200 | 2.04
YORK | HMH7 | 211379949 | HRCU-A-CB | HMH72B341 | XAHC48FBCN1 |  | 31800 | 24800 | 2.52 | 23200 | 2.04
YORK | HMH7 | 211380022 | HRCU-A-CB | HMH72B341 | XAHC48FXXN1+TXV |  | 31600 | 24800 | 2.52 | 23000 | 2.04
YORK | HMH7 | 211380025 | HRCU-A-CB | HMH72B341 | XAHC48FXXN1+TXV |  | 31600 | 24800 | 2.52 | 23000 | 2.04
YORK | HMH7 | 211380028 | HRCU-A-CB | HMH72B341 | XAHC48FBCN1 |  | 31600 | 24800 | 2.52 | 23000 | 2.04
YORK | HMH7 | 211380031 | HRCU-A-CB | HMH72B341 | XAHC48FBCN1 |  | 31600 | 24800 | 2.52 | 23000 | 2.04
YORK | HMH7 | 211380122 | HRCU-A-CB | HMH72B341 | XAHC48FXXN1+TXV |  | 32400 | 25200 | 2.5 | 23600 | 2.04
YORK | HMH7 | 211380125 | HRCU-A-CB | HMH72B341 | XAHC48FBCN1 |  | 32400 | 25200 | 2.5 | 23600 | 2.04
YORK | HMH7 | 211377456 | HRCU-A-CB | HMH72B341 | XAFC36DXXN1+TXV |  | 34000 | 26000 | 2.56 | 24800 | 2.12
YORK | HMH7 | 211377459 | HRCU-A-CB | HMH72B341 | XAFC36DXXN1+TXV |  | 34000 | 26000 | 2.56 | 24800 | 2.12
YORK | HMH7 | 211377462 | HRCU-A-CB | HMH72B341 | XAFC36DXXN1+TXV |  | 34000 | 26000 | 2.56 | 24800 | 2.12
YORK | HMH7 | 211377465 | HRCU-A-CB | HMH72B341 | XAFC36DBCN1 |  | 34000 | 26000 | 2.56 | 24800 | 2.12
YORK | HMH7 | 211377468 | HRCU-A-CB | HMH72B341 | XAFC36DBCN1 |  | 34000 | 26000 | 2.56 | 24800 | 2.12
YORK | HMH7 | 211377471 | HRCU-A-CB | HMH72B341 | XAFC36DBCN1 |  | 34000 | 26000 | 2.56 | 24800 | 2.12
YORK | HMH7 | 211377628 | HRCU-A-CB | HMH72B341 | XAFC36DXXN1+TXV |  | 34000 | 25800 | 2.5 | 24400 | 2.06
YORK | HMH7 | 211377631 | HRCU-A-CB | HMH72B341 | XAFC36DXXN1+TXV |  | 34000 | 25800 | 2.5 | 24400 | 2.06
YORK | HMH7 | 211377634 | HRCU-A-CB | HMH72B341 | XAFC36DXXN1+TXV |  | 34000 | 25800 | 2.5 | 24400 | 2.06
YORK | HMH7 | 211377637 | HRCU-A-CB | HMH72B341 | XAFC36DBCN1 |  | 34000 | 25800 | 2.5 | 24400 | 2.06
YORK | HMH7 | 211377640 | HRCU-A-CB | HMH72B341 | XAFC36DBCN1 |  | 34000 | 25800 | 2.5 | 24400 | 2.06
YORK | HMH7 | 211377643 | HRCU-A-CB | HMH72B341 | XAFC36DBCN1 |  | 34000 | 25800 | 2.5 | 24400 | 2.06
YORK | HMH7 | 211377894 | HRCU-A-CB | HMH72B341 | XAFB36DXXN1+TXV |  | 33800 | 25400 | 2.5 | 24000 | 2.06
YORK | HMH7 | 211377897 | HRCU-A-CB | HMH72B341 | XAFB36DBCN1 |  | 33800 | 25400 | 2.5 | 24000 | 2.06
YORK | HMH7 | 211377900 | HRCU-A-CB | HMH72B341 | XAUB36DXXN1+TXV |  | 33800 | 25400 | 2.5 | 24000 | 2.06
YORK | HMH7 | 211378739 | HRCU-A-CB | HMH72B341 | XAFB36DXXN1+TXV |  | 33800 | 25400 | 2.5 | 23800 | 2.06
YORK | HMH7 | 211378742 | HRCU-A-CB | HMH72B341 | XAFB36DXXN1+TXV |  | 33800 | 25400 | 2.5 | 23800 | 2.06
YORK | HMH7 | 211378745 | HRCU-A-CB | HMH72B341 | XAFB36DBCN1 |  | 33800 | 25400 | 2.5 | 23800 | 2.06
YORK | HMH7 | 211378748 | HRCU-A-CB | HMH72B341 | XAUB36DXXN1+TXV |  | 33800 | 25400 | 2.5 | 23800 | 2.06
YORK | HMH7 | 211378749 | HRCU-A-CB | HMH72B341 | XAFB36DBCN1 |  | 33800 | 25400 | 2.5 | 23800 | 2.06
YORK | HMH7 | 211378751 | HRCU-A-CB | HMH72B341 | XAUB36DXXN1+TXV |  | 33800 | 25400 | 2.5 | 23800 | 2.06
YORK | HMH7 | 211378822 | HRCU-A-CB | HMH72B341 | XAFC36DXXN1+TXV |  | 34000 | 26200 | 2.54 | 25000 | 2.12
YORK | HMH7 | 211378823 | HRCU-A-CB | HMH72B341 | XAFC36DBCN1 |  | 34000 | 26200 | 2.54 | 25000 | 2.12
YORK | HMH7 | 211379040 | HRCU-A-CB | HMH72B341 | XAFC48FXXN1+TXV |  | 32800 | 25800 | 2.5 | 24200 | 2.04
YORK | HMH7 | 211379043 | HRCU-A-CB | HMH72B341 | XAFC48FBCN1 |  | 32800 | 25800 | 2.5 | 24200 | 2.04
YORK | HMH7 | 211379045 | HRCU-A-CB | HMH72B341 | XAUC48FXXN1+TXV |  | 32800 | 25800 | 2.5 | 24200 | 2.04
YORK | HMH7 | 211379191 | HRCU-A-CB | HMH72B341 | XAHC48FXXN1+TXV |  | 31800 | 24800 | 2.52 | 23200 | 2.04
YORK | HMH7 | 211379194 | HRCU-A-CB | HMH72B341 | XAHC48FXXN1+TXV |  | 31800 | 24800 | 2.52 | 23200 | 2.04
YORK | HMH7 | 211379197 | HRCU-A-CB | HMH72B341 | XAHC48FXXN1+TXV |  | 31800 | 24800 | 2.52 | 23200 | 2.04
YORK | HMH7 | 211379200 | HRCU-A-CB | HMH72B341 | XAHC48FBCN1 |  | 31800 | 24800 | 2.52 | 23200 | 2.04
YORK | HMH7 | 211379203 | HRCU-A-CB | HMH72B341 | XAHC48FBCN1 |  | 31800 | 24800 | 2.52 | 23200 | 2.04
YORK | HMH7 | 211379206 | HRCU-A-CB | HMH72B341 | XAHC48FBCN1 |  | 31800 | 24800 | 2.52 | 23200 | 2.04
YORK | HMH7 | 211379475 | HRCU-A-CB | HMH72B341 | XAFC48FXXN1+TXV |  | 32400 | 25600 | 2.52 | 23800 | 2.04
YORK | HMH7 | 211379478 | HRCU-A-CB | HMH72B341 | XAFC48FBCN1 |  | 32400 | 25600 | 2.52 | 23800 | 2.04
YORK | HMH7 | 211379481 | HRCU-A-CB | HMH72B341 | XAUC48FXXN1+TXV |  | 32400 | 25600 | 2.52 | 23800 | 2.04
YORK | HMH7 | 211379573 | HRCU-A-CB | HMH72B341 | XAFD48FXXN1+TXV |  | 33200 | 25800 | 2.54 | 24400 | 2.08
YORK | HMH7 | 211379576 | HRCU-A-CB | HMH72B341 | XAFD48FXXN1+TXV |  | 33200 | 25800 | 2.54 | 24400 | 2.08
YORK | HMH7 | 211379579 | HRCU-A-CB | HMH72B341 | XAFD48FBCN1 |  | 33200 | 25800 | 2.54 | 24400 | 2.08
YORK | HMH7 | 211379582 | HRCU-A-CB | HMH72B341 | XAFD48FBCN1 |  | 33200 | 25800 | 2.54 | 24400 | 2.08
YORK | HMH7 | 211379877 | HRCU-A-CB | HMH72B341 | XAHD48FXXN1+TXV |  | 31800 | 24800 | 2.52 | 23200 | 2.04
YORK | HMH7 | 211379881 | HRCU-A-CB | HMH72B341 | XAHD48FXXN1+TXV |  | 31800 | 24800 | 2.52 | 23200 | 2.04
YORK | HMH7 | 211379884 | HRCU-A-CB | HMH72B341 | XAHD48FBCN1 |  | 31800 | 24800 | 2.52 | 23200 | 2.04
YORK | HMH7 | 211379887 | HRCU-A-CB | HMH72B341 | XAHD48FBCN1 |  | 31800 | 24800 | 2.52 | 23200 | 2.04
YORK | HMH7 | 211379929 | HRCU-A-CB | HMH72B341 | XAHD48FXXN1+TXV |  | 31600 | 24800 | 2.5 | 23200 | 2.02
YORK | HMH7 | 211379932 | HRCU-A-CB | HMH72B341 | XAHD48FXXN1+TXV |  | 31600 | 24800 | 2.5 | 23200 | 2.02
YORK | HMH7 | 211379935 | HRCU-A-CB | HMH72B341 | XAHD48FBCN1 |  | 31600 | 24800 | 2.5 | 23200 | 2.02
YORK | HMH7 | 211379937 | HRCU-A-CB | HMH72B341 | XAHD48FBCN1 |  | 31600 | 24800 | 2.5 | 23200 | 2.02
YORK | HMH7 | 211379952 | HRCU-A-CB | HMH72B341 | XAFD48FXXN1+TXV |  | 32400 | 25400 | 2.56 | 23600 | 2.08
YORK | HMH7 | 211379954 | HRCU-A-CB | HMH72B341 | XAFD48FXXN1+TXV |  | 32400 | 25400 | 2.56 | 23600 | 2.08
YORK | HMH7 | 211379957 | HRCU-A-CB | HMH72B341 | XAFD48FBCN1 |  | 32400 | 25400 | 2.56 | 23600 | 2.08
YORK | HMH7 | 211379960 | HRCU-A-CB | HMH72B341 | XAFD48FBCN1 |  | 32400 | 25400 | 2.56 | 23600 | 2.08
YORK | HMH7 | 211380010 | HRCU-A-CB | HMH72B341 | XAHD48FXXN1+TXV |  | 31600 | 24800 | 2.52 | 23000 | 2.02
YORK | HMH7 | 211380013 | HRCU-A-CB | HMH72B341 | XAHD48FXXN1+TXV |  | 31600 | 24800 | 2.52 | 23000 | 2.02
YORK | HMH7 | 211380016 | HRCU-A-CB | HMH72B341 | XAHD48FBCN1 |  | 31600 | 24800 | 2.52 | 23000 | 2.02
YORK | HMH7 | 211380019 | HRCU-A-CB | HMH72B341 | XAHD48FBCN1 |  | 31600 | 24800 | 2.52 | 23000 | 2.02
YORK | HMH7 | 211380034 | HRCU-A-CB | HMH72B341 | XAFD48FXXN1+TXV |  | 32200 | 25200 | 2.56 | 23400 | 2.06
YORK | HMH7 | 211380037 | HRCU-A-CB | HMH72B341 | XAFD48FXXN1+TXV |  | 32200 | 25200 | 2.56 | 23400 | 2.06
YORK | HMH7 | 211380040 | HRCU-A-CB | HMH72B341 | XAFD48FBCN1 |  | 32200 | 25200 | 2.56 | 23400 | 2.06
YORK | HMH7 | 211380043 | HRCU-A-CB | HMH72B341 | XAFD48FBCN1 |  | 32200 | 25200 | 2.56 | 23400 | 2.06
YORK | HMH7 | 211380214 | HRCU-A-CB | HMH72B341 | XAFC48FXXN1+JMET12CS2N1+TXV |  | 32600 | 25400 | 2.6 | 23800 | 2.12
YORK | HMH7 | 211380216 | HRCU-A-CB | HMH72B341 | XAFC48FBCN1+JMET12CS2N1 |  | 32600 | 25400 | 2.6 | 23800 | 2.12
YORK | HMH7 | 211380219 | HRCU-A-CB | HMH72B341 | XAUC48FXXN1+JMET12CS2N1+TXV |  | 32600 | 25400 | 2.6 | 23800 | 2.12
YORK | HMH7 | 211380224 | HRCU-A-CB | HMH72B341 | JHETC42FBCS2N1 |  | 32200 | 25200 | 2.6 | 23400 | 2.08
ZEPHYR |  | 204580064 | HRCU-A-CB-O | ZE-12CA22EXT | ZE-12CA22INT | Singlezone Non-ducted Wall Placement | 13000 | 7500 | 2.71 | 7823 | 2.12
ZEPHYR |  | 204580063 | HRCU-A-CB-O | ZE-18CA22EXT | ZE-18CA22INT | Singlezone Non-ducted Wall Placement | 19000 | 11600 | 2.7 | 12730 | 2.16

## December 2020
APS Eligible Small ASHP Models |  |  | Disclaimer: The Massachusetts Department of Energy Resources (DOER) has not investigated, and expressly disclaims any duty to investigate, any company, product, service, process, procedure, design, or the like, which may be presented on the aforementioned list. The presentation of these companies does not constitute endorsement, warranty, or guaranty, by DOER of any company, product, service, process, procedure, design, or the like.
Updated December 2020
Brand (if applicable) | Model Name (if applicable) | AHRI Certificate No. | AHRI Type | Outdoor Unit Model | Indoor Unit Model | Ducting Configuration | Rated Capacity 47°F (btu/hr) | Rated Capacity 17°F (btu/hr) | COP at Rated Capacity 17°F | Maximum Capacity 5°F (btu/hr) | COP at Max. Capacity 5°F
ACD | OCD-23 | 201863350 | HRCU-A-CB-O | OCD09KCH23S-O | OCD09KCH23S-I | Singlezone Non-ducted Wall Placement | 11000 | 6800 | 2.66 | 12976 | 2.09
ACD | OCD-23 | 201863352 | HRCU-A-CB-O | OCD18KCH20S-O | OCD18KCH20S-I | Singlezone Non-ducted Wall Placement | 19800 | 12400 | 2.51 | 21500 | 2.03
ACD | OCD-23 | 201863351 | HRCU-A-CB-O | OCD12KCH22S-O | OCD12KCH22S-I | Singlezone Non-ducted Wall Placement | 13000 | 7100 | 2.81 | 8000 | 2.73
ACD | OCD-23 | 201863353 | HRCU-A-CB-O | OCD24KCH20S-O | OCD24KCH20S-I | Singlezone Non-ducted Wall Placement | 23000 | 14600 | 2.73 | 22553 | 2.07
ACD | UHD-38 | 202110484 | HRCU-A-CB-O | UHD12KCH31S-O | UHD12KCH31S-I | Singlezone Non-ducted Wall Placement | 12200 | 8100 | 3.21 | 8000 | 2.73
ACD | MPD-22 | 202110503 | HMSV-A-CB | MPD36KCH21S-O |  | Multizone All Non-ducted | 42500 | 26500 | 2.88 | 21356 | 2.01
ACD | UHD-38 | 202110485 | HRCU-A-CB-O | UHD18KCH25S-O | UHD18KCH25S-I | Singlezone Non-ducted Wall Placement | 18000 | 14200 | 2.87 | 21500 | 2.03
ACD | UHD-38 | 202132789 | HRCU-A-CB-O | UHD24KCH22S-O | UHD24KCH22S-I | Singlezone Non-ducted Wall Placement | 24000 | 15500 | 2.89 | 22553 | 2.07
AireForce | AIREFORCE FSH1BG SERIES | 202134879 | HRCU-A-CB | FSH1BG4CVRX36K | C6B(A,H)-X36(C,U)-C | Singlezone Ducted, Centrally Ducted | 34200 | 21800 | 2.66 | 20250 | 2.28
AireForce | AIREFORCE FSH1BG SERIES | 202134878 | HRCU-A-CB | FSH1BG4CVRX36K | C6B(A,H)-X36(C,U)-C | Singlezone Ducted, Centrally Ducted | 34200 | 21800 | 2.66 | 20250 | 2.28
AireForce | AIREFORCE FSH1BG SERIES | 202134877 | HRCU-A-CB | FSH1BG4CVRX36K | C6B(A,H)-X36(C,U)-B | Singlezone Ducted, Centrally Ducted | 34400 | 21800 | 2.66 | 20150 | 2.27
AireForce | AIREFORCE FSH1BG SERIES | 202134873 | HRCU-A-CB | FSH1BG4CVRX24K | C6B(A,H)-X26(C,U)-B | Singlezone Ducted, Centrally Ducted | 22400 | 14200 | 2.77 | 12650 | 2.12
AireForce | AIREFORCE FSH1BG SERIES | 202134872 | HRCU-A-CB | FSH1BG4CVRX24K | C6B(A,H)-X26(C,U)-B | Singlezone Ducted, Centrally Ducted | 22200 | 14100 | 2.58 | 12800 | 2.03
AireForce | AIREFORCE FSH1BG SERIES | 202134871 | HRCU-A-CB | FSH1BG4CVRX24K | C6B(A,H)-X26(C,U)-B | Singlezone Ducted, Centrally Ducted | 22200 | 14100 | 2.58 | 12800 | 2.03
AireForce | AIREFORCE FSH1BG SERIES | 202134880 | HRCU-A-CB | FSH1BG4CVRX36K | B6VMAX36K-B | Singlezone Ducted, Centrally Ducted | 34400 | 21800 | 2.66 | 20150 | 2.27
AireForce | AIREFORCE FSH1BG SERIES | 202134874 | HRCU-A-CB | FSH1BG4CVRX24K | B6VMAX24K-B | Singlezone Ducted, Centrally Ducted | 22400 | 14200 | 2.77 | 12650 | 2.12
AireForce | AIREFORCE FSH1BG SERIES | 202134883 | HRCU-A-CB | FSH1BG4CVRX48K | C6B(A,H)-X48(C,U)-C | Singlezone Ducted, Centrally Ducted | 44000 | 27800 | 2.63 | 27550 | 2.21
AireForce | AIREFORCE FSH1BG SERIES | 202134884 | HRCU-A-CB | FSH1BG4CVRX48K | B6VMAX48K-C | Singlezone Ducted, Centrally Ducted | 44000 | 27800 | 2.63 | 27550 | 2.21
AIRQUEST | QuietComfort | 205921381 | HRCU-A-CB | DLCSRAH24AAK | DLFSAAH24XAK | Singlezone Ducted, Centrally Ducted | 29000 | 17500 | 2.56 | 26970 | 1.91
AMANA | AVZC20 | 10324707 | HRCU-A-CB | AVZC200601A* | CA*F4961*6D*+MBVC2000**-1A*+TX | Singlezone Ducted, Centrally Ducted | 50000 | 34000 | 2.87 | 26000 | 1.98
AMANA | AVZC20 | 10324706 | HRCU-A-CB | AVZC200481A* | CA*F4961*6D*+MBVC2000**-1A*+TX | Singlezone Ducted, Centrally Ducted | 45500 | 34000 | 3.4 | 26000 | 1.97
AMANA | AVZC20 | 10324704 | HRCU-A-CB | AVZC200241A* | CA*F3642*6D*+MBVC1200**-1A*+TX | Singlezone Ducted, Centrally Ducted | 23600 | 15200 | 2.99 | 11400 | 2.09
AMERICAN STANDARD | Platinum 20 | 8759144 | HRCU-A-CB | 4A6V0036A1 | 4PX*CU48BS3 | Singlezone Ducted, Centrally Ducted | 33200 | 26600 | 3.22 | 20220 | 1.9
AMERICAN STANDARD | Platinum 20 | 10093447 | HRCU-A-CB | 4A6V0036A1 | TAM9A0B30V31 | Singlezone Ducted, Centrally Ducted | 32600 | 26200 | 3.17 | 20220 | 1.92
AMERICAN STANDARD | Platinum 18 | 10093457 | HRCU-A-CB | 4A6V8036A1 | TAM9A0C36V31 | Singlezone Ducted, Centrally Ducted | 32200 | 26200 | 3.25 | 20500 | 1.91
AMERICAN STANDARD | Platinum 18 | 10093459 | HRCU-A-CB | 4A6V8037A1 | TAM9A0B30V31 | Singlezone Ducted, Centrally Ducted | 32600 | 26200 | 3.17 | 20220 | 1.92
AMERICAN STANDARD | Platinum 20 | 10153441 | HRCU-A-CB | 4A6V0036A1 | TEM8A0C48V41+TDR | Singlezone Ducted, Centrally Ducted | 31000 | 25200 | 3.08 | 19700 | 1.94
AMERICAN STANDARD | Platinum 20 | 10153442 | HRCU-A-CB | 4A6V0036A1 | TEM8A0D48V41+TDR | Singlezone Ducted, Centrally Ducted | 31800 | 25800 | 3.05 | 20000 | 1.97
AMERICAN STANDARD | Platinum 20 | 8938521 | HRCU-A-CB | 4A6V0036A1 | 4TXFH036CZ3 | Singlezone Ducted, Centrally Ducted | 32200 | 26400 | 3.25 | 20740 | 1.92
AMERICAN STANDARD | AccuComfort Platinum 20 | 6749789 | HRCU-A-CB | 4A6V0024A1 | *AM8C0B30V21 | Singlezone Ducted, Centrally Ducted | 20200 | 16800 | 2.5 | 13000 | 2.07
AMERICAN STANDARD | AccuComfort Platinum 18 | 6750455 | HRCU-A-CB | 4A6V8024A1 | *AM8C0B30V21 | Singlezone Ducted, Centrally Ducted | 20000 | 16800 | 2.5 | 13000 | 2.07
ACD | MPD-22 | 202110503 | HMSV-A-CB | MPD36KCH21S-O |  | Multizone All Non-ducted | 42500 | 26500 | 2.88 | 21356 | 2.01
ACD | UHD-38 | 202110485 | HRCU-A-CB-O | UHD18KCH25S-O | UHD18KCH25S-I | Singlezone Non-ducted Wall Placement | 18000 | 14200 | 2.87 | 21500 | 2.03
ACD | UHD-38 | 202132789 | HRCU-A-CB-O | UHD24KCH22S-O | UHD24KCH22S-I | Singlezone Non-ducted Wall Placement | 24000 | 15500 | 2.89 | 22553 | 2.07
AireForce | AIREFORCE FSH1BG SERIES | 202134872 | HRCU-A-CB | FSH1BG4CVRX24K | C6B(A,H)-X26(C,U)-B | Singlezone Ducted, Centrally Ducted | 22200 | 14100 | 2.58 | 12800 | 2.03
AireForce | AIREFORCE FSH1BG SERIES | 202134871 | HRCU-A-CB | FSH1BG4CVRX24K | C6B(A,H)-X26(C,U)-B | Singlezone Ducted, Centrally Ducted | 22200 | 14100 | 2.58 | 12800 | 2.03
GREE |  | 206335348 | HRCU-A-CB-O | MULTIE24HP230V1AO |  | Multizone All Non-ducted | 25600 | 13200 | 2.58 | 14270 | 2.09
FUJITSU | AIRSTAGE J-II Series | 8693479 | HMSV-A-CB | AOU36RLAVM |  | Multizone All Ducted | 42000 | 26400 | 2.8 | 37900 | 2.68
FUJITSU | AIRSTAGE J-II Series | 8693481 | HMSV-A-CB | AOU36RLAVM |  | Multizone Mix of Non-ducted and Ducted | 42000 | 26000 | 2.79 | 37900 | 2.72
AireForce | AIREFORCE FSH1BG SERIES | 202134880 | HRCU-A-CB | FSH1BG4CVRX36K | B6VMAX36K-B | Singlezone Ducted, Centrally Ducted | 34400 | 21800 | 2.66 | 20150 | 2.27
AireForce | AIREFORCE FSH1BG SERIES | 202134874 | HRCU-A-CB | FSH1BG4CVRX24K | B6VMAX24K-B | Singlezone Ducted, Centrally Ducted | 22400 | 14200 | 2.77 | 12650 | 2.12
AireForce | AIREFORCE FSH1BG SERIES | 202134883 | HRCU-A-CB | FSH1BG4CVRX48K | C6B(A,H)-X48(C,U)-C | Singlezone Ducted, Centrally Ducted | 44000 | 27800 | 2.63 | 27550 | 2.21
AireForce | AIREFORCE FSH1BG SERIES | 202134884 | HRCU-A-CB | FSH1BG4CVRX48K | B6VMAX48K-C | Singlezone Ducted, Centrally Ducted | 44000 | 27800 | 2.63 | 27550 | 2.21
AMERICAN STANDARD | Platinum 20 | 8759144 | HRCU-A-CB | 4A6V0036A1 | 4PX*CU48BS3 | Singlezone Ducted, Centrally Ducted | 33200 | 26600 | 3.22 | 20220 | 1.9
AMERICAN STANDARD | AccuComfort Platinum 20 | 6749789 | HRCU-A-CB | 4A6V0024A1 | *AM8C0B30V21 | Singlezone Ducted, Centrally Ducted | 20200 | 16800 | 2.5 | 13000 | 2.07
AMERICAN STANDARD |  | 9150128 | HRCU-A-CB-O | 4TXK3824A10NU** | 4MXW3824A10NU** | Singlezone Non-ducted Wall Placement | 24000 | 15500 | 2.89 | 24233 | 2.23
AMERICAN STANDARD | AccuComfort Platinum 18 | 10093463 | HRCU-A-CB | 4A6V8048A1 | TAM9A0C48V41 | Singlezone Ducted, Centrally Ducted | 41000 | 34400 | 4.27 | 28780 | 1.93
MAX-R |  | 205982979 | HRCU-A-CB-O | MAX-R 12K35 GR38 (OUT) | MAX-R 12K35 GR38 (INT) | Singlezone Non-ducted Wall Placement | 12200 | 8100 | 2.86 | 13000 | 2.08
MAX-R |  | 205982977 | HRCU-A-CB-O | MAX-R 12K30 GR23 (OUT) | MAX-R 12K30 GR23 (INT) | Singlezone Non-ducted Wall Placement | 13000 | 7100 | 2.6 | 9065 | 2.04
DAIKIN |  | 204717600 | HRCU-A-CB-O | RXL12QMVJU9 | FTX12NMVJU | Singlezone Non-ducted Wall Placement | 13400 | 8800 | 2.87 | 14330 | 2.26
DAIKIN | MXL Aurora Series | 205663354 | HMSV-A-CB-O | 2MXL18QMVJU* |  | Multizone All Non-ducted | 18900 | 11400 | 2.91 | 18930 | 2.12
FUJITSU | Halcyon Multi-room Mini-Split Systems | 6998278 | HMSV-A-CB | AOU18RLXFZ | ASU12RLF1ASU7RLF1 | Multizone All Ducted | 22000 | 13900 | 2.59 | 14100 | 2.01
FUJITSU | Halcyon Multi-room Mini-Split Systems | 6998277 | HMSV-A-CB | AOU18RLXFZ | ASU12RLF1ASU9RLF1 | Multizone All Ducted | 22000 | 13900 | 2.59 | 13900 | 1.98
LG |  | 205788771 | HRCU-A-CB-O | LUU480HHV | LCN489HV | Singlezone Non-ducted, Ceiling Placement | 52000 | 32600 | 2.99 | 52000 | 2.22
LG |  | 205788770 | HRCU-A-CB | LUU420HHV | LHN428HV | Singlezone Ducted, "Compact Ducted" | 48000 | 28400 | 2.92 | 48000 | 2.04
LG |  | 205788766 | HRCU-A-CB | LUU180HHV | LDN187HV4 | Singlezone Ducted, "Compact Ducted" | 20000 | 12200 | 2.52 | 20000 | 3.29
LG |  | 205788777 | HRCU-A-CB | LUU480HHV | LVN480HV | Singlezone Ducted, Centrally Ducted | 50000 | 30800 | 2.84 | 50000 | 2.11
LG |  | 205788776 | HRCU-A-CB | LUU420HHV | LVN420HV | Singlezone Ducted, Centrally Ducted | 48000 | 29200 | 2.88 | 48000 | 2.04
LG |  | 205788765 | HRCU-A-CB-O | LUU420HHV | LCN429HV | Singlezone Non-ducted, Ceiling Placement | 48000 | 29200 | 3.1 | 48000 | 2.04
LG |  | 205788772 | HRCU-A-CB | LUU480HHV | LHN488HV | Singlezone Ducted, "Compact Ducted" | 50000 | 31600 | 2.92 | 50000 | 2.17
CARRIER | Performance | 205921384 | HRCU-A-CB | 38MAQB24R--3 | 40MBAAQ24XA3 | Singlezone Ducted, Centrally Ducted | 29000 | 17500 | 2.56 | 26970 | 1.91
Weathermaker | Mid-Tier | 205921382 | HRCU-A-CB | 38MAQB24R--3 | 40MBAAQ24XA3 | Singlezone Ducted, Centrally Ducted | 29000 | 17500 | 2.56 | 26970 | 1.91
BRYANT | Preferred | 205921388 | HRCU-A-CB | 38MAQB24R--3 | 40MBAAQ24XA3 | Singlezone Ducted, Centrally Ducted | 29000 | 17500 | 2.56 | 26970 | 1.91
PAYNE | Mid-Tier | 205921386 | HRCU-A-CB | 38MAQB24R--3 | 40MBAAQ24XA3 | Singlezone Ducted, Centrally Ducted | 29000 | 17500 | 2.56 | 26970 | 1.91
MIDEA | Excel | 205962795 | HRCU-A-CB | 38MAQB24R--3 | 40MBAAQ24XA3 | Singlezone Ducted, Centrally Ducted | 29000 | 17500 | 2.56 | 26970 | 1.91
AIRQUEST | QuietComfort | 205921381 | HRCU-A-CB | DLCSRAH24AAK | DLFSAAH24XAK | Singlezone Ducted, Centrally Ducted | 29000 | 17500 | 2.56 | 26970 | 1.91
COMFORTMAKER | SoftSound | 205921373 | HRCU-A-CB | DLCSRAH24AAK | DLFSAAH24XAK | Singlezone Ducted, Centrally Ducted | 29000 | 17500 | 2.56 | 26970 | 1.91
ARCOAIRE | DuraComfort | 205921372 | HRCU-A-CB | DLCSRAH24AAK | DLFSAAH24XAK | Singlezone Ducted, Centrally Ducted | 29000 | 17500 | 2.56 | 26970 | 1.91
DAY & NIGHT | Constant Comfort | 205921374 | HRCU-A-CB | DLCSRAH24AAK | DLFSAAH24XAK | Singlezone Ducted, Centrally Ducted | 29000 | 17500 | 2.56 | 26970 | 1.91
HEIL | QuietComfort | 205921375 | HRCU-A-CB | DLCSRAH24AAK | DLFSAAH24XAK | Singlezone Ducted, Centrally Ducted | 29000 | 17500 | 2.56 | 26970 | 1.91
KEEPRITE | ProComfort | 205921376 | HRCU-A-CB | DLCSRAH24AAK | DLFSAAH24XAK | Singlezone Ducted, Centrally Ducted | 29000 | 17500 | 2.56 | 26970 | 1.91
KENMORE | Mid-Tier | 205921377 | HRCU-A-CB | DLCSRAH24AAK | DLFSAAH24XAK | Singlezone Ducted, Centrally Ducted | 29000 | 17500 | 2.56 | 26970 | 1.91
TEMPSTAR | QuietComfort | 205921379 | HRCU-A-CB | DLCSRAH24AAK | DLFSAAH24XAK | Singlezone Ducted, Centrally Ducted | 29000 | 17500 | 2.56 | 26970 | 1.91
MIDEA | Advantage | 205921378 | HRCU-A-CB | DLCSRAH24AAK | DLFSAAH24XAK | Singlezone Ducted, Centrally Ducted | 29000 | 17500 | 2.56 | 26970 | 1.91
MDV |  | 205823026 | HRCU-A-CB | MOE30U-32HFN1-M-[X] | MTI-32HWFN1-M | Singlezone Ducted, "Compact Ducted" | 38000 | 25000 | 2.88 | 49282 | 2.19
DAIKIN |  | 205776148 | HRCU-A-CB | RX15RMVJU* | FDMQ15RVJU | Singlezone Ducted, "Compact Ducted" | 18000 | 11500 | 2.88 | 9220 | 2.29
DAIKIN |  | 205776150 | HRCU-A-CB | RX18RMVJU9* | FDMQ18RVJU | Singlezone Ducted, "Compact Ducted" | 21600 | 13600 | 2.69 | 12470 | 2.21
DAIKIN |  | 205776151 | HRCU-A-CB | RX24RMVJU* | FDMQ24RVJU | Singlezone Ducted, "Compact Ducted" | 24000 | 15000 | 2.78 | 13760 | 2.24
DAIKIN |  | 205782845 | HRCU-A-CB-O | RX09AXVJU | FTX09AXVJU | Singlezone Non-ducted Wall Placement | 10000 | 5700 | 2.65 | 6839 | 2.39
DAIKIN |  | 205782846 | HRCU-A-CB-O | RX12AXVJU | FTX12AXVJU | Singlezone Non-ducted Wall Placement | 13500 | 8600 | 2.9 | 8449 | 2.34
LENNOX |  | 201771988 | HMSV-A-CB | MLA030S4M-1P |  | Multizone All Non-ducted | 28000 | 18000 | 2.75 | 28160 | 2.04
LENNOX |  | 203343587 | HMSV-A-CB | MPB030S4M-2P |  | Multizone All Non-ducted | 28000 | 17200 | 2.82 | 16820 | 1.95
DAIKIN |  | 201851573 | HRCU-A-CB | RX18RMVJU | FDMQ18RVJU | Singlezone Ducted, "Compact Ducted" | 21600 | 13600 | 2.69 | 12470 | 2.21
DAIKIN |  | 201851574 | HRCU-A-CB | RX24RMVJU | FDMQ24RVJU | Singlezone Ducted, "Compact Ducted" | 24000 | 15000 | 2.78 | 13760 | 2.24
DAIKIN | Sky air | 202517170 | HRCU-A-CB-O | RZQ30TAVJU | FTQ30TAVJU*A* | Singlezone Ducted, Centrally Ducted | 34000 | 24000 | 2.91 | 34000 | 2.09
AMERICAN STANDARD | Platinum 20 | 10153439 | HRCU-A-CB | 4A6V0036A1 | TEM8A0C36V31+TDR | Singlezone Ducted, Centrally Ducted | 31800 | 25600 | 3.07 | 19500 | 1.94
Trane / Mitsubishi Electric |  | 202732310 | HMSV-A-CB | NTXMPH20A122AA | NTXWPH09A112AANTXWPH09A112AA | Multizone All Non-ducted | 22000 | 13000 | 2.63 | 22000 | 2.07
American Standard / Mitsubishi Electric |  | 204276764 | HRCU-A-CB-O | ASUZH0241HA00NA | APKA0A0241KA70A | Singlezone Non-ducted Wall Placement | 26000 | 17200 | 2.75 | 26000 | 2
American Standard / Mitsubishi Electric |  | 204813304 | HRCU-A-CB-O | ASUZA0361KA70B* | APLA0A0361EA70A | Singlezone Non-ducted, Ceiling Placement | 38000 | 22000 | 2.59 | 21600 | 2.43
American Standard / Mitsubishi Electric |  | 202732311 | HMSV-A-CB | NAXMPH20A122AA | NAXWPH09A112AANAXWPH09A112AA | Multizone All Non-ducted | 22000 | 13000 | 2.63 | 22000 | 2.07
American Standard / Mitsubishi Electric |  | 204813306 | HRCU-A-CB-O | ASUZA0361KA70N* | APLA0A0361EA70A | Singlezone Non-ducted, Ceiling Placement | 38000 | 22000 | 2.59 | 21600 | 2.43
American Standard / Mitsubishi Electric |  | 204276539 | HRCU-A-CB-O | ASUZH0241HA00NA | APLA0A0241EA70A | Singlezone Non-ducted, Ceiling Placement | 26000 | 17300 | 3.09 | 26000 | 2.01
American Standard / Mitsubishi Electric |  | 204813295 | HRCU-A-CB-O | ASUZA0121KA70N* | APLA0A0121EA70A | Singlezone Non-ducted, Ceiling Placement | 14000 | 10100 | 2.53 | 13000 | 2.01
Trane / Mitsubishi Electric |  | 204276766 | HRCU-A-CB-O | TRUZH0241HA00NA | TPKA0A0241KA70A | Singlezone Non-ducted Wall Placement | 26000 | 17200 | 2.75 | 26000 | 2
Trane / Mitsubishi Electric |  | 204813325 | HRCU-A-CB-O | TRUZA0361KA70B* | TPLA0A0361EA70A | Singlezone Non-ducted, Ceiling Placement | 38000 | 22000 | 2.59 | 21600 | 2.43
American Standard / Mitsubishi Electric |  | 204813293 | HRCU-A-CB-O | ASUZA0121KA70B* | APLA0A0121EA70A | Singlezone Non-ducted, Ceiling Placement | 14000 | 10100 | 2.53 | 13000 | 2.01
American Standard / Mitsubishi Electric | Nv Series Pro Heat | 204926523 | HMSV-A-CB | NAXMPH36A142B* |  | Multizone Mix of Non-ducted and Ducted | 45000 | 32000 | 2.69 | 45000 | 2
Trane / Mitsubishi Electric |  | 202850711 | HMSV-A-CB-O | TUMYP0601AK42** |  | Multizone All Non-ducted | 66000 | 41500 | 2.63 | 57000 | 2
Trane / Mitsubishi Electric |  | 202850709 | HMSV-A-CB-O | TUMYP0361AK42** |  | Multizone All Non-ducted | 42000 | 26400 | 2.56 | 29000 | 2.2
Trane / Mitsubishi Electric |  | 204276540 | HRCU-A-CB-O | TRUZH0241HA00NA | TPLA0A0241EA70A | Singlezone Non-ducted, Ceiling Placement | 26000 | 17300 | 3.09 | 26000 | 2.01
Trane / Mitsubishi Electric |  | 204813315 | HRCU-A-CB-O | TRUZA0121KA70B* | TPLA0A0121EA70A | Singlezone Non-ducted, Ceiling Placement | 14000 | 10100 | 2.53 | 13000 | 2.01
Trane / Mitsubishi Electric |  | 204834277 | HMSV-A-CB-O | TUMYP0361AK43** |  | Multizone All Non-ducted | 42000 | 26400 | 2.56 | 29000 | 2.2
Trane / Mitsubishi Electric |  | 204813316 | HRCU-A-CB-O | TRUZA0121KA70N* | TPLA0A0121EA70A | Singlezone Non-ducted, Ceiling Placement | 14000 | 10100 | 2.53 | 13000 | 2.01
GREE | Sapphire | 10157571 | HRCU-A-CB-O | SAP24HP230V1AO | SAP24HP230V1AH | Singlezone Non-ducted Wall Placement | 24000 | 15500 | 2.86 | 26443 | 2.15
KARDA |  | 205724750 | HMSV-A-CB | 2KARDA27MZ3 |  | Multizone All Non-ducted | 28000 | 17200 | 2.8 | 17040 | 1.97
Mitsubishi Electric | S-Series | 204834270 | HMSV-A-CB-O | PUMY-P36NKMU3 |  | Multizone All Non-ducted | 42000 | 26400 | 2.56 | 29000 | 2.2
Mitsubishi Electric | S-Series | 204834276 | HMSV-A-CB-O | PUMY-P60NKMU3 |  | Multizone All Non-ducted | 66000 | 41500 | 2.63 | 57000 | 2
American Standard / Mitsubishi Electric | Nv Series Pro Heat | 204793327 | HRCU-A-CB | NAXSKH12A112AA | APEADA0121AA70A | Singlezone Ducted, "Compact Ducted" | 15000 | 9000 | 2.72 | 15000 | 2.09
Mitsubishi Electric | P-Series H2i | 204276762 | HRCU-A-CB-O | PUZ-HA24NHA | PCA-A24KA7 | Singlezone Non-ducted, Ceiling Placement | 26000 | 17700 | 2.63 | 26000 | 1.9
Mitsubishi Electric | P-Series H2i | 204276538 | HRCU-A-CB-O | PUZ-HA24NHA | PLA-A24EA7 | Singlezone Non-ducted, Ceiling Placement | 26000 | 17300 | 3.09 | 26000 | 2.01
WESTINGHOUSE |  | 205417832 | HRCU-A-CB-O | WHP09SZA21S | WHP09WMA21S | Singlezone Non-ducted Wall Placement | 9500 | 5000 | 2.76 | 7438 | 2.14
WESTINGHOUSE |  | 205417834 | HRCU-A-CB-O | WHP12SZA21S | WHP12WMA21S | Singlezone Non-ducted Wall Placement | 13000 | 7500 | 2.71 | 9800 | 2.07
WESTINGHOUSE |  | 205417836 | HRCU-A-CB-O | WHP18SZA21S | WHP18WMA21S | Singlezone Non-ducted Wall Placement | 19000 | 11600 | 2.79 | 13146 | 2.11
GREE | Vireo | 9959454 | HRCU-A-CB-O | VIR12HP230V1BO | VIR12HP230V1BH | Singlezone Non-ducted Wall Placement | 13000 | 7100 | 2.6 | 9065 | 2.04
GREE | Sapphire | 10149900 | HRCU-A-CB-O | SAP09HP230V1AO | SAP09HP230V1AH | Singlezone Non-ducted Wall Placement | 9000 | 5600 | 2.88 | 12976 | 2.09
FRIEDRICH | Floating Air Pro | 203383864 | HRCU-A-CB-O | FRHSR12A3A | FRHSW12A3A | Singlezone Non-ducted Wall Placement | 13000 | 8000 | 3.17 | 7865 | 2.35
FRIEDRICH | Floating Air Pro | 203383866 | HRCU-A-CB-O | FPHSR12A3A | FPHFW12A3A | Singlezone Non-ducted Wall Placement | 13000 | 7500 | 2.71 | 7824 | 1.98
FRIEDRICH | Floating Air Pro | 205104716 | HRCU-A-CB-O | FPHFR12A3A | FPHFC12A3B | Singlezone Non-ducted, Ceiling Placement | 12000 | 7000 | 2.53 | 7377 | 2.08
FRIEDRICH | Floating Air Pro | 205104719 | HRCU-A-CB-O | FPHFR18A3A | FPHFC18A3B | Singlezone Non-ducted, Ceiling Placement | 18000 | 11000 | 2.54 | 14750 | 2.3
FRIEDRICH | Floating Air Pro | 201763897 | HRCU-A-CB-O | MRH09Y3JA | MWH09Y3JA | Singlezone Non-ducted Wall Placement | 10500 | 6500 | 2.68 | 8052 | 2.15
FRIEDRICH | Floating Air Pro | 201763898 | HRCU-A-CB-O | MRH12Y3JA | MWH12Y3JA | Singlezone Non-ducted Wall Placement | 13000 | 8000 | 3.17 | 7865 | 2.35
PERFECTAIRE |  | 205645138 | HMSV-A-CB | 2PAMS36-HH-MZO4 |  | Multizone All Non-ducted | 36000 | 23200 | 2.78 | 36037 | 1.96
KARDA |  | 205823033 | HMSV-A-CB | 2KARDA18MZ2 |  | Multizone All Non-ducted | 19000 | 12000 | 2.79 | 10205 | 1.97
ELIOS |  | 203238504 | HMSV-A-CB | DE18HOM23230X2 |  | Multizone All Non-ducted | 19000 | 12000 | 2.79 | 10205 | 1.97
FRIEDRICH | Floating Air Pro | 203383868 | HRCU-A-CB-O | FPHSR12A1A | FPHSW12A1A | Singlezone Non-ducted Wall Placement | 13000 | 7500 | 2.71 | 7377 | 2.08
FRIEDRICH | Floating Air Pro | 203383869 | HRCU-A-CB-O | FPHSR18A3A | FPHFW18A3A | Singlezone Non-ducted Wall Placement | 19000 | 11600 | 2.7 | 12730 | 2.16
FRIEDRICH | Floating Air Pro | 203383865 | HRCU-A-CB-O | FPHSR09A3A | FPHFW09A3A | Singlezone Non-ducted Wall Placement | 9500 | 5000 | 2.62 | 7438 | 2.12
FRIEDRICH | Floating Air Pro | 203383863 | HRCU-A-CB-O | FRHSR09A3A | FRHSW09A3A | Singlezone Non-ducted Wall Placement | 10500 | 6500 | 2.68 | 8052 | 2.15
KERR |  | 205747697 | HRCU-A-CB-O | A-KMH18SU-1A | B-KMH18SU-1A | Singlezone Non-ducted Wall Placement | 18000 | 10900 | 2.58 | 11178 | 2.02
COMFORT-AIRE |  | 205747696 | HRCU-A-CB-O | A-VMH18SU-1B | B-VMH18SU-1B | Singlezone Non-ducted Wall Placement | 18000 | 10900 | 2.58 | 11178 | 2.02
American Standard / Mitsubishi Electric | Nv Series Pro Heat | 204834288 | HMSV-A-CB-O | NAXMPH36A142B* |  | Multizone All Non-ducted | 45000 | 30000 | 2.85 | 45000 | 2
American Standard / Mitsubishi Electric | Nv Series Pro Heat | 204834289 | HMSV-A-CB | NAXMPH36A142B* |  | Multizone All Ducted | 45000 | 34000 | 2.59 | 45000 | 2
American Standard / Mitsubishi Electric | Nv Series Pro Heat | 204834290 | HMSV-A-CB-O | NAXMPH42A152B* |  | Multizone All Non-ducted | 48000 | 32000 | 2.8 | 48000 | 2
American Standard / Mitsubishi Electric | Nv Series Pro Heat | 204793325 | HRCU-A-CB | NAXSKH12A112AA | NAXDKS12A112AA | Singlezone Ducted, "Compact Ducted" | 15000 | 9000 | 2.56 | 15000 | 2.2
American Standard / Mitsubishi Electric | M-Series | 202392238 | HRCU-A-CB-O | NAXSKS18A112AA | NAXCKS18A112AA | Singlezone Non-ducted, Ceiling Placement | 19700 | 12900 | 2.68 | 9800 | 2.37
American Standard / Mitsubishi Electric | M-Series | 202392234 | HRCU-A-CB-O | NAXSKS18A112AA | NAXUKS18A112AA | Singlezone Non-ducted, Ceiling Placement | 20000 | 13100 | 2.63 | 10700 | 2.55
American Standard / Mitsubishi Electric | M-Series | 202392232 | HRCU-A-CB | NAXSKS18A112AA | NAXDKS18A112AA | Singlezone Ducted, "Compact Ducted" | 21600 | 13900 | 2.87 | 12000 | 2.88
American Standard / Mitsubishi Electric | M-Series | 202392226 | HRCU-A-CB | NAXSKS15A112AA | NAXDKS15A112AA | Singlezone Ducted, "Compact Ducted" | 18000 | 11700 | 2.68 | 10000 | 2.55
American Standard / Mitsubishi Electric | M-Series | 202392220 | HRCU-A-CB-O | NAXSKS12A112AA | NAXUKS12A112AA | Singlezone Non-ducted, Ceiling Placement | 15400 | 9900 | 2.84 | 7900 | 2.36
American Standard / Mitsubishi Electric | M-Series | 202392214 | HRCU-A-CB-O | NAXSKS09A112AA | NAXCKS09A112AA | Singlezone Non-ducted, Ceiling Placement | 11000 | 6900 | 2.5 | 5600 | 3.04
American Standard / Mitsubishi Electric | M-Series | 202392210 | HRCU-A-CB-O | NAXSKS09A112AA | NAXUKS09A112AA | Singlezone Non-ducted, Ceiling Placement | 12000 | 7700 | 3.22 | 6100 | 3.08
American Standard / Mitsubishi Electric | M-Series | 202373696 | HRCU-A-CB-O | NAXSST24A112AA | NAXWST24A112AA | Singlezone Non-ducted Wall Placement | 27600 | 16000 | 2.65 | 20200 | 1.98
American Standard / Mitsubishi Electric | M-Series H2i | 202373687 | HRCU-A-CB-O | NAXSPB12A112AA | NAXWPH12A112AA | Singlezone Non-ducted Wall Placement | 13600 | 8100 | 2.83 | 13600 | 2.07
American Standard / Mitsubishi Electric | M-Series H2i | 202373685 | HRCU-A-CB-O | NAXSPB09A112AA | NAXWPH09A112AA | Singlezone Non-ducted Wall Placement | 10900 | 6700 | 2.73 | 10900 | 2.73
American Standard / Mitsubishi Electric | M-Series H2i | 202373705 | HMSV-A-CB | NAXMPH42A152AA |  | Multizone All Non-ducted | 48000 | 35800 | 2.87 | 48000 | 2.51
American Standard / Mitsubishi Electric | M-Series | 202373692 | HRCU-A-CB-O | NAXSST09A112AA | NAXWST09A112AA | Singlezone Non-ducted Wall Placement | 10900 | 6700 | 3.12 | 8000 | 2.76
American Standard / Mitsubishi Electric | M-Series H2i | 202373690 | HRCU-A-CB-O | NAXSPH18A112AA | NAXWPH18A112AA | Singlezone Non-ducted Wall Placement | 20300 | 13700 | 3.04 | 20300 | 2.01
American Standard / Mitsubishi Electric | M-Series H2i | 202354897 | HMSV-A-CB | NAXMPH36A142AA |  | Multizone All Non-ducted | 45000 | 34000 | 2.85 | 45000 | 2.42
American Standard / Mitsubishi Electric | M-Series H2i | 202354893 | HMSV-A-CB | NAXMPH24A132AA |  | Multizone All Non-ducted | 25000 | 14000 | 2.53 | 25000 | 1.92
American Standard / Mitsubishi Electric | M-Series | 202373695 | HRCU-A-CB-O | NAXSST18A112AA | NAXWST18A112AA | Singlezone Non-ducted Wall Placement | 21600 | 13800 | 2.73 | 15100 | 2.35
American Standard / Mitsubishi Electric | M-Series | 202373708 | HMSV-A-CB | NAXMMX60A182AA |  | Multizone All Non-ducted | 66000 | 41500 | 2.5 | 57000 | 2.07
American Standard / Mitsubishi Electric | M-Series H2i | 202373691 | HRCU-A-CB-O | NAXSPB18A112AA | NAXWPH18A112AA | Singlezone Non-ducted Wall Placement | 20300 | 12480 | 2.93 | 20900 | 2.06
American Standard / Mitsubishi Electric | M-Series H2i | 202373686 | HRCU-A-CB-O | NAXSPH12A112AA | NAXWPH12A112AA | Singlezone Non-ducted Wall Placement | 13600 | 8000 | 3.26 | 13600 | 2.21
American Standard / Mitsubishi Electric | M-Series | 202373693 | HRCU-A-CB-O | NAXSST12A112AA | NAXWST12A112AA | Singlezone Non-ducted Wall Placement | 14400 | 9200 | 3.1 | 10200 | 2.93
American Standard / Mitsubishi Electric | M-Series H2i | 202373682 | HRCU-A-CB-O | NAXSPH06A112AA | NAXWPH06A112AA | Singlezone Non-ducted Wall Placement | 8700 | 5900 | 3.46 | 8700 | 2.8
American Standard / Mitsubishi Electric | M-Series H2i | 202373679 | HRCU-A-CB-O | NAXSPF18A112AA | NAXFKS18A112AA | Singlezone Non-ducted, Floor Placement | 21000 | 12800 | 2.62 | 21000 | 2.05
American Standard / Mitsubishi Electric | M-Series H2i | 202373677 | HRCU-A-CB-O | NAXSPF12A112AA | NAXFKS12A112AA | Singlezone Non-ducted, Floor Placement | 13000 | 8800 | 2.77 | 13000 | 2.1
American Standard / Mitsubishi Electric | M-Series H2i | 202373684 | HRCU-A-CB-O | NAXSPH09A112AA | NAXWPH09A112AA | Singlezone Non-ducted Wall Placement | 10900 | 6700 | 3.27 | 10900 | 2.37
American Standard / Mitsubishi Electric | M-Series H2i | 202366328 | HMSV-A-CB | NAXMPH36A142AA |  | Multizone Mix of Non-ducted and Ducted | 45000 | 35000 | 2.54 | 47360 | 2.24
Ameristar |  | 203162806 | HRCU-A-CB-O | M4THS1824A11N** | M4MHW1824A1N0** | Singlezone Non-ducted Wall Placement | 23000 | 14600 | 2.61 | 22861 | 2.02
ARCOAIRE | Mid-tier | 201835537 | HRCU-A-CB-O | DLCSRAH18AAK | DLFSCAH18XAK | Singlezone Non-ducted, Ceiling Placement | 18000 | 12000 | 2.59 | 15710 | 2.4
AZUR |  | 205417847 | HRCU-A-CB-O | AZ-18CA22EXT | AZ-18CA22INT | Singlezone Non-ducted Wall Placement | 19000 | 11600 | 2.7 | 12730 | 2.16
AZUR |  | 205417845 | HRCU-A-CB-O | AZ-12CA22EXT | AZ-12CA22INT | Singlezone Non-ducted Wall Placement | 13000 | 7500 | 2.71 | 7823 | 2.12
BOSCH | IDS2.0 | 202868494 | HRCU-A-CB | BOVA-36HDN1-M20G | BVA-24WN1-M20 | Singlezone Ducted, Centrally Ducted | 24000 | 23000 | 2.6 | 20000 | 2.5
BOSCH | Bosch Climate 5000 ductless minisplit series | 9966839 | HRCU-A-CB-O | BMS500-AAS012-0CSXXA | BMS500-AAU012-0AHXXA | Singlezone Non-ducted Wall Placement | 12000 | 7500 | 2.56 | 5736 | 2.03
BOSCH | Bosch Climate 5000 ductless minisplit series | 204014467 | HRCU-A-CB | BMS500-AAS009-1CSXHB | BMS500-AAU009-1AHDXB | Singlezone Ducted, "Compact Ducted" | 10000 | 7200 | 2.74 | 8343 | 2.07
BOSCH | Bosch Climate 5000 ductless minisplit series | 203991162 | HRCU-A-CB | BMS500-AAS024-1CSXRA | BMS500-AAU024-1AHDXB | Singlezone Ducted, "Compact Ducted" | 24400 | 16000 | 2.69 | 18533 | 2.04
BROAN | BROAN FSH1BG SERIES | 10254874 | HRCU-A-CB | FSH1BG4CVRX24K | C6B(A,H)-X26(C,U)-B | Singlezone Ducted, Centrally Ducted | 22200 | 14100 | 2.58 | 12800 | 2.03
BROAN | BROAN FSH1BG SERIES | 10254870 | HRCU-A-CB | FSH1BG4CVRX24K | C6B(A,H)-X26(C,U)-B | Singlezone Ducted, Centrally Ducted | 22200 | 14100 | 2.58 | 12800 | 2.03
BROAN | BROAN FSH1BG SERIES | 10254884 | HRCU-A-CB | FSH1BG4CVRX36K | B6VMAX36K-B | Singlezone Ducted, Centrally Ducted | 34400 | 21800 | 2.66 | 20150 | 2.27
BROAN | BROAN FSH1BG SERIES | 10254865 | HRCU-A-CB | FSH1BG4CVRX24K | B6VMAX24K-B | Singlezone Ducted, Centrally Ducted | 22400 | 14200 | 2.77 | 12650 | 2.12
BROAN | BROAN FSH1BG SERIES | 10254926 | HRCU-A-CB | FSH1BG4CVRX48K | C6B(A,H)-X48(C,U)-C | Singlezone Ducted, Centrally Ducted | 44000 | 27800 | 2.63 | 27550 | 2.21
BROAN | BROAN FSH1BG SERIES | 10254912 | HRCU-A-CB | FSH1BG4CVRX48K | B6VMAX48K-C | Singlezone Ducted, Centrally Ducted | 44000 | 27800 | 2.63 | 27550 | 2.21
BRYANT | Preferred Series | 8738645 | HRCU-A-CB-O | 38MAQB12R--3 | 619PEQ012BBMA | Singlezone Non-ducted Wall Placement | 12000 | 7800 | 2.66 | 12010 | 1.98
BRYANT |  | 205273717 | HRCU-A-CB | 284ANV024*0**A* | FE4AN(B,F)003L+UI | Singlezone Ducted, Centrally Ducted | 24000 | 24200 | 2.6 | 17792 | 2.19
BRYANT |  | 205273718 | HRCU-A-CB | 284ANV024*0**A* | FE4AN(B,F)005L+UI | Singlezone Ducted, Centrally Ducted | 24000 | 23600 | 2.78 | 17351 | 2.34
BRYANT |  | 205273797 | HRCU-A-CB | 284ANV024*0**A* | CNPV*6024AL*+UI | Singlezone Ducted, Centrally Ducted | 24000 | 23800 | 2.76 | 17498 | 2.33
BRYANT |  | 205273802 | HRCU-A-CB | 284ANV024*0**A* | CSPH*3612AL*+UI | Singlezone Ducted, Centrally Ducted | 24000 | 24200 | 2.68 | 17792 | 2.26
BRYANT |  | 205273804 | HRCU-A-CB | 284ANV024*0**A* | CSPH*3612AL*+UI | Singlezone Ducted, Centrally Ducted | 24000 | 24200 | 2.66 | 17792 | 2.25
BRYANT |  | 205273803 | HRCU-A-CB | 284ANV024*0**A* | CSPH*3612AL*+UI | Singlezone Ducted, Centrally Ducted | 24000 | 24200 | 2.68 | 17792 | 2.26
BRYANT |  | 205273805 | HRCU-A-CB | 284ANV024*0**A* | CSPH*3612AL*+UI | Singlezone Ducted, Centrally Ducted | 24000 | 24200 | 2.68 | 17792 | 2.26
BRYANT |  | 205273806 | HRCU-A-CB | 284ANV024*0**A* | CSPH*3612AL*+UI | Singlezone Ducted, Centrally Ducted | 24000 | 24200 | 2.68 | 17792 | 2.26
BRYANT |  | 205273892 | HRCU-A-CB | 284ANV024*0**A* | CNPV*4821AL*+UI | Singlezone Ducted, Centrally Ducted | 24000 | 24200 | 2.68 | 17792 | 2.26
BRYANT |  | 205273893 | HRCU-A-CB | 284ANV024*0**A* | CNPV*4821AL*+UI | Singlezone Ducted, Centrally Ducted | 24000 | 24200 | 2.68 | 17792 | 2.26
BRYANT |  | 205273894 | HRCU-A-CB | 284ANV024*0**A* | CNPV*4824AL*+UI | Singlezone Ducted, Centrally Ducted | 24000 | 24200 | 2.72 | 17792 | 2.3
BRYANT |  | 205273895 | HRCU-A-CB | 284ANV024*0**A* | CNPV*4824AL*+UI | Singlezone Ducted, Centrally Ducted | 24000 | 24000 | 2.74 | 17645 | 2.31
BRYANT |  | 205273897 | HRCU-A-CB | 284ANV024*0**A* | CNPV*4824AL*+UI | Singlezone Ducted, Centrally Ducted | 24000 | 24000 | 2.72 | 17645 | 2.3
BRYANT |  | 205273898 | HRCU-A-CB | 284ANV024*0**A* | CNPV*6024AL*+UI | Singlezone Ducted, Centrally Ducted | 24000 | 23800 | 2.74 | 17498 | 2.31
BRYANT |  | 205273900 | HRCU-A-CB | 284ANV024*0**A* | CNPV*6024AL*+UI | Singlezone Ducted, Centrally Ducted | 24000 | 23800 | 2.76 | 17498 | 2.33
BRYANT |  | 205273896 | HRCU-A-CB | 284ANV024*0**A* | CNPV*4824AL*+UI | Singlezone Ducted, Centrally Ducted | 24000 | 24000 | 2.74 | 17645 | 2.31
BRYANT |  | 205273899 | HRCU-A-CB | 284ANV024*0**A* | CNPV*6024AL*+UI | Singlezone Ducted, Centrally Ducted | 24000 | 23800 | 2.76 | 17498 | 2.33
BRYANT |  | 205273901 | HRCU-A-CB | 284ANV024*0**A* | CNPV*6024AL*+UI | Singlezone Ducted, Centrally Ducted | 24000 | 23800 | 2.74 | 17498 | 2.31
BRYANT |  | 205273903 | HRCU-A-CB | 284ANV024*0**A* | CSPH*3612AL*+UI | Singlezone Ducted, Centrally Ducted | 24000 | 24200 | 2.66 | 17792 | 2.25
BRYANT |  | 205273904 | HRCU-A-CB | 284ANV024*0**A* | CSPH*3612AL*+UI | Singlezone Ducted, Centrally Ducted | 24000 | 24200 | 2.66 | 17792 | 2.25
BRYANT |  | 205273902 | HRCU-A-CB | 284ANV024*0**A* | CSPH*3612AL*+UI | Singlezone Ducted, Centrally Ducted | 24000 | 24400 | 2.62 | 17940 | 2.21
BRYANT |  | 205273907 | HRCU-A-CB | 284ANV024*0**A* | CSPH*3612AL*+UI | Singlezone Ducted, Centrally Ducted | 24000 | 24400 | 2.64 | 17940 | 2.23
BRYANT |  | 205273905 | HRCU-A-CB | 284ANV024*0**A* | CSPH*3612AL*+UI | Singlezone Ducted, Centrally Ducted | 24000 | 24200 | 2.68 | 17792 | 2.26
BRYANT |  | 205273906 | HRCU-A-CB | 284ANV024*0**A* | CSPH*3612AL*+UI | Singlezone Ducted, Centrally Ducted | 24000 | 24200 | 2.68 | 17792 | 2.26
BRYANT |  | 205273908 | HRCU-A-CB | 284ANV024*0**A* | CSPH*3612AL*+UI | Singlezone Ducted, Centrally Ducted | 24000 | 24400 | 2.64 | 17940 | 2.23
BRYANT |  | 205273910 | HRCU-A-CB | 284ANV024*0**A* | CSPH*4212AL*+UI | Singlezone Ducted, Centrally Ducted | 24000 | 24400 | 2.66 | 17940 | 2.25
BRYANT |  | 205273909 | HRCU-A-CB | 284ANV024*0**A* | CSPH*3612AL*+UI | Singlezone Ducted, Centrally Ducted | 24000 | 24200 | 2.68 | 17792 | 2.26
BRYANT |  | 205273912 | HRCU-A-CB | 284ANV024*0**A* | CSPH*4212AL*+UI | Singlezone Ducted, Centrally Ducted | 24000 | 24200 | 2.7 | 17792 | 2.28
BRYANT |  | 205273911 | HRCU-A-CB | 284ANV024*0**A* | CSPH*4212AL*+UI | Singlezone Ducted, Centrally Ducted | 24000 | 24200 | 2.7 | 17792 | 2.28
BRYANT |  | 205273914 | HRCU-A-CB | 284ANV024*0**A* | CSPH*4212AL*+UI | Singlezone Ducted, Centrally Ducted | 24000 | 24000 | 2.72 | 17645 | 2.3
BRYANT |  | 205273913 | HRCU-A-CB | 284ANV024*0**A* | CSPH*4212AL*+UI | Singlezone Ducted, Centrally Ducted | 24000 | 24000 | 2.72 | 17645 | 2.3
BRYANT |  | 205273915 | HRCU-A-CB | 284ANV024*0**A* | CSPH*4212AL*+UI | Singlezone Ducted, Centrally Ducted | 24000 | 24400 | 2.66 | 17940 | 2.25
BRYANT |  | 205273916 | HRCU-A-CB | 284ANV024*0**A* | CSPH*4212AL*+UI | Singlezone Ducted, Centrally Ducted | 24000 | 24200 | 2.68 | 17792 | 2.26
BRYANT |  | 205273923 | HRCU-A-CB | 284ANV024*0**A* | CSPH*4812AL*+UI | Singlezone Ducted, Centrally Ducted | 24000 | 24200 | 2.7 | 17792 | 2.28
BRYANT |  | 205273918 | HRCU-A-CB | 284ANV024*0**A* | CSPH*4812AL*+UI | Singlezone Ducted, Centrally Ducted | 24000 | 24200 | 2.7 | 17792 | 2.28
BRYANT |  | 205273917 | HRCU-A-CB | 284ANV024*0**A* | CSPH*4212AL*+UI | Singlezone Ducted, Centrally Ducted | 24000 | 24200 | 2.72 | 17792 | 2.3
BRYANT |  | 205273919 | HRCU-A-CB | 284ANV024*0**A* | CSPH*4812AL*+UI | Singlezone Ducted, Centrally Ducted | 24000 | 24200 | 2.72 | 17792 | 2.3
BRYANT |  | 205273920 | HRCU-A-CB | 284ANV024*0**A* | CSPH*4812AL*+UI | Singlezone Ducted, Centrally Ducted | 24000 | 24200 | 2.72 | 17792 | 2.3
BRYANT |  | 205273921 | HRCU-A-CB | 284ANV024*0**A* | CSPH*4812AL*+UI | Singlezone Ducted, Centrally Ducted | 24000 | 24000 | 2.74 | 17645 | 2.31
BRYANT |  | 205273922 | HRCU-A-CB | 284ANV024*0**A* | CSPH*4812AL*+UI | Singlezone Ducted, Centrally Ducted | 24000 | 24000 | 2.74 | 17645 | 2.31
BRYANT |  | 205273925 | HRCU-A-CB | 284ANV024*0**A* | CSPH*4812AL*+UI | Singlezone Ducted, Centrally Ducted | 24000 | 24000 | 2.74 | 17645 | 2.31
BRYANT |  | 205273924 | HRCU-A-CB | 284ANV024*0**A* | CSPH*4812AL*+UI | Singlezone Ducted, Centrally Ducted | 24000 | 24200 | 2.7 | 17792 | 2.28
BRYANT |  | 205273927 | HRCU-A-CB | 284ANV024*0**A* | CSPH*6012AL*+UI | Singlezone Ducted, Centrally Ducted | 24000 | 23800 | 2.76 | 17498 | 2.33
BRYANT |  | 205273926 | HRCU-A-CB | 284ANV024*0**A* | CSPH*6012AL*+UI | Singlezone Ducted, Centrally Ducted | 24000 | 24000 | 2.72 | 17645 | 2.3
BRYANT |  | 205273929 | HRCU-A-CB | 284ANV024*0**A* | CSPH*6012AL*+UI | Singlezone Ducted, Centrally Ducted | 24000 | 23800 | 2.78 | 17498 | 2.34
BRYANT |  | 205273928 | HRCU-A-CB | 284ANV024*0**A* | CSPH*6012AL*+UI | Singlezone Ducted, Centrally Ducted | 24000 | 23800 | 2.76 | 17498 | 2.33
BRYANT |  | 205273931 | HRCU-A-CB | 284ANV024*0**A* | CSPH*6012AL*+UI | Singlezone Ducted, Centrally Ducted | 24000 | 24000 | 2.72 | 17645 | 2.3
BRYANT |  | 205273930 | HRCU-A-CB | 284ANV024*0**A* | CSPH*6012AL*+UI | Singlezone Ducted, Centrally Ducted | 24000 | 23800 | 2.78 | 17498 | 2.34
BRYANT |  | 205273836 | HRCU-A-CB | 284ANV024*0**A* | CAP**3617AL*+UI | Singlezone Ducted, Centrally Ducted | 24000 | 24400 | 2.54 | 17940 | 2.15
BRYANT |  | 205273837 | HRCU-A-CB | 284ANV024*0**A* | CAP**3617AL*+UI | Singlezone Ducted, Centrally Ducted | 24000 | 24400 | 2.54 | 17940 | 2.15
BRYANT |  | 205273839 | HRCU-A-CB | 284ANV024*0**A* | CAP**3621AL*+UI | Singlezone Ducted, Centrally Ducted | 24000 | 24200 | 2.58 | 17792 | 2.17
BRYANT |  | 205273838 | HRCU-A-CB | 284ANV024*0**A* | CAP**3621AL*+UI | Singlezone Ducted, Centrally Ducted | 24000 | 24400 | 2.54 | 17940 | 2.15
BRYANT |  | 205273841 | HRCU-A-CB | 284ANV024*0**A* | CAP**3621AL*+UI | Singlezone Ducted, Centrally Ducted | 24000 | 24200 | 2.6 | 17792 | 2.19
BRYANT |  | 205273840 | HRCU-A-CB | 284ANV024*0**A* | CAP**3621AL*+UI | Singlezone Ducted, Centrally Ducted | 24000 | 24200 | 2.58 | 17792 | 2.17
BRYANT |  | 205273843 | HRCU-A-CB | 284ANV024*0**A* | CAP**3621AL*+UI | Singlezone Ducted, Centrally Ducted | 24000 | 24400 | 2.56 | 17940 | 2.15
BRYANT |  | 205273842 | HRCU-A-CB | 284ANV024*0**A* | CAP**3621AL*+UI | Singlezone Ducted, Centrally Ducted | 24000 | 24400 | 2.54 | 17940 | 2.15
BRYANT |  | 205273844 | HRCU-A-CB | 284ANV024*0**A* | CAP**4221AL*+UI | Singlezone Ducted, Centrally Ducted | 24000 | 24400 | 2.58 | 17940 | 2.17
BRYANT |  | 205273859 | HRCU-A-CB | 284ANV024*0**A* | CAP**4821AL*+UI | Singlezone Ducted, Centrally Ducted | 24000 | 24000 | 2.72 | 17645 | 2.3
BRYANT |  | 205273860 | HRCU-A-CB | 284ANV024*0**A* | CAP**4824AL*+UI | Singlezone Ducted, Centrally Ducted | 24000 | 24000 | 2.74 | 17645 | 2.31
BRYANT |  | 205273861 | HRCU-A-CB | 284ANV024*0**A* | CAP**4824AL*+UI | Singlezone Ducted, Centrally Ducted | 24000 | 23800 | 2.76 | 17498 | 2.33
BRYANT |  | 205273862 | HRCU-A-CB | 284ANV024*0**A* | CAP**4824AL*+UI | Singlezone Ducted, Centrally Ducted | 24000 | 23800 | 2.76 | 17498 | 2.33
BRYANT |  | 205273865 | HRCU-A-CB | 284ANV024*0**A* | CAP**6024AL*+UI | Singlezone Ducted, Centrally Ducted | 24000 | 23600 | 2.76 | 17351 | 2.32
BRYANT |  | 205273864 | HRCU-A-CB | 284ANV024*0**A* | CAP**6024AL*+UI | Singlezone Ducted, Centrally Ducted | 24000 | 23600 | 2.74 | 17351 | 2.31
BRYANT |  | 205273863 | HRCU-A-CB | 284ANV024*0**A* | CAP**4824AL*+UI | Singlezone Ducted, Centrally Ducted | 24000 | 24000 | 2.76 | 17645 | 2.33
BRYANT |  | 205273866 | HRCU-A-CB | 284ANV024*0**A* | CAP**6024AL*+UI | Singlezone Ducted, Centrally Ducted | 24000 | 23600 | 2.78 | 17351 | 2.34
BRYANT |  | 205273867 | HRCU-A-CB | 284ANV024*0**A* | CAP**6024AL*+UI | Singlezone Ducted, Centrally Ducted | 24000 | 23600 | 2.76 | 17351 | 2.32
BRYANT |  | 205273868 | HRCU-A-CB | 284ANV024*0**A* | CNPV*3617AL*+UI | Singlezone Ducted, Centrally Ducted | 24000 | 24600 | 2.5 | 18087 | 2.11
BRYANT |  | 205273870 | HRCU-A-CB | 284ANV024*0**A* | CNPV*3617AL*+UI | Singlezone Ducted, Centrally Ducted | 24000 | 24600 | 2.5 | 18087 | 2.11
BRYANT |  | 205273871 | HRCU-A-CB | 284ANV024*0**A* | CNPV*3617AL*+UI | Singlezone Ducted, Centrally Ducted | 24000 | 24400 | 2.52 | 17940 | 2.13
BRYANT |  | 205273873 | HRCU-A-CB | 284ANV024*0**A* | CNPV*3621AL*+UI | Singlezone Ducted, Centrally Ducted | 24000 | 24400 | 2.52 | 17940 | 2.13
BRYANT |  | 205273872 | HRCU-A-CB | 284ANV024*0**A* | CNPV*3621AL*+UI | Singlezone Ducted, Centrally Ducted | 24000 | 24600 | 2.5 | 18087 | 2.11
BRYANT |  | 205273875 | HRCU-A-CB | 284ANV024*0**A* | CNPV*3621AL*+UI | Singlezone Ducted, Centrally Ducted | 24000 | 24200 | 2.54 | 17792 | 2.15
BRYANT |  | 205273878 | HRCU-A-CB | 284ANV024*0**A* | CNPV*4217AL*+UI | Singlezone Ducted, Centrally Ducted | 24000 | 24400 | 2.62 | 17940 | 2.21
BRYANT |  | 205273874 | HRCU-A-CB | 284ANV024*0**A* | CNPV*3621AL*+UI | Singlezone Ducted, Centrally Ducted | 24000 | 24400 | 2.54 | 17940 | 2.15
BRYANT |  | 205273876 | HRCU-A-CB | 284ANV024*0**A* | CNPV*3621AL*+UI | Singlezone Ducted, Centrally Ducted | 24000 | 24600 | 2.5 | 18087 | 2.11
BRYANT |  | 205273877 | HRCU-A-CB | 284ANV024*0**A* | CNPV*3621AL*+UI | Singlezone Ducted, Centrally Ducted | 24000 | 24400 | 2.52 | 17940 | 2.13
BRYANT |  | 205273879 | HRCU-A-CB | 284ANV024*0**A* | CNPV*4217AL*+UI | Singlezone Ducted, Centrally Ducted | 24000 | 24200 | 2.66 | 17792 | 2.25
BRYANT |  | 205273880 | HRCU-A-CB | 284ANV024*0**A* | CNPV*4217AL*+UI | Singlezone Ducted, Centrally Ducted | 24000 | 24400 | 2.62 | 17940 | 2.21
BRYANT |  | 205273881 | HRCU-A-CB | 284ANV024*0**A* | CNPV*4217AL*+UI | Singlezone Ducted, Centrally Ducted | 24000 | 24400 | 2.64 | 17940 | 2.23
BRYANT |  | 205273882 | HRCU-A-CB | 284ANV024*0**A* | CNPV*4221AL*+UI | Singlezone Ducted, Centrally Ducted | 24000 | 24400 | 2.58 | 17940 | 2.17
BRYANT |  | 205273884 | HRCU-A-CB | 284ANV024*0**A* | CNPV*4221AL*+UI | Singlezone Ducted, Centrally Ducted | 24000 | 24200 | 2.6 | 17792 | 2.19
BRYANT |  | 205273883 | HRCU-A-CB | 284ANV024*0**A* | CNPV*4221AL*+UI | Singlezone Ducted, Centrally Ducted | 24000 | 24400 | 2.6 | 17940 | 2.19
BRYANT |  | 205273885 | HRCU-A-CB | 284ANV024*0**A* | CNPV*4221AL*+UI | Singlezone Ducted, Centrally Ducted | 24000 | 24200 | 2.62 | 17792 | 2.21
BRYANT |  | 205273889 | HRCU-A-CB | 284ANV024*0**A* | CNPV*4821AL*+UI | Singlezone Ducted, Centrally Ducted | 24000 | 24200 | 2.7 | 17792 | 2.28
BRYANT |  | 205273886 | HRCU-A-CB | 284ANV024*0**A* | CNPV*4221AL*+UI | Singlezone Ducted, Centrally Ducted | 24000 | 24400 | 2.58 | 17940 | 2.17
BRYANT |  | 205273887 | HRCU-A-CB | 284ANV024*0**A* | CNPV*4221AL*+UI | Singlezone Ducted, Centrally Ducted | 24000 | 24400 | 2.58 | 17940 | 2.17
BRYANT |  | 205273888 | HRCU-A-CB | 284ANV024*0**A* | CNPV*4821AL*+UI | Singlezone Ducted, Centrally Ducted | 24000 | 24200 | 2.68 | 17792 | 2.26
BRYANT |  | 205273890 | HRCU-A-CB | 284ANV024*0**A* | CNPV*4821AL*+UI | Singlezone Ducted, Centrally Ducted | 24000 | 24200 | 2.72 | 17792 | 2.3
BRYANT |  | 205273891 | HRCU-A-CB | 284ANV024*0**A* | CNPV*4821AL*+UI | Singlezone Ducted, Centrally Ducted | 24000 | 24000 | 2.74 | 17645 | 2.31
BRYANT |  | 205273808 | HRCU-A-CB | 284ANV024*0**A* | CSPH*4212AL*+UI | Singlezone Ducted, Centrally Ducted | 24000 | 24200 | 2.68 | 17792 | 2.26
BRYANT |  | 205273809 | HRCU-A-CB | 284ANV024*0**A* | CSPH*4212AL*+UI | Singlezone Ducted, Centrally Ducted | 24000 | 24200 | 2.68 | 17792 | 2.26
BRYANT |  | 205273988 | HRCU-A-CB | 284ANV036*0**A* | CAP**4321AL*+UI | Singlezone Ducted, Centrally Ducted | 35400 | 33600 | 2.52 | 28445 | 2.14
BRYANT |  | 205273989 | HRCU-A-CB | 284ANV036*0**A* | CAP**4321AL*+UI | Singlezone Ducted, Centrally Ducted | 35200 | 33400 | 2.54 | 28276 | 2.16
BRYANT |  | 205274007 | HRCU-A-CB | 284ANV036*0**A* | CAP**4824AL*+UI | Singlezone Ducted, Centrally Ducted | 35200 | 33200 | 2.52 | 28107 | 2.14
BRYANT |  | 205274008 | HRCU-A-CB | 284ANV036*0**A* | CAP**4824AL*+UI | Singlezone Ducted, Centrally Ducted | 35200 | 33000 | 2.54 | 27937 | 2.16
BRYANT |  | 205274015 | HRCU-A-CB | 284ANV036*0**A* | CAP**4824AL*+UI | Singlezone Ducted, Centrally Ducted | 35200 | 33200 | 2.52 | 28107 | 2.14
BRYANT |  | 205274018 | HRCU-A-CB | 284ANV036*0**A* | CAP**6024AL*+UI | Singlezone Ducted, Centrally Ducted | 34400 | 32800 | 2.52 | 27768 | 2.14
BRYANT |  | 205274019 | HRCU-A-CB | 284ANV036*0**A* | CAP**6024AL*+UI | Singlezone Ducted, Centrally Ducted | 34400 | 32600 | 2.54 | 27599 | 2.16
BRYANT |  | 205274020 | HRCU-A-CB | 284ANV036*0**A* | CAP**6024AL*+UI | Singlezone Ducted, Centrally Ducted | 34400 | 32800 | 2.52 | 27768 | 2.14
BRYANT |  | 205274021 | HRCU-A-CB | 284ANV036*0**A* | CAP**6024AL*+UI | Singlezone Ducted, Centrally Ducted | 34600 | 33000 | 2.5 | 27937 | 2.13
BRYANT |  | 205274022 | HRCU-A-CB | 284ANV036*0**A* | CAP**6024AL*+UI | Singlezone Ducted, Centrally Ducted | 34600 | 32800 | 2.52 | 27768 | 2.14
BRYANT |  | 205274023 | HRCU-A-CB | 284ANV036*0**A* | CAP**6024AL*+UI | Singlezone Ducted, Centrally Ducted | 34600 | 33000 | 2.5 | 27937 | 2.13
BRYANT |  | 205274024 | HRCU-A-CB | 284ANV036*0**A* | CAP**6024AL*+UI | Singlezone Ducted, Centrally Ducted | 34600 | 33000 | 2.5 | 27937 | 2.13
BRYANT |  | 205274025 | HRCU-A-CB | 284ANV036*0**A* | CAP**6024AL*+UI | Singlezone Ducted, Centrally Ducted | 34600 | 32800 | 2.52 | 27768 | 2.14
BRYANT |  | 205274026 | HRCU-A-CB | 284ANV036*0**A* | CAP**6024AL*+UI | Singlezone Ducted, Centrally Ducted | 34400 | 32800 | 2.52 | 27768 | 2.14
BRYANT |  | 205274031 | HRCU-A-CB | 284ANV036*0**A* | CAP**6121AL*+UI | Singlezone Ducted, Centrally Ducted | 34800 | 33000 | 2.54 | 27937 | 2.16
BRYANT |  | 205274030 | HRCU-A-CB | 284ANV036*0**A* | CAP**6121AL*+UI | Singlezone Ducted, Centrally Ducted | 35200 | 33200 | 2.5 | 28107 | 2.12
BRYANT |  | 205274037 | HRCU-A-CB | 284ANV036*0**A* | CAP**6121AL*+UI | Singlezone Ducted, Centrally Ducted | 35000 | 33000 | 2.54 | 27937 | 2.16
BRYANT |  | 205274036 | HRCU-A-CB | 284ANV036*0**A* | CAP**6121AL*+UI | Singlezone Ducted, Centrally Ducted | 35000 | 33200 | 2.52 | 28107 | 2.14
BRYANT |  | 205274038 | HRCU-A-CB | 284ANV036*0**A* | CAP**6121AL*+UI | Singlezone Ducted, Centrally Ducted | 35000 | 33200 | 2.52 | 28107 | 2.14
BRYANT |  | 205274041 | HRCU-A-CB | 284ANV036*0**A* | CAP**6121AL*+UI | Singlezone Ducted, Centrally Ducted | 35000 | 33000 | 2.54 | 27937 | 2.16
BRYANT |  | 205274043 | HRCU-A-CB | 284ANV036*0**A* | CAP**6124AL*+UI | Singlezone Ducted, Centrally Ducted | 35000 | 33200 | 2.52 | 28107 | 2.14
BRYANT |  | 205274040 | HRCU-A-CB | 284ANV036*0**A* | CAP**6121AL*+UI | Singlezone Ducted, Centrally Ducted | 35000 | 33200 | 2.52 | 28107 | 2.14
BRYANT |  | 205274039 | HRCU-A-CB | 284ANV036*0**A* | CAP**6121AL*+UI | Singlezone Ducted, Centrally Ducted | 35000 | 33000 | 2.54 | 27937 | 2.16
BRYANT |  | 205274044 | HRCU-A-CB | 284ANV036*0**A* | CAP**6124AL*+UI | Singlezone Ducted, Centrally Ducted | 34800 | 33000 | 2.56 | 27937 | 2.18
BRYANT |  | 205274045 | HRCU-A-CB | 284ANV036*0**A* | CAP**6124AL*+UI | Singlezone Ducted, Centrally Ducted | 34600 | 32800 | 2.56 | 27768 | 2.18
BRYANT |  | 205274047 | HRCU-A-CB | 284ANV036*0**A* | CAP**6124AL*+UI | Singlezone Ducted, Centrally Ducted | 35000 | 33200 | 2.52 | 28107 | 2.14
BRYANT |  | 205274049 | HRCU-A-CB | 284ANV036*0**A* | CAP**6124AL*+UI | Singlezone Ducted, Centrally Ducted | 35000 | 33000 | 2.54 | 27937 | 2.16
BRYANT |  | 205274046 | HRCU-A-CB | 284ANV036*0**A* | CAP**6124AL*+UI | Singlezone Ducted, Centrally Ducted | 34800 | 33000 | 2.56 | 27937 | 2.18
BRYANT |  | 205274048 | HRCU-A-CB | 284ANV036*0**A* | CAP**6124AL*+UI | Singlezone Ducted, Centrally Ducted | 34800 | 33000 | 2.54 | 27937 | 2.16
BRYANT |  | 205274050 | HRCU-A-CB | 284ANV036*0**A* | CAP**6124AL*+UI | Singlezone Ducted, Centrally Ducted | 35000 | 33200 | 2.52 | 28107 | 2.14
BRYANT |  | 205274052 | HRCU-A-CB | 284ANV036*0**A* | CAP**6124AL*+UI | Singlezone Ducted, Centrally Ducted | 34800 | 33000 | 2.54 | 27937 | 2.16
BRYANT |  | 205274051 | HRCU-A-CB | 284ANV036*0**A* | CAP**6124AL*+UI | Singlezone Ducted, Centrally Ducted | 34800 | 33000 | 2.54 | 27937 | 2.16
BRYANT |  | 205274094 | HRCU-A-CB | 284ANV036*0**A* | CNPV*4824AL*+UI | Singlezone Ducted, Centrally Ducted | 35200 | 33200 | 2.5 | 28107 | 2.12
BRYANT |  | 205274104 | HRCU-A-CB | 284ANV036*0**A* | CNPV*6024AL*+UI | Singlezone Ducted, Centrally Ducted | 35000 | 33000 | 2.5 | 27937 | 2.13
BRYANT |  | 205274105 | HRCU-A-CB | 284ANV036*0**A* | CNPV*6024AL*+UI | Singlezone Ducted, Centrally Ducted | 34800 | 32800 | 2.52 | 27768 | 2.14
BRYANT |  | 205274106 | HRCU-A-CB | 284ANV036*0**A* | CNPV*6024AL*+UI | Singlezone Ducted, Centrally Ducted | 35000 | 33000 | 2.5 | 27937 | 2.13
BRYANT |  | 205274108 | HRCU-A-CB | 284ANV036*0**A* | CNPV*6024AL*+UI | Singlezone Ducted, Centrally Ducted | 35000 | 33000 | 2.5 | 27937 | 2.13
BRYANT |  | 205274111 | HRCU-A-CB | 284ANV036*0**A* | CNPV*6024AL*+UI | Singlezone Ducted, Centrally Ducted | 35000 | 33000 | 2.5 | 27937 | 2.13
BRYANT |  | 205274112 | HRCU-A-CB | 284ANV036*0**A* | CNPV*6024AL*+UI | Singlezone Ducted, Centrally Ducted | 35000 | 33000 | 2.5 | 27937 | 2.13
BRYANT |  | 205274175 | HRCU-A-CB | 284ANV036*0**A* | CSPH*6012AL*+UI | Singlezone Ducted, Centrally Ducted | 34600 | 32800 | 2.58 | 27768 | 2.19
BRYANT |  | 205274174 | HRCU-A-CB | 284ANV036*0**A* | CSPH*6012AL*+UI | Singlezone Ducted, Centrally Ducted | 34600 | 32800 | 2.56 | 27768 | 2.18
BRYANT |  | 205274182 | HRCU-A-CB | 284ANV036*0**A* | CSPH*6012AL*+UI | Singlezone Ducted, Centrally Ducted | 34800 | 33000 | 2.56 | 27937 | 2.18
BRYANT |  | 205274178 | HRCU-A-CB | 284ANV036*0**A* | CSPH*6012AL*+UI | Singlezone Ducted, Centrally Ducted | 34800 | 33000 | 2.56 | 27937 | 2.18
BRYANT |  | 205274185 | HRCU-A-CB | 284ANV036*0**A* | CSPH*6012AL*+UI | Singlezone Ducted, Centrally Ducted | 34800 | 33000 | 2.56 | 27937 | 2.18
BRYANT |  | 205274187 | HRCU-A-CB | 284ANV036*0**A* | CSPH*6012AL*+UI | Singlezone Ducted, Centrally Ducted | 34800 | 33000 | 2.54 | 27937 | 2.16
BRYANT |  | 205274188 | HRCU-A-CB | 284ANV036*0**A* | CSPH*6012AL*+UI | Singlezone Ducted, Centrally Ducted | 34800 | 33000 | 2.56 | 27937 | 2.18
BRYANT |  | 205274231 | HRCU-A-CB | 284ANV060*0**A* | FE4ANB006L+UI | Singlezone Ducted, Centrally Ducted | 59000 | 49500 | 2.66 | 34460 | 2.13
BRYANT |  | 205274253 | HRCU-A-CB | 284ANV060*0**A* | CNPV*6124AL*+UI | Singlezone Ducted, Centrally Ducted | 59000 | 50500 | 2.54 | 35156 | 2.03
BRYANT |  | 205273719 | HRCU-A-CB | 284ANV024*0**A* | CAP**3617AL*+UI | Singlezone Ducted, Centrally Ducted | 24000 | 24600 | 2.54 | 18087 | 2.14
BRYANT |  | 205274254 | HRCU-A-CB | 284ANV060*0**A* | CNPV*6124AL*+UI | Singlezone Ducted, Centrally Ducted | 59000 | 50000 | 2.58 | 34808 | 2.06
BRYANT |  | 205273720 | HRCU-A-CB | 284ANV024*0**A* | CAP**3617AL*+UI | Singlezone Ducted, Centrally Ducted | 24000 | 24400 | 2.54 | 17940 | 2.15
BRYANT |  | 205273723 | HRCU-A-CB | 284ANV024*0**A* | CAP**3621AL*+UI | Singlezone Ducted, Centrally Ducted | 24000 | 24400 | 2.54 | 17940 | 2.15
BRYANT |  | 205273725 | HRCU-A-CB | 284ANV024*0**A* | CAP**3621AL*+UI | Singlezone Ducted, Centrally Ducted | 24000 | 24400 | 2.56 | 17940 | 2.15
BRYANT |  | 205273724 | HRCU-A-CB | 284ANV024*0**A* | CAP**3621AL*+UI | Singlezone Ducted, Centrally Ducted | 24000 | 24400 | 2.56 | 17940 | 2.15
BRYANT |  | 205273732 | HRCU-A-CB | 284ANV024*0**A* | CAP**4221AL*+UI | Singlezone Ducted, Centrally Ducted | 24000 | 24200 | 2.6 | 17792 | 2.19
BRYANT |  | 205273730 | HRCU-A-CB | 284ANV024*0**A* | CAP**4221AL*+UI | Singlezone Ducted, Centrally Ducted | 24000 | 24400 | 2.58 | 17940 | 2.17
BRYANT |  | 205273742 | HRCU-A-CB | 284ANV024*0**A* | CAP**4821AL*+UI | Singlezone Ducted, Centrally Ducted | 24000 | 24200 | 2.7 | 17792 | 2.28
BRYANT |  | 205273731 | HRCU-A-CB | 284ANV024*0**A* | CAP**4221AL*+UI | Singlezone Ducted, Centrally Ducted | 24000 | 24400 | 2.6 | 17940 | 2.19
BRYANT |  | 205273737 | HRCU-A-CB | 284ANV024*0**A* | CAP**4224AL*+UI | Singlezone Ducted, Centrally Ducted | 24000 | 24200 | 2.6 | 17792 | 2.19
BRYANT |  | 205273759 | HRCU-A-CB | 284ANV024*0**A* | CNPV*3617AL*+UI | Singlezone Ducted, Centrally Ducted | 24000 | 24600 | 2.5 | 18087 | 2.11
BRYANT |  | 205273760 | HRCU-A-CB | 284ANV024*0**A* | CNPV*3617AL*+UI | Singlezone Ducted, Centrally Ducted | 24000 | 24400 | 2.52 | 17940 | 2.13
BRYANT |  | 205273763 | HRCU-A-CB | 284ANV024*0**A* | CNPV*3621AL*+UI | Singlezone Ducted, Centrally Ducted | 24000 | 24600 | 2.5 | 18087 | 2.11
BRYANT |  | 205273764 | HRCU-A-CB | 284ANV024*0**A* | CNPV*3621AL*+UI | Singlezone Ducted, Centrally Ducted | 24000 | 24400 | 2.52 | 17940 | 2.13
BRYANT |  | 205273774 | HRCU-A-CB | 284ANV024*0**A* | CNPV*4221AL*+UI | Singlezone Ducted, Centrally Ducted | 24000 | 24400 | 2.56 | 17940 | 2.15
BRYANT |  | 205273770 | HRCU-A-CB | 284ANV024*0**A* | CNPV*4217AL*+UI | Singlezone Ducted, Centrally Ducted | 24000 | 24400 | 2.62 | 17940 | 2.21
BRYANT |  | 205273765 | HRCU-A-CB | 284ANV024*0**A* | CNPV*3621AL*+UI | Singlezone Ducted, Centrally Ducted | 24000 | 24400 | 2.52 | 17940 | 2.13
BRYANT |  | 205273771 | HRCU-A-CB | 284ANV024*0**A* | CNPV*4217AL*+UI | Singlezone Ducted, Centrally Ducted | 24000 | 24400 | 2.64 | 17940 | 2.23
BRYANT |  | 205273775 | HRCU-A-CB | 284ANV024*0**A* | CNPV*4221AL*+UI | Singlezone Ducted, Centrally Ducted | 24000 | 24400 | 2.58 | 17940 | 2.17
BRYANT |  | 205273798 | HRCU-A-CB | 284ANV024*0**A* | CSPH*3612AL*+UI | Singlezone Ducted, Centrally Ducted | 24000 | 24400 | 2.62 | 17940 | 2.21
BRYANT |  | 205273776 | HRCU-A-CB | 284ANV024*0**A* | CNPV*4221AL*+UI | Singlezone Ducted, Centrally Ducted | 24000 | 24400 | 2.6 | 17940 | 2.19
BRYANT |  | 205273781 | HRCU-A-CB | 284ANV024*0**A* | CNPV*4821AL*+UI | Singlezone Ducted, Centrally Ducted | 24000 | 24400 | 2.68 | 17940 | 2.26
BRYANT |  | 205273800 | HRCU-A-CB | 284ANV024*0**A* | CSPH*3612AL*+UI | Singlezone Ducted, Centrally Ducted | 24000 | 24400 | 2.64 | 17940 | 2.23
BRYANT |  | 205273801 | HRCU-A-CB | 284ANV024*0**A* | CSPH*3612AL*+UI | Singlezone Ducted, Centrally Ducted | 24000 | 24200 | 2.68 | 17792 | 2.26
BRYANT |  | 205273799 | HRCU-A-CB | 284ANV024*0**A* | CSPH*3612AL*+UI | Singlezone Ducted, Centrally Ducted | 24000 | 24400 | 2.64 | 17940 | 2.23
BRYANT |  | 205273807 | HRCU-A-CB | 284ANV024*0**A* | CSPH*4212AL*+UI | Singlezone Ducted, Centrally Ducted | 24000 | 24400 | 2.66 | 17940 | 2.25
BRYANT |  | 205273817 | HRCU-A-CB | 284ANV024*0**A* | CSPH*4812AL*+UI | Singlezone Ducted, Centrally Ducted | 24000 | 24200 | 2.7 | 17792 | 2.28
BRYANT |  | 205273818 | HRCU-A-CB | 284ANV024*0**A* | CSPH*4812AL*+UI | Singlezone Ducted, Centrally Ducted | 24000 | 24200 | 2.7 | 17792 | 2.28
BRYANT |  | 205273816 | HRCU-A-CB | 284ANV024*0**A* | CSPH*4812AL*+UI | Singlezone Ducted, Centrally Ducted | 24000 | 24400 | 2.68 | 17940 | 2.26
BRYANT |  | 205273825 | HRCU-A-CB | 284ANV024*0**A* | CSPH*6012AL*+UI | Singlezone Ducted, Centrally Ducted | 24000 | 24000 | 2.72 | 17645 | 2.3
BRYANT |  | 205273947 | HRCU-A-CB | 284ANV036*0**A* | CAP**3721AL*+UI | Singlezone Ducted, Centrally Ducted | 35400 | 33600 | 2.52 | 28445 | 2.14
BRYANT |  | 205273950 | HRCU-A-CB | 284ANV036*0**A* | CAP**3721AL*+UI | Singlezone Ducted, Centrally Ducted | 35400 | 33600 | 2.52 | 28445 | 2.14
BRYANT |  | 205273949 | HRCU-A-CB | 284ANV036*0**A* | CAP**3721AL*+UI | Singlezone Ducted, Centrally Ducted | 35400 | 33600 | 2.52 | 28445 | 2.14
BRYANT |  | 205273987 | HRCU-A-CB | 284ANV036*0**A* | CAP**4321AL*+UI | Singlezone Ducted, Centrally Ducted | 35200 | 33400 | 2.54 | 28276 | 2.16
BRYANT |  | 205273980 | HRCU-A-CB | 284ANV036*0**A* | CAP**4321AL*+UI | Singlezone Ducted, Centrally Ducted | 35200 | 33400 | 2.54 | 28276 | 2.16
BRYANT |  | 205273985 | HRCU-A-CB | 284ANV036*0**A* | CAP**4321AL*+UI | Singlezone Ducted, Centrally Ducted | 35200 | 33400 | 2.54 | 28276 | 2.16
BRYANT |  | 205273951 | HRCU-A-CB | 284ANV036*0**A* | CAP**3721AL*+UI | Singlezone Ducted, Centrally Ducted | 35400 | 33600 | 2.52 | 28445 | 2.14
BRYANT |  | 205274156 | HRCU-A-CB | 284ANV036*0**A* | CSPH*4812AL*+UI | Singlezone Ducted, Centrally Ducted | 35200 | 33200 | 2.52 | 28107 | 2.14
BRYANT |  | 205274155 | HRCU-A-CB | 284ANV036*0**A* | CSPH*4812AL*+UI | Singlezone Ducted, Centrally Ducted | 35200 | 33400 | 2.5 | 28276 | 2.12
BRYANT |  | 205274159 | HRCU-A-CB | 284ANV036*0**A* | CSPH*4812AL*+UI | Singlezone Ducted, Centrally Ducted | 35200 | 33400 | 2.5 | 28276 | 2.12
BRYANT |  | 205274163 | HRCU-A-CB | 284ANV036*0**A* | CSPH*4812AL*+UI | Singlezone Ducted, Centrally Ducted | 35400 | 33400 | 2.5 | 28276 | 2.12
BRYANT |  | 205274166 | HRCU-A-CB | 284ANV036*0**A* | CSPH*4812AL*+UI | Singlezone Ducted, Centrally Ducted | 35400 | 33400 | 2.5 | 28276 | 2.12
BRYANT |  | 205274168 | HRCU-A-CB | 284ANV036*0**A* | CSPH*4812AL*+UI | Singlezone Ducted, Centrally Ducted | 35400 | 33400 | 2.5 | 28276 | 2.12
BRYANT |  | 205274169 | HRCU-A-CB | 284ANV036*0**A* | CSPH*4812AL*+UI | Singlezone Ducted, Centrally Ducted | 35400 | 33400 | 2.5 | 28276 | 2.12
BRYANT |  | 205274172 | HRCU-A-CB | 284ANV036*0**A* | CSPH*6012AL*+UI | Singlezone Ducted, Centrally Ducted | 35200 | 33400 | 2.5 | 28276 | 2.12
BRYANT |  | 205274183 | HRCU-A-CB | 284ANV036*0**A* | CSPH*6012AL*+UI | Singlezone Ducted, Centrally Ducted | 34800 | 33000 | 2.54 | 27937 | 2.16
BRYANT |  | 205274173 | HRCU-A-CB | 284ANV036*0**A* | CSPH*6012AL*+UI | Singlezone Ducted, Centrally Ducted | 35000 | 33200 | 2.52 | 28107 | 2.14
BRYANT |  | 205274184 | HRCU-A-CB | 284ANV036*0**A* | CSPH*6012AL*+UI | Singlezone Ducted, Centrally Ducted | 34800 | 33000 | 2.54 | 27937 | 2.16
BRYANT |  | 205274181 | HRCU-A-CB | 284ANV036*0**A* | CSPH*6012AL*+UI | Singlezone Ducted, Centrally Ducted | 34800 | 33000 | 2.54 | 27937 | 2.16
BRYANT |  | 205274199 | HRCU-A-CB | 284ANV048*0**A* | CAP**6024AL*+UI | Singlezone Ducted, Centrally Ducted | 48000 | 42500 | 2.52 | 31130 | 2.25
BRYANT |  | 205274201 | HRCU-A-CB | 284ANV048*0**A* | CAP**6024AL*+UI | Singlezone Ducted, Centrally Ducted | 48000 | 43000 | 2.5 | 31496 | 2.23
BRYANT |  | 205274200 | HRCU-A-CB | 284ANV048*0**A* | CAP**6024AL*+UI | Singlezone Ducted, Centrally Ducted | 48000 | 42500 | 2.52 | 31130 | 2.25
BRYANT |  | 205274203 | HRCU-A-CB | 284ANV048*0**A* | CAP**6121AL*+UI | Singlezone Ducted, Centrally Ducted | 48000 | 43000 | 2.52 | 31496 | 2.25
BRYANT |  | 205274202 | HRCU-A-CB | 284ANV048*0**A* | CAP**6121AL*+UI | Singlezone Ducted, Centrally Ducted | 48000 | 43000 | 2.52 | 31496 | 2.25
BRYANT |  | 205274206 | HRCU-A-CB | 284ANV048*0**A* | CAP**6124AL*+UI | Singlezone Ducted, Centrally Ducted | 48000 | 42500 | 2.56 | 31130 | 2.29
BRYANT |  | 205274204 | HRCU-A-CB | 284ANV048*0**A* | CAP**6121AL*+UI | Singlezone Ducted, Centrally Ducted | 48000 | 43000 | 2.52 | 31496 | 2.25
BRYANT |  | 205274205 | HRCU-A-CB | 284ANV048*0**A* | CAP**6121AL*+UI | Singlezone Ducted, Centrally Ducted | 48000 | 43000 | 2.52 | 31496 | 2.25
BRYANT |  | 205274207 | HRCU-A-CB | 284ANV048*0**A* | CAP**6124AL*+UI | Singlezone Ducted, Centrally Ducted | 48000 | 43000 | 2.54 | 31496 | 2.27
BRYANT |  | 205274208 | HRCU-A-CB | 284ANV048*0**A* | CAP**6124AL*+UI | Singlezone Ducted, Centrally Ducted | 48000 | 43000 | 2.52 | 31496 | 2.25
BRYANT |  | 205274223 | HRCU-A-CB | 284ANV048*0**A* | CSPH*6012AL*+UI | Singlezone Ducted, Centrally Ducted | 48000 | 43000 | 2.52 | 31496 | 2.25
BRYANT |  | 205274222 | HRCU-A-CB | 284ANV048*0**A* | CSPH*6012AL*+UI | Singlezone Ducted, Centrally Ducted | 48000 | 42500 | 2.54 | 31130 | 2.27
BRYANT |  | 205274221 | HRCU-A-CB | 284ANV048*0**A* | CSPH*6012AL*+UI | Singlezone Ducted, Centrally Ducted | 48000 | 42500 | 2.52 | 31130 | 2.25
BRYANT |  | 205274225 | HRCU-A-CB | 284ANV048*0**A* | CSPH*6012AL*+UI | Singlezone Ducted, Centrally Ducted | 48000 | 43000 | 2.52 | 31496 | 2.25
BRYANT |  | 205274226 | HRCU-A-CB | 284ANV048*0**A* | CSPH*6012AL*+UI | Singlezone Ducted, Centrally Ducted | 48000 | 43000 | 2.5 | 31496 | 2.23
BRYANT |  | 205274228 | HRCU-A-CB | 284ANV048*0**A* | CSPH*6012AL*+UI | Singlezone Ducted, Centrally Ducted | 48000 | 43000 | 2.52 | 31496 | 2.25
BRYANT |  | 205274230 | HRCU-A-CB | 284ANV048*0**A* | CSPH*6012AL*+UI | Singlezone Ducted, Centrally Ducted | 48000 | 43000 | 2.52 | 31496 | 2.25
BRYANT |  | 205274243 | HRCU-A-CB | 284ANV060*0**A* | CAP**6121AL*+UI | Singlezone Ducted, Centrally Ducted | 59000 | 50500 | 2.5 | 35156 | 2
BRYANT |  | 205274246 | HRCU-A-CB | 284ANV060*0**A* | CAP**6124AL*+UI | Singlezone Ducted, Centrally Ducted | 59000 | 50500 | 2.52 | 35156 | 2.01
BRYANT |  | 205274249 | HRCU-A-CB | 284ANV060*0**A* | CAP**6124AL*+UI | Singlezone Ducted, Centrally Ducted | 59000 | 50500 | 2.52 | 35156 | 2.01
BRYANT |  | 205274250 | HRCU-A-CB | 284ANV060*0**A* | CAP**6124AL*+UI | Singlezone Ducted, Centrally Ducted | 59000 | 50500 | 2.52 | 35156 | 2.01
BRYANT |  | 205274255 | HRCU-A-CB | 284ANV060*0**A* | CNPV*6124AL*+UI | Singlezone Ducted, Centrally Ducted | 59000 | 50500 | 2.54 | 35156 | 2.03
BRYANT |  | 205274256 | HRCU-A-CB | 284ANV060*0**A* | CNPV*6124AL*+UI | Singlezone Ducted, Centrally Ducted | 59000 | 50500 | 2.52 | 35156 | 2.01
BRYANT |  | 205274257 | HRCU-A-CB | 284ANV060*0**A* | CNPV*6124AL*+UI | Singlezone Ducted, Centrally Ducted | 59000 | 50000 | 2.54 | 34808 | 2.03
BRYANT |  | 205274261 | HRCU-A-CB | 284ANV060*0**A* | CNPV*6124AL*+UI | Singlezone Ducted, Centrally Ducted | 59000 | 50000 | 2.54 | 34808 | 2.03
BRYANT |  | 205274258 | HRCU-A-CB | 284ANV060*0**A* | CNPV*6124AL*+UI | Singlezone Ducted, Centrally Ducted | 59000 | 50500 | 2.52 | 35156 | 2.01
BRYANT |  | 205274259 | HRCU-A-CB | 284ANV060*0**A* | CNPV*6124AL*+UI | Singlezone Ducted, Centrally Ducted | 59000 | 50500 | 2.52 | 35156 | 2.01
BRYANT |  | 205274260 | HRCU-A-CB | 284ANV060*0**A* | CNPV*6124AL*+UI | Singlezone Ducted, Centrally Ducted | 59000 | 50000 | 2.54 | 34808 | 2.03
BRYANT |  | 205273941 | HRCU-A-CB | 284ANV036*0**A* | CAP**3721AL*+UI | Singlezone Ducted, Centrally Ducted | 35600 | 33800 | 2.5 | 28615 | 2.12
BRYANT |  | 205273942 | HRCU-A-CB | 284ANV036*0**A* | CAP**3721AL*+UI | Singlezone Ducted, Centrally Ducted | 35400 | 33400 | 2.54 | 28276 | 2.16
BRYANT |  | 205273948 | HRCU-A-CB | 284ANV036*0**A* | CAP**3721AL*+UI | Singlezone Ducted, Centrally Ducted | 35400 | 33600 | 2.5 | 28445 | 2.13
BRYANT |  | 205273946 | HRCU-A-CB | 284ANV036*0**A* | CAP**3721AL*+UI | Singlezone Ducted, Centrally Ducted | 35400 | 33600 | 2.5 | 28445 | 2.13
BRYANT |  | 205273984 | HRCU-A-CB | 284ANV036*0**A* | CAP**4321AL*+UI | Singlezone Ducted, Centrally Ducted | 35400 | 33600 | 2.52 | 28445 | 2.14
BRYANT |  | 205273979 | HRCU-A-CB | 284ANV036*0**A* | CAP**4321AL*+UI | Singlezone Ducted, Centrally Ducted | 35400 | 33600 | 2.5 | 28445 | 2.13
BRYANT |  | 205273986 | HRCU-A-CB | 284ANV036*0**A* | CAP**4321AL*+UI | Singlezone Ducted, Centrally Ducted | 35400 | 33600 | 2.52 | 28445 | 2.14
BRYANT |  | 205274000 | HRCU-A-CB | 284ANV036*0**A* | CAP**4821AL*+UI | Singlezone Ducted, Centrally Ducted | 35200 | 33400 | 2.5 | 28276 | 2.12
BRYANT |  | 205273994 | HRCU-A-CB | 284ANV036*0**A* | CAP**4821AL*+UI | Singlezone Ducted, Centrally Ducted | 35200 | 33200 | 2.5 | 28107 | 2.12
BRYANT |  | 205274003 | HRCU-A-CB | 284ANV036*0**A* | CAP**4821AL*+UI | Singlezone Ducted, Centrally Ducted | 35200 | 33400 | 2.5 | 28276 | 2.12
BRYANT |  | 205274002 | HRCU-A-CB | 284ANV036*0**A* | CAP**4821AL*+UI | Singlezone Ducted, Centrally Ducted | 35200 | 33400 | 2.5 | 28276 | 2.12
BRYANT |  | 205274004 | HRCU-A-CB | 284ANV036*0**A* | CAP**4821AL*+UI | Singlezone Ducted, Centrally Ducted | 35200 | 33400 | 2.5 | 28276 | 2.12
BRYANT |  | 205274009 | HRCU-A-CB | 284ANV036*0**A* | CAP**4824AL*+UI | Singlezone Ducted, Centrally Ducted | 35200 | 33200 | 2.52 | 28107 | 2.14
BRYANT |  | 205274011 | HRCU-A-CB | 284ANV036*0**A* | CAP**4824AL*+UI | Singlezone Ducted, Centrally Ducted | 35200 | 33200 | 2.52 | 28107 | 2.14
BRYANT |  | 205274014 | HRCU-A-CB | 284ANV036*0**A* | CAP**4824AL*+UI | Singlezone Ducted, Centrally Ducted | 35200 | 33200 | 2.52 | 28107 | 2.14
BRYANT |  | 205274017 | HRCU-A-CB | 284ANV036*0**A* | CAP**6024AL*+UI | Singlezone Ducted, Centrally Ducted | 34800 | 33000 | 2.5 | 27937 | 2.13
BRYANT |  | 205274137 | HRCU-A-CB | 284ANV036*0**A* | CSPH*4212AL*+UI | Singlezone Ducted, Centrally Ducted | 35200 | 33400 | 2.5 | 28276 | 2.12
BRYANT | Bryant® Extreme Heat Pump | 9893664 | HRCU-A-CB | 280ANV036*0**A* | CAP**4821AL*+UI & 98(6*B,7*A)60080V21*** | Singlezone Ducted, Centrally Ducted | 33600 | 30000 | 2.51 | 25934 | 2.35
BRYANT | Evolution Series | 9893556 | HRCU-A-CB | 280ANV036000 | FE4ANB006L+UI | Singlezone Ducted, Centrally Ducted | 33400 | 31600 | 2.81 | 23600 | 2.2
BRYANT | Bryant® Extreme Heat Pump | 9893555 | HRCU-A-CB | 280ANV024*0**A* | CSPH*6012AL*+UI & 98(6*B,7*A)60080V21*** | Singlezone Ducted, Centrally Ducted | 23200 | 25000 | 2.82 | 20924 | 2.43
BRYANT | Bryant® Extreme Heat Pump | 9893554 | HRCU-A-CB | 280ANV024*0**A* | CSPH*6012AL*+UI & 98(6*B,7MA)60060V21*** | Singlezone Ducted, Centrally Ducted | 23200 | 25000 | 2.73 | 20924 | 2.43
BRYANT | Bryant® Extreme Heat Pump | 9893546 | HRCU-A-CB | 280ANV024*0**A* | CSPH*3612AL*+UI & 98(6*B,7*A)60080V21*** | Singlezone Ducted, Centrally Ducted | 23200 | 25000 | 2.62 | 20924 | 2.33
BRYANT | Bryant® Extreme Heat Pump | 9893545 | HRCU-A-CB | 280ANV024*0**A* | CSPH*3612AL*+UI & 98(6*B,7MA)60060V21*** | Singlezone Ducted, Centrally Ducted | 23200 | 25200 | 2.62 | 20924 | 2.33
BRYANT | Bryant® Extreme Heat Pump | 9893542 | HRCU-A-CB | 280ANV024*0**A* | CNPV*6024AL*+UI & 98(6*B,7MA)60060V21*** | Singlezone Ducted, Centrally Ducted | 23400 | 25000 | 2.67 | 21138 | 2.38
BRYANT | Bryant® Extreme Heat Pump | 9893540 | HRCU-A-CB | 280ANV024*0**A* | CNPV*4824AL*+UI & 98(6*B,7*A)60080V21*** | Singlezone Ducted, Centrally Ducted | 23000 | 25000 | 2.68 | 20711 | 2.39
BRYANT | Bryant® Extreme Heat Pump | 9893538 | HRCU-A-CB | 280ANV024*0**A* | CNPV*4221AL*+UI & 98(6*B,7*A)66100V21*** | Singlezone Ducted, Centrally Ducted | 23200 | 25000 | 2.57 | 20924 | 2.29
BRYANT | Bryant® Extreme Heat Pump | 9893539 | HRCU-A-CB | 280ANV024*0**A* | CNPV*4824AL*+UI & 98(6*B,7MA)60060V21*** | Singlezone Ducted, Centrally Ducted | 23200 | 25000 | 2.67 | 20924 | 2.39
BRYANT | Bryant® Extreme Heat Pump | 9893534 | HRCU-A-CB | 280ANV024*0**A* | CNPV*3621AL*+UI & 98(6*B,7*A)60080V21*** | Singlezone Ducted, Centrally Ducted | 23400 | 25200 | 2.5 | 21138 | 2.22
BRYANT | Bryant® Extreme Heat Pump | 9893511 | HRCU-A-CB | 280ANV024*0**A* | CSPH*6012AL*+UI & 98(6*B,7*A)66120V24*** | Singlezone Ducted, Centrally Ducted | 23400 | 25000 | 2.73 | 21138 | 2.44
BRYANT | Bryant® Extreme Heat Pump | 9893510 | HRCU-A-CB | 280ANV024*0**A* | CSPH*6012AL*+UI & 98(6*B,7*A)42080V17*** | Singlezone Ducted, Centrally Ducted | 23400 | 25000 | 2.73 | 21138 | 2.44
BRYANT | Bryant® Extreme Heat Pump | 9893506 | HRCU-A-CB | 280ANV024*0**A* | CSPH*4812AL*+UI & 98(6*B,7*A)42060V17*** | Singlezone Ducted, Centrally Ducted | 23400 | 25000 | 2.7 | 21138 | 2.41
BRYANT | Bryant® Extreme Heat Pump | 9893504 | HRCU-A-CB | 280ANV024*0**A* | CSPH*4212AL*+UI & 98(6*B,7*A)42080V17*** | Singlezone Ducted, Centrally Ducted | 23800 | 25000 | 2.67 | 21565 | 2.38
BRYANT | Bryant® Extreme Heat Pump | 9893505 | HRCU-A-CB | 280ANV024*0**A* | CSPH*4212AL*+UI & 98(6*B,7*A)66120V24*** | Singlezone Ducted, Centrally Ducted | 23600 | 25000 | 2.67 | 21352 | 2.38
BRYANT | Bryant® Extreme Heat Pump | 9893500 | HRCU-A-CB | 280ANV024*0**A* | CSPH*3612AL*+UI & 98(6*B,7*A)42060V17*** | Singlezone Ducted, Centrally Ducted | 24000 | 25200 | 2.62 | 21779 | 2.33
BRYANT | Bryant® Extreme Heat Pump | 9893499 | HRCU-A-CB | 280ANV024*0**A* | CNPV*6024AL*+UI & 98(6*B,7*A)66120V24*** | Singlezone Ducted, Centrally Ducted | 23400 | 25000 | 2.7 | 21138 | 2.41
BRYANT | Bryant® Extreme Heat Pump | 9893496 | HRCU-A-CB | 280ANV024*0**A* | CNPV*4821AL*+UI & 98(6*B,7*A)42060V17*** | Singlezone Ducted, Centrally Ducted | 23400 | 25000 | 2.67 | 21138 | 2.38
BRYANT | Bryant® Extreme Heat Pump | 9893498 | HRCU-A-CB | 280ANV024*0**A* | CNPV*4824AL*+UI & 98(6*B,7*A)66120V24*** | Singlezone Ducted, Centrally Ducted | 23200 | 25000 | 2.7 | 20924 | 2.41
BRYANT | Bryant® Extreme Heat Pump | 9893497 | HRCU-A-CB | 280ANV024*0**A* | CNPV*4821AL*+UI & 98(6*B,7*A)42080V17*** | Singlezone Ducted, Centrally Ducted | 23200 | 25000 | 2.67 | 20924 | 2.39
BRYANT | Bryant® Extreme Heat Pump | 9893495 | HRCU-A-CB | 280ANV024*0**A* | CNPV*4221AL*+UI & 98(6*B,7*A)42080V17*** | Singlezone Ducted, Centrally Ducted | 23400 | 25200 | 2.54 | 21138 | 2.26
BRYANT | Bryant® Extreme Heat Pump | 9893494 | HRCU-A-CB | 280ANV024*0**A* | CNPV*4221AL*+UI & 98(6*B,7*A)42060V17*** | Singlezone Ducted, Centrally Ducted | 23600 | 25200 | 2.54 | 21352 | 2.26
BRYANT | Bryant® Extreme Heat Pump | 9893493 | HRCU-A-CB | 280ANV024*0**A* | CNPV*4217AL*+UI & 98(6*B,7*A)42080V17*** | Singlezone Ducted, Centrally Ducted | 23400 | 25200 | 2.62 | 21138 | 2.33
BRYANT | Bryant® Extreme Heat Pump | 9893492 | HRCU-A-CB | 280ANV024*0**A* | CNPV*4217AL*+UI & 98(6*B,7*A)42060V17*** | Singlezone Ducted, Centrally Ducted | 23400 | 25200 | 2.62 | 21138 | 2.33
BRYANT | Bryant® Extreme Heat Pump | 9893491 | HRCU-A-CB | 280ANV024*0**A* | CNPV*3621AL*+UI & 98(6*B,7*A)42080V17*** | Singlezone Ducted, Centrally Ducted | 24000 | 25200 | 2.5 | 21779 | 2.22
BRYANT | Bryant® Extreme Heat Pump | 9893489 | HRCU-A-CB | 280ANV024*0**A* | CNPV*3617AL*+UI & 98(6*B,7*A)42080V17*** | Singlezone Ducted, Centrally Ducted | 24000 | 25200 | 2.5 | 21779 | 2.22
BRYANT | Bryant® Extreme Heat Pump | 9893487 | HRCU-A-CB | 280ANV024*0**A* | CAP**6024AL*+UI & 98(6*B,7*A)66120V24*** | Singlezone Ducted, Centrally Ducted | 22600 | 24400 | 2.71 | 20497 | 2.41
BRYANT | Bryant® Extreme Heat Pump | 9893483 | HRCU-A-CB | 280ANV024*0**A* | CAP**4821AL*+UI & 98(6*B,7*A)42080V17*** | Singlezone Ducted, Centrally Ducted | 23200 | 24800 | 2.68 | 20924 | 2.39
BRYANT | Bryant® Extreme Heat Pump | 9893482 | HRCU-A-CB | 280ANV024*0**A* | CAP**4821AL*+UI & 98(6*B,7*A)42060V17*** | Singlezone Ducted, Centrally Ducted | 23200 | 25000 | 2.67 | 20924 | 2.39
BRYANT | Bryant® Extreme Heat Pump | 9893479 | HRCU-A-CB | 280ANV024*0**A* | CAP**4224AL*+UI & 98(6*B,7*A)66120V24*** | Singlezone Ducted, Centrally Ducted | 23600 | 25000 | 2.57 | 21352 | 2.28
BRYANT | Evolution Series | 9893463 | HRCU-A-CB | 280ANV024000 | FE4AN(B,F)003+UI | Singlezone Ducted, Centrally Ducted | 23800 | 25000 | 2.54 | 19800 | 2.07
BRYANT | Evolution Series | 9893462 | HRCU-A-CB | 280ANV024000 | FE4ANF002L+UI | Singlezone Ducted, Centrally Ducted | 24000 | 25200 | 2.56 | 19800 | 2.07
BRYANT | Preferred Series | 9854627 | HMSV-A-CB | 38MGRQ30D--3 |  | Multizone All Non-ducted | 28000 | 17400 | 2.79 | 28220 | 2.04
BRYANT | Preferred Series | 9118478 | HMSV-A-CB | 38MGRQ48E--3 |  | Multizone All Non-ducted | 48000 | 29600 | 2.7 | 36340 | 1.98
BRYANT | Preferred Series | 9118474 | HMSV-A-CB | 38MGRQ36D--3 |  | Multizone All Non-ducted | 36000 | 23200 | 2.79 | 36080 | 1.96
BRYANT |  | 204431323 | HRCU-A-CB | 280ANV036*0**A* | CSPH*6012AL*+UI | Singlezone Ducted, Centrally Ducted | 33400 | 32200 | 2.5 | 26340 | 2.12
BRYANT |  | 204431315 | HRCU-A-CB | 280ANV036*0**A* | CSPH*6012AL*+UI | Singlezone Ducted, Centrally Ducted | 33200 | 32200 | 2.5 | 26340 | 2.12
BRYANT |  | 204431334 | HRCU-A-CB | 280ANV036*0**A* | CSPH*6012AL*+UI | Singlezone Ducted, Centrally Ducted | 33800 | 32200 | 2.5 | 26340 | 2.12
BRYANT |  | 204430510 | HRCU-A-CB | 280ANV036*0**A* | CAP**6124AL*+UI | Singlezone Ducted, Centrally Ducted | 34200 | 32200 | 2.5 | 26340 | 2.12
BRYANT |  | 204430491 | HRCU-A-CB | 280ANV036*0**A* | CAP**6124AL*+UI | Singlezone Ducted, Centrally Ducted | 34200 | 32200 | 2.5 | 26340 | 2.12
BRYANT |  | 204431312 | HRCU-A-CB | 280ANV036*0**A* | CSPH*6012AL*+UI | Singlezone Ducted, Centrally Ducted | 27800 | 32200 | 2.5 | 26340 | 2.12
BRYANT |  | 204430501 | HRCU-A-CB | 280ANV036*0**A* | CAP**6124AL*+UI | Singlezone Ducted, Centrally Ducted | 34200 | 32200 | 2.5 | 26340 | 2.12
BRYANT |  | 204431355 | HRCU-A-CB | 280ANV036*0**A* | CSPH*6012AL*+UI | Singlezone Ducted, Centrally Ducted | 34400 | 32200 | 2.5 | 26340 | 2.12
BRYANT |  | 204431345 | HRCU-A-CB | 280ANV036*0**A* | CSPH*6012AL*+UI | Singlezone Ducted, Centrally Ducted | 34400 | 32200 | 2.5 | 26340 | 2.12
C&H | Single Zone Sophia Series Duct | 204098422 | HRCU-A-CB | CH-18SPH-230VO | CH-18LCDTU/I | Singlezone Ducted, "Compact Ducted" | 18000 | 12000 | 2.61 | 10352 | 1.96
C&H | Single Zone Dakota Hyper Duct | 204098424 | HRCU-A-CB | CH-09DKT230VO | CH-09LCDTU/I | Singlezone Ducted, "Compact Ducted" | 10000 | 7200 | 2.74 | 8343 | 2.07
C&H | Multi Zone Sophia Outdoor with Non-ducted Indoor | 205104722 | HMSV-A-CB | CH18MSPH230VO |  | Multizone All Non-ducted | 19000 | 12000 | 2.79 | 10205 | 1.97
C&H | Multi Zone Sophia Outdoor with Non-ducted Indoor | 202832586 | HMSV-A-CB | CH28MSPH230VO |  | Multizone All Non-ducted | 28000 | 17200 | 2.8 | 17040 | 1.97
C&H | Single Zone Sophia Outdoor + Dakota High Wall Indoor | 205104726 | HRCU-A-CB-O | CH-18SPH-230VO | CH-18DKT230VI | Singlezone Non-ducted Wall Placement | 18000 | 11400 | 2.72 | 11178 | 2.02
C&H | Multi Zone Sophia Hyper Outdoor with Non-ducted Indoor | 205047864 | HMSV-A-CB | CH-HYP36MSPH-230VO |  | Multizone All Non-ducted | 36000 | 23200 | 2.78 | 36037 | 1.96
C&H | Single Zone Sophia Series Floor-Ceiling | 204098432 | HRCU-A-CB-O | CH-18SPH-230VO | CH-18MSPHFC-230VI | Singlezone Non-ducted, Floor Placement | 18000 | 12000 | 2.71 | 10508 | 1.94
C&H | Single Zone Sophia Series Ceiling Cassette | 204098413 | HRCU-A-CB-O | CH-12SPH-230VO | CH-12MSPHCT-230VI | Singlezone Non-ducted, Ceiling Placement | 12000 | 7500 | 2.68 | 7332 | 2.11
C&H |  | 205263856 | HRCU-A-CB | CH-18SPH-230VO | CH-M18DTUI | Singlezone Ducted, "Compact Ducted" | 18000 | 12000 | 2.61 | 10352 | 1.96
C&H |  | 205263859 | HRCU-A-CB | CH-24SPH-230VO | CH-M24DTUI | Singlezone Ducted, "Compact Ducted" | 24400 | 16000 | 2.69 | 18533 | 2.04
C&H |  | 205263851 | HRCU-A-CB | CH-HYP09SPH230VO | CH-M09DTUI | Singlezone Ducted, "Compact Ducted" | 10000 | 7200 | 2.74 | 8343 | 2.07
C&H |  | 205263879 | HRCU-A-CB-O | CH-18SPH-230VO | CH-D18MSPHWM-230VI | Singlezone Non-ducted Wall Placement | 18000 | 11400 | 2.72 | 11178 | 2.02
C&H |  | 205263877 | HRCU-A-CB-O | CH-09SPH-230VO | CH-D09MSPHWM-230VI | Singlezone Non-ducted Wall Placement | 9800 | 5800 | 2.74 | 7989 | 2
C&H |  | 205263869 | HRCU-A-CB-O | CH-18SPH-230VO | CH-18MSPHWM-230VI | Singlezone Non-ducted Wall Placement | 18000 | 10400 | 2.72 | 10953 | 1.9
BRYANT |  | 205273932 | HRCU-A-CB | 284ANV024*0**A* | CSPH*6012AL*+UI | Singlezone Ducted, Centrally Ducted | 24000 | 24000 | 2.74 | 17645 | 2.31
BRYANT |  | 205273933 | HRCU-A-CB | 284ANV024*0**A* | CSPH*6012AL*+UI | Singlezone Ducted, Centrally Ducted | 24000 | 23800 | 2.78 | 17498 | 2.34
BRYANT |  | 205273716 | HRCU-A-CB | 284ANV024*0**A* | FE4ANF002L+UI | Singlezone Ducted, Centrally Ducted | 24000 | 24400 | 2.62 | 17940 | 2.21
BRYANT |  | 205273721 | HRCU-A-CB | 284ANV024*0**A* | CAP**3617AL*+UI | Singlezone Ducted, Centrally Ducted | 24000 | 24400 | 2.56 | 17940 | 2.15
BRYANT |  | 205273726 | HRCU-A-CB | 284ANV024*0**A* | CAP**3621AL*+UI | Singlezone Ducted, Centrally Ducted | 24000 | 24200 | 2.58 | 17792 | 2.17
BRYANT |  | 205273722 | HRCU-A-CB | 284ANV024*0**A* | CAP**3617AL*+UI | Singlezone Ducted, Centrally Ducted | 24000 | 24200 | 2.58 | 17792 | 2.17
BRYANT |  | 205273728 | HRCU-A-CB | 284ANV024*0**A* | CAP**3621AL*+UI | Singlezone Ducted, Centrally Ducted | 24000 | 24200 | 2.6 | 17792 | 2.19
BRYANT |  | 205273727 | HRCU-A-CB | 284ANV024*0**A* | CAP**3621AL*+UI | Singlezone Ducted, Centrally Ducted | 24000 | 24200 | 2.58 | 17792 | 2.17
BRYANT |  | 205273729 | HRCU-A-CB | 284ANV024*0**A* | CAP**3621AL*+UI | Singlezone Ducted, Centrally Ducted | 24000 | 24200 | 2.6 | 17792 | 2.19
BRYANT |  | 205273733 | HRCU-A-CB | 284ANV024*0**A* | CAP**4221AL*+UI | Singlezone Ducted, Centrally Ducted | 24000 | 24200 | 2.62 | 17792 | 2.21
BRYANT |  | 205273734 | HRCU-A-CB | 284ANV024*0**A* | CAP**4221AL*+UI | Singlezone Ducted, Centrally Ducted | 24000 | 24200 | 2.64 | 17792 | 2.23
BRYANT |  | 205273735 | HRCU-A-CB | 284ANV024*0**A* | CAP**4221AL*+UI | Singlezone Ducted, Centrally Ducted | 24000 | 24200 | 2.64 | 17792 | 2.23
BRYANT |  | 205273736 | HRCU-A-CB | 284ANV024*0**A* | CAP**4221AL*+UI | Singlezone Ducted, Centrally Ducted | 24000 | 24200 | 2.64 | 17792 | 2.23
BRYANT |  | 205273743 | HRCU-A-CB | 284ANV024*0**A* | CAP**4821AL*+UI | Singlezone Ducted, Centrally Ducted | 24000 | 24000 | 2.72 | 17645 | 2.3
BRYANT |  | 205273738 | HRCU-A-CB | 284ANV024*0**A* | CAP**4224AL*+UI | Singlezone Ducted, Centrally Ducted | 24000 | 24200 | 2.62 | 17792 | 2.21
BRYANT |  | 205273740 | HRCU-A-CB | 284ANV024*0**A* | CAP**4224AL*+UI | Singlezone Ducted, Centrally Ducted | 24000 | 24200 | 2.62 | 17792 | 2.21
BRYANT |  | 205273739 | HRCU-A-CB | 284ANV024*0**A* | CAP**4224AL*+UI | Singlezone Ducted, Centrally Ducted | 24000 | 24200 | 2.64 | 17792 | 2.23
BRYANT |  | 205273741 | HRCU-A-CB | 284ANV024*0**A* | CAP**4224AL*+UI | Singlezone Ducted, Centrally Ducted | 24000 | 24200 | 2.64 | 17792 | 2.23
BRYANT |  | 205273744 | HRCU-A-CB | 284ANV024*0**A* | CAP**4821AL*+UI | Singlezone Ducted, Centrally Ducted | 24000 | 24000 | 2.72 | 17645 | 2.3
BRYANT |  | 205273745 | HRCU-A-CB | 284ANV024*0**A* | CAP**4821AL*+UI | Singlezone Ducted, Centrally Ducted | 24000 | 24000 | 2.74 | 17645 | 2.31
BRYANT |  | 205273746 | HRCU-A-CB | 284ANV024*0**A* | CAP**4821AL*+UI | Singlezone Ducted, Centrally Ducted | 24000 | 24000 | 2.76 | 17645 | 2.33
BRYANT |  | 205273747 | HRCU-A-CB | 284ANV024*0**A* | CAP**4821AL*+UI | Singlezone Ducted, Centrally Ducted | 24000 | 23800 | 2.76 | 17498 | 2.33
BRYANT |  | 205273748 | HRCU-A-CB | 284ANV024*0**A* | CAP**4821AL*+UI | Singlezone Ducted, Centrally Ducted | 24000 | 23800 | 2.76 | 17498 | 2.33
BRYANT |  | 205273749 | HRCU-A-CB | 284ANV024*0**A* | CAP**4824AL*+UI | Singlezone Ducted, Centrally Ducted | 24000 | 24000 | 2.72 | 17645 | 2.3
BRYANT |  | 205273750 | HRCU-A-CB | 284ANV024*0**A* | CAP**4824AL*+UI | Singlezone Ducted, Centrally Ducted | 24000 | 24000 | 2.74 | 17645 | 2.31
BRYANT |  | 205273751 | HRCU-A-CB | 284ANV024*0**A* | CAP**4824AL*+UI | Singlezone Ducted, Centrally Ducted | 24000 | 23800 | 2.76 | 17498 | 2.33
BRYANT |  | 205273752 | HRCU-A-CB | 284ANV024*0**A* | CAP**4824AL*+UI | Singlezone Ducted, Centrally Ducted | 24000 | 24000 | 2.74 | 17645 | 2.31
BRYANT |  | 205273753 | HRCU-A-CB | 284ANV024*0**A* | CAP**4824AL*+UI | Singlezone Ducted, Centrally Ducted | 24000 | 23800 | 2.76 | 17498 | 2.33
BRYANT |  | 205273758 | HRCU-A-CB | 284ANV024*0**A* | CAP**6024AL*+UI | Singlezone Ducted, Centrally Ducted | 24000 | 23600 | 2.76 | 17351 | 2.32
BRYANT |  | 205273755 | HRCU-A-CB | 284ANV024*0**A* | CAP**6024AL*+UI | Singlezone Ducted, Centrally Ducted | 24000 | 23600 | 2.76 | 17351 | 2.32
BRYANT |  | 205273754 | HRCU-A-CB | 284ANV024*0**A* | CAP**6024AL*+UI | Singlezone Ducted, Centrally Ducted | 24000 | 23800 | 2.72 | 17498 | 2.29
BRYANT |  | 205273756 | HRCU-A-CB | 284ANV024*0**A* | CAP**6024AL*+UI | Singlezone Ducted, Centrally Ducted | 24000 | 23600 | 2.76 | 17351 | 2.32
BRYANT |  | 205273757 | HRCU-A-CB | 284ANV024*0**A* | CAP**6024AL*+UI | Singlezone Ducted, Centrally Ducted | 24000 | 23600 | 2.76 | 17351 | 2.32
BRYANT |  | 205273761 | HRCU-A-CB | 284ANV024*0**A* | CNPV*3617AL*+UI | Singlezone Ducted, Centrally Ducted | 24000 | 24400 | 2.52 | 17940 | 2.13
BRYANT |  | 205273762 | HRCU-A-CB | 284ANV024*0**A* | CNPV*3617AL*+UI | Singlezone Ducted, Centrally Ducted | 24000 | 24200 | 2.54 | 17792 | 2.15
BRYANT |  | 205273766 | HRCU-A-CB | 284ANV024*0**A* | CNPV*3621AL*+UI | Singlezone Ducted, Centrally Ducted | 24000 | 24400 | 2.54 | 17940 | 2.15
BRYANT |  | 205273767 | HRCU-A-CB | 284ANV024*0**A* | CNPV*3621AL*+UI | Singlezone Ducted, Centrally Ducted | 24000 | 24400 | 2.54 | 17940 | 2.15
BRYANT |  | 205273768 | HRCU-A-CB | 284ANV024*0**A* | CNPV*3621AL*+UI | Singlezone Ducted, Centrally Ducted | 24000 | 24200 | 2.56 | 17792 | 2.15
BRYANT |  | 205273769 | HRCU-A-CB | 284ANV024*0**A* | CNPV*3621AL*+UI | Singlezone Ducted, Centrally Ducted | 24000 | 24200 | 2.54 | 17792 | 2.15
BRYANT |  | 205273772 | HRCU-A-CB | 284ANV024*0**A* | CNPV*4217AL*+UI | Singlezone Ducted, Centrally Ducted | 24000 | 24200 | 2.66 | 17792 | 2.25
BRYANT |  | 205273773 | HRCU-A-CB | 284ANV024*0**A* | CNPV*4217AL*+UI | Singlezone Ducted, Centrally Ducted | 24000 | 24200 | 2.68 | 17792 | 2.26
BRYANT |  | 205273777 | HRCU-A-CB | 284ANV024*0**A* | CNPV*4221AL*+UI | Singlezone Ducted, Centrally Ducted | 24000 | 24200 | 2.62 | 17792 | 2.21
BRYANT |  | 205273778 | HRCU-A-CB | 284ANV024*0**A* | CNPV*4221AL*+UI | Singlezone Ducted, Centrally Ducted | 24000 | 24200 | 2.62 | 17792 | 2.21
BRYANT |  | 205273779 | HRCU-A-CB | 284ANV024*0**A* | CNPV*4221AL*+UI | Singlezone Ducted, Centrally Ducted | 24000 | 24200 | 2.62 | 17792 | 2.21
BRYANT |  | 205273780 | HRCU-A-CB | 284ANV024*0**A* | CNPV*4221AL*+UI | Singlezone Ducted, Centrally Ducted | 24000 | 24200 | 2.62 | 17792 | 2.21
BRYANT |  | 205273782 | HRCU-A-CB | 284ANV024*0**A* | CNPV*4821AL*+UI | Singlezone Ducted, Centrally Ducted | 24000 | 24200 | 2.7 | 17792 | 2.28
BRYANT |  | 205273786 | HRCU-A-CB | 284ANV024*0**A* | CNPV*4821AL*+UI | Singlezone Ducted, Centrally Ducted | 24000 | 24000 | 2.74 | 17645 | 2.31
BRYANT |  | 205273783 | HRCU-A-CB | 284ANV024*0**A* | CNPV*4821AL*+UI | Singlezone Ducted, Centrally Ducted | 24000 | 24200 | 2.7 | 17792 | 2.28
BRYANT |  | 205273784 | HRCU-A-CB | 284ANV024*0**A* | CNPV*4821AL*+UI | Singlezone Ducted, Centrally Ducted | 24000 | 24000 | 2.72 | 17645 | 2.3
BRYANT |  | 205273785 | HRCU-A-CB | 284ANV024*0**A* | CNPV*4821AL*+UI | Singlezone Ducted, Centrally Ducted | 24000 | 24000 | 2.72 | 17645 | 2.3
BRYANT |  | 205273789 | HRCU-A-CB | 284ANV024*0**A* | CNPV*4824AL*+UI | Singlezone Ducted, Centrally Ducted | 24000 | 24000 | 2.72 | 17645 | 2.3
BRYANT |  | 205273787 | HRCU-A-CB | 284ANV024*0**A* | CNPV*4821AL*+UI | Singlezone Ducted, Centrally Ducted | 24000 | 24000 | 2.74 | 17645 | 2.31
BRYANT |  | 205273788 | HRCU-A-CB | 284ANV024*0**A* | CNPV*4824AL*+UI | Singlezone Ducted, Centrally Ducted | 24000 | 24200 | 2.7 | 17792 | 2.28
BRYANT |  | 205273790 | HRCU-A-CB | 284ANV024*0**A* | CNPV*4824AL*+UI | Singlezone Ducted, Centrally Ducted | 24000 | 24000 | 2.72 | 17645 | 2.3
BRYANT |  | 205273791 | HRCU-A-CB | 284ANV024*0**A* | CNPV*4824AL*+UI | Singlezone Ducted, Centrally Ducted | 24000 | 24000 | 2.72 | 17645 | 2.3
BRYANT |  | 205273792 | HRCU-A-CB | 284ANV024*0**A* | CNPV*4824AL*+UI | Singlezone Ducted, Centrally Ducted | 24000 | 24000 | 2.74 | 17645 | 2.31
BRYANT |  | 205273794 | HRCU-A-CB | 284ANV024*0**A* | CNPV*6024AL*+UI | Singlezone Ducted, Centrally Ducted | 24000 | 23800 | 2.74 | 17498 | 2.31
BRYANT |  | 205273793 | HRCU-A-CB | 284ANV024*0**A* | CNPV*6024AL*+UI | Singlezone Ducted, Centrally Ducted | 24000 | 24000 | 2.72 | 17645 | 2.3
BRYANT |  | 205273796 | HRCU-A-CB | 284ANV024*0**A* | CNPV*6024AL*+UI | Singlezone Ducted, Centrally Ducted | 24000 | 23800 | 2.74 | 17498 | 2.31
BRYANT |  | 205273795 | HRCU-A-CB | 284ANV024*0**A* | CNPV*6024AL*+UI | Singlezone Ducted, Centrally Ducted | 24000 | 23800 | 2.74 | 17498 | 2.31
CARRIER |  | 205272682 | HRCU-A-CB | 25VNA436A*030* | CNPV*6024AL*+UI | Singlezone Ducted, Centrally Ducted | 35000 | 33000 | 2.5 | 27937 | 2.13
CARRIER |  | 205272683 | HRCU-A-CB | 25VNA436A*030* | CNPV*6024AL*+UI | Singlezone Ducted, Centrally Ducted | 35000 | 33000 | 2.5 | 27937 | 2.13
CARRIER |  | 205272745 | HRCU-A-CB | 25VNA436A*030* | CSPH*6012AL*+UI | Singlezone Ducted, Centrally Ducted | 34600 | 32800 | 2.56 | 27768 | 2.18
CARRIER |  | 205272746 | HRCU-A-CB | 25VNA436A*030* | CSPH*6012AL*+UI | Singlezone Ducted, Centrally Ducted | 34600 | 32800 | 2.58 | 27768 | 2.19
CARRIER |  | 205272758 | HRCU-A-CB | 25VNA436A*030* | CSPH*6012AL*+UI | Singlezone Ducted, Centrally Ducted | 34800 | 33000 | 2.54 | 27937 | 2.16
CARRIER |  | 205272749 | HRCU-A-CB | 25VNA436A*030* | CSPH*6012AL*+UI | Singlezone Ducted, Centrally Ducted | 34800 | 33000 | 2.56 | 27937 | 2.18
CARRIER |  | 205272756 | HRCU-A-CB | 25VNA436A*030* | CSPH*6012AL*+UI | Singlezone Ducted, Centrally Ducted | 34800 | 33000 | 2.56 | 27937 | 2.18
CARRIER |  | 205272753 | HRCU-A-CB | 25VNA436A*030* | CSPH*6012AL*+UI | Singlezone Ducted, Centrally Ducted | 34800 | 33000 | 2.56 | 27937 | 2.18
CARRIER |  | 205272759 | HRCU-A-CB | 25VNA436A*030* | CSPH*6012AL*+UI | Singlezone Ducted, Centrally Ducted | 34800 | 33000 | 2.56 | 27937 | 2.18
CARRIER |  | 205272802 | HRCU-A-CB | 25VNA460A*030* | FE4ANB006L+UI | Singlezone Ducted, Centrally Ducted | 59000 | 49500 | 2.66 | 34460 | 2.13
CARRIER |  | 205272824 | HRCU-A-CB | 25VNA460A*030* | CNPV*6124AL*+UI | Singlezone Ducted, Centrally Ducted | 59000 | 50500 | 2.54 | 35156 | 2.03
CARRIER |  | 205272825 | HRCU-A-CB | 25VNA460A*030* | CNPV*6124AL*+UI | Singlezone Ducted, Centrally Ducted | 59000 | 50000 | 2.58 | 34808 | 2.06
BRYANT |  | 205273936 | HRCU-A-CB | 284ANV036*0**A* | FE4ANB006L+UI | Singlezone Ducted, Centrally Ducted | 34000 | 32400 | 2.62 | 27430 | 2.23
BRYANT |  | 205273934 | HRCU-A-CB | 284ANV036*0**A* | FE4AN(B,F)005L+UI | Singlezone Ducted, Centrally Ducted | 35000 | 32800 | 2.54 | 27768 | 2.16
BRYANT |  | 205274190 | HRCU-A-CB | 284ANV048*0**A* | FE4ANB006L+UI | Singlezone Ducted, Centrally Ducted | 46000 | 42500 | 2.6 | 31130 | 2.32
CARRIER |  | 205272505 | HRCU-A-CB | 25VNA436A*030* | FE4AN(B,F)005L+UI | Singlezone Ducted, Centrally Ducted | 35000 | 32800 | 2.54 | 27768 | 2.16
CARRIER |  | 205272761 | HRCU-A-CB | 25VNA448A*030* | FE4ANB006L+UI | Singlezone Ducted, Centrally Ducted | 46000 | 42500 | 2.6 | 31130 | 2.32
CARRIER |  | 205272507 | HRCU-A-CB | 25VNA436A*030* | FE4ANB006L+UI | Singlezone Ducted, Centrally Ducted | 34000 | 32400 | 2.62 | 27430 | 2.23
BRYANT |  | 205273810 | HRCU-A-CB | 284ANV024*0**A* | CSPH*4212AL*+UI | Singlezone Ducted, Centrally Ducted | 24000 | 24200 | 2.7 | 17792 | 2.28
BRYANT |  | 205273812 | HRCU-A-CB | 284ANV024*0**A* | CSPH*4212AL*+UI | Singlezone Ducted, Centrally Ducted | 24000 | 24200 | 2.7 | 17792 | 2.28
BRYANT |  | 205273819 | HRCU-A-CB | 284ANV024*0**A* | CSPH*4812AL*+UI | Singlezone Ducted, Centrally Ducted | 24000 | 24000 | 2.74 | 17645 | 2.31
BRYANT |  | 205273811 | HRCU-A-CB | 284ANV024*0**A* | CSPH*4212AL*+UI | Singlezone Ducted, Centrally Ducted | 24000 | 24000 | 2.72 | 17645 | 2.3
BRYANT |  | 205273813 | HRCU-A-CB | 284ANV024*0**A* | CSPH*4212AL*+UI | Singlezone Ducted, Centrally Ducted | 24000 | 24200 | 2.7 | 17792 | 2.28
BRYANT |  | 205273815 | HRCU-A-CB | 284ANV024*0**A* | CSPH*4212AL*+UI | Singlezone Ducted, Centrally Ducted | 24000 | 24000 | 2.72 | 17645 | 2.3
BRYANT |  | 205273814 | HRCU-A-CB | 284ANV024*0**A* | CSPH*4212AL*+UI | Singlezone Ducted, Centrally Ducted | 24000 | 24000 | 2.72 | 17645 | 2.3
BRYANT |  | 205273820 | HRCU-A-CB | 284ANV024*0**A* | CSPH*4812AL*+UI | Singlezone Ducted, Centrally Ducted | 24000 | 24000 | 2.74 | 17645 | 2.31
BRYANT |  | 205273822 | HRCU-A-CB | 284ANV024*0**A* | CSPH*4812AL*+UI | Singlezone Ducted, Centrally Ducted | 24000 | 24200 | 2.72 | 17792 | 2.3
BRYANT |  | 205273821 | HRCU-A-CB | 284ANV024*0**A* | CSPH*4812AL*+UI | Singlezone Ducted, Centrally Ducted | 24000 | 24000 | 2.74 | 17645 | 2.31
BRYANT |  | 205273823 | HRCU-A-CB | 284ANV024*0**A* | CSPH*4812AL*+UI | Singlezone Ducted, Centrally Ducted | 24000 | 24000 | 2.74 | 17645 | 2.31
BRYANT |  | 205273826 | HRCU-A-CB | 284ANV024*0**A* | CSPH*6012AL*+UI | Singlezone Ducted, Centrally Ducted | 24000 | 24000 | 2.74 | 17645 | 2.31
BRYANT |  | 205273824 | HRCU-A-CB | 284ANV024*0**A* | CSPH*4812AL*+UI | Singlezone Ducted, Centrally Ducted | 24000 | 24000 | 2.74 | 17645 | 2.31
BRYANT |  | 205273828 | HRCU-A-CB | 284ANV024*0**A* | CSPH*6012AL*+UI | Singlezone Ducted, Centrally Ducted | 24000 | 23800 | 2.76 | 17498 | 2.33
BRYANT |  | 205273829 | HRCU-A-CB | 284ANV024*0**A* | CSPH*6012AL*+UI | Singlezone Ducted, Centrally Ducted | 24000 | 23800 | 2.78 | 17498 | 2.34
BRYANT |  | 205273830 | HRCU-A-CB | 284ANV024*0**A* | CSPH*6012AL*+UI | Singlezone Ducted, Centrally Ducted | 24000 | 23800 | 2.76 | 17498 | 2.33
BRYANT |  | 205273827 | HRCU-A-CB | 284ANV024*0**A* | CSPH*6012AL*+UI | Singlezone Ducted, Centrally Ducted | 24000 | 23800 | 2.74 | 17498 | 2.31
BRYANT |  | 205273831 | HRCU-A-CB | 284ANV024*0**A* | CSPH*6012AL*+UI | Singlezone Ducted, Centrally Ducted | 24000 | 23800 | 2.76 | 17498 | 2.33
BRYANT |  | 205273833 | HRCU-A-CB | 284ANV024*0**A* | CSPH*6012AL*+UI | Singlezone Ducted, Centrally Ducted | 24000 | 23800 | 2.78 | 17498 | 2.34
BRYANT |  | 205273832 | HRCU-A-CB | 284ANV024*0**A* | CSPH*6012AL*+UI | Singlezone Ducted, Centrally Ducted | 24000 | 23800 | 2.78 | 17498 | 2.34
BRYANT |  | 205273834 | HRCU-A-CB | 284ANV024*0**A* | CAP**3617AL*+UI | Singlezone Ducted, Centrally Ducted | 24000 | 24400 | 2.54 | 17940 | 2.15
BRYANT |  | 205273835 | HRCU-A-CB | 284ANV024*0**A* | CAP**3617AL*+UI | Singlezone Ducted, Centrally Ducted | 24000 | 24400 | 2.56 | 17940 | 2.15
CanAir |  | 205816493 | HRCU-A-CB-O | C23SCH18H22 | C23SEH18H21 | Singlezone Non-ducted Wall Placement | 18000 | 10900 | 2.58 | 11178 | 2.02
CanAir |  | 205816494 | HRCU-A-CB-O | C23SCH24H22 | C23SEH24H21 | Singlezone Non-ducted Wall Placement | 30000 | 19400 | 2.95 | 26000 | 2.07
CanAir |  | 205306868 | HMSV-A-CB | C23MC327H21 |  | Multizone All Non-ducted | 24000 | 17200 | 2.8 | 17040 | 1.97
CanAir |  | 205306867 | HMSV-A-CB | C23MC218H21 |  | Multizone All Non-ducted | 19000 | 12000 | 2.79 | 10205 | 1.97
CARRIER |  | 8738636 | HRCU-A-CB-O | 38MAQB12R--3 | 40MAQB12B--3 | Singlezone Non-ducted Wall Placement | 12000 | 7800 | 2.66 | 12010 | 1.98
CARRIER |  | 205272415 | HRCU-A-CB | 25VNA424A*030* | CAP**4221AL*+UI | Singlezone Ducted, Centrally Ducted | 24000 | 24400 | 2.58 | 17940 | 2.17
CARRIER |  | 205272416 | HRCU-A-CB | 25VNA424A*030* | CAP**4221AL*+UI | Singlezone Ducted, Centrally Ducted | 24000 | 24200 | 2.62 | 17792 | 2.21
CARRIER |  | 205272418 | HRCU-A-CB | 25VNA424A*030* | CAP**4221AL*+UI | Singlezone Ducted, Centrally Ducted | 24000 | 24200 | 2.64 | 17792 | 2.23
CARRIER |  | 205272417 | HRCU-A-CB | 25VNA424A*030* | CAP**4221AL*+UI | Singlezone Ducted, Centrally Ducted | 24000 | 24200 | 2.62 | 17792 | 2.21
BRYANT |  | 205273845 | HRCU-A-CB | 284ANV024*0**A* | CAP**4221AL*+UI | Singlezone Ducted, Centrally Ducted | 24000 | 24200 | 2.62 | 17792 | 2.21
BRYANT |  | 205273847 | HRCU-A-CB | 284ANV024*0**A* | CAP**4221AL*+UI | Singlezone Ducted, Centrally Ducted | 24000 | 24200 | 2.64 | 17792 | 2.23
BRYANT |  | 205273846 | HRCU-A-CB | 284ANV024*0**A* | CAP**4221AL*+UI | Singlezone Ducted, Centrally Ducted | 24000 | 24200 | 2.62 | 17792 | 2.21
BRYANT |  | 205273848 | HRCU-A-CB | 284ANV024*0**A* | CAP**4221AL*+UI | Singlezone Ducted, Centrally Ducted | 24000 | 24400 | 2.58 | 17940 | 2.17
BRYANT |  | 205273849 | HRCU-A-CB | 284ANV024*0**A* | CAP**4221AL*+UI | Singlezone Ducted, Centrally Ducted | 24000 | 24400 | 2.6 | 17940 | 2.19
BRYANT |  | 205273850 | HRCU-A-CB | 284ANV024*0**A* | CAP**4224AL*+UI | Singlezone Ducted, Centrally Ducted | 24000 | 24200 | 2.62 | 17792 | 2.21
BRYANT |  | 205273851 | HRCU-A-CB | 284ANV024*0**A* | CAP**4224AL*+UI | Singlezone Ducted, Centrally Ducted | 24000 | 24200 | 2.64 | 17792 | 2.23
BRYANT |  | 205273853 | HRCU-A-CB | 284ANV024*0**A* | CAP**4224AL*+UI | Singlezone Ducted, Centrally Ducted | 24000 | 24200 | 2.64 | 17792 | 2.23
BRYANT |  | 205273852 | HRCU-A-CB | 284ANV024*0**A* | CAP**4224AL*+UI | Singlezone Ducted, Centrally Ducted | 24000 | 24000 | 2.64 | 17645 | 2.23
BRYANT |  | 205273854 | HRCU-A-CB | 284ANV024*0**A* | CAP**4821AL*+UI | Singlezone Ducted, Centrally Ducted | 24000 | 24200 | 2.7 | 17792 | 2.28
BRYANT |  | 205273855 | HRCU-A-CB | 284ANV024*0**A* | CAP**4821AL*+UI | Singlezone Ducted, Centrally Ducted | 24000 | 24000 | 2.74 | 17645 | 2.31
BRYANT |  | 205273856 | HRCU-A-CB | 284ANV024*0**A* | CAP**4821AL*+UI | Singlezone Ducted, Centrally Ducted | 24000 | 24000 | 2.74 | 17645 | 2.31
BRYANT |  | 205273857 | HRCU-A-CB | 284ANV024*0**A* | CAP**4821AL*+UI | Singlezone Ducted, Centrally Ducted | 24000 | 23800 | 2.76 | 17498 | 2.33
BRYANT |  | 205273858 | HRCU-A-CB | 284ANV024*0**A* | CAP**4821AL*+UI | Singlezone Ducted, Centrally Ducted | 24000 | 24200 | 2.7 | 17792 | 2.28
CARRIER |  | 205272419 | HRCU-A-CB | 25VNA424A*030* | CAP**4221AL*+UI | Singlezone Ducted, Centrally Ducted | 24000 | 24400 | 2.58 | 17940 | 2.17
CARRIER |  | 205272420 | HRCU-A-CB | 25VNA424A*030* | CAP**4221AL*+UI | Singlezone Ducted, Centrally Ducted | 24000 | 24400 | 2.6 | 17940 | 2.19
CARRIER |  | 205272421 | HRCU-A-CB | 25VNA424A*030* | CAP**4224AL*+UI | Singlezone Ducted, Centrally Ducted | 24000 | 24200 | 2.62 | 17792 | 2.21
CARRIER |  | 205272423 | HRCU-A-CB | 25VNA424A*030* | CAP**4224AL*+UI | Singlezone Ducted, Centrally Ducted | 24000 | 24000 | 2.64 | 17645 | 2.23
CARRIER |  | 205272422 | HRCU-A-CB | 25VNA424A*030* | CAP**4224AL*+UI | Singlezone Ducted, Centrally Ducted | 24000 | 24200 | 2.64 | 17792 | 2.23
CARRIER |  | 205272424 | HRCU-A-CB | 25VNA424A*030* | CAP**4224AL*+UI | Singlezone Ducted, Centrally Ducted | 24000 | 24200 | 2.64 | 17792 | 2.23
CARRIER |  | 205272425 | HRCU-A-CB | 25VNA424A*030* | CAP**4821AL*+UI | Singlezone Ducted, Centrally Ducted | 24000 | 24200 | 2.7 | 17792 | 2.28
CARRIER |  | 205272426 | HRCU-A-CB | 25VNA424A*030* | CAP**4821AL*+UI | Singlezone Ducted, Centrally Ducted | 24000 | 24000 | 2.74 | 17645 | 2.31
CARRIER |  | 205272428 | HRCU-A-CB | 25VNA424A*030* | CAP**4821AL*+UI | Singlezone Ducted, Centrally Ducted | 24000 | 23800 | 2.76 | 17498 | 2.33
CARRIER |  | 205272427 | HRCU-A-CB | 25VNA424A*030* | CAP**4821AL*+UI | Singlezone Ducted, Centrally Ducted | 24000 | 24000 | 2.74 | 17645 | 2.31
BRYANT |  | 205273869 | HRCU-A-CB | 284ANV024*0**A* | CNPV*3617AL*+UI | Singlezone Ducted, Centrally Ducted | 24000 | 24400 | 2.52 | 17940 | 2.13
CARRIER |  | 205272430 | HRCU-A-CB | 25VNA424A*030* | CAP**4821AL*+UI | Singlezone Ducted, Centrally Ducted | 24000 | 24000 | 2.72 | 17645 | 2.3
CARRIER |  | 205272429 | HRCU-A-CB | 25VNA424A*030* | CAP**4821AL*+UI | Singlezone Ducted, Centrally Ducted | 24000 | 24200 | 2.7 | 17792 | 2.28
CARRIER |  | 205272431 | HRCU-A-CB | 25VNA424A*030* | CAP**4824AL*+UI | Singlezone Ducted, Centrally Ducted | 24000 | 24000 | 2.74 | 17645 | 2.31
CARRIER |  | 205272432 | HRCU-A-CB | 25VNA424A*030* | CAP**4824AL*+UI | Singlezone Ducted, Centrally Ducted | 24000 | 23800 | 2.76 | 17498 | 2.33
CARRIER |  | 205272433 | HRCU-A-CB | 25VNA424A*030* | CAP**4824AL*+UI | Singlezone Ducted, Centrally Ducted | 24000 | 23800 | 2.76 | 17498 | 2.33
CARRIER |  | 205272436 | HRCU-A-CB | 25VNA424A*030* | CAP**6024AL*+UI | Singlezone Ducted, Centrally Ducted | 24000 | 23600 | 2.76 | 17351 | 2.32
CARRIER |  | 205272434 | HRCU-A-CB | 25VNA424A*030* | CAP**4824AL*+UI | Singlezone Ducted, Centrally Ducted | 24000 | 24000 | 2.76 | 17645 | 2.33
CARRIER |  | 205272437 | HRCU-A-CB | 25VNA424A*030* | CAP**6024AL*+UI | Singlezone Ducted, Centrally Ducted | 24000 | 23600 | 2.78 | 17351 | 2.34
CARRIER |  | 205272440 | HRCU-A-CB | 25VNA424A*030* | CNPV*3617AL*+UI | Singlezone Ducted, Centrally Ducted | 24000 | 24400 | 2.52 | 17940 | 2.13
CARRIER |  | 205272435 | HRCU-A-CB | 25VNA424A*030* | CAP**6024AL*+UI | Singlezone Ducted, Centrally Ducted | 24000 | 23600 | 2.74 | 17351 | 2.31
CARRIER |  | 205272439 | HRCU-A-CB | 25VNA424A*030* | CNPV*3617AL*+UI | Singlezone Ducted, Centrally Ducted | 24000 | 24600 | 2.5 | 18087 | 2.11
CARRIER |  | 205272438 | HRCU-A-CB | 25VNA424A*030* | CAP**6024AL*+UI | Singlezone Ducted, Centrally Ducted | 24000 | 23600 | 2.76 | 17351 | 2.32
CARRIER |  | 205272441 | HRCU-A-CB | 25VNA424A*030* | CNPV*3617AL*+UI | Singlezone Ducted, Centrally Ducted | 24000 | 24600 | 2.5 | 18087 | 2.11
CARRIER |  | 205272442 | HRCU-A-CB | 25VNA424A*030* | CNPV*3617AL*+UI | Singlezone Ducted, Centrally Ducted | 24000 | 24400 | 2.52 | 17940 | 2.13
CARRIER |  | 205272447 | HRCU-A-CB | 25VNA424A*030* | CNPV*3621AL*+UI | Singlezone Ducted, Centrally Ducted | 24000 | 24600 | 2.5 | 18087 | 2.11
CARRIER |  | 205272443 | HRCU-A-CB | 25VNA424A*030* | CNPV*3621AL*+UI | Singlezone Ducted, Centrally Ducted | 24000 | 24600 | 2.5 | 18087 | 2.11
CARRIER |  | 205272448 | HRCU-A-CB | 25VNA424A*030* | CNPV*3621AL*+UI | Singlezone Ducted, Centrally Ducted | 24000 | 24400 | 2.52 | 17940 | 2.13
CARRIER |  | 205272444 | HRCU-A-CB | 25VNA424A*030* | CNPV*3621AL*+UI | Singlezone Ducted, Centrally Ducted | 24000 | 24400 | 2.52 | 17940 | 2.13
CARRIER |  | 205272445 | HRCU-A-CB | 25VNA424A*030* | CNPV*3621AL*+UI | Singlezone Ducted, Centrally Ducted | 24000 | 24400 | 2.54 | 17940 | 2.15
CARRIER |  | 205272446 | HRCU-A-CB | 25VNA424A*030* | CNPV*3621AL*+UI | Singlezone Ducted, Centrally Ducted | 24000 | 24200 | 2.54 | 17792 | 2.15
CARRIER |  | 205272449 | HRCU-A-CB | 25VNA424A*030* | CNPV*4217AL*+UI | Singlezone Ducted, Centrally Ducted | 24000 | 24400 | 2.62 | 17940 | 2.21
CARRIER |  | 205272451 | HRCU-A-CB | 25VNA424A*030* | CNPV*4217AL*+UI | Singlezone Ducted, Centrally Ducted | 24000 | 24400 | 2.62 | 17940 | 2.21
CARRIER |  | 205272450 | HRCU-A-CB | 25VNA424A*030* | CNPV*4217AL*+UI | Singlezone Ducted, Centrally Ducted | 24000 | 24200 | 2.66 | 17792 | 2.25
CARRIER |  | 205272452 | HRCU-A-CB | 25VNA424A*030* | CNPV*4217AL*+UI | Singlezone Ducted, Centrally Ducted | 24000 | 24400 | 2.64 | 17940 | 2.23
CARRIER |  | 205272457 | HRCU-A-CB | 25VNA424A*030* | CNPV*4221AL*+UI | Singlezone Ducted, Centrally Ducted | 24000 | 24400 | 2.58 | 17940 | 2.17
CARRIER |  | 205272453 | HRCU-A-CB | 25VNA424A*030* | CNPV*4221AL*+UI | Singlezone Ducted, Centrally Ducted | 24000 | 24400 | 2.58 | 17940 | 2.17
CARRIER |  | 205272454 | HRCU-A-CB | 25VNA424A*030* | CNPV*4221AL*+UI | Singlezone Ducted, Centrally Ducted | 24000 | 24400 | 2.6 | 17940 | 2.19
CARRIER |  | 205272455 | HRCU-A-CB | 25VNA424A*030* | CNPV*4221AL*+UI | Singlezone Ducted, Centrally Ducted | 24000 | 24200 | 2.6 | 17792 | 2.19
CARRIER |  | 205272456 | HRCU-A-CB | 25VNA424A*030* | CNPV*4221AL*+UI | Singlezone Ducted, Centrally Ducted | 24000 | 24200 | 2.62 | 17792 | 2.21
CARRIER |  | 205272459 | HRCU-A-CB | 25VNA424A*030* | CNPV*4821AL*+UI | Singlezone Ducted, Centrally Ducted | 24000 | 24200 | 2.68 | 17792 | 2.26
CARRIER |  | 205272458 | HRCU-A-CB | 25VNA424A*030* | CNPV*4221AL*+UI | Singlezone Ducted, Centrally Ducted | 24000 | 24400 | 2.58 | 17940 | 2.17
CARRIER |  | 205272460 | HRCU-A-CB | 25VNA424A*030* | CNPV*4821AL*+UI | Singlezone Ducted, Centrally Ducted | 24000 | 24200 | 2.7 | 17792 | 2.28
CARRIER |  | 205272462 | HRCU-A-CB | 25VNA424A*030* | CNPV*4821AL*+UI | Singlezone Ducted, Centrally Ducted | 24000 | 24000 | 2.74 | 17645 | 2.31
CARRIER |  | 205272465 | HRCU-A-CB | 25VNA424A*030* | CNPV*4824AL*+UI | Singlezone Ducted, Centrally Ducted | 24000 | 24200 | 2.72 | 17792 | 2.3
CARRIER |  | 205272461 | HRCU-A-CB | 25VNA424A*030* | CNPV*4821AL*+UI | Singlezone Ducted, Centrally Ducted | 24000 | 24200 | 2.72 | 17792 | 2.3
CARRIER |  | 205272464 | HRCU-A-CB | 25VNA424A*030* | CNPV*4821AL*+UI | Singlezone Ducted, Centrally Ducted | 24000 | 24200 | 2.68 | 17792 | 2.26
CARRIER |  | 205272463 | HRCU-A-CB | 25VNA424A*030* | CNPV*4821AL*+UI | Singlezone Ducted, Centrally Ducted | 24000 | 24200 | 2.68 | 17792 | 2.26
CARRIER |  | 205272466 | HRCU-A-CB | 25VNA424A*030* | CNPV*4824AL*+UI | Singlezone Ducted, Centrally Ducted | 24000 | 24000 | 2.74 | 17645 | 2.31
CARRIER |  | 205272467 | HRCU-A-CB | 25VNA424A*030* | CNPV*4824AL*+UI | Singlezone Ducted, Centrally Ducted | 24000 | 24000 | 2.74 | 17645 | 2.31
CARRIER |  | 205272468 | HRCU-A-CB | 25VNA424A*030* | CNPV*4824AL*+UI | Singlezone Ducted, Centrally Ducted | 24000 | 24000 | 2.72 | 17645 | 2.3
CARRIER |  | 205272470 | HRCU-A-CB | 25VNA424A*030* | CNPV*6024AL*+UI | Singlezone Ducted, Centrally Ducted | 24000 | 23800 | 2.76 | 17498 | 2.33
CARRIER |  | 205272469 | HRCU-A-CB | 25VNA424A*030* | CNPV*6024AL*+UI | Singlezone Ducted, Centrally Ducted | 24000 | 23800 | 2.74 | 17498 | 2.31
CARRIER |  | 205272471 | HRCU-A-CB | 25VNA424A*030* | CNPV*6024AL*+UI | Singlezone Ducted, Centrally Ducted | 24000 | 23800 | 2.76 | 17498 | 2.33
CARRIER |  | 205272472 | HRCU-A-CB | 25VNA424A*030* | CNPV*6024AL*+UI | Singlezone Ducted, Centrally Ducted | 24000 | 23800 | 2.74 | 17498 | 2.31
CARRIER |  | 205272474 | HRCU-A-CB | 25VNA424A*030* | CSPH*3612AL*+UI | Singlezone Ducted, Centrally Ducted | 24000 | 24200 | 2.66 | 17792 | 2.25
CARRIER |  | 205272473 | HRCU-A-CB | 25VNA424A*030* | CSPH*3612AL*+UI | Singlezone Ducted, Centrally Ducted | 24000 | 24400 | 2.62 | 17940 | 2.21
CARRIER |  | 205272475 | HRCU-A-CB | 25VNA424A*030* | CSPH*3612AL*+UI | Singlezone Ducted, Centrally Ducted | 24000 | 24200 | 2.66 | 17792 | 2.25
CARRIER |  | 205272476 | HRCU-A-CB | 25VNA424A*030* | CSPH*3612AL*+UI | Singlezone Ducted, Centrally Ducted | 24000 | 24200 | 2.68 | 17792 | 2.26
CARRIER |  | 205272478 | HRCU-A-CB | 25VNA424A*030* | CSPH*3612AL*+UI | Singlezone Ducted, Centrally Ducted | 24000 | 24400 | 2.64 | 17940 | 2.23
CARRIER |  | 205272477 | HRCU-A-CB | 25VNA424A*030* | CSPH*3612AL*+UI | Singlezone Ducted, Centrally Ducted | 24000 | 24200 | 2.68 | 17792 | 2.26
CARRIER |  | 205272479 | HRCU-A-CB | 25VNA424A*030* | CSPH*3612AL*+UI | Singlezone Ducted, Centrally Ducted | 24000 | 24400 | 2.64 | 17940 | 2.23
CARRIER |  | 205272480 | HRCU-A-CB | 25VNA424A*030* | CSPH*3612AL*+UI | Singlezone Ducted, Centrally Ducted | 24000 | 24200 | 2.68 | 17792 | 2.26
CARRIER |  | 205272481 | HRCU-A-CB | 25VNA424A*030* | CSPH*4212AL*+UI | Singlezone Ducted, Centrally Ducted | 24000 | 24400 | 2.66 | 17940 | 2.25
CARRIER |  | 205272483 | HRCU-A-CB | 25VNA424A*030* | CSPH*4212AL*+UI | Singlezone Ducted, Centrally Ducted | 24000 | 24200 | 2.7 | 17792 | 2.28
CARRIER |  | 205272482 | HRCU-A-CB | 25VNA424A*030* | CSPH*4212AL*+UI | Singlezone Ducted, Centrally Ducted | 24000 | 24200 | 2.7 | 17792 | 2.28
CARRIER |  | 205272485 | HRCU-A-CB | 25VNA424A*030* | CSPH*4212AL*+UI | Singlezone Ducted, Centrally Ducted | 24000 | 24000 | 2.72 | 17645 | 2.3
CARRIER |  | 205272484 | HRCU-A-CB | 25VNA424A*030* | CSPH*4212AL*+UI | Singlezone Ducted, Centrally Ducted | 24000 | 24000 | 2.72 | 17645 | 2.3
CARRIER |  | 205272486 | HRCU-A-CB | 25VNA424A*030* | CSPH*4212AL*+UI | Singlezone Ducted, Centrally Ducted | 24000 | 24400 | 2.66 | 17940 | 2.25
CARRIER |  | 205272491 | HRCU-A-CB | 25VNA424A*030* | CSPH*4812AL*+UI | Singlezone Ducted, Centrally Ducted | 24000 | 24200 | 2.72 | 17792 | 2.3
CARRIER |  | 205272488 | HRCU-A-CB | 25VNA424A*030* | CSPH*4212AL*+UI | Singlezone Ducted, Centrally Ducted | 24000 | 24200 | 2.72 | 17792 | 2.3
CARRIER |  | 205272487 | HRCU-A-CB | 25VNA424A*030* | CSPH*4212AL*+UI | Singlezone Ducted, Centrally Ducted | 24000 | 24200 | 2.68 | 17792 | 2.26
CARRIER |  | 205272489 | HRCU-A-CB | 25VNA424A*030* | CSPH*4812AL*+UI | Singlezone Ducted, Centrally Ducted | 24000 | 24200 | 2.7 | 17792 | 2.28
CARRIER |  | 205272490 | HRCU-A-CB | 25VNA424A*030* | CSPH*4812AL*+UI | Singlezone Ducted, Centrally Ducted | 24000 | 24200 | 2.72 | 17792 | 2.3
CARRIER |  | 205272492 | HRCU-A-CB | 25VNA424A*030* | CSPH*4812AL*+UI | Singlezone Ducted, Centrally Ducted | 24000 | 24000 | 2.74 | 17645 | 2.31
CARRIER |  | 205272493 | HRCU-A-CB | 25VNA424A*030* | CSPH*4812AL*+UI | Singlezone Ducted, Centrally Ducted | 24000 | 24000 | 2.74 | 17645 | 2.31
CARRIER |  | 205272494 | HRCU-A-CB | 25VNA424A*030* | CSPH*4812AL*+UI | Singlezone Ducted, Centrally Ducted | 24000 | 24200 | 2.7 | 17792 | 2.28
CARRIER |  | 205272495 | HRCU-A-CB | 25VNA424A*030* | CSPH*4812AL*+UI | Singlezone Ducted, Centrally Ducted | 24000 | 24200 | 2.7 | 17792 | 2.28
CARRIER |  | 205272496 | HRCU-A-CB | 25VNA424A*030* | CSPH*4812AL*+UI | Singlezone Ducted, Centrally Ducted | 24000 | 24000 | 2.74 | 17645 | 2.31
CARRIER |  | 205272497 | HRCU-A-CB | 25VNA424A*030* | CSPH*6012AL*+UI | Singlezone Ducted, Centrally Ducted | 24000 | 24000 | 2.72 | 17645 | 2.3
CARRIER |  | 205272499 | HRCU-A-CB | 25VNA424A*030* | CSPH*6012AL*+UI | Singlezone Ducted, Centrally Ducted | 24000 | 23800 | 2.76 | 17498 | 2.33
CARRIER |  | 205272498 | HRCU-A-CB | 25VNA424A*030* | CSPH*6012AL*+UI | Singlezone Ducted, Centrally Ducted | 24000 | 23800 | 2.76 | 17498 | 2.33
CARRIER |  | 205272500 | HRCU-A-CB | 25VNA424A*030* | CSPH*6012AL*+UI | Singlezone Ducted, Centrally Ducted | 24000 | 23800 | 2.78 | 17498 | 2.34
CARRIER |  | 205272501 | HRCU-A-CB | 25VNA424A*030* | CSPH*6012AL*+UI | Singlezone Ducted, Centrally Ducted | 24000 | 23800 | 2.78 | 17498 | 2.34
CARRIER |  | 205272502 | HRCU-A-CB | 25VNA424A*030* | CSPH*6012AL*+UI | Singlezone Ducted, Centrally Ducted | 24000 | 24000 | 2.72 | 17645 | 2.3
CARRIER |  | 205272503 | HRCU-A-CB | 25VNA424A*030* | CSPH*6012AL*+UI | Singlezone Ducted, Centrally Ducted | 24000 | 24000 | 2.74 | 17645 | 2.31
CARRIER |  | 205272504 | HRCU-A-CB | 25VNA424A*030* | CSPH*6012AL*+UI | Singlezone Ducted, Centrally Ducted | 24000 | 23800 | 2.78 | 17498 | 2.34
CARRIER |  | 205272288 | HRCU-A-CB | 25VNA424A*030* | FE4AN(B,F)003L+UI | Singlezone Ducted, Centrally Ducted | 24000 | 24200 | 2.6 | 17792 | 2.19
CARRIER |  | 205272289 | HRCU-A-CB | 25VNA424A*030* | FE4AN(B,F)005L+UI | Singlezone Ducted, Centrally Ducted | 24000 | 23600 | 2.78 | 17351 | 2.34
CARRIER |  | 205272287 | HRCU-A-CB | 25VNA424A*030* | FE4ANF002L+UI | Singlezone Ducted, Centrally Ducted | 24000 | 24400 | 2.62 | 17940 | 2.21
CARRIER |  | 205272292 | HRCU-A-CB | 25VNA424A*030* | CAP**3617AL*+UI | Singlezone Ducted, Centrally Ducted | 24000 | 24400 | 2.56 | 17940 | 2.15
CARRIER |  | 205272293 | HRCU-A-CB | 25VNA424A*030* | CAP**3617AL*+UI | Singlezone Ducted, Centrally Ducted | 24000 | 24200 | 2.58 | 17792 | 2.17
CARRIER |  | 205272297 | HRCU-A-CB | 25VNA424A*030* | CAP**3621AL*+UI | Singlezone Ducted, Centrally Ducted | 24000 | 24200 | 2.58 | 17792 | 2.17
CARRIER |  | 205272298 | HRCU-A-CB | 25VNA424A*030* | CAP**3621AL*+UI | Singlezone Ducted, Centrally Ducted | 24000 | 24200 | 2.58 | 17792 | 2.17
CARRIER |  | 205272299 | HRCU-A-CB | 25VNA424A*030* | CAP**3621AL*+UI | Singlezone Ducted, Centrally Ducted | 24000 | 24200 | 2.6 | 17792 | 2.19
CARRIER |  | 205272300 | HRCU-A-CB | 25VNA424A*030* | CAP**3621AL*+UI | Singlezone Ducted, Centrally Ducted | 24000 | 24200 | 2.6 | 17792 | 2.19
CARRIER |  | 205272304 | HRCU-A-CB | 25VNA424A*030* | CAP**4221AL*+UI | Singlezone Ducted, Centrally Ducted | 24000 | 24200 | 2.62 | 17792 | 2.21
CARRIER |  | 205272305 | HRCU-A-CB | 25VNA424A*030* | CAP**4221AL*+UI | Singlezone Ducted, Centrally Ducted | 24000 | 24200 | 2.64 | 17792 | 2.23
CARRIER |  | 205272306 | HRCU-A-CB | 25VNA424A*030* | CAP**4221AL*+UI | Singlezone Ducted, Centrally Ducted | 24000 | 24200 | 2.64 | 17792 | 2.23
CARRIER |  | 205272307 | HRCU-A-CB | 25VNA424A*030* | CAP**4221AL*+UI | Singlezone Ducted, Centrally Ducted | 24000 | 24200 | 2.64 | 17792 | 2.23
CARRIER |  | 205272309 | HRCU-A-CB | 25VNA424A*030* | CAP**4224AL*+UI | Singlezone Ducted, Centrally Ducted | 24000 | 24200 | 2.62 | 17792 | 2.21
CARRIER |  | 205272310 | HRCU-A-CB | 25VNA424A*030* | CAP**4224AL*+UI | Singlezone Ducted, Centrally Ducted | 24000 | 24200 | 2.64 | 17792 | 2.23
CARRIER |  | 205272311 | HRCU-A-CB | 25VNA424A*030* | CAP**4224AL*+UI | Singlezone Ducted, Centrally Ducted | 24000 | 24200 | 2.62 | 17792 | 2.21
CARRIER |  | 205272314 | HRCU-A-CB | 25VNA424A*030* | CAP**4821AL*+UI | Singlezone Ducted, Centrally Ducted | 24000 | 24000 | 2.72 | 17645 | 2.3
CARRIER |  | 205272312 | HRCU-A-CB | 25VNA424A*030* | CAP**4224AL*+UI | Singlezone Ducted, Centrally Ducted | 24000 | 24200 | 2.64 | 17792 | 2.23
CARRIER |  | 205272315 | HRCU-A-CB | 25VNA424A*030* | CAP**4821AL*+UI | Singlezone Ducted, Centrally Ducted | 24000 | 24000 | 2.72 | 17645 | 2.3
CARRIER |  | 205272316 | HRCU-A-CB | 25VNA424A*030* | CAP**4821AL*+UI | Singlezone Ducted, Centrally Ducted | 24000 | 24000 | 2.74 | 17645 | 2.31
CARRIER |  | 205272317 | HRCU-A-CB | 25VNA424A*030* | CAP**4821AL*+UI | Singlezone Ducted, Centrally Ducted | 24000 | 24000 | 2.76 | 17645 | 2.33
CARRIER |  | 205272318 | HRCU-A-CB | 25VNA424A*030* | CAP**4821AL*+UI | Singlezone Ducted, Centrally Ducted | 24000 | 23800 | 2.76 | 17498 | 2.33
CARRIER |  | 205272319 | HRCU-A-CB | 25VNA424A*030* | CAP**4821AL*+UI | Singlezone Ducted, Centrally Ducted | 24000 | 23800 | 2.76 | 17498 | 2.33
CARRIER |  | 205272320 | HRCU-A-CB | 25VNA424A*030* | CAP**4824AL*+UI | Singlezone Ducted, Centrally Ducted | 24000 | 24000 | 2.72 | 17645 | 2.3
CARRIER |  | 205272321 | HRCU-A-CB | 25VNA424A*030* | CAP**4824AL*+UI | Singlezone Ducted, Centrally Ducted | 24000 | 24000 | 2.74 | 17645 | 2.31
CARRIER |  | 205272322 | HRCU-A-CB | 25VNA424A*030* | CAP**4824AL*+UI | Singlezone Ducted, Centrally Ducted | 24000 | 23800 | 2.76 | 17498 | 2.33
CARRIER |  | 205272324 | HRCU-A-CB | 25VNA424A*030* | CAP**4824AL*+UI | Singlezone Ducted, Centrally Ducted | 24000 | 23800 | 2.76 | 17498 | 2.33
CARRIER |  | 205272323 | HRCU-A-CB | 25VNA424A*030* | CAP**4824AL*+UI | Singlezone Ducted, Centrally Ducted | 24000 | 24000 | 2.74 | 17645 | 2.31
CARRIER |  | 205272325 | HRCU-A-CB | 25VNA424A*030* | CAP**6024AL*+UI | Singlezone Ducted, Centrally Ducted | 24000 | 23800 | 2.72 | 17498 | 2.29
CARRIER |  | 205272326 | HRCU-A-CB | 25VNA424A*030* | CAP**6024AL*+UI | Singlezone Ducted, Centrally Ducted | 24000 | 23600 | 2.76 | 17351 | 2.32
CARRIER |  | 205272327 | HRCU-A-CB | 25VNA424A*030* | CAP**6024AL*+UI | Singlezone Ducted, Centrally Ducted | 24000 | 23600 | 2.76 | 17351 | 2.32
CARRIER |  | 205272328 | HRCU-A-CB | 25VNA424A*030* | CAP**6024AL*+UI | Singlezone Ducted, Centrally Ducted | 24000 | 23600 | 2.76 | 17351 | 2.32
CARRIER |  | 205272329 | HRCU-A-CB | 25VNA424A*030* | CAP**6024AL*+UI | Singlezone Ducted, Centrally Ducted | 24000 | 23600 | 2.76 | 17351 | 2.32
CARRIER |  | 205272337 | HRCU-A-CB | 25VNA424A*030* | CNPV*3621AL*+UI | Singlezone Ducted, Centrally Ducted | 24000 | 24400 | 2.54 | 17940 | 2.15
CARRIER |  | 205272333 | HRCU-A-CB | 25VNA424A*030* | CNPV*3617AL*+UI | Singlezone Ducted, Centrally Ducted | 24000 | 24200 | 2.54 | 17792 | 2.15
CARRIER |  | 205272332 | HRCU-A-CB | 25VNA424A*030* | CNPV*3617AL*+UI | Singlezone Ducted, Centrally Ducted | 24000 | 24400 | 2.52 | 17940 | 2.13
CARRIER |  | 205272338 | HRCU-A-CB | 25VNA424A*030* | CNPV*3621AL*+UI | Singlezone Ducted, Centrally Ducted | 24000 | 24400 | 2.54 | 17940 | 2.15
CARRIER |  | 205272339 | HRCU-A-CB | 25VNA424A*030* | CNPV*3621AL*+UI | Singlezone Ducted, Centrally Ducted | 24000 | 24200 | 2.56 | 17792 | 2.15
CARRIER |  | 205272340 | HRCU-A-CB | 25VNA424A*030* | CNPV*3621AL*+UI | Singlezone Ducted, Centrally Ducted | 24000 | 24200 | 2.54 | 17792 | 2.15
CARRIER |  | 205272343 | HRCU-A-CB | 25VNA424A*030* | CNPV*4217AL*+UI | Singlezone Ducted, Centrally Ducted | 24000 | 24200 | 2.66 | 17792 | 2.25
CARRIER |  | 205272344 | HRCU-A-CB | 25VNA424A*030* | CNPV*4217AL*+UI | Singlezone Ducted, Centrally Ducted | 24000 | 24200 | 2.68 | 17792 | 2.26
CARRIER |  | 205272349 | HRCU-A-CB | 25VNA424A*030* | CNPV*4221AL*+UI | Singlezone Ducted, Centrally Ducted | 24000 | 24200 | 2.62 | 17792 | 2.21
CARRIER |  | 205272348 | HRCU-A-CB | 25VNA424A*030* | CNPV*4221AL*+UI | Singlezone Ducted, Centrally Ducted | 24000 | 24200 | 2.62 | 17792 | 2.21
CARRIER |  | 205272350 | HRCU-A-CB | 25VNA424A*030* | CNPV*4221AL*+UI | Singlezone Ducted, Centrally Ducted | 24000 | 24200 | 2.62 | 17792 | 2.21
CARRIER |  | 205272351 | HRCU-A-CB | 25VNA424A*030* | CNPV*4221AL*+UI | Singlezone Ducted, Centrally Ducted | 24000 | 24200 | 2.62 | 17792 | 2.21
CARRIER |  | 205272353 | HRCU-A-CB | 25VNA424A*030* | CNPV*4821AL*+UI | Singlezone Ducted, Centrally Ducted | 24000 | 24200 | 2.7 | 17792 | 2.28
CARRIER |  | 205272354 | HRCU-A-CB | 25VNA424A*030* | CNPV*4821AL*+UI | Singlezone Ducted, Centrally Ducted | 24000 | 24200 | 2.7 | 17792 | 2.28
CARRIER |  | 205272358 | HRCU-A-CB | 25VNA424A*030* | CNPV*4821AL*+UI | Singlezone Ducted, Centrally Ducted | 24000 | 24000 | 2.74 | 17645 | 2.31
CARRIER |  | 205272355 | HRCU-A-CB | 25VNA424A*030* | CNPV*4821AL*+UI | Singlezone Ducted, Centrally Ducted | 24000 | 24000 | 2.72 | 17645 | 2.3
CARRIER |  | 205272356 | HRCU-A-CB | 25VNA424A*030* | CNPV*4821AL*+UI | Singlezone Ducted, Centrally Ducted | 24000 | 24000 | 2.72 | 17645 | 2.3
CARRIER |  | 205272357 | HRCU-A-CB | 25VNA424A*030* | CNPV*4821AL*+UI | Singlezone Ducted, Centrally Ducted | 24000 | 24000 | 2.74 | 17645 | 2.31
CARRIER |  | 205272359 | HRCU-A-CB | 25VNA424A*030* | CNPV*4824AL*+UI | Singlezone Ducted, Centrally Ducted | 24000 | 24200 | 2.7 | 17792 | 2.28
CARRIER |  | 205272360 | HRCU-A-CB | 25VNA424A*030* | CNPV*4824AL*+UI | Singlezone Ducted, Centrally Ducted | 24000 | 24000 | 2.72 | 17645 | 2.3
CARRIER |  | 205272361 | HRCU-A-CB | 25VNA424A*030* | CNPV*4824AL*+UI | Singlezone Ducted, Centrally Ducted | 24000 | 24000 | 2.72 | 17645 | 2.3
CARRIER |  | 205272362 | HRCU-A-CB | 25VNA424A*030* | CNPV*4824AL*+UI | Singlezone Ducted, Centrally Ducted | 24000 | 24000 | 2.72 | 17645 | 2.3
CARRIER |  | 205272363 | HRCU-A-CB | 25VNA424A*030* | CNPV*4824AL*+UI | Singlezone Ducted, Centrally Ducted | 24000 | 24000 | 2.74 | 17645 | 2.31
CARRIER |  | 205272364 | HRCU-A-CB | 25VNA424A*030* | CNPV*6024AL*+UI | Singlezone Ducted, Centrally Ducted | 24000 | 24000 | 2.72 | 17645 | 2.3
CARRIER |  | 205272365 | HRCU-A-CB | 25VNA424A*030* | CNPV*6024AL*+UI | Singlezone Ducted, Centrally Ducted | 24000 | 23800 | 2.74 | 17498 | 2.31
CARRIER |  | 205272373 | HRCU-A-CB | 25VNA424A*030* | CSPH*3612AL*+UI | Singlezone Ducted, Centrally Ducted | 24000 | 24200 | 2.68 | 17792 | 2.26
CARRIER |  | 205272366 | HRCU-A-CB | 25VNA424A*030* | CNPV*6024AL*+UI | Singlezone Ducted, Centrally Ducted | 24000 | 23800 | 2.74 | 17498 | 2.31
CARRIER |  | 205272367 | HRCU-A-CB | 25VNA424A*030* | CNPV*6024AL*+UI | Singlezone Ducted, Centrally Ducted | 24000 | 23800 | 2.74 | 17498 | 2.31
CARRIER |  | 205272368 | HRCU-A-CB | 25VNA424A*030* | CNPV*6024AL*+UI | Singlezone Ducted, Centrally Ducted | 24000 | 23800 | 2.76 | 17498 | 2.33
CARRIER |  | 205272377 | HRCU-A-CB | 25VNA424A*030* | CSPH*3612AL*+UI | Singlezone Ducted, Centrally Ducted | 24000 | 24200 | 2.68 | 17792 | 2.26
CARRIER |  | 205272374 | HRCU-A-CB | 25VNA424A*030* | CSPH*3612AL*+UI | Singlezone Ducted, Centrally Ducted | 24000 | 24200 | 2.68 | 17792 | 2.26
CARRIER |  | 205272375 | HRCU-A-CB | 25VNA424A*030* | CSPH*3612AL*+UI | Singlezone Ducted, Centrally Ducted | 24000 | 24200 | 2.66 | 17792 | 2.25
CARRIER |  | 205272376 | HRCU-A-CB | 25VNA424A*030* | CSPH*3612AL*+UI | Singlezone Ducted, Centrally Ducted | 24000 | 24200 | 2.68 | 17792 | 2.26
CARRIER |  | 205272381 | HRCU-A-CB | 25VNA424A*030* | CSPH*4212AL*+UI | Singlezone Ducted, Centrally Ducted | 24000 | 24200 | 2.7 | 17792 | 2.28
CARRIER |  | 205272382 | HRCU-A-CB | 25VNA424A*030* | CSPH*4212AL*+UI | Singlezone Ducted, Centrally Ducted | 24000 | 24000 | 2.72 | 17645 | 2.3
CARRIER |  | 205272385 | HRCU-A-CB | 25VNA424A*030* | CSPH*4212AL*+UI | Singlezone Ducted, Centrally Ducted | 24000 | 24000 | 2.72 | 17645 | 2.3
CARRIER |  | 205272383 | HRCU-A-CB | 25VNA424A*030* | CSPH*4212AL*+UI | Singlezone Ducted, Centrally Ducted | 24000 | 24200 | 2.7 | 17792 | 2.28
CARRIER |  | 205272384 | HRCU-A-CB | 25VNA424A*030* | CSPH*4212AL*+UI | Singlezone Ducted, Centrally Ducted | 24000 | 24200 | 2.7 | 17792 | 2.28
CARRIER |  | 205272386 | HRCU-A-CB | 25VNA424A*030* | CSPH*4212AL*+UI | Singlezone Ducted, Centrally Ducted | 24000 | 24000 | 2.72 | 17645 | 2.3
CARRIER |  | 205272390 | HRCU-A-CB | 25VNA424A*030* | CSPH*4812AL*+UI | Singlezone Ducted, Centrally Ducted | 24000 | 24000 | 2.74 | 17645 | 2.31
CARRIER |  | 205272391 | HRCU-A-CB | 25VNA424A*030* | CSPH*4812AL*+UI | Singlezone Ducted, Centrally Ducted | 24000 | 24000 | 2.74 | 17645 | 2.31
CARRIER |  | 205272392 | HRCU-A-CB | 25VNA424A*030* | CSPH*4812AL*+UI | Singlezone Ducted, Centrally Ducted | 24000 | 24000 | 2.74 | 17645 | 2.31
CARRIER |  | 205272394 | HRCU-A-CB | 25VNA424A*030* | CSPH*4812AL*+UI | Singlezone Ducted, Centrally Ducted | 24000 | 24000 | 2.74 | 17645 | 2.31
CARRIER |  | 205272393 | HRCU-A-CB | 25VNA424A*030* | CSPH*4812AL*+UI | Singlezone Ducted, Centrally Ducted | 24000 | 24200 | 2.72 | 17792 | 2.3
CARRIER |  | 205272395 | HRCU-A-CB | 25VNA424A*030* | CSPH*4812AL*+UI | Singlezone Ducted, Centrally Ducted | 24000 | 24000 | 2.74 | 17645 | 2.31
CARRIER |  | 205272397 | HRCU-A-CB | 25VNA424A*030* | CSPH*6012AL*+UI | Singlezone Ducted, Centrally Ducted | 24000 | 24000 | 2.74 | 17645 | 2.31
CARRIER |  | 205272398 | HRCU-A-CB | 25VNA424A*030* | CSPH*6012AL*+UI | Singlezone Ducted, Centrally Ducted | 24000 | 23800 | 2.74 | 17498 | 2.31
CARRIER |  | 205272399 | HRCU-A-CB | 25VNA424A*030* | CSPH*6012AL*+UI | Singlezone Ducted, Centrally Ducted | 24000 | 23800 | 2.76 | 17498 | 2.33
CARRIER |  | 205272400 | HRCU-A-CB | 25VNA424A*030* | CSPH*6012AL*+UI | Singlezone Ducted, Centrally Ducted | 24000 | 23800 | 2.78 | 17498 | 2.34
CARRIER |  | 205272401 | HRCU-A-CB | 25VNA424A*030* | CSPH*6012AL*+UI | Singlezone Ducted, Centrally Ducted | 24000 | 23800 | 2.76 | 17498 | 2.33
CARRIER |  | 205272405 | HRCU-A-CB | 25VNA424A*030* | CAP**3617AL*+UI | Singlezone Ducted, Centrally Ducted | 24000 | 24400 | 2.54 | 17940 | 2.15
CARRIER |  | 205272403 | HRCU-A-CB | 25VNA424A*030* | CSPH*6012AL*+UI | Singlezone Ducted, Centrally Ducted | 24000 | 23800 | 2.78 | 17498 | 2.34
CARRIER |  | 205272402 | HRCU-A-CB | 25VNA424A*030* | CSPH*6012AL*+UI | Singlezone Ducted, Centrally Ducted | 24000 | 23800 | 2.76 | 17498 | 2.33
CARRIER |  | 205272404 | HRCU-A-CB | 25VNA424A*030* | CSPH*6012AL*+UI | Singlezone Ducted, Centrally Ducted | 24000 | 23800 | 2.78 | 17498 | 2.34
CARRIER |  | 205272406 | HRCU-A-CB | 25VNA424A*030* | CAP**3617AL*+UI | Singlezone Ducted, Centrally Ducted | 24000 | 24400 | 2.56 | 17940 | 2.15
CARRIER |  | 205272407 | HRCU-A-CB | 25VNA424A*030* | CAP**3617AL*+UI | Singlezone Ducted, Centrally Ducted | 24000 | 24400 | 2.54 | 17940 | 2.15
CARRIER |  | 205272408 | HRCU-A-CB | 25VNA424A*030* | CAP**3617AL*+UI | Singlezone Ducted, Centrally Ducted | 24000 | 24400 | 2.54 | 17940 | 2.15
CARRIER |  | 205272410 | HRCU-A-CB | 25VNA424A*030* | CAP**3621AL*+UI | Singlezone Ducted, Centrally Ducted | 24000 | 24200 | 2.58 | 17792 | 2.17
CARRIER |  | 205272409 | HRCU-A-CB | 25VNA424A*030* | CAP**3621AL*+UI | Singlezone Ducted, Centrally Ducted | 24000 | 24400 | 2.54 | 17940 | 2.15
CARRIER |  | 205272411 | HRCU-A-CB | 25VNA424A*030* | CAP**3621AL*+UI | Singlezone Ducted, Centrally Ducted | 24000 | 24200 | 2.58 | 17792 | 2.17
CARRIER |  | 205272412 | HRCU-A-CB | 25VNA424A*030* | CAP**3621AL*+UI | Singlezone Ducted, Centrally Ducted | 24000 | 24200 | 2.6 | 17792 | 2.19
CARRIER |  | 205272413 | HRCU-A-CB | 25VNA424A*030* | CAP**3621AL*+UI | Singlezone Ducted, Centrally Ducted | 24000 | 24400 | 2.54 | 17940 | 2.15
CARRIER |  | 205272414 | HRCU-A-CB | 25VNA424A*030* | CAP**3621AL*+UI | Singlezone Ducted, Centrally Ducted | 24000 | 24400 | 2.56 | 17940 | 2.15
CARRIER |  | 205272290 | HRCU-A-CB | 25VNA424A*030* | CAP**3617AL*+UI | Singlezone Ducted, Centrally Ducted | 24000 | 24600 | 2.54 | 18087 | 2.14
CARRIER |  | 205272291 | HRCU-A-CB | 25VNA424A*030* | CAP**3617AL*+UI | Singlezone Ducted, Centrally Ducted | 24000 | 24400 | 2.54 | 17940 | 2.15
CARRIER |  | 205272294 | HRCU-A-CB | 25VNA424A*030* | CAP**3621AL*+UI | Singlezone Ducted, Centrally Ducted | 24000 | 24400 | 2.54 | 17940 | 2.15
CARRIER |  | 205272295 | HRCU-A-CB | 25VNA424A*030* | CAP**3621AL*+UI | Singlezone Ducted, Centrally Ducted | 24000 | 24400 | 2.56 | 17940 | 2.15
CARRIER |  | 205272296 | HRCU-A-CB | 25VNA424A*030* | CAP**3621AL*+UI | Singlezone Ducted, Centrally Ducted | 24000 | 24400 | 2.56 | 17940 | 2.15
CARRIER |  | 205272301 | HRCU-A-CB | 25VNA424A*030* | CAP**4221AL*+UI | Singlezone Ducted, Centrally Ducted | 24000 | 24400 | 2.58 | 17940 | 2.17
CARRIER |  | 205272302 | HRCU-A-CB | 25VNA424A*030* | CAP**4221AL*+UI | Singlezone Ducted, Centrally Ducted | 24000 | 24400 | 2.6 | 17940 | 2.19
CARRIER |  | 205272303 | HRCU-A-CB | 25VNA424A*030* | CAP**4221AL*+UI | Singlezone Ducted, Centrally Ducted | 24000 | 24200 | 2.6 | 17792 | 2.19
CARRIER |  | 205272313 | HRCU-A-CB | 25VNA424A*030* | CAP**4821AL*+UI | Singlezone Ducted, Centrally Ducted | 24000 | 24200 | 2.7 | 17792 | 2.28
CARRIER |  | 205272308 | HRCU-A-CB | 25VNA424A*030* | CAP**4224AL*+UI | Singlezone Ducted, Centrally Ducted | 24000 | 24200 | 2.6 | 17792 | 2.19
CARRIER |  | 205272330 | HRCU-A-CB | 25VNA424A*030* | CNPV*3617AL*+UI | Singlezone Ducted, Centrally Ducted | 24000 | 24600 | 2.5 | 18087 | 2.11
CARRIER |  | 205272335 | HRCU-A-CB | 25VNA424A*030* | CNPV*3621AL*+UI | Singlezone Ducted, Centrally Ducted | 24000 | 24400 | 2.52 | 17940 | 2.13
CARRIER |  | 205272331 | HRCU-A-CB | 25VNA424A*030* | CNPV*3617AL*+UI | Singlezone Ducted, Centrally Ducted | 24000 | 24400 | 2.52 | 17940 | 2.13
CARRIER |  | 205272334 | HRCU-A-CB | 25VNA424A*030* | CNPV*3621AL*+UI | Singlezone Ducted, Centrally Ducted | 24000 | 24600 | 2.5 | 18087 | 2.11
CARRIER |  | 205272336 | HRCU-A-CB | 25VNA424A*030* | CNPV*3621AL*+UI | Singlezone Ducted, Centrally Ducted | 24000 | 24400 | 2.52 | 17940 | 2.13
CARRIER |  | 205272341 | HRCU-A-CB | 25VNA424A*030* | CNPV*4217AL*+UI | Singlezone Ducted, Centrally Ducted | 24000 | 24400 | 2.62 | 17940 | 2.21
CARRIER |  | 205272342 | HRCU-A-CB | 25VNA424A*030* | CNPV*4217AL*+UI | Singlezone Ducted, Centrally Ducted | 24000 | 24400 | 2.64 | 17940 | 2.23
CARRIER |  | 205272345 | HRCU-A-CB | 25VNA424A*030* | CNPV*4221AL*+UI | Singlezone Ducted, Centrally Ducted | 24000 | 24400 | 2.56 | 17940 | 2.15
CARRIER |  | 205272347 | HRCU-A-CB | 25VNA424A*030* | CNPV*4221AL*+UI | Singlezone Ducted, Centrally Ducted | 24000 | 24400 | 2.6 | 17940 | 2.19
CARRIER |  | 205272346 | HRCU-A-CB | 25VNA424A*030* | CNPV*4221AL*+UI | Singlezone Ducted, Centrally Ducted | 24000 | 24400 | 2.58 | 17940 | 2.17
CARRIER |  | 205272352 | HRCU-A-CB | 25VNA424A*030* | CNPV*4821AL*+UI | Singlezone Ducted, Centrally Ducted | 24000 | 24400 | 2.68 | 17940 | 2.26
CARRIER |  | 205272369 | HRCU-A-CB | 25VNA424A*030* | CSPH*3612AL*+UI | Singlezone Ducted, Centrally Ducted | 24000 | 24400 | 2.62 | 17940 | 2.21
CARRIER |  | 205272370 | HRCU-A-CB | 25VNA424A*030* | CSPH*3612AL*+UI | Singlezone Ducted, Centrally Ducted | 24000 | 24400 | 2.64 | 17940 | 2.23
CARRIER |  | 205272379 | HRCU-A-CB | 25VNA424A*030* | CSPH*4212AL*+UI | Singlezone Ducted, Centrally Ducted | 24000 | 24200 | 2.68 | 17792 | 2.26
CARRIER |  | 205272371 | HRCU-A-CB | 25VNA424A*030* | CSPH*3612AL*+UI | Singlezone Ducted, Centrally Ducted | 24000 | 24400 | 2.64 | 17940 | 2.23
CARRIER |  | 205272380 | HRCU-A-CB | 25VNA424A*030* | CSPH*4212AL*+UI | Singlezone Ducted, Centrally Ducted | 24000 | 24200 | 2.68 | 17792 | 2.26
CARRIER |  | 205272387 | HRCU-A-CB | 25VNA424A*030* | CSPH*4812AL*+UI | Singlezone Ducted, Centrally Ducted | 24000 | 24400 | 2.68 | 17940 | 2.26
CARRIER |  | 205272372 | HRCU-A-CB | 25VNA424A*030* | CSPH*3612AL*+UI | Singlezone Ducted, Centrally Ducted | 24000 | 24200 | 2.68 | 17792 | 2.26
CARRIER |  | 205272378 | HRCU-A-CB | 25VNA424A*030* | CSPH*4212AL*+UI | Singlezone Ducted, Centrally Ducted | 24000 | 24400 | 2.66 | 17940 | 2.25
CARRIER |  | 205272388 | HRCU-A-CB | 25VNA424A*030* | CSPH*4812AL*+UI | Singlezone Ducted, Centrally Ducted | 24000 | 24200 | 2.7 | 17792 | 2.28
CARRIER |  | 205272389 | HRCU-A-CB | 25VNA424A*030* | CSPH*4812AL*+UI | Singlezone Ducted, Centrally Ducted | 24000 | 24200 | 2.7 | 17792 | 2.28
CARRIER |  | 205272396 | HRCU-A-CB | 25VNA424A*030* | CSPH*6012AL*+UI | Singlezone Ducted, Centrally Ducted | 24000 | 24000 | 2.72 | 17645 | 2.3
CARRIER |  | 205272518 | HRCU-A-CB | 25VNA436A*030* | CAP**3721AL*+UI | Singlezone Ducted, Centrally Ducted | 35400 | 33600 | 2.52 | 28445 | 2.14
CARRIER |  | 205272520 | HRCU-A-CB | 25VNA436A*030* | CAP**3721AL*+UI | Singlezone Ducted, Centrally Ducted | 35400 | 33600 | 2.52 | 28445 | 2.14
CARRIER |  | 205272551 | HRCU-A-CB | 25VNA436A*030* | CAP**4321AL*+UI | Singlezone Ducted, Centrally Ducted | 35200 | 33400 | 2.54 | 28276 | 2.16
CARRIER |  | 205272521 | HRCU-A-CB | 25VNA436A*030* | CAP**3721AL*+UI | Singlezone Ducted, Centrally Ducted | 35400 | 33600 | 2.52 | 28445 | 2.14
CARRIER |  | 205272522 | HRCU-A-CB | 25VNA436A*030* | CAP**3721AL*+UI | Singlezone Ducted, Centrally Ducted | 35400 | 33600 | 2.52 | 28445 | 2.14
CARRIER |  | 205272556 | HRCU-A-CB | 25VNA436A*030* | CAP**4321AL*+UI | Singlezone Ducted, Centrally Ducted | 35200 | 33400 | 2.54 | 28276 | 2.16
CARRIER |  | 205272560 | HRCU-A-CB | 25VNA436A*030* | CAP**4321AL*+UI | Singlezone Ducted, Centrally Ducted | 35200 | 33400 | 2.54 | 28276 | 2.16
CARRIER |  | 205272578 | HRCU-A-CB | 25VNA436A*030* | CAP**4824AL*+UI | Singlezone Ducted, Centrally Ducted | 35200 | 33200 | 2.52 | 28107 | 2.14
CARRIER |  | 205272559 | HRCU-A-CB | 25VNA436A*030* | CAP**4321AL*+UI | Singlezone Ducted, Centrally Ducted | 35400 | 33600 | 2.52 | 28445 | 2.14
CARRIER |  | 205272558 | HRCU-A-CB | 25VNA436A*030* | CAP**4321AL*+UI | Singlezone Ducted, Centrally Ducted | 35200 | 33400 | 2.54 | 28276 | 2.16
CARRIER |  | 205272579 | HRCU-A-CB | 25VNA436A*030* | CAP**4824AL*+UI | Singlezone Ducted, Centrally Ducted | 35200 | 33000 | 2.54 | 27937 | 2.16
CARRIER |  | 205272586 | HRCU-A-CB | 25VNA436A*030* | CAP**4824AL*+UI | Singlezone Ducted, Centrally Ducted | 35200 | 33200 | 2.52 | 28107 | 2.14
CARRIER |  | 205272589 | HRCU-A-CB | 25VNA436A*030* | CAP**6024AL*+UI | Singlezone Ducted, Centrally Ducted | 34400 | 32800 | 2.52 | 27768 | 2.14
CARRIER |  | 205272590 | HRCU-A-CB | 25VNA436A*030* | CAP**6024AL*+UI | Singlezone Ducted, Centrally Ducted | 34400 | 32600 | 2.54 | 27599 | 2.16
CARRIER |  | 205272593 | HRCU-A-CB | 25VNA436A*030* | CAP**6024AL*+UI | Singlezone Ducted, Centrally Ducted | 34600 | 32800 | 2.52 | 27768 | 2.14
CARRIER |  | 205272592 | HRCU-A-CB | 25VNA436A*030* | CAP**6024AL*+UI | Singlezone Ducted, Centrally Ducted | 34600 | 33000 | 2.5 | 27937 | 2.13
CARRIER |  | 205272591 | HRCU-A-CB | 25VNA436A*030* | CAP**6024AL*+UI | Singlezone Ducted, Centrally Ducted | 34400 | 32800 | 2.52 | 27768 | 2.14
CARRIER |  | 205272594 | HRCU-A-CB | 25VNA436A*030* | CAP**6024AL*+UI | Singlezone Ducted, Centrally Ducted | 34600 | 33000 | 2.5 | 27937 | 2.13
CARRIER |  | 205272596 | HRCU-A-CB | 25VNA436A*030* | CAP**6024AL*+UI | Singlezone Ducted, Centrally Ducted | 34600 | 32800 | 2.52 | 27768 | 2.14
CARRIER |  | 205272595 | HRCU-A-CB | 25VNA436A*030* | CAP**6024AL*+UI | Singlezone Ducted, Centrally Ducted | 34600 | 33000 | 2.5 | 27937 | 2.13
CARRIER |  | 205272602 | HRCU-A-CB | 25VNA436A*030* | CAP**6121AL*+UI | Singlezone Ducted, Centrally Ducted | 34800 | 33000 | 2.54 | 27937 | 2.16
CARRIER |  | 205272597 | HRCU-A-CB | 25VNA436A*030* | CAP**6024AL*+UI | Singlezone Ducted, Centrally Ducted | 34400 | 32800 | 2.52 | 27768 | 2.14
CARRIER |  | 205272601 | HRCU-A-CB | 25VNA436A*030* | CAP**6121AL*+UI | Singlezone Ducted, Centrally Ducted | 35200 | 33200 | 2.5 | 28107 | 2.12
CARRIER |  | 205272608 | HRCU-A-CB | 25VNA436A*030* | CAP**6121AL*+UI | Singlezone Ducted, Centrally Ducted | 35000 | 33000 | 2.54 | 27937 | 2.16
CARRIER |  | 205272607 | HRCU-A-CB | 25VNA436A*030* | CAP**6121AL*+UI | Singlezone Ducted, Centrally Ducted | 35000 | 33200 | 2.52 | 28107 | 2.14
CARRIER |  | 205272609 | HRCU-A-CB | 25VNA436A*030* | CAP**6121AL*+UI | Singlezone Ducted, Centrally Ducted | 35000 | 33200 | 2.52 | 28107 | 2.14
CARRIER |  | 205272610 | HRCU-A-CB | 25VNA436A*030* | CAP**6121AL*+UI | Singlezone Ducted, Centrally Ducted | 35000 | 33000 | 2.54 | 27937 | 2.16
CARRIER |  | 205272611 | HRCU-A-CB | 25VNA436A*030* | CAP**6121AL*+UI | Singlezone Ducted, Centrally Ducted | 35000 | 33200 | 2.52 | 28107 | 2.14
CARRIER |  | 205272612 | HRCU-A-CB | 25VNA436A*030* | CAP**6121AL*+UI | Singlezone Ducted, Centrally Ducted | 35000 | 33000 | 2.54 | 27937 | 2.16
CARRIER |  | 205272614 | HRCU-A-CB | 25VNA436A*030* | CAP**6124AL*+UI | Singlezone Ducted, Centrally Ducted | 35000 | 33200 | 2.52 | 28107 | 2.14
CARRIER |  | 205272615 | HRCU-A-CB | 25VNA436A*030* | CAP**6124AL*+UI | Singlezone Ducted, Centrally Ducted | 34800 | 33000 | 2.56 | 27937 | 2.18
CARRIER |  | 205272616 | HRCU-A-CB | 25VNA436A*030* | CAP**6124AL*+UI | Singlezone Ducted, Centrally Ducted | 34600 | 32800 | 2.56 | 27768 | 2.18
CARRIER |  | 205272619 | HRCU-A-CB | 25VNA436A*030* | CAP**6124AL*+UI | Singlezone Ducted, Centrally Ducted | 34800 | 33000 | 2.54 | 27937 | 2.16
CARRIER |  | 205272620 | HRCU-A-CB | 25VNA436A*030* | CAP**6124AL*+UI | Singlezone Ducted, Centrally Ducted | 35000 | 33000 | 2.54 | 27937 | 2.16
CARRIER |  | 205272617 | HRCU-A-CB | 25VNA436A*030* | CAP**6124AL*+UI | Singlezone Ducted, Centrally Ducted | 34800 | 33000 | 2.56 | 27937 | 2.18
CARRIER |  | 205272618 | HRCU-A-CB | 25VNA436A*030* | CAP**6124AL*+UI | Singlezone Ducted, Centrally Ducted | 35000 | 33200 | 2.52 | 28107 | 2.14
CARRIER |  | 205272621 | HRCU-A-CB | 25VNA436A*030* | CAP**6124AL*+UI | Singlezone Ducted, Centrally Ducted | 35000 | 33200 | 2.52 | 28107 | 2.14
CARRIER |  | 205272622 | HRCU-A-CB | 25VNA436A*030* | CAP**6124AL*+UI | Singlezone Ducted, Centrally Ducted | 34800 | 33000 | 2.54 | 27937 | 2.16
CARRIER |  | 205272623 | HRCU-A-CB | 25VNA436A*030* | CAP**6124AL*+UI | Singlezone Ducted, Centrally Ducted | 34800 | 33000 | 2.54 | 27937 | 2.16
CARRIER |  | 205272665 | HRCU-A-CB | 25VNA436A*030* | CNPV*4824AL*+UI | Singlezone Ducted, Centrally Ducted | 35200 | 33200 | 2.5 | 28107 | 2.12
CARRIER |  | 205272675 | HRCU-A-CB | 25VNA436A*030* | CNPV*6024AL*+UI | Singlezone Ducted, Centrally Ducted | 35000 | 33000 | 2.5 | 27937 | 2.13
CARRIER |  | 205272676 | HRCU-A-CB | 25VNA436A*030* | CNPV*6024AL*+UI | Singlezone Ducted, Centrally Ducted | 34800 | 32800 | 2.52 | 27768 | 2.14
CARRIER |  | 205272677 | HRCU-A-CB | 25VNA436A*030* | CNPV*6024AL*+UI | Singlezone Ducted, Centrally Ducted | 35000 | 33000 | 2.5 | 27937 | 2.13
CARRIER |  | 205272679 | HRCU-A-CB | 25VNA436A*030* | CNPV*6024AL*+UI | Singlezone Ducted, Centrally Ducted | 35000 | 33000 | 2.5 | 27937 | 2.13
CARRIER |  | 205272708 | HRCU-A-CB | 25VNA436A*030* | CSPH*4212AL*+UI | Singlezone Ducted, Centrally Ducted | 35200 | 33400 | 2.5 | 28276 | 2.12
CARRIER |  | 205272726 | HRCU-A-CB | 25VNA436A*030* | CSPH*4812AL*+UI | Singlezone Ducted, Centrally Ducted | 35200 | 33400 | 2.5 | 28276 | 2.12
CARRIER |  | 205272727 | HRCU-A-CB | 25VNA436A*030* | CSPH*4812AL*+UI | Singlezone Ducted, Centrally Ducted | 35200 | 33200 | 2.52 | 28107 | 2.14
CARRIER |  | 205272730 | HRCU-A-CB | 25VNA436A*030* | CSPH*4812AL*+UI | Singlezone Ducted, Centrally Ducted | 35200 | 33400 | 2.5 | 28276 | 2.12
CARRIER |  | 205272734 | HRCU-A-CB | 25VNA436A*030* | CSPH*4812AL*+UI | Singlezone Ducted, Centrally Ducted | 35400 | 33400 | 2.5 | 28276 | 2.12
CARRIER |  | 205272737 | HRCU-A-CB | 25VNA436A*030* | CSPH*4812AL*+UI | Singlezone Ducted, Centrally Ducted | 35400 | 33400 | 2.5 | 28276 | 2.12
CARRIER |  | 205272739 | HRCU-A-CB | 25VNA436A*030* | CSPH*4812AL*+UI | Singlezone Ducted, Centrally Ducted | 35400 | 33400 | 2.5 | 28276 | 2.12
CARRIER |  | 205272740 | HRCU-A-CB | 25VNA436A*030* | CSPH*4812AL*+UI | Singlezone Ducted, Centrally Ducted | 35400 | 33400 | 2.5 | 28276 | 2.12
CARRIER |  | 205272743 | HRCU-A-CB | 25VNA436A*030* | CSPH*6012AL*+UI | Singlezone Ducted, Centrally Ducted | 35200 | 33400 | 2.5 | 28276 | 2.12
CARRIER |  | 205272744 | HRCU-A-CB | 25VNA436A*030* | CSPH*6012AL*+UI | Singlezone Ducted, Centrally Ducted | 35000 | 33200 | 2.52 | 28107 | 2.14
CARRIER |  | 205272755 | HRCU-A-CB | 25VNA436A*030* | CSPH*6012AL*+UI | Singlezone Ducted, Centrally Ducted | 34800 | 33000 | 2.54 | 27937 | 2.16
CARRIER |  | 205272752 | HRCU-A-CB | 25VNA436A*030* | CSPH*6012AL*+UI | Singlezone Ducted, Centrally Ducted | 34800 | 33000 | 2.54 | 27937 | 2.16
CARRIER |  | 205272754 | HRCU-A-CB | 25VNA436A*030* | CSPH*6012AL*+UI | Singlezone Ducted, Centrally Ducted | 34800 | 33000 | 2.54 | 27937 | 2.16
CARRIER |  | 205272770 | HRCU-A-CB | 25VNA448A*030* | CAP**6024AL*+UI | Singlezone Ducted, Centrally Ducted | 48000 | 42500 | 2.52 | 31130 | 2.25
CARRIER |  | 205272773 | HRCU-A-CB | 25VNA448A*030* | CAP**6121AL*+UI | Singlezone Ducted, Centrally Ducted | 48000 | 43000 | 2.52 | 31496 | 2.25
CARRIER |  | 205272772 | HRCU-A-CB | 25VNA448A*030* | CAP**6024AL*+UI | Singlezone Ducted, Centrally Ducted | 48000 | 43000 | 2.5 | 31496 | 2.23
CARRIER |  | 205272771 | HRCU-A-CB | 25VNA448A*030* | CAP**6024AL*+UI | Singlezone Ducted, Centrally Ducted | 48000 | 42500 | 2.52 | 31130 | 2.25
CARRIER |  | 205272774 | HRCU-A-CB | 25VNA448A*030* | CAP**6121AL*+UI | Singlezone Ducted, Centrally Ducted | 48000 | 43000 | 2.52 | 31496 | 2.25
CARRIER |  | 205272779 | HRCU-A-CB | 25VNA448A*030* | CAP**6124AL*+UI | Singlezone Ducted, Centrally Ducted | 48000 | 43000 | 2.52 | 31496 | 2.25
CARRIER |  | 205272776 | HRCU-A-CB | 25VNA448A*030* | CAP**6121AL*+UI | Singlezone Ducted, Centrally Ducted | 48000 | 43000 | 2.52 | 31496 | 2.25
CARRIER |  | 205272775 | HRCU-A-CB | 25VNA448A*030* | CAP**6121AL*+UI | Singlezone Ducted, Centrally Ducted | 48000 | 43000 | 2.52 | 31496 | 2.25
CARRIER |  | 205272777 | HRCU-A-CB | 25VNA448A*030* | CAP**6124AL*+UI | Singlezone Ducted, Centrally Ducted | 48000 | 42500 | 2.56 | 31130 | 2.29
CARRIER |  | 205272778 | HRCU-A-CB | 25VNA448A*030* | CAP**6124AL*+UI | Singlezone Ducted, Centrally Ducted | 48000 | 43000 | 2.54 | 31496 | 2.27
CARRIER |  | 205272792 | HRCU-A-CB | 25VNA448A*030* | CSPH*6012AL*+UI | Singlezone Ducted, Centrally Ducted | 48000 | 42500 | 2.52 | 31130 | 2.25
CARRIER |  | 205272794 | HRCU-A-CB | 25VNA448A*030* | CSPH*6012AL*+UI | Singlezone Ducted, Centrally Ducted | 48000 | 43000 | 2.52 | 31496 | 2.25
CARRIER |  | 205272793 | HRCU-A-CB | 25VNA448A*030* | CSPH*6012AL*+UI | Singlezone Ducted, Centrally Ducted | 48000 | 42500 | 2.54 | 31130 | 2.27
CARRIER |  | 205272796 | HRCU-A-CB | 25VNA448A*030* | CSPH*6012AL*+UI | Singlezone Ducted, Centrally Ducted | 48000 | 43000 | 2.52 | 31496 | 2.25
CARRIER |  | 205272797 | HRCU-A-CB | 25VNA448A*030* | CSPH*6012AL*+UI | Singlezone Ducted, Centrally Ducted | 48000 | 43000 | 2.5 | 31496 | 2.23
CARRIER |  | 205272799 | HRCU-A-CB | 25VNA448A*030* | CSPH*6012AL*+UI | Singlezone Ducted, Centrally Ducted | 48000 | 43000 | 2.52 | 31496 | 2.25
CARRIER |  | 205272801 | HRCU-A-CB | 25VNA448A*030* | CSPH*6012AL*+UI | Singlezone Ducted, Centrally Ducted | 48000 | 43000 | 2.52 | 31496 | 2.25
CARRIER |  | 205272817 | HRCU-A-CB | 25VNA460A*030* | CAP**6124AL*+UI | Singlezone Ducted, Centrally Ducted | 59000 | 50500 | 2.52 | 35156 | 2.01
CARRIER |  | 205272820 | HRCU-A-CB | 25VNA460A*030* | CAP**6124AL*+UI | Singlezone Ducted, Centrally Ducted | 59000 | 50500 | 2.52 | 35156 | 2.01
CARRIER |  | 205272814 | HRCU-A-CB | 25VNA460A*030* | CAP**6121AL*+UI | Singlezone Ducted, Centrally Ducted | 59000 | 50500 | 2.5 | 35156 | 2
CARRIER |  | 205272821 | HRCU-A-CB | 25VNA460A*030* | CAP**6124AL*+UI | Singlezone Ducted, Centrally Ducted | 59000 | 50500 | 2.52 | 35156 | 2.01
CARRIER |  | 205272826 | HRCU-A-CB | 25VNA460A*030* | CNPV*6124AL*+UI | Singlezone Ducted, Centrally Ducted | 59000 | 50500 | 2.54 | 35156 | 2.03
CARRIER |  | 205272828 | HRCU-A-CB | 25VNA460A*030* | CNPV*6124AL*+UI | Singlezone Ducted, Centrally Ducted | 59000 | 50000 | 2.54 | 34808 | 2.03
CARRIER |  | 205272827 | HRCU-A-CB | 25VNA460A*030* | CNPV*6124AL*+UI | Singlezone Ducted, Centrally Ducted | 59000 | 50500 | 2.52 | 35156 | 2.01
CARRIER |  | 205272831 | HRCU-A-CB | 25VNA460A*030* | CNPV*6124AL*+UI | Singlezone Ducted, Centrally Ducted | 59000 | 50000 | 2.54 | 34808 | 2.03
CARRIER |  | 205272829 | HRCU-A-CB | 25VNA460A*030* | CNPV*6124AL*+UI | Singlezone Ducted, Centrally Ducted | 59000 | 50500 | 2.52 | 35156 | 2.01
CARRIER |  | 205272832 | HRCU-A-CB | 25VNA460A*030* | CNPV*6124AL*+UI | Singlezone Ducted, Centrally Ducted | 59000 | 50000 | 2.54 | 34808 | 2.03
CARRIER |  | 205272830 | HRCU-A-CB | 25VNA460A*030* | CNPV*6124AL*+UI | Singlezone Ducted, Centrally Ducted | 59000 | 50500 | 2.52 | 35156 | 2.01
CARRIER |  | 205272512 | HRCU-A-CB | 25VNA436A*030* | CAP**3721AL*+UI | Singlezone Ducted, Centrally Ducted | 35600 | 33800 | 2.5 | 28615 | 2.12
CARRIER |  | 205272517 | HRCU-A-CB | 25VNA436A*030* | CAP**3721AL*+UI | Singlezone Ducted, Centrally Ducted | 35400 | 33600 | 2.5 | 28445 | 2.13
CARRIER |  | 205272513 | HRCU-A-CB | 25VNA436A*030* | CAP**3721AL*+UI | Singlezone Ducted, Centrally Ducted | 35400 | 33400 | 2.54 | 28276 | 2.16
CARRIER |  | 205272519 | HRCU-A-CB | 25VNA436A*030* | CAP**3721AL*+UI | Singlezone Ducted, Centrally Ducted | 35400 | 33600 | 2.5 | 28445 | 2.13
CARRIER |  | 205272550 | HRCU-A-CB | 25VNA436A*030* | CAP**4321AL*+UI | Singlezone Ducted, Centrally Ducted | 35400 | 33600 | 2.5 | 28445 | 2.13
CARRIER |  | 205272555 | HRCU-A-CB | 25VNA436A*030* | CAP**4321AL*+UI | Singlezone Ducted, Centrally Ducted | 35400 | 33600 | 2.52 | 28445 | 2.14
CARRIER |  | 205272557 | HRCU-A-CB | 25VNA436A*030* | CAP**4321AL*+UI | Singlezone Ducted, Centrally Ducted | 35400 | 33600 | 2.52 | 28445 | 2.14
CARRIER |  | 205272565 | HRCU-A-CB | 25VNA436A*030* | CAP**4821AL*+UI | Singlezone Ducted, Centrally Ducted | 35200 | 33200 | 2.5 | 28107 | 2.12
CARRIER |  | 205272571 | HRCU-A-CB | 25VNA436A*030* | CAP**4821AL*+UI | Singlezone Ducted, Centrally Ducted | 35200 | 33400 | 2.5 | 28276 | 2.12
CARRIER |  | 205272573 | HRCU-A-CB | 25VNA436A*030* | CAP**4821AL*+UI | Singlezone Ducted, Centrally Ducted | 35200 | 33400 | 2.5 | 28276 | 2.12
CARRIER |  | 205272574 | HRCU-A-CB | 25VNA436A*030* | CAP**4821AL*+UI | Singlezone Ducted, Centrally Ducted | 35200 | 33400 | 2.5 | 28276 | 2.12
CARRIER |  | 205272575 | HRCU-A-CB | 25VNA436A*030* | CAP**4821AL*+UI | Singlezone Ducted, Centrally Ducted | 35200 | 33400 | 2.5 | 28276 | 2.12
CARRIER |  | 205272580 | HRCU-A-CB | 25VNA436A*030* | CAP**4824AL*+UI | Singlezone Ducted, Centrally Ducted | 35200 | 33200 | 2.52 | 28107 | 2.14
CARRIER |  | 205272585 | HRCU-A-CB | 25VNA436A*030* | CAP**4824AL*+UI | Singlezone Ducted, Centrally Ducted | 35200 | 33200 | 2.52 | 28107 | 2.14
CARRIER |  | 205272582 | HRCU-A-CB | 25VNA436A*030* | CAP**4824AL*+UI | Singlezone Ducted, Centrally Ducted | 35200 | 33200 | 2.52 | 28107 | 2.14
CARRIER |  | 205272588 | HRCU-A-CB | 25VNA436A*030* | CAP**6024AL*+UI | Singlezone Ducted, Centrally Ducted | 34800 | 33000 | 2.5 | 27937 | 2.13
CARRIER | Infinity® 20 Heat Pump with Greenspeed® Intelligence | 9892746 | HRCU-A-CB | 25VNA036A*030* | CSPH*4812AL*+UI & 59*N*A100V21**22 | Singlezone Ducted, Centrally Ducted | 33800 | 30000 | 2.54 | 25934 | 2.39
CARRIER | Infinity® 20 Heat Pump with Greenspeed® Intelligence | 9892734 | HRCU-A-CB | 25VNA036A*030* | CNPV*4824AL*+UI & 59*N*A100V21**22 | Singlezone Ducted, Centrally Ducted | 33800 | 30000 | 2.54 | 25934 | 2.37
CARRIER | Infinity® 20 Heat Pump with Greenspeed® Intelligence | 9892733 | HRCU-A-CB | 25VNA036A*030* | CNPV*4824AL*+UI & 59*N*A080V21**20 | Singlezone Ducted, Centrally Ducted | 33800 | 30000 | 2.51 | 25934 | 2.32
CARRIER | Infinity® 20 Heat Pump with Greenspeed® Intelligence | 9892731 | HRCU-A-CB | 25VNA036A*030* | CNPV*4821AL*+UI & 59*N*A100V21**22 | Singlezone Ducted, Centrally Ducted | 33800 | 30000 | 2.54 | 25934 | 2.37
CARRIER | Infinity® 20 Heat Pump with Greenspeed® Intelligence | 9892730 | HRCU-A-CB | 25VNA036A*030* | CNPV*4821AL*+UI & 59*N*A080V21**20 | Singlezone Ducted, Centrally Ducted | 33800 | 30000 | 2.51 | 25934 | 2.32
CARRIER | Infinity® 20 Heat Pump with Greenspeed® Intelligence | 9892718 | HRCU-A-CB | 25VNA036A*030* | CAP**4824AL*+UI & 59*N*A080V21**20 | Singlezone Ducted, Centrally Ducted | 33600 | 29800 | 2.54 | 25934 | 2.32
CARRIER | Infinity® 20 Heat Pump with Greenspeed® Intelligence | 9892719 | HRCU-A-CB | 25VNA036A*030* | CAP**4824AL*+UI & 59*N*A100V21**22 | Singlezone Ducted, Centrally Ducted | 33600 | 29800 | 2.54 | 25934 | 2.39
CARRIER | Infinity® 20 Heat Pump with Greenspeed® Intelligence | 9892716 | HRCU-A-CB | 25VNA036A*030* | CAP**4821AL*+UI & 59*N*A100V21**22 | Singlezone Ducted, Centrally Ducted | 33600 | 29800 | 2.54 | 25934 | 2.37
CARRIER | Infinity® 20 Heat Pump with Greenspeed® Intelligence | 9892715 | HRCU-A-CB | 25VNA036A*030* | CAP**4821AL*+UI & 59*N*A080V21**20 | Singlezone Ducted, Centrally Ducted | 33600 | 30000 | 2.51 | 25934 | 2.35
CARRIER | Infinity® 20 Heat Pump with Greenspeed® Intelligence | 9892698 | HRCU-A-CB | 25VNA036A*030* | CSPH*4212AL*+UI & 59*N*A120V24**22 | Singlezone Ducted, Centrally Ducted | 34600 | 30200 | 2.51 | 26705 | 2.3
CARRIER |  | 9892665 | HRCU-A-CB | 25VNA036A*030* | FE4AN(B,F)005L+UI | Singlezone Ducted, Centrally Ducted | 33400 | 31600 | 2.62 | 23600 | 2.06
CARRIER |  | 9892607 | HRCU-A-CB | 25VNA036A*030* | FE4ANB006L+UI | Singlezone Ducted, Centrally Ducted | 33400 | 31600 | 2.81 | 23600 | 2.2
CARRIER | Infinity® 20 Heat Pump with Greenspeed® Intelligence | 9892606 | HRCU-A-CB | 25VNA024A*030* | CSPH*6012AL*+UI & 59*N*A100V21**22 | Singlezone Ducted, Centrally Ducted | 23200 | 25000 | 2.82 | 20924 | 2.43
CARRIER | Infinity® 20 Heat Pump with Greenspeed® Intelligence | 9892605 | HRCU-A-CB | 25VNA024A*030* | CSPH*6012AL*+UI & 59*N*A080V21**20 | Singlezone Ducted, Centrally Ducted | 23200 | 25000 | 2.82 | 20924 | 2.43
CARRIER | Infinity® 20 Heat Pump with Greenspeed® Intelligence | 9892604 | HRCU-A-CB | 25VNA024A*030* | CSPH*6012AL*+UI & 59MN7A060V21**20 | Singlezone Ducted, Centrally Ducted | 23200 | 25000 | 2.73 | 20924 | 2.43
CARRIER | Infinity® 20 Heat Pump with Greenspeed® Intelligence | 9892602 | HRCU-A-CB | 25VNA024A*030* | CSPH*4812AL*+UI & 59*N*A080V21**20 | Singlezone Ducted, Centrally Ducted | 23000 | 25000 | 2.71 | 20711 | 2.41
CARRIER | Infinity® 20 Heat Pump with Greenspeed® Intelligence | 9892603 | HRCU-A-CB | 25VNA024A*030* | CSPH*4812AL*+UI & 59*N*A100V21**22 | Singlezone Ducted, Centrally Ducted | 23000 | 24800 | 2.71 | 20711 | 2.41
CARRIER | Infinity® 20 Heat Pump with Greenspeed® Intelligence | 9892601 | HRCU-A-CB | 25VNA024A*030* | CSPH*4812AL*+UI & 59MN7A060V21**20 | Singlezone Ducted, Centrally Ducted | 23200 | 25000 | 2.7 | 20924 | 2.41
CARRIER | Infinity® 20 Heat Pump with Greenspeed® Intelligence | 9892600 | HRCU-A-CB | 25VNA024A*030* | CSPH*4212AL*+UI & 59*N*A100V21**22 | Singlezone Ducted, Centrally Ducted | 23000 | 25000 | 2.68 | 20711 | 2.39
CARRIER | Infinity® 20 Heat Pump with Greenspeed® Intelligence | 9892599 | HRCU-A-CB | 25VNA024A*030* | CSPH*4212AL*+UI & 59*N*A080V21**20 | Singlezone Ducted, Centrally Ducted | 23200 | 25000 | 2.7 | 20924 | 2.41
CARRIER | Infinity® 20 Heat Pump with Greenspeed® Intelligence | 9892590 | HRCU-A-CB | 25VNA024A*030* | CNPV*4824AL*+UI & 59*N*A080V21**20 | Singlezone Ducted, Centrally Ducted | 23000 | 25000 | 2.68 | 20711 | 2.39
CARRIER | Infinity® 20 Heat Pump with Greenspeed® Intelligence | 9892589 | HRCU-A-CB | 25VNA024A*030* | CNPV*4824AL*+UI & 59MN7A060V21**20 | Singlezone Ducted, Centrally Ducted | 23200 | 25000 | 2.67 | 20924 | 2.39
CARRIER | Infinity® 20 Heat Pump with Greenspeed® Intelligence | 9892588 | HRCU-A-CB | 25VNA024A*030* | CNPV*4221AL*+UI & 59*N*A100V21**22 | Singlezone Ducted, Centrally Ducted | 23200 | 25000 | 2.57 | 20924 | 2.29
CARRIER | Infinity® 20 Heat Pump with Greenspeed® Intelligence | 9892587 | HRCU-A-CB | 25VNA024A*030* | CNPV*4221AL*+UI & 59*N*A080V21**20 | Singlezone Ducted, Centrally Ducted | 23200 | 25200 | 2.56 | 20924 | 2.29
CARRIER | Infinity® 20 Heat Pump with Greenspeed® Intelligence | 9892586 | HRCU-A-CB | 25VNA024A*030* | CNPV*4221AL*+UI & 59MN7A060V21**20 | Singlezone Ducted, Centrally Ducted | 23400 | 25200 | 2.54 | 21138 | 2.26
CARRIER | Infinity® 20 Heat Pump with Greenspeed® Intelligence | 9892585 | HRCU-A-CB | 25VNA024A*030* | CNPV*3621AL*+UI & 59*N*A100V21**22 | Singlezone Ducted, Centrally Ducted | 23400 | 25200 | 2.5 | 21138 | 2.22
CARRIER | Infinity® 20 Heat Pump with Greenspeed® Intelligence | 9892584 | HRCU-A-CB | 25VNA024A*030* | CNPV*3621AL*+UI & 59*N*A080V21**20 | Singlezone Ducted, Centrally Ducted | 23400 | 25200 | 2.5 | 21138 | 2.22
CARRIER | Infinity® 20 Heat Pump with Greenspeed® Intelligence | 9892582 | HRCU-A-CB | 25VNA024A*030* | CAP**6024AL*+UI & 59*N*A100V21**22 | Singlezone Ducted, Centrally Ducted | 23000 | 24800 | 2.71 | 20711 | 2.41
CARRIER | Infinity® 20 Heat Pump with Greenspeed® Intelligence | 9892581 | HRCU-A-CB | 25VNA024A*030* | CAP**6024AL*+UI & 59*N*A080V21**20 | Singlezone Ducted, Centrally Ducted | 23000 | 24800 | 2.71 | 20711 | 2.41
CARRIER | Infinity® 20 Heat Pump with Greenspeed® Intelligence | 9892580 | HRCU-A-CB | 25VNA024A*030* | CAP**6024AL*+UI & 59MN7A060V21**20 | Singlezone Ducted, Centrally Ducted | 23000 | 24800 | 2.68 | 20711 | 2.39
KENMORE | High Tier | 202463652 | HRCU-A-CB-O | DLCPRAH18AAK | DLFPHAH18XAK | Singlezone Non-ducted Wall Placement | 18000 | 12300 | 3.19 | 18000 | 2
KEEPRITE | High Tier | 202463651 | HRCU-A-CB-O | DLCPRAH24AAK | DLFPHAH24XAK | Singlezone Non-ducted Wall Placement | 24000 | 15450 | 3 | 24000 | 2
KEEPRITE | High Tier | 202463650 | HRCU-A-CB-O | DLCPRAH18AAK | DLFPHAH18XAK | Singlezone Non-ducted Wall Placement | 18000 | 12300 | 3.19 | 18000 | 2
HEIL | High Tier | 202463649 | HRCU-A-CB-O | DLCPRAH24AAK | DLFPHAH24XAK | Singlezone Non-ducted Wall Placement | 24000 | 15450 | 3 | 24000 | 2
HEIL | High Tier | 202463648 | HRCU-A-CB-O | DLCPRAH18AAK | DLFPHAH18XAK | Singlezone Non-ducted Wall Placement | 18000 | 12300 | 3.19 | 18000 | 2
COMFORTMAKER | High Tier | 202463645 | HRCU-A-CB-O | DLCPRAH24AAK | DLFPHAH24XAK | Singlezone Non-ducted Wall Placement | 24000 | 15450 | 3 | 24000 | 2
COMFORTMAKER | High Tier | 202463644 | HRCU-A-CB-O | DLCPRAH18AAK | DLFPHAH18XAK | Singlezone Non-ducted Wall Placement | 18000 | 12300 | 3.19 | 18000 | 2
ARCOAIRE | High Tier | 202463643 | HRCU-A-CB-O | DLCPRAH24AAK | DLFPHAH24XAK | Singlezone Non-ducted Wall Placement | 24000 | 15450 | 3 | 24000 | 2
ARCOAIRE | High Tier | 202463642 | HRCU-A-CB-O | DLCPRAH18AAK | DLFPHAH18XAK | Singlezone Non-ducted Wall Placement | 18000 | 12300 | 3.19 | 18000 | 2
LENNOX |  | 201953307 | HRCU-A-CB | XP20-036-230A** | CBA38MV-042-230 | Singlezone Ducted, Centrally Ducted | 33000 | 21400 | 2.51 | 18600 | 2.16
TRANE | XV19 | 201922059 | HRCU-A-CB | 4TWL9048A1 | 4PX*DU60BS3 | Singlezone Ducted, Centrally Ducted | 44500 | 30800 | 3.34 | 24960 | 2.23
TRANE | XV19 | 201922158 | HRCU-A-CB | 4TWL9048A1 | TEM8A0C60V51+TDR | Singlezone Ducted, Centrally Ducted | 46000 | 31400 | 3.22 | 25420 | 2.4
TRANE | XV19 | 201922157 | HRCU-A-CB | 4TWL9048A1 | TEM8A0C48V41+TDR | Singlezone Ducted, Centrally Ducted | 46500 | 31400 | 3.2 | 25320 | 2.41
TRANE | XV20i | 8759415 | HRCU-A-CB | 4TWV0036A1 | 4PX*CU48BS3 | Singlezone Ducted, Centrally Ducted | 33200 | 26600 | 3.22 | 20220 | 1.9
TRANE | XV20i | 8761421 | HRCU-A-CB | 4TWV0036A1 | 4TXCC007DS3 | Singlezone Ducted, Centrally Ducted | 33200 | 26600 | 3.22 | 20220 | 1.9
TRANE | XV18 | 8761468 | HRCU-A-CB | 4TWV8036A1 | 4TXCC007DS3 | Singlezone Ducted, Centrally Ducted | 32600 | 26400 | 3.25 | 20360 | 1.91
TRANE | XV18 | 8761494 | HRCU-A-CB | 4TWV8037A1 | 4TXCC007DS3 | Singlezone Ducted, Centrally Ducted | 33200 | 26600 | 3.22 | 20220 | 1.9
CARRIER | Infinity® 20 Heat Pump with Greenspeed® Intelligence | 9892579 | HRCU-A-CB | 25VNA024A*030* | CAP**6021AL*+UI & 59*N*A100V21**22 | Singlezone Ducted, Centrally Ducted | 23000 | 24800 | 2.71 | 20711 | 2.41
CARRIER | Infinity® 20 Heat Pump with Greenspeed® Intelligence | 9892577 | HRCU-A-CB | 25VNA024A*030* | CAP**6021AL*+UI & 59MN7A060V21**20 | Singlezone Ducted, Centrally Ducted | 23000 | 24800 | 2.68 | 20711 | 2.39
TRANE | XV18 | 8761473 | HRCU-A-CB | 4TWV8036A1 | 4TXCC007DS3 | Singlezone Ducted, Centrally Ducted | 32800 | 26600 | 3.25 | 20500 | 1.91
AMERICAN STANDARD | Platinum 20 | 10093447 | HRCU-A-CB | 4A6V0036A1 | TAM9A0B30V31 | Singlezone Ducted, Centrally Ducted | 32600 | 26200 | 3.17 | 20220 | 1.92
AMERICAN STANDARD | Platinum 18 | 10093457 | HRCU-A-CB | 4A6V8036A1 | TAM9A0C36V31 | Singlezone Ducted, Centrally Ducted | 32200 | 26200 | 3.25 | 20500 | 1.91
AMERICAN STANDARD | Platinum 18 | 10093459 | HRCU-A-CB | 4A6V8037A1 | TAM9A0B30V31 | Singlezone Ducted, Centrally Ducted | 32600 | 26200 | 3.17 | 20220 | 1.92
TRANE | XV20i | 10093495 | HRCU-A-CB | 4TWV0036A1 | TAM9A0B30V31 | Singlezone Ducted, Centrally Ducted | 32600 | 26200 | 3.17 | 20220 | 1.92
TRANE | XV18 | 10093504 | HRCU-A-CB | 4TWV8036A1 | TAM9A0B30V31 | Singlezone Ducted, Centrally Ducted | 32000 | 26600 | 3.25 | 20760 | 1.95
TRANE | XV18 | 10093505 | HRCU-A-CB | 4TWV8036A1 | TAM9A0C36V31 | Singlezone Ducted, Centrally Ducted | 32200 | 26200 | 3.25 | 20500 | 1.91
TRANE | XV18 | 10093507 | HRCU-A-CB | 4TWV8037A1 | TAM9A0B30V31 | Singlezone Ducted, Centrally Ducted | 32600 | 26200 | 3.17 | 20220 | 1.92
TRANE | XV18 | 10093512 | HRCU-A-CB | 4TWV8048A1 | TAM9A0C60V51 | Singlezone Ducted, Centrally Ducted | 41500 | 36200 | 4.57 | 28680 | 1.9
AMERICAN STANDARD | Platinum 20 | 10153441 | HRCU-A-CB | 4A6V0036A1 | TEM8A0C48V41+TDR | Singlezone Ducted, Centrally Ducted | 31000 | 25200 | 3.08 | 19700 | 1.94
AMERICAN STANDARD | Platinum 20 | 10153442 | HRCU-A-CB | 4A6V0036A1 | TEM8A0D48V41+TDR | Singlezone Ducted, Centrally Ducted | 31800 | 25800 | 3.05 | 20000 | 1.97
TRANE | XV20i | 10153699 | HRCU-A-CB | 4TWV0036A1 | TEM8A0C48V41+TDR | Singlezone Ducted, Centrally Ducted | 31000 | 25200 | 3.08 | 19700 | 1.94
TRANE | XV20i | 10153703 | HRCU-A-CB | 4TWV0048A1 | TEM8A0C48V41+TDR | Singlezone Ducted, Centrally Ducted | 42000 | 35600 | 4.42 | 27980 | 1.92
TRANE | XV18 | 10153714 | HRCU-A-CB | 4TWV8036A1 | TEM8A0C36V31+TDR | Singlezone Ducted, Centrally Ducted | 31600 | 25600 | 3.13 | 20040 | 1.94
TRANE | XV18 | 10153717 | HRCU-A-CB | 4TWV8036A1 | TEM8A0C48V41+TDR | Singlezone Ducted, Centrally Ducted | 31000 | 25400 | 3.08 | 20040 | 1.96
TRANE | XV18 | 10153718 | HRCU-A-CB | 4TWV8036A1 | TEM8A0D48V41+TDR | Singlezone Ducted, Centrally Ducted | 31600 | 25800 | 3.07 | 20100 | 1.96
TRANE | XV18 | 10153724 | HRCU-A-CB | 4TWV8037A1 | TEM8A0C48V41+TDR | Singlezone Ducted, Centrally Ducted | 31000 | 25200 | 3.08 | 19700 | 1.94
TRANE | XV18 | 10153725 | HRCU-A-CB | 4TWV8037A1 | TEM8A0D48V41+TDR | Singlezone Ducted, Centrally Ducted | 31800 | 25800 | 3.05 | 20000 | 1.97
TRANE | XV18 | 10153729 | HRCU-A-CB | 4TWV8048A1 | TEM8A0C60V51+TDR | Singlezone Ducted, Centrally Ducted | 44500 | 36800 | 4.49 | 28520 | 1.92
TRANE | XV18 | 10153734 | HRCU-A-CB | 4TWV8049A1 | TEM8A0C48V41+TDR | Singlezone Ducted, Centrally Ducted | 42000 | 35600 | 4.42 | 27980 | 1.92
AMERICAN STANDARD | Platinum 20 | 8938521 | HRCU-A-CB | 4A6V0036A1 | 4TXFH036CZ3 | Singlezone Ducted, Centrally Ducted | 32200 | 26400 | 3.25 | 20740 | 1.92
PAYNE | High Tier | 202463638 | HRCU-A-CB-O | 38MPRAQ18AA3 | DHMPHAQ18XA3 | Singlezone Non-ducted Wall Placement | 18000 | 12300 | 3.19 | 18000 | 2
Mitsubishi Electric | M-Series | 202392035 | HRCU-A-CB-O | SUZ-KA09NAH2 | MLZ-KP09NA | Singlezone Non-ducted, Ceiling Placement | 12000 | 7700 | 2.72 | 6100 | 2.52
Mitsubishi Electric | M-Series | 202392027 | HRCU-A-CB | SUZ-KA09NA2 | SEZ-KD09NA | Singlezone Ducted, "Compact Ducted" | 12000 | 7600 | 2.53 | 6000 | 2.44
Mitsubishi Electric | M-Series | 202392018 | HRCU-A-CB-O | SUZ-KA09NA2 | MLZ-KP09NA | Singlezone Non-ducted, Ceiling Placement | 12000 | 7700 | 3.22 | 6100 | 3.08
Mitsubishi Electric | M-Series | 201849577 | HRCU-A-CB-O | MUZ-GL09NAH-U1 | MSZ-GL09NA-U1 | Singlezone Non-ducted Wall Placement | 10900 | 6700 | 2.58 | 8000 | 2.39
Mitsubishi Electric | M-Series | 201754314 | HRCU-A-CB-O | MUZ-GL18NAH-U1 | MSZ-GL18NA-U1 | Singlezone Non-ducted Wall Placement | 21600 | 13800 | 2.53 | 15100 | 2.21
Trane / Mitsubishi Electric | M-Series H2i | 202354909 | HMSV-A-CB | NTXMPH36A142AA |  | Multizone All Non-ducted | 45000 | 34000 | 2.85 | 45000 | 2.42
Trane / Mitsubishi Electric | M-Series H2i | 202354905 | HMSV-A-CB | NTXMPH24A132AA |  | Multizone All Non-ducted | 25000 | 14000 | 2.53 | 25000 | 1.92
Trane / Mitsubishi Electric | M-Series H2i | 202373723 | HRCU-A-CB-O | NTXSPB06A112AA | NTXWPH06A112AA | Singlezone Non-ducted Wall Placement | 8700 | 5900 | 2.74 | 8700 | 2.45
American Standard / Mitsubishi Electric | M-Series H2i | 202373683 | HRCU-A-CB-O | NAXSPB06A112AA | NAXWPH06A112AA | Singlezone Non-ducted Wall Placement | 8700 | 5900 | 2.74 | 8700 | 2.45
American Standard / Mitsubishi Electric | M-Series | 202373702 | HMSV-A-CB | NAXMMX20A122AA |  | Multizone All Non-ducted | 22000 | 12500 | 2.82 | 11100 | 2.03
ACD | OCD-23 | 201863350 | HRCU-A-CB-O | OCD09KCH23S-O | OCD09KCH23S-I | Singlezone Non-ducted Wall Placement | 11000 | 6800 | 2.66 | 12976 | 2.09
ACD | OCD-23 | 201863352 | HRCU-A-CB-O | OCD18KCH20S-O | OCD18KCH20S-I | Singlezone Non-ducted Wall Placement | 19800 | 12400 | 2.51 | 21500 | 2.03
ACD | OCD-23 | 201863351 | HRCU-A-CB-O | OCD12KCH22S-O | OCD12KCH22S-I | Singlezone Non-ducted Wall Placement | 13000 | 7100 | 2.81 | 8000 | 2.73
ACD | OCD-23 | 201863353 | HRCU-A-CB-O | OCD24KCH20S-O | OCD24KCH20S-I | Singlezone Non-ducted Wall Placement | 23000 | 14600 | 2.73 | 22553 | 2.07
ECOER |  | 202110530 | HRCU-A-CB | EODA18H-4860 | GN1836-P1 | Singlezone Ducted, Centrally Ducted | 36000 | 24000 | 2.5 | 26000 | 2.08
ECOER |  | 202110529 | HRCU-A-CB | EODA18H-4860 | EAHATN-36 | Singlezone Ducted, Centrally Ducted | 36000 | 24000 | 2.5 | 26000 | 2.08
PAYNE | High Tier | 202463639 | HRCU-A-CB-O | 38MPRAQ24AA3 | DHMPHAQ24XA3 | Singlezone Non-ducted Wall Placement | 24000 | 15450 | 3 | 24000 | 2
CARRIER | Infinity | 202463634 | HRCU-A-CB-O | 38MPRAQ18AA3 | 40MPHAQ18XA3 | Singlezone Non-ducted Wall Placement | 18000 | 12300 | 3.19 | 18000 | 2
MIDEA | Elevate | 202463641 | HRCU-A-CB-O | 38MPRAQ24AA3 | DHMPHAQ24XA3 | Singlezone Non-ducted Wall Placement | 24000 | 15450 | 3 | 24000 | 2
MIDEA | Elevate | 202463640 | HRCU-A-CB-O | 38MPRAQ18AA3 | DHMPHAQ18XA3 | Singlezone Non-ducted Wall Placement | 18000 | 12300 | 3.19 | 18000 | 2
CARRIER | Infinity | 202463635 | HRCU-A-CB-O | 38MPRAQ24AA3 | 40MPHAQ24XA3 | Singlezone Non-ducted Wall Placement | 24000 | 15450 | 3 | 24000 | 2
BRYANT | Evolution | 202463637 | HRCU-A-CB-O | 38MPRAQ24AA3 | 619PHAQ24XA3 | Singlezone Non-ducted Wall Placement | 24000 | 15450 | 3 | 24000 | 2
CARRIER | Infinity | 201753408 | HRCU-A-CB-O | 38MPRAQ09AA3 | 40MPHAQ09XA3 | Singlezone Non-ducted Wall Placement | 10000 | 7200 | 2.78 | 13000 | 2.01
BRYANT | Evolution | 202463636 | HRCU-A-CB-O | 38MPRAQ18AA3 | 619PHAQ18XA3 | Singlezone Non-ducted Wall Placement | 18000 | 12300 | 3.19 | 18000 | 2
BRYANT | Evolution | 201753409 | HRCU-A-CB-O | 38MPRAQ09AA3 | 619PHAQ09XA3 | Singlezone Non-ducted Wall Placement | 10000 | 7200 | 2.78 | 13000 | 2.01
MIDEA |  | 201753970 | HRCU-A-CB-O | 38MPRAQ09AA3 | DHMPHAQ09XA3 | Singlezone Non-ducted Wall Placement | 10000 | 7200 | 2.78 | 13000 | 2.01
PAYNE |  | 201753410 | HRCU-A-CB-O | 38MPRAQ09AA3 | DHMPHAQ09XA3 | Singlezone Non-ducted Wall Placement | 10000 | 7200 | 2.78 | 13000 | 2.01
CARRIER | Infinity | 201753411 | HRCU-A-CB-O | 38MPRAQ12AA3 | 40MPHAQ12XA3 | Singlezone Non-ducted Wall Placement | 12000 | 6800 | 2.66 | 13887 | 2
PAYNE |  | 201753413 | HRCU-A-CB-O | 38MPRAQ12AA3 | DHMPHAQ12XA3 | Singlezone Non-ducted Wall Placement | 12000 | 6800 | 2.66 | 13887 | 2
MIDEA |  | 201753971 | HRCU-A-CB-O | 38MPRAQ12AA3 | DHMPHAQ12XA3 | Singlezone Non-ducted Wall Placement | 12000 | 6800 | 2.66 | 13887 | 2
Mitsubishi Electric | M-Series H2i | 201754298 | HRCU-A-CB-O | MUZ-FH12NA | MSZ-FH12NA | Singlezone Non-ducted Wall Placement | 13600 | 8000 | 3.26 | 13600 | 2.21
Mitsubishi Electric | Mitsubishi Electric | 201754311 | HRCU-A-CB-O | MUZ-GL12NA-U1 | MSZ-GL12NA-U1 | Singlezone Non-ducted Wall Placement | 14400 | 9200 | 3.1 | 10200 | 2.93
Mitsubishi Electric | Mitsubishi Electric | 201754303 | HRCU-A-CB-O | MUZ-FH18NAH2 | MSZ-FH18NA | Singlezone Non-ducted Wall Placement | 20300 | 12480 | 2.93 | 20900 | 2.06
Mitsubishi Electric | Mitsubishi Electric | 201754315 | HRCU-A-CB-O | MUZ-GL18NA-U1 | MSZ-GL18NA-U1 | Singlezone Non-ducted Wall Placement | 21600 | 13800 | 2.73 | 15100 | 2.35
Mitsubishi Electric | M-Series | 202392036 | HRCU-A-CB-O | SUZ-KA12NAH2 | MLZ-KP12NA | Singlezone Non-ducted, Ceiling Placement | 15400 | 9900 | 2.52 | 7900 | 2.09
Trane / Mitsubishi Electric | M-Series | 202392233 | HRCU-A-CB-O | NTXSKS18A112AA | NTXUKS18A112AA | Singlezone Non-ducted, Ceiling Placement | 20000 | 13100 | 2.63 | 10700 | 2.55
Trane / Mitsubishi Electric | M-Series | 202392231 | HRCU-A-CB | NTXSKS18A112AA | NTXDKS18A112AA | Singlezone Ducted, "Compact Ducted" | 21600 | 13900 | 2.87 | 12000 | 2.88
Trane / Mitsubishi Electric | M-Series | 202392237 | HRCU-A-CB-O | NTXSKS18A112AA | NTXCKS18A112AA | Singlezone Non-ducted, Ceiling Placement | 19700 | 12900 | 2.68 | 9800 | 2.37
Trane / Mitsubishi Electric | M-Series | 202392219 | HRCU-A-CB-O | NTXSKS12A112AA | NTXUKS12A112AA | Singlezone Non-ducted, Ceiling Placement | 15400 | 9900 | 2.84 | 7900 | 2.36
Trane / Mitsubishi Electric | M-Series | 202392225 | HRCU-A-CB | NTXSKS15A112AA | NTXDKS15A112AA | Singlezone Ducted, "Compact Ducted" | 18000 | 11700 | 2.68 | 10000 | 2.55
Trane / Mitsubishi Electric | M-Series | 202392213 | HRCU-A-CB-O | NTXSKS09A112AA | NTXCKS09A112AA | Singlezone Non-ducted, Ceiling Placement | 11000 | 6900 | 2.5 | 5600 | 3.04
Trane / Mitsubishi Electric | M-Series | 202392209 | HRCU-A-CB-O | NTXSKS09A112AA | NTXUKS09A112AA | Singlezone Non-ducted, Ceiling Placement | 12000 | 7700 | 3.22 | 6100 | 3.08
Trane / Mitsubishi Electric | M-Series | 202392207 | HRCU-A-CB | NTXSKS09A112AA | NTXDKS09A112AA | Singlezone Ducted, "Compact Ducted" | 12000 | 7600 | 2.53 | 6000 | 2.44
Mitsubishi Electric | S-Series | 202426337 | HMSV-A-CB | PUMY-P36NKMU2 |  | Multizone Mix of Non-ducted and Ducted | 42000 | 28728 | 2.68 | 29000 | 2.09
Mitsubishi Electric | S-Series H2i | 202426335 | HMSV-A-CB | PUMY-HP36NKMU |  | Multizone Mix of Non-ducted and Ducted | 42000 | 45898 | 3.05 | 42000 | 1.95
Mitsubishi Electric | M-Series | 202392056 | HRCU-A-CB | SUZ-KA18NAH2 | SVZ-KP18NA | Singlezone Ducted, Centrally Ducted | 21600 | 14000 | 2.6 | 12200 | 2.63
Mitsubishi Electric | M-Series | 202392054 | HRCU-A-CB | SUZ-KA18NA2 | SVZ-KP18NA | Singlezone Ducted, Centrally Ducted | 21600 | 14000 | 2.81 | 12200 | 2.88
Mitsubishi Electric | M-Series | 202392053 | HRCU-A-CB | SUZ-KA12NA2 | SVZ-KP12NA | Singlezone Ducted, Centrally Ducted | 15000 | 9900 | 2.59 | 7800 | 2.75
Mitsubishi Electric | M-Series | 202392034 | HRCU-A-CB | SUZ-KA18NAH2 | SEZ-KD18NA | Singlezone Ducted, "Compact Ducted" | 21600 | 13900 | 2.65 | 10700 | 2.34
Mitsubishi Electric | M-Series | 202392030 | HRCU-A-CB | SUZ-KA18NA2 | SEZ-KD18NA | Singlezone Ducted, "Compact Ducted" | 21600 | 13900 | 2.87 | 12000 | 2.88
Mitsubishi Electric | M-Series | 202392029 | HRCU-A-CB | SUZ-KA15NA2 | SEZ-KD15NA | Singlezone Ducted, "Compact Ducted" | 18000 | 11700 | 2.68 | 10000 | 2.55
Mitsubishi Electric | M-Series | 202392023 | HRCU-A-CB-O | SUZ-KA18NA2 | SLZ-KF18NA | Singlezone Non-ducted, Ceiling Placement | 19700 | 12900 | 2.68 | 9800 | 2.37
Mitsubishi Electric | M-Series | 202392021 | HRCU-A-CB-O | SUZ-KA09NA2 | SLZ-KF09NA | Singlezone Non-ducted, Ceiling Placement | 11000 | 6900 | 2.5 | 5600 | 3.04
CARRIER | Infinity® 20 Heat Pump with Greenspeed® Intelligence | 9892578 | HRCU-A-CB | 25VNA024A*030* | CAP**6021AL*+UI & 59*N*A080V21**20 | Singlezone Ducted, Centrally Ducted | 23000 | 24800 | 2.71 | 20711 | 2.41
CARRIER | Infinity® 20 Heat Pump with Greenspeed® Intelligence | 9892576 | HRCU-A-CB | 25VNA024A*030* | CAP**4824AL*+UI & 59*N*A100V21**22 | Singlezone Ducted, Centrally Ducted | 22800 | 24800 | 2.74 | 20711 | 2.44
CARRIER | Infinity® 20 Heat Pump with Greenspeed® Intelligence | 9892575 | HRCU-A-CB | 25VNA024A*030* | CAP**4824AL*+UI & 59*N*A080V21**20 | Singlezone Ducted, Centrally Ducted | 22800 | 24800 | 2.71 | 20711 | 2.41
CARRIER | Infinity® 20 Heat Pump with Greenspeed® Intelligence | 9892574 | HRCU-A-CB | 25VNA024A*030* | CAP**4824AL*+UI & 59MN7A060V21**20 | Singlezone Ducted, Centrally Ducted | 22800 | 24800 | 2.71 | 20711 | 2.41
CARRIER | Infinity® 20 Heat Pump with Greenspeed® Intelligence | 9892573 | HRCU-A-CB | 25VNA024A*030* | CAP**4821AL*+UI & 59*N*A100V21**22 | Singlezone Ducted, Centrally Ducted | 22800 | 24800 | 2.71 | 20711 | 2.41
CARRIER | Infinity® 20 Heat Pump with Greenspeed® Intelligence | 9892571 | HRCU-A-CB | 25VNA024A*030* | CAP**4821AL*+UI & 59MN7A060V21**20 | Singlezone Ducted, Centrally Ducted | 22800 | 24800 | 2.71 | 20711 | 2.41
CARRIER | Infinity® 20 Heat Pump with Greenspeed® Intelligence | 9892572 | HRCU-A-CB | 25VNA024A*030* | CAP**4821AL*+UI & 59*N*A080V21**20 | Singlezone Ducted, Centrally Ducted | 22800 | 24800 | 2.71 | 20711 | 2.41
CARRIER | Infinity® 20 Heat Pump with Greenspeed® Intelligence | 9892570 | HRCU-A-CB | 25VNA024A*030* | CAP**4224AL*+UI & 59*N*A100V21**22 | Singlezone Ducted, Centrally Ducted | 23000 | 25000 | 2.57 | 20711 | 2.28
CARRIER | Infinity® 20 Heat Pump with Greenspeed® Intelligence | 9892569 | HRCU-A-CB | 25VNA024A*030* | CAP**4224AL*+UI & 59*N*A080V21**20 | Singlezone Ducted, Centrally Ducted | 23000 | 25000 | 2.57 | 20711 | 2.28
CARRIER | Infinity® 20 Heat Pump with Greenspeed® Intelligence | 9892567 | HRCU-A-CB | 25VNA024A*030* | CAP**4221AL*+UI & 59*N*A100V21**22 | Singlezone Ducted, Centrally Ducted | 23000 | 25000 | 2.57 | 20711 | 2.28
American Standard / Mitsubishi Electric | M-Series | 202392208 | HRCU-A-CB | NAXSKS09A112AA | NAXDKS09A112AA | Singlezone Ducted, "Compact Ducted" | 12000 | 7600 | 2.53 | 6000 | 2.44
CARRIER | Infinity® 20 Heat Pump with Greenspeed® Intelligence | 9892566 | HRCU-A-CB | 25VNA024A*030* | CAP**4221AL*+UI & 59*N*A080V21**20 | Singlezone Ducted, Centrally Ducted | 23000 | 25000 | 2.57 | 20711 | 2.28
CARRIER | Infinity® 20 Heat Pump with Greenspeed® Intelligence | 9892564 | HRCU-A-CB | 25VNA024A*030* | CAP**3621AL*+UI & 59*N*A100V21**22 | Singlezone Ducted, Centrally Ducted | 23000 | 25000 | 2.52 | 20711 | 2.24
CARRIER | Infinity® 20 Heat Pump with Greenspeed® Intelligence | 9892561 | HRCU-A-CB | 25VNA024A*030* | CSPH*6012AL*+UI & 59*N*A120V24**22 | Singlezone Ducted, Centrally Ducted | 23400 | 25000 | 2.73 | 21138 | 2.44
CARRIER | Infinity® 20 Heat Pump with Greenspeed® Intelligence | 9892560 | HRCU-A-CB | 25VNA024A*030* | CSPH*6012AL*+UI & 59*N*A080V17**14 | Singlezone Ducted, Centrally Ducted | 23400 | 25000 | 2.73 | 21138 | 2.44
CARRIER | Infinity® 20 Heat Pump with Greenspeed® Intelligence | 9892559 | HRCU-A-CB | 25VNA024A*030* | CSPH*6012AL*+UI & 59*N*A060V17**14 | Singlezone Ducted, Centrally Ducted | 23600 | 25000 | 2.7 | 21352 | 2.41
CARRIER | Infinity® 20 Heat Pump with Greenspeed® Intelligence | 9892558 | HRCU-A-CB | 25VNA024A*030* | CSPH*4812AL*+UI & 59*N*A120V24**22 | Singlezone Ducted, Centrally Ducted | 23200 | 25000 | 2.73 | 20924 | 2.43
CARRIER | Infinity® 20 Heat Pump with Greenspeed® Intelligence | 9892556 | HRCU-A-CB | 25VNA024A*030* | CSPH*4812AL*+UI & 59*N*A060V17**14 | Singlezone Ducted, Centrally Ducted | 23400 | 25000 | 2.7 | 21138 | 2.41
CARRIER | Infinity® 20 Heat Pump with Greenspeed® Intelligence | 9892555 | HRCU-A-CB | 25VNA024A*030* | CSPH*4212AL*+UI & 59*N*A120V24**22 | Singlezone Ducted, Centrally Ducted | 23600 | 25000 | 2.67 | 21352 | 2.38
CARRIER | Infinity® 20 Heat Pump with Greenspeed® Intelligence | 9892554 | HRCU-A-CB | 25VNA024A*030* | CSPH*4212AL*+UI & 59*N*A080V17**14 | Singlezone Ducted, Centrally Ducted | 23800 | 25000 | 2.67 | 21565 | 2.38
CARRIER | Infinity® 20 Heat Pump with Greenspeed® Intelligence | 9892550 | HRCU-A-CB | 25VNA024A*030* | CSPH*3612AL*+UI & 59*N*A060V17**14 | Singlezone Ducted, Centrally Ducted | 24000 | 25200 | 2.62 | 21779 | 2.33
CARRIER | Infinity® 20 Heat Pump with Greenspeed® Intelligence | 9892544 | HRCU-A-CB | 25VNA024A*030* | CNPV*4221AL*+UI & 59*N*A060V17**14 | Singlezone Ducted, Centrally Ducted | 23600 | 25200 | 2.54 | 21352 | 2.26
CARRIER | Infinity® 20 Heat Pump with Greenspeed® Intelligence | 9892543 | HRCU-A-CB | 25VNA024A*030* | CNPV*4217AL*+UI & 59*N*A080V17**14 | Singlezone Ducted, Centrally Ducted | 23400 | 25200 | 2.62 | 21138 | 2.33
CARRIER | Infinity® 20 Heat Pump with Greenspeed® Intelligence | 9892542 | HRCU-A-CB | 25VNA024A*030* | CNPV*4217AL*+UI & 59*N*A060V17**14 | Singlezone Ducted, Centrally Ducted | 23400 | 25200 | 2.62 | 21138 | 2.33
CARRIER | Infinity® 20 Heat Pump with Greenspeed® Intelligence | 9892541 | HRCU-A-CB | 25VNA024A*030* | CNPV*3621AL*+UI & 59*N*A080V17**14 | Singlezone Ducted, Centrally Ducted | 24000 | 25200 | 2.5 | 21779 | 2.22
CARRIER | Infinity® 20 Heat Pump with Greenspeed® Intelligence | 9892539 | HRCU-A-CB | 25VNA024A*030* | CNPV*3617AL*+UI & 59*N*A080V17**14 | Singlezone Ducted, Centrally Ducted | 24000 | 25200 | 2.5 | 21779 | 2.22
CARRIER | Infinity® 20 Heat Pump with Greenspeed® Intelligence | 9892537 | HRCU-A-CB | 25VNA024A*030* | CAP**6024AL*+UI & 59*N*A120V24**22 | Singlezone Ducted, Centrally Ducted | 22600 | 24400 | 2.71 | 20497 | 2.41
CARRIER | Infinity® 20 Heat Pump with Greenspeed® Intelligence | 9892536 | HRCU-A-CB | 25VNA024A*030* | CAP**6021AL*+UI & 59*N*A080V17**14 | Singlezone Ducted, Centrally Ducted | 22800 | 24600 | 2.71 | 20711 | 2.41
CARRIER | Infinity® 20 Heat Pump with Greenspeed® Intelligence | 9892534 | HRCU-A-CB | 25VNA024A*030* | CAP**4824AL*+UI & 59*N*A120V24**22 | Singlezone Ducted, Centrally Ducted | 23000 | 24800 | 2.68 | 20711 | 2.39
CARRIER | Infinity® 20 Heat Pump with Greenspeed® Intelligence | 9892535 | HRCU-A-CB | 25VNA024A*030* | CAP**6021AL*+UI & 59*N*A060V17**14 | Singlezone Ducted, Centrally Ducted | 22800 | 24600 | 2.71 | 20711 | 2.41
CARRIER | Infinity® 20 Heat Pump with Greenspeed® Intelligence | 9892533 | HRCU-A-CB | 25VNA024A*030* | CAP**4821AL*+UI & 59*N*A080V17**14 | Singlezone Ducted, Centrally Ducted | 23200 | 24800 | 2.68 | 20924 | 2.39
CARRIER | Infinity® 20 Heat Pump with Greenspeed® Intelligence | 9892532 | HRCU-A-CB | 25VNA024A*030* | CAP**4821AL*+UI & 59*N*A060V17**14 | Singlezone Ducted, Centrally Ducted | 23200 | 25000 | 2.67 | 20924 | 2.39
CARRIER | Infinity® 20 Heat Pump with Greenspeed® Intelligence | 9892529 | HRCU-A-CB | 25VNA024A*030* | CAP**4224AL*+UI & 59*N*A120V24**22 | Singlezone Ducted, Centrally Ducted | 23600 | 25000 | 2.57 | 21352 | 2.28
CARRIER | Infinity® 20 Heat Pump with Greenspeed® Intelligence | 9892527 | HRCU-A-CB | 25VNA024A*030* | CAP**4221AL*+UI & 59*N*A060V17**14 | Singlezone Ducted, Centrally Ducted | 23800 | 25200 | 2.54 | 21565 | 2.27
CARRIER | Infinity® 20 Heat Pump with Greenspeed® Intelligence | 9892528 | HRCU-A-CB | 25VNA024A*030* | CAP**4221AL*+UI & 59*N*A080V17**14 | Singlezone Ducted, Centrally Ducted | 23800 | 25200 | 2.56 | 21565 | 2.28
CARRIER | Infinity® 20 Heat Pump with Greenspeed® Intelligence | 9892526 | HRCU-A-CB | 25VNA024A*030* | CAP**3621AL*+UI & 59*N*A080V17**14 | Singlezone Ducted, Centrally Ducted | 24000 | 25200 | 2.51 | 21779 | 2.24
CARRIER | Infinity® 20 Heat Pump with Greenspeed® Intelligence | 9892525 | HRCU-A-CB | 25VNA024A*030* | CAP**3621AL*+UI & 59*N*A060V17**14 | Singlezone Ducted, Centrally Ducted | 24000 | 25200 | 2.5 | 21779 | 2.22
CARRIER | Infinity® 20 Heat Pump with Greenspeed® Intelligence | 9892524 | HRCU-A-CB | 25VNA024A*030* | CAP**3617AL*+UI & 59*N*A080V17**14 | Singlezone Ducted, Centrally Ducted | 24000 | 25200 | 2.51 | 21779 | 2.24
CARRIER | Infinity® 20 Heat Pump with Greenspeed® Intelligence | 9892523 | HRCU-A-CB | 25VNA024A*030* | CAP**3617AL*+UI & 59*N*A060V17**14 | Singlezone Ducted, Centrally Ducted | 24000 | 25200 | 2.5 | 21779 | 2.22
Trane / Mitsubishi Electric | M-Series H2i | 202373724 | HRCU-A-CB-O | NTXSPH09A112AA | NTXWPH09A112AA | Singlezone Non-ducted Wall Placement | 10900 | 6700 | 3.27 | 10900 | 2.37
Trane / Mitsubishi Electric | M-Series H2i | 202373722 | HRCU-A-CB-O | NTXSPH06A112AA | NTXWPH06A112AA | Singlezone Non-ducted Wall Placement | 8700 | 5900 | 3.46 | 8700 | 2.8
Trane / Mitsubishi Electric | M-Series H2i | 202373719 | HRCU-A-CB-O | NTXSPF18A112AA | NTXFKS18A112AA | Singlezone Non-ducted, Floor Placement | 21000 | 12800 | 2.62 | 21000 | 2.05
CARRIER |  | 9892513 | HRCU-A-CB | 25VNA024A*030* | FE4AN(B,F)003L+UI | Singlezone Ducted, Centrally Ducted | 23800 | 25000 | 2.54 | 19800 | 2.07
CARRIER |  | 9892512 | HRCU-A-CB | 25VNA024A*030* | FE4ANF002L + UI | Singlezone Ducted, Centrally Ducted | 24000 | 25200 | 2.56 | 19800 | 2.07
CARRIER |  | 9854626 | HMSV-A-CB | 38MGRQ30D--3 |  | Multizone All Non-ducted | 28000 | 17400 | 2.79 | 28220 | 2.04
Mitsubishi Electric | Mitsubishi Electric | 201754642 | HRCU-A-CB-O | MXZ-2C20NA2 |  | Multizone All Non-ducted | 22000 | 12500 | 2.82 | 11100 | 2.03
Mitsubishi Electric | Mitsubishi Electric | 201754640 | HRCU-A-CB-O | PUMY-P60NKMU1 |  | Multizone All Non-ducted | 66000 | 41500 | 2.6 | 57000 | 1.9
Mitsubishi Electric | Mitsubishi Electric | 201754447 | HRCU-A-CB-O | PUMY-P48NKMU* |  | Multizone All Non-ducted | 54000 | 31400 | 2.92 | 36400 | 2.2
CARRIER |  | 9118477 | HMSV-A-CB | 38MGRQ48E--3 |  | Multizone All Non-ducted | 48000 | 29600 | 2.7 | 36340 | 1.98
CARRIER |  | 8738635 | HRCU-A-CB-O | 38MAQB09R--3 | 40MAQB09B--3 | Singlezone Non-ducted Wall Placement | 10900 | 6900 | 2.73 | 10900 | 1.98
CARRIER |  | 7992958 | HRCU-A-CB-O | 38GRQB18---301 | 40GRQB18H--301 | Singlezone Non-ducted Wall Placement | 19000 | 12717 | 2.5 | 19190 | 2.85
CARRIER |  | 7992956 | HRCU-A-CB-O | 38GRQB12---301 | 40GRQB12H--301 | Singlezone Non-ducted Wall Placement | 13000 | 13000 | 3.15 | 13000 | 2.76
CARRIER |  | 7992954 | HRCU-A-CB-O | 38GRQB09---301 | 40GRQB09H--301 | Singlezone Non-ducted Wall Placement | 9000 | 5500 | 2.88 | 10488 | 1.98
CARRIER |  | 204431332 | HRCU-A-CB | 25VNA036A*030* | CSPH*6012AL*+UI | Singlezone Ducted, Centrally Ducted | 33800 | 32200 | 2.5 | 26340 | 2.02
CARRIER |  | 204430428 | HRCU-A-CB | 25VNA036A*030* | CAP**6024AL*+UI | Singlezone Ducted, Centrally Ducted | 32800 | 32200 | 2.5 | 26340 | 1.98
CARRIER |  | 204431313 | HRCU-A-CB | 25VNA036A*030* | CSPH*6012AL*+UI | Singlezone Ducted, Centrally Ducted | 33200 | 32200 | 2.5 | 26340 | 2.02
CARRIER |  | 204430081 | HRCU-A-CB | 25VNA024A*030* | CSPH*2412AL*+UI | Singlezone Ducted, Centrally Ducted | 24600 | 25200 | 2.55 | 20007 | 1.95
CARRIER |  | 204430448 | HRCU-A-CB | 25VNA036A*030* | CAP**6024AL*+UI | Singlezone Ducted, Centrally Ducted | 33200 | 32600 | 2.51 | 26668 | 1.95
CARRIER |  | 204430104 | HRCU-A-CB | 25VNA024A*030* | CSPH*3012AL*+UI | Singlezone Ducted, Centrally Ducted | 24600 | 25400 | 2.63 | 20166 | 2.02
CARRIER |  | 204431343 | HRCU-A-CB | 25VNA036A*030* | CSPH*6012AL*+UI | Singlezone Ducted, Centrally Ducted | 34400 | 32200 | 2.5 | 26340 | 2.02
CARRIER |  | 204431352 | HRCU-A-CB | 25VNA036A*030* | CSPH*6012AL*+UI | Singlezone Ducted, Centrally Ducted | 34400 | 32200 | 2.5 | 26340 | 2.02
CARRIER |  | 204430503 | HRCU-A-CB | 25VNA036A*030* | CAP**6124AL*+UI | Singlezone Ducted, Centrally Ducted | 34200 | 32200 | 2.5 | 26340 | 2
CARRIER |  | 204430478 | HRCU-A-CB | 25VNA036A*030* | CAP**6121AL*+UI | Singlezone Ducted, Centrally Ducted | 34200 | 32400 | 2.5 | 26504 | 2
CARRIER |  | 204430492 | HRCU-A-CB | 25VNA036A*030* | CAP**6124AL*+UI | Singlezone Ducted, Centrally Ducted | 34200 | 32200 | 2.5 | 26340 | 2
CARRIER |  | 204431316 | HRCU-A-CB | 25VNA036A*030* | CSPH*6012AL*+UI | Singlezone Ducted, Centrally Ducted | 33800 | 33000 | 2.57 | 26995 | 1.95
CARRIER |  | 204430511 | HRCU-A-CB | 25VNA036A*030* | CAP**6124AL*+UI | Singlezone Ducted, Centrally Ducted | 34400 | 32600 | 2.53 | 26668 | 1.97
CARRIER |  | 204430484 | HRCU-A-CB | 25VNA036A*030* | CAP**6121AL*+UI | Singlezone Ducted, Centrally Ducted | 34400 | 32600 | 2.51 | 26668 | 1.97
LG |  | 8584526 | HRCU-A-CB-O | LAU240HYV1 | LAN240HYV1 | Singlezone Non-ducted Wall Placement | 27000 | 17200 | 2.8 | 23690 | 2.24
CARRIER |  | 204430461 | HRCU-A-CB | 25VNA036A*030* | CAP**6121AL*+UI | Singlezone Ducted, Centrally Ducted | 34600 | 33000 | 2.55 | 26995 | 1.93
LG |  | 9680935 | HRCU-A-CB-O | LAU150HYV2 | LAN150HYV2 | Singlezone Non-ducted Wall Placement | 18000 | 11000 | 2.88 | 18940 | 2.57
CENTURY |  | 201862959 | HMSV-A-CB | A-VMH36QU-1 |  | Multizone All Non-ducted | 36000 | 23200 | 2.78 | 36000 | 1.96
CENTURY |  | 201862958 | HMSV-A-CB | A-VMH28TU-1 |  | Multizone All Non-ducted | 31400 | 18000 | 2.75 | 26357 | 1.97
COMFORT-AIRE |  | 206221394 | HRCU-A-CB-O | A-VMH24SU-1A | B-VMH24SU-1A | Singlezone Non-ducted Wall Placement | 30000 | 19400 | 2.95 | 26000 | 2.07
COMFORT-AIRE |  | 201810036 | HMSV-A-CB | A-VMH36QU-1 |  | Multizone All Non-ducted | 36000 | 23200 | 2.78 | 36000 | 1.96
COMFORT-AIRE |  | 201810035 | HMSV-A-CB | A-VMH28TU-1 |  | Multizone All Non-ducted | 31400 | 18000 | 2.75 | 26357 | 1.97
COMFORTMAKER | Mid-tier | 201835586 | HRCU-A-CB-O | DLCSRAH18AAK | DLFSCAH18XAK | Singlezone Non-ducted, Ceiling Placement | 18000 | 12000 | 2.59 | 15710 | 2.4
COMFORTSTAR |  | 201763956 | HMSV-A-CB | CM2-18-2Z |  | Multizone All Non-ducted | 19000 | 12000 | 2.79 | 10205 | 1.97
LG |  | 8111355 | HMSV-A-CB | LMU30CHV |  | Multizone All Non-ducted | 32000 | 19600 | 2.74 | 20622 | 2.5
LG |  | 7184507 | HMSV-A-CB | LMU24CHV |  | Multizone Mix of Non-ducted and Ducted | 23250 | 14250 | 2.59 | 14109 | 2.43
Mitsubishi Electric | M-Series | 202732309 | HMSV-A-CB | MXZ-2C20NAHZ2 | MSZ-FH09NAMSZ-FH09NA | Multizone All Non-ducted | 22000 | 13000 | 2.63 | 22000 | 2.07
LG |  | 8584525 | HRCU-A-CB-O | LAU180HYV1 | LAN180HYV1 | Singlezone Non-ducted Wall Placement | 22000 | 13000 | 2.78 | 19300 | 2.37
LG |  | 9680934 | HRCU-A-CB-O | LAU180HYV2 | LAN180HYV2 | Singlezone Non-ducted Wall Placement | 22000 | 13500 | 2.75 | 22600 | 2.37
COMFORTSTAR |  | 10595506 | HRCU-A-CB | CPP024CD(O) | CPA-24B | Singlezone Ducted, "Compact Ducted" | 24400 | 16000 | 2.69 | 18533 | 2.04
COMFORTSTAR |  | 9119315 | HRCU-A-CB-O | CPP024CD(O) | FPA-24 | Singlezone Non-ducted, Floor Placement | 24000 | 15000 | 2.85 | 17817 | 1.9
COMFORTSTAR |  | 202575861 | HRCU-A-CB-O | CPP018CD(O) | CXH018CD(I) | Singlezone Non-ducted Wall Placement | 18000 | 11400 | 2.72 | 11178 | 2.02
COMFORTSTAR |  | 202575859 | HRCU-A-CB-O | CPP009CD(O) | CXH009CD(I) | Singlezone Non-ducted Wall Placement | 9800 | 5800 | 2.74 | 7989 | 2
DAIKIN | Aurora Series | 205663349 | HRCU-A-CB-O | RXL15QMVJU* | FTX15NMVJU | Singlezone Non-ducted Wall Placement | 18300 | 11500 | 2.88 | 18254 | 2.27
DAIKIN | SkyAir | 202514058 | HRCU-A-CB | RZQ18TAVJU | FBQ18PVJU | Singlezone Ducted, "Compact Ducted" | 20000 | 13200 | 2.56 | 27939 | 1.93
DAY & NIGHT | High Tier | 202463646 | HRCU-A-CB-O | DLCPRAH18AAK | DLFPHAH18XAK | Singlezone Non-ducted Wall Placement | 18000 | 12300 | 3.19 | 18000 | 2
DAY & NIGHT | High Tier | 202463647 | HRCU-A-CB-O | DLCPRAH24AAK | DLFPHAH24XAK | Singlezone Non-ducted Wall Placement | 24000 | 15450 | 3 | 24000 | 2
ONYX | ONYX FSH1BG SERIES | 202083623 | HRCU-A-CB | FSH1BG4CVRX36K | C6B(A,H)-X36(C,U)-C | Singlezone Ducted, Centrally Ducted | 34200 | 21800 | 2.66 | 20250 | 2.28
NUTONE | NUTONE FSH1BG SERIES | 10254905 | HRCU-A-CB | FSH1BG4CVRX36K | C6B(A,H)-X36(C,U)-C | Singlezone Ducted, Centrally Ducted | 34200 | 21800 | 2.66 | 20250 | 2.28
ONYX | ONYX FSH1BG SERIES | 202083624 | HRCU-A-CB | FSH1BG4CVRX36K | C6B(A,H)-X36(C,U)-C | Singlezone Ducted, Centrally Ducted | 34200 | 21800 | 2.66 | 20250 | 2.28
FRIGIDAIRE | FRIGIDAIRE FSH1BG SERIES | 10254908 | HRCU-A-CB | FSH1BG4CVRX36K | C6B(A,H)-X36(C,U)-C | Singlezone Ducted, Centrally Ducted | 34200 | 21800 | 2.66 | 20250 | 2.28
FRIGIDAIRE | FRIGIDAIRE FSH1BG SERIES | 10254904 | HRCU-A-CB | FSH1BG4CVRX36K | C6B(A,H)-X36(C,U)-C | Singlezone Ducted, Centrally Ducted | 34200 | 21800 | 2.66 | 20250 | 2.28
BROAN | BROAN FSH1BG SERIES | 10254907 | HRCU-A-CB | FSH1BG4CVRX36K | C6B(A,H)-X36(C,U)-C | Singlezone Ducted, Centrally Ducted | 34200 | 21800 | 2.66 | 20250 | 2.28
BROAN | BROAN FSH1BG SERIES | 10254903 | HRCU-A-CB | FSH1BG4CVRX36K | C6B(A,H)-X36(C,U)-C | Singlezone Ducted, Centrally Ducted | 34200 | 21800 | 2.66 | 20250 | 2.28
AireForce | AIREFORCE FSH1BG SERIES | 202134879 | HRCU-A-CB | FSH1BG4CVRX36K | C6B(A,H)-X36(C,U)-C | Singlezone Ducted, Centrally Ducted | 34200 | 21800 | 2.66 | 20250 | 2.28
AireForce | AIREFORCE FSH1BG SERIES | 202134878 | HRCU-A-CB | FSH1BG4CVRX36K | C6B(A,H)-X36(C,U)-C | Singlezone Ducted, Centrally Ducted | 34200 | 21800 | 2.66 | 20250 | 2.28
MAYTAG | MAYTAG PSH1BG SERIES | 10296736 | HRCU-A-CB | PSH1BG4CVRX36K | C6B(A,H)-X36(C,U)-B | Singlezone Ducted, Centrally Ducted | 34400 | 21800 | 2.66 | 20150 | 2.27
ONYX | ONYX FSH1BG SERIES | 202083622 | HRCU-A-CB | FSH1BG4CVRX36K | C6B(A,H)-X36(C,U)-B | Singlezone Ducted, Centrally Ducted | 34400 | 21800 | 2.66 | 20150 | 2.27
NUTONE | NUTONE FSH1BG SERIES | 10254901 | HRCU-A-CB | FSH1BG4CVRX36K | C6B(A,H)-X36(C,U)-B | Singlezone Ducted, Centrally Ducted | 34400 | 21800 | 2.66 | 20150 | 2.27
FRIGIDAIRE | FRIGIDAIRE FSH1BG SERIES | 10254899 | HRCU-A-CB | FSH1BG4CVRX36K | C6B(A,H)-X36(C,U)-B | Singlezone Ducted, Centrally Ducted | 34400 | 21800 | 2.66 | 20150 | 2.27
AireForce | AIREFORCE FSH1BG SERIES | 202134877 | HRCU-A-CB | FSH1BG4CVRX36K | C6B(A,H)-X36(C,U)-B | Singlezone Ducted, Centrally Ducted | 34400 | 21800 | 2.66 | 20150 | 2.27
BROAN | BROAN FSH1BG SERIES | 10254898 | HRCU-A-CB | FSH1BG4CVRX36K | C6B(A,H)-X36(C,U)-B | Singlezone Ducted, Centrally Ducted | 22400 | 14200 | 2.77 | 12650 | 2.12
MAYTAG | MAYTAG PSH1BG SERIES | 10296731 | HRCU-A-CB | PSH1BG4CVRX24K | C6B(A,H)-X26(C,U)-B | Singlezone Ducted, Centrally Ducted | 22400 | 14200 | 2.77 | 12650 | 2.12
MAYTAG | MAYTAG PSH1BG SERIES | 10296730 | HRCU-A-CB | PSH1BG4CVRX24K | C6B(A,H)-X26(C,U)-B | Singlezone Ducted, Centrally Ducted | 22200 | 14100 | 2.58 | 12800 | 2.03
ONYX | ONYX FSH1BG SERIES | 202083619 | HRCU-A-CB | FSH1BG4CVRX24K | C6B(A,H)-X26(C,U)-B | Singlezone Ducted, Centrally Ducted | 22400 | 14200 | 2.77 | 12650 | 2.12
FRIGIDAIRE | FRIGIDAIRE FSH1BG SERIES | 10254880 | HRCU-A-CB | FSH1BG4CVRX24K | C6B(A,H)-X26(C,U)-B | Singlezone Ducted, Centrally Ducted | 22400 | 14200 | 2.77 | 12650 | 2.12
NUTONE | NUTONE FSH1BG SERIES | 10254882 | HRCU-A-CB | FSH1BG4CVRX24K | C6B(A,H)-X26(C,U)-B | Singlezone Ducted, Centrally Ducted | 22400 | 14200 | 2.77 | 12650 | 2.12
BROAN | BROAN FSH1BG SERIES | 10254879 | HRCU-A-CB | FSH1BG4CVRX24K | C6B(A,H)-X26(C,U)-B | Singlezone Ducted, Centrally Ducted | 22400 | 14200 | 2.77 | 12650 | 2.12
AireForce | AIREFORCE FSH1BG SERIES | 202134873 | HRCU-A-CB | FSH1BG4CVRX24K | C6B(A,H)-X26(C,U)-B | Singlezone Ducted, Centrally Ducted | 22400 | 14200 | 2.77 | 12650 | 2.12
DAY & NIGHT | Mid-tier | 201835634 | HRCU-A-CB-O | DLCSRAH18AAK | DLFSCAH18XAK | Singlezone Non-ducted, Ceiling Placement | 18000 | 12000 | 2.59 | 15710 | 2.4
DIRECT AIR |  | 203269784 | HMSV-A-CB | M4OH-36HFN1-M |  | Multizone All Non-ducted | 36000 | 23200 | 2.78 | 36037 | 1.96
DIRECT AIR |  | 9680950 | HRCU-A-CB-O | MOD31-24HFN1-MT0W | CS11M-23HRFN1-MT0W | Singlezone Non-ducted Wall Placement | 25000 | 15300 | 2.7 | 18099 | 2.07
NUTONE | NUTONE FSH1BG SERIES | 10254872 | HRCU-A-CB | FSH1BG4CVRX24K | C6B(A,H)-X26(C,U)-B | Singlezone Ducted, Centrally Ducted | 22200 | 14100 | 2.58 | 12800 | 2.03
FRIGIDAIRE | FRIGIDAIRE FSH1BG SERIES | 10254875 | HRCU-A-CB | FSH1BG4CVRX24K | C6B(A,H)-X26(C,U)-B | Singlezone Ducted, Centrally Ducted | 22200 | 14100 | 2.58 | 12800 | 2.03
FRIGIDAIRE | FRIGIDAIRE FSH1BG SERIES | 10254871 | HRCU-A-CB | FSH1BG4CVRX24K | C6B(A,H)-X26(C,U)-B | Singlezone Ducted, Centrally Ducted | 22200 | 14100 | 2.58 | 12800 | 2.03
DIRECT AIR |  | 9680949 | HRCU-A-CB-O | MOCA31-18HFN1-MT0W | CS11M-18HRFN1-MT0W | Singlezone Non-ducted Wall Placement | 18000 | 11400 | 2.72 | 11178 | 2.02
DIRECT AIR |  | 9680947 | HRCU-A-CB-O | MOBA30-09HFN1-MT0W | CS11M-09HRFN1-MX0W(A) | Singlezone Non-ducted Wall Placement | 9800 | 5800 | 2.74 | 7990 | 1.98
DIRECT AIR |  | 9680948 | HRCU-A-CB-O | MOCA31-18HFN1-MT0W | CS11M-12HRFN1-MU5W | Singlezone Non-ducted Wall Placement | 12000 | 7700 | 2.75 | 9134 | 1.94
DIRECT AIR |  | 8994012 | HMSV-A-CB | M3OF-27HFN1-M |  | Multizone All Non-ducted | 28000 | 17200 | 2.82 | 16820 | 1.95
DIRECT AIR |  | 8989603 | HRCU-A-CB-O | MOBA30-09HFN1-MT0W | MSAEB-09HRFN1-MT0W | Singlezone Non-ducted Wall Placement | 9800 | 6300 | 2.68 | 6609 | 1.92
DIRECT AIR |  | 8775853 | HRCU-A-CB-O | MOD31-24HFN1-MT0W | MUEU-24HRFN1-M(C) | Singlezone Non-ducted Wall Placement | 24000 | 15000 | 2.85 | 17705 | 2.02
DIRECT AIR |  | 8775850 | HRCU-A-CB-O | MOCA31-18HFN1-MT0W | MUEU-18HRFN1-M(C) | Singlezone Non-ducted Wall Placement | 18000 | 12000 | 2.71 | 10274 | 2.11
DIRECT AIR |  | 8775849 | HRCU-A-CB-O | MOCA31-18HFN1-MT0W | CCA3U-18HRFN1-M(C) | Singlezone Non-ducted Wall Placement | 18000 | 12000 | 2.77 | 9410 | 1.98
DIRECT AIR |  | 8775842 | HRCU-A-CB-O | MOBA30-09HFN1-MT0W | CCA3U-09HRFN1-M(C) | Singlezone Non-ducted Wall Placement | 10000 | 5800 | 2.66 | 7878 | 1.97
ELIOS |  | 205300168 | HRCU-A-CB | DE18HOS23230E2 | DM18HIDU230X5 | Singlezone Ducted, "Compact Ducted" | 18000 | 12000 | 2.61 | 10352 | 1.96
ELIOS |  | 205300169 | HRCU-A-CB | DE24HOS23230E2 | DM24HIDU230X5 | Singlezone Ducted, "Compact Ducted" | 24400 | 16000 | 2.69 | 18533 | 2.04
ELIOS |  | 205300173 | HRCU-A-CB | DE09HOS25230E3 | DM09HIDU230X5 | Singlezone Ducted, "Compact Ducted" | 10000 | 7200 | 2.74 | 8343 | 2.07
ELIOS |  | 205300178 | HRCU-A-CB-O | DE12HOS23230E2 | DM12HICU230X5 | Singlezone Non-ducted, Ceiling Placement | 12000 | 7500 | 2.68 | 7332 | 2.11
ELIOS |  | 205300180 | HRCU-A-CB-O | DE24HOS23230E2 | DM24HICU230X5 | Singlezone Non-ducted, Ceiling Placement | 24400 | 15800 | 2.56 | 16933 | 1.95
ELIOS |  | 203238496 | HRCU-A-CB | DE24HOS23230E2 | DE24HIDU230X5 | Singlezone Ducted, "Compact Ducted" | 24400 | 16000 | 2.69 | 18533 | 2.04
ELIOS |  | 203238495 | HRCU-A-CB | DE18HOS23230E2 | DE18HIDU230X5 | Singlezone Ducted, "Compact Ducted" | 18000 | 12000 | 2.61 | 10352 | 1.96
ELIOS |  | 204005778 | HRCU-A-CB | DE09HOS25230E3 | DE09HIDU230X5 | Singlezone Ducted, "Compact Ducted" | 10000 | 7200 | 2.74 | 8343 | 2.07
ELIOS |  | 203238488 | HRCU-A-CB-O | DE18HOS23230E2 | DE18HIW23230E3 | Singlezone Non-ducted Wall Placement | 18000 | 11400 | 2.72 | 11178 | 2.02
ELIOS |  | 203238486 | HRCU-A-CB-O | DE09HOS23230E2 | DE09HIW23230E3 | Singlezone Non-ducted Wall Placement | 9800 | 5800 | 2.74 | 7989 | 2
EMI |  | 8993363 | HRCU-A-CB-O | SZ1H09DAA | WALH09DAA | Singlezone Non-ducted Wall Placement | 9800 | 6400 | 2.76 | 7801 | 1.91
EMI |  | 8993367 | HRCU-A-CB-O | SZ1H18DAA | WALH18DAA | Singlezone Non-ducted Wall Placement | 18000 | 10400 | 2.72 | 10953 | 1.9
EMI |  | 204853571 | HMSV-A-CB | MZ2H18DAA |  | Multizone All Non-ducted | 19000 | 12000 | 2.79 | 10205 | 1.97
EMI |  | 204853572 | HMSV-A-CB | MZ3H27DAA |  | Multizone All Non-ducted | 28000 | 17200 | 2.8 | 17040 | 1.97
FRIEDRICH | J-Series | 7086358 | HRCU-A-CB-O | MRH12Y3J | MWH12Y3J | Singlezone Non-ducted Wall Placement | 13600 | 8800 | 3.11 | 7500 | 2.31
FRIEDRICH |  | 10221177 | HRCU-A-CB-O | MRAD18Y3J | MWAD18Y3J | Singlezone Non-ducted Wall Placement | 19800 | 12471 | 2.67 | 8680 | 1.96
FRIGIDAIRE | FRIGIDAIRE FSH1BG SERIES | 10254885 | HRCU-A-CB | FSH1BG4CVRX36K | B6VMAX36K-B | Singlezone Ducted, Centrally Ducted | 34400 | 21800 | 2.66 | 20150 | 2.27
FRIGIDAIRE | FRIGIDAIRE FSH1BG SERIES | 10254866 | HRCU-A-CB | FSH1BG4CVRX24K | B6VMAX24K-B | Singlezone Ducted, Centrally Ducted | 22400 | 14200 | 2.77 | 12650 | 2.12
FRIGIDAIRE | FRIGIDAIRE FSH1BG SERIES | 10254927 | HRCU-A-CB | FSH1BG4CVRX48K | C6B(A,H)-X48(C,U)-C | Singlezone Ducted, Centrally Ducted | 44000 | 27800 | 2.63 | 27550 | 2.21
FRIGIDAIRE | FRIGIDAIRE FSH1BG SERIES | 10254913 | HRCU-A-CB | FSH1BG4CVRX48K | B6VMAX48K-C | Singlezone Ducted, Centrally Ducted | 44000 | 27800 | 2.63 | 27550 | 2.21
FUJITSU | Halcyon Single-room Mini-Split Systems Wall Mounted RLS3HY Series | 8703350 | HRCU-A-CB-O | AOU12RLS3 | ASU12RLS3Y | Singlezone Non-ducted Wall Placement | 16000 | 9600 | 3.31 | 16500 | 2.3
FUJITSU | J-Series | 8693480 | HMSV-A-CB | AOU36RLAVM |  | Multizone All Non-ducted | 42000 | 25800 | 2.8 | 37900 | 2.74
FUJITSU | Halcyon Multi-room Mini-Split Systems | 8033586 | HMSV-A-CB | AOU24RLXFZH |  | Multizone All Non-ducted | 25000 | 15400 | 2.61 | 25500 | 2.09
FUJITSU | J-Series | 8693477 | HMSV-A-CB | AOU48RLAVM |  | Multizone All Non-ducted | 54000 | 33000 | 2.84 | 41300 | 2.94
FUJITSU | Halcyon Multi-room Mini-Split Systems | 8908615 | HMSV-A-CB | AOU36RLXFZH |  | Multizone All Non-ducted | 36400 | 21400 | 2.64 | 36407 | 2.02
FUJITSU | Halcyon Single-room Mini-Split Systems Wall mounted RLS3 Series | 8703348 | HRCU-A-CB-O | AOU9RLS3 | ASU9RLS3Y | Singlezone Non-ducted Wall Placement | 12000 | 7000 | 3.48 | 15000 | 2.09
HAIER | Advanced | 10092556 | HRCU-A-CB-O | 1U18ES2VHA | AW18ES2VH | Singlezone Non-ducted Wall Placement | 22000 | 14000 | 2.74 | 14900 | 2.08
HAIER | Advanced | 10092555 | HRCU-A-CB-O | 1U24ES2VHA | AW24ES2VH | Singlezone Non-ducted Wall Placement | 27600 | 18500 | 2.85 | 20500 | 2.15
HAIER | Arctic | 8862047 | HRCU-A-CB-O | 1U09EH2VHA | AW09EH2VHA | Singlezone Non-ducted Wall Placement | 12000 | 9000 | 3.22 | 12000 | 2.23
HAIER | Arctic | 8862057 | HRCU-A-CB-O | 1U18EH2VHA | AW18EH2VHA | Singlezone Non-ducted Wall Placement | 20400 | 18500 | 2.85 | 20400 | 1.9
BOSCH | IDS2.0 | 203025032 | HRCU-A-CB | BOVA-60HDN1-M20G | BMA*4860DNTF | Singlezone Ducted, Centrally Ducted | 54000 | 38000 | 2.6 | 34000 | 2.5
BOSCH | IDS2.0 | 203025029 | HRCU-A-CB | BOVA-60HDN1-M20G | BMA*4860DNTF | Singlezone Ducted, Centrally Ducted | 54000 | 38000 | 2.6 | 34000 | 2.5
BOSCH | IDS2.0 | 203025026 | HRCU-A-CB | BOVA-60HDN1-M20G | BMA*4248DNTF | Singlezone Ducted, Centrally Ducted | 47000 | 35000 | 2.5 | 31800 | 2.39
BOSCH | IDS2.0 | 203025020 | HRCU-A-CB | BOVA-60HDN1-M20G | BMA*4248CNTF | Singlezone Ducted, Centrally Ducted | 46500 | 35000 | 2.5 | 31600 | 2.41
BOSCH | IDS2.0 | 203025023 | HRCU-A-CB | BOVA-60HDN1-M20G | BMA*4248DNTF | Singlezone Ducted, Centrally Ducted | 47000 | 35000 | 2.5 | 31800 | 2.39
BOSCH | IDS2.0 | 202868497 | HRCU-A-CB | BOVA-60HDN1-M20G | BVA-60WN1-M20 | Singlezone Ducted, Centrally Ducted | 56000 | 44000 | 2.5 | 40000 | 2.38
BOSCH | IDS2.0 | 202868496 | HRCU-A-CB | BOVA-36HDN1-M20G | BVA-36WN1-M20 | Singlezone Ducted, Centrally Ducted | 34200 | 28000 | 2.6 | 23000 | 2.41
FUJITSU | Halcyon Single-room Mini-Split Systems Wall Mounted RLS3HY Series | 8703508 | HRCU-A-CB-O | AOU15RLS3H | ASU15RLS3Y | Singlezone Non-ducted Wall Placement | 18000 | 11200 | 3.07 | 20500 | 2.07
BOSCH | IDS1.0 | 8860510 | HRCU-A-CB | BOVA-60HDN1-M18M | BVA-48WN1-M18 | Singlezone Ducted, Centrally Ducted | 46500 | 35000 | 2.64 | 34400 | 2.85
BOSCH | IDS1.0 | 8860508 | HRCU-A-CB | BOVA-36HDN1-M18M | BVA-24WN1-M18 | Singlezone Ducted, Centrally Ducted | 24000 | 19000 | 2.64 | 18500 | 2.21
BOSCH |  | 10333757 | HRCU-A-CB | BOVA-60HDN1-M18M | BVA-36WN1-M18B | Singlezone Ducted, Centrally Ducted | 35200 | 24000 | 2.71 | 28000 | 2.05
LUXAIRE |  | 10309107 | HRCU-A-CB | HL20B4821 | CM50DE3A1+MVC20DN21 | Singlezone Ducted, Centrally Ducted | 58000 | 42500 | 2.56 | 34000 | 2.51
FRASER-JOHNSTON |  | 10309108 | HRCU-A-CB | HL20B4821 | CM50DE3A1+MVC20DN21 | Singlezone Ducted, Centrally Ducted | 58000 | 42500 | 2.56 | 34000 | 2.51
COLEMAN |  | 10309106 | HRCU-A-CB | HC20B4821 | CM50DE3A1+MVC20DN21 | Singlezone Ducted, Centrally Ducted | 58000 | 42500 | 2.56 | 34000 | 2.51
CHAMPION HEATING AND COOLING |  | 10309109 | HRCU-A-CB | HL20B4821 | CM50DE3A1+MVC20DN21 | Singlezone Ducted, Centrally Ducted | 58000 | 42500 | 2.56 | 34000 | 2.51
YORK |  | 10309025 | HRCU-A-CB | YZV48B21 | CM50DE3A1+MVC20DN21 | Singlezone Ducted, Centrally Ducted | 58000 | 42500 | 2.56 | 34000 | 2.51
KENMORE |  | 201835764 | HRCU-A-CB-O | DLCSRAH12AAJ | DLFSHAH12XAJ | Singlezone Non-ducted Wall Placement | 11800 | 7100 | 2.57 | 7800 | 2.01
KENMORE |  | 201835815 | HRCU-A-CB | DLCSRAH24AAK | DLFSDAH24XAK | Singlezone Ducted, "Compact Ducted" | 24000 | 17400 | 2.96 | 30000 | 1.93
TEMPSTAR |  | 201835814 | HRCU-A-CB | DLCSRAH24AAK | DLFSDAH24XAK | Singlezone Ducted, "Compact Ducted" | 24000 | 17400 | 2.96 | 30000 | 1.93
TEMPSTAR |  | 201835765 | HRCU-A-CB-O | DLCSRAH12AAJ | DLFSHAH12XAJ | Singlezone Non-ducted Wall Placement | 11800 | 7100 | 2.57 | 7800 | 2.01
KENMORE |  | 201835749 | HRCU-A-CB-O | DLCPRAH09AAK | DLFPHAH09XAK | Singlezone Non-ducted Wall Placement | 10000 | 7200 | 2.78 | 13047 | 1.97
TEMPSTAR |  | 201835748 | HRCU-A-CB-O | DLCPRAH09AAK | DLFPHAH09XAK | Singlezone Non-ducted Wall Placement | 10000 | 7200 | 2.78 | 13047 | 1.97
KEEPRITE |  | 201835719 | HRCU-A-CB | DLCSRAH24AAK | DLFSDAH24XAK | Singlezone Ducted, "Compact Ducted" | 24000 | 17400 | 2.96 | 30000 | 1.93
HEIL |  | 201835718 | HRCU-A-CB | DLCSRAH24AAK | DLFSDAH24XAK | Singlezone Ducted, "Compact Ducted" | 24000 | 17400 | 2.96 | 30000 | 1.93
KEEPRITE |  | 201835669 | HRCU-A-CB-O | DLCSRAH12AAJ | DLFSHAH12XAJ | Singlezone Non-ducted Wall Placement | 11800 | 7100 | 2.57 | 7800 | 2.01
HEIL |  | 201835668 | HRCU-A-CB-O | DLCSRAH12AAJ | DLFSHAH12XAJ | Singlezone Non-ducted Wall Placement | 11800 | 7100 | 2.57 | 7800 | 2.01
HEIL |  | 201835653 | HRCU-A-CB-O | DLCPRAH09AAK | DLFPHAH09XAK | Singlezone Non-ducted Wall Placement | 10000 | 7200 | 2.78 | 13047 | 1.97
KEEPRITE |  | 201835652 | HRCU-A-CB-O | DLCPRAH09AAK | DLFPHAH09XAK | Singlezone Non-ducted Wall Placement | 10000 | 7200 | 2.78 | 13047 | 1.97
DAY & NIGHT |  | 201835635 | HRCU-A-CB | DLCSRAH24AAK | DLFSDAH24XAK | Singlezone Ducted, "Compact Ducted" | 24000 | 17400 | 2.96 | 30000 | 1.93
DAY & NIGHT |  | 201835610 | HRCU-A-CB-O | DLCSRAH12AAJ | DLFSHAH12XAJ | Singlezone Non-ducted Wall Placement | 11800 | 7100 | 2.57 | 7800 | 2.01
DAY & NIGHT |  | 201835602 | HRCU-A-CB-O | DLCPRAH09AAK | DLFPHAH09XAK | Singlezone Non-ducted Wall Placement | 10000 | 7200 | 2.78 | 13047 | 1.97
COMFORTMAKER |  | 201835587 | HRCU-A-CB | DLCSRAH24AAK | DLFSDAH24XAK | Singlezone Ducted, "Compact Ducted" | 24000 | 17400 | 2.96 | 30000 | 1.93
COMFORTMAKER |  | 201835562 | HRCU-A-CB-O | DLCSRAH12AAJ | DLFSHAH12XAJ | Singlezone Non-ducted Wall Placement | 11800 | 7100 | 2.57 | 7800 | 2.01
COMFORTMAKER |  | 201835554 | HRCU-A-CB-O | DLCPRAH09AAK | DLFPHAH09XAK | Singlezone Non-ducted Wall Placement | 10000 | 7200 | 2.78 | 13047 | 1.97
ARCOAIRE |  | 201835538 | HRCU-A-CB | DLCSRAH24AAK | DLFSDAH24XAK | Singlezone Ducted, "Compact Ducted" | 24000 | 17400 | 2.96 | 30000 | 1.93
ARCOAIRE |  | 201835514 | HRCU-A-CB-O | DLCSRAH12AAJ | DLFSHAH12XAJ | Singlezone Non-ducted Wall Placement | 11800 | 7100 | 2.57 | 7800 | 2.01
MIDEA |  | 201796612 | HRCU-A-CB | DLCSRAH24AAK | DLFSDAH24XAK | Singlezone Ducted, "Compact Ducted" | 24000 | 17400 | 2.96 | 30000 | 1.93
ARCOAIRE |  | 201835506 | HRCU-A-CB-O | DLCPRAH09AAK | DLFPHAH09XAK | Singlezone Non-ducted Wall Placement | 10000 | 7200 | 2.78 | 13047 | 1.97
MIDEA |  | 201756546 | HRCU-A-CB-O | DLCSRAH12AAJ | DLFSHAH12XAJ | Singlezone Non-ducted Wall Placement | 11800 | 7100 | 2.57 | 7800 | 2.01
MIDEA |  | 201753972 | HRCU-A-CB-O | DLCPRAH09AAK | DLFPHAH09XAK | Singlezone Non-ducted Wall Placement | 10000 | 7200 | 2.78 | 13047 | 1.97
BRYANT | Bryant® Extreme Heat Pump | 9893695 | HRCU-A-CB | 280ANV036*0**A* | CSPH*4812AL*+UI & 98(6*B,7*A)66100V21*** | Singlezone Ducted, Centrally Ducted | 33800 | 30000 | 2.54 | 25934 | 2.39
BRYANT | Bryant® Extreme Heat Pump | 9893692 | HRCU-A-CB | 280ANV036*0**A* | CSPH*4212AL*+UI & 98(6*B,7*A)66100V21*** | Singlezone Ducted, Centrally Ducted | 33800 | 30000 | 2.54 | 25934 | 2.39
BRYANT | Bryant® Extreme Heat Pump | 9893694 | HRCU-A-CB | 280ANV036*0**A* | CSPH*4812AL*+UI & 98(6*B,7*A)60080V21*** | Singlezone Ducted, Centrally Ducted | 33800 | 30000 | 2.54 | 25934 | 2.35
BRYANT | Bryant® Extreme Heat Pump | 9893691 | HRCU-A-CB | 280ANV036*0**A* | CSPH*4212AL*+UI & 98(6*B,7*A)60080V21*** | Singlezone Ducted, Centrally Ducted | 34000 | 30200 | 2.54 | 26191 | 2.33
BRYANT | Bryant® Extreme Heat Pump | 9893683 | HRCU-A-CB | 280ANV036*0**A* | CNPV*4824AL*+UI & 98(6*B,7*A)66100V21*** | Singlezone Ducted, Centrally Ducted | 33800 | 30000 | 2.54 | 25934 | 2.37
BRYANT | Bryant® Extreme Heat Pump | 9893682 | HRCU-A-CB | 280ANV036*0**A* | CNPV*4824AL*+UI & 98(6*B,7*A)60080V21*** | Singlezone Ducted, Centrally Ducted | 33800 | 30000 | 2.51 | 25934 | 2.32
BRYANT | Bryant® Extreme Heat Pump | 9893680 | HRCU-A-CB | 280ANV036*0**A* | CNPV*4821AL*+UI & 98(6*B,7*A)66100V21*** | Singlezone Ducted, Centrally Ducted | 33800 | 30000 | 2.54 | 25934 | 2.37
BRYANT | Bryant® Extreme Heat Pump | 9893679 | HRCU-A-CB | 280ANV036*0**A* | CNPV*4821AL*+UI & 98(6*B,7*A)60080V21*** | Singlezone Ducted, Centrally Ducted | 33800 | 30000 | 2.51 | 25934 | 2.32
BRYANT | Bryant® Extreme Heat Pump | 9893668 | HRCU-A-CB | 280ANV036*0**A* | CAP**4824AL*+UI & 98(6*B,7*A)66100V21*** | Singlezone Ducted, Centrally Ducted | 33600 | 29800 | 2.54 | 25934 | 2.39
BRYANT | Bryant® Extreme Heat Pump | 9893667 | HRCU-A-CB | 280ANV036*0**A* | CAP**4824AL*+UI & 98(6*B,7*A)60080V21*** | Singlezone Ducted, Centrally Ducted | 33600 | 29800 | 2.54 | 25934 | 2.32
BRYANT | Bryant® Extreme Heat Pump | 9893665 | HRCU-A-CB | 280ANV036*0**A* | CAP**4821AL*+UI & 98(6*B,7*A)66100V21*** | Singlezone Ducted, Centrally Ducted | 33600 | 29800 | 2.54 | 25934 | 2.37
GE Appliances |  | 205291990 | HRCU-A-CB-O | ASH118URDSD* | ASYW18URDWD* | Singlezone Non-ducted Wall Placement | 20000 | 15300 | 2.7 | 25000 | 2.27
BRYANT | Bryant® Extreme Heat Pump | 9893647 | HRCU-A-CB | 280ANV036*0**A* | CSPH*4212AL*+UI & 98(6*B,7*A)66120V24*** | Singlezone Ducted, Centrally Ducted | 34600 | 30200 | 2.51 | 26705 | 2.3
BRYANT | Evolution Series | 9893614 | HRCU-A-CB | 280ANV036000 | FE4AN(B,F)005L+UI | Singlezone Ducted, Centrally Ducted | 33400 | 31600 | 2.62 | 23600 | 2.06
GE Appliances | Endure | 204878533 | HMSV-A-CB | ASH436NCDW** |  | Multizone All Non-ducted | 36000 | 22000 | 2.5 | 36000 | 2
GE Appliances | Summit | 202588313 | HRCU-A-CB | ASH118PRDWA | ASYW18PRDWB | Singlezone Non-ducted Wall Placement | 22000 | 14000 | 2.5 | 17000 | 1.9
GE Appliances |  | 205291989 | HRCU-A-CB-O | ASH112URDSD* | ASYW12URDWD* | Singlezone Non-ducted Wall Placement | 14500 | 9300 | 3.21 | 17000 | 2.31
BRYANT | Bryant® Extreme Heat Pump | 9893553 | HRCU-A-CB | 280ANV024*0**A* | CSPH*4812AL*+UI & 98(6*B,7*A)66100V21*** | Singlezone Ducted, Centrally Ducted | 23000 | 24800 | 2.71 | 20711 | 2.41
BRYANT | Bryant® Extreme Heat Pump | 9893552 | HRCU-A-CB | 280ANV024*0**A* | CSPH*4812AL*+UI & 98(6*B,7*A)60080V21*** | Singlezone Ducted, Centrally Ducted | 23000 | 25000 | 2.71 | 20711 | 2.41
BRYANT | Bryant® Extreme Heat Pump | 9893551 | HRCU-A-CB | 280ANV024*0**A* | CSPH*4812AL*+UI & 98(6*B,7MA)60060V21*** | Singlezone Ducted, Centrally Ducted | 23200 | 25000 | 2.7 | 20924 | 2.41
BRYANT | Bryant® Extreme Heat Pump | 9893550 | HRCU-A-CB | 280ANV024*0**A* | CSPH*4212AL*+UI & 98(6*B,7*A)66100V21*** | Singlezone Ducted, Centrally Ducted | 23000 | 25000 | 2.68 | 20711 | 2.39
BRYANT | Bryant® Extreme Heat Pump | 9893547 | HRCU-A-CB | 280ANV024*0**A* | CSPH*3612AL*+UI & 98(6*B,7*A)66100V21*** | Singlezone Ducted, Centrally Ducted | 23200 | 25000 | 2.62 | 20924 | 2.33
BRYANT | Bryant® Extreme Heat Pump | 9893548 | HRCU-A-CB | 280ANV024*0**A* | CSPH*4212AL*+UI & 98(6*B,7MA)60060V21*** | Singlezone Ducted, Centrally Ducted | 23200 | 25000 | 2.67 | 20924 | 2.39
BRYANT | Bryant® Extreme Heat Pump | 9893549 | HRCU-A-CB | 280ANV024*0**A* | CSPH*4212AL*+UI & 98(6*B,7*A)60080V21*** | Singlezone Ducted, Centrally Ducted | 23200 | 25000 | 2.7 | 20924 | 2.41
GE Appliances |  | 205291988 | HRCU-A-CB-O | ASH109URDSD* | ASYW09URDWD* | Singlezone Non-ducted Wall Placement | 10000 | 6500 | 2.89 | 12000 | 2.11
GIBSON | Lomo | 9000997 | HRCU-A-CB-O | GXH09(2.6)LSK4DH | GHH09(2.6)LUK4DH | Singlezone Non-ducted Wall Placement | 11000 | 6800 | 2.66 | 8680 | 2.04
BRYANT | Bryant® Extreme Heat Pump | 9893544 | HRCU-A-CB | 280ANV024*0**A* | CNPV*6024AL*+UI & 98(6*B,7*A)66100V21*** | Singlezone Ducted, Centrally Ducted | 23200 | 25000 | 2.7 | 20924 | 2.41
BRYANT | Bryant® Extreme Heat Pump | 9893543 | HRCU-A-CB | 280ANV024*0**A* | CNPV*6024AL*+UI & 98(6*B,7*A)60080V21*** | Singlezone Ducted, Centrally Ducted | 23200 | 25000 | 2.7 | 20924 | 2.41
BRYANT | Bryant® Extreme Heat Pump | 9893541 | HRCU-A-CB | 280ANV024*0**A* | CNPV*4824AL*+UI & 98(6*B,7*A)66100V21*** | Singlezone Ducted, Centrally Ducted | 23000 | 25000 | 2.71 | 20711 | 2.41
GIBSON | U-Crown | 9135472 | HRCU-A-CB-O | GXH09(2.6)KSK4DH | GHH09(2.6)KSK4DH | Singlezone Non-ducted Wall Placement | 9000 | 5500 | 2.88 | 10488 | 1.98
GIBSON | Lomo | 9001000 | HRCU-A-CB-O | GXH24(7.0)LSK4DH | GHH24(7.0)LUK4DH | Singlezone Non-ducted Wall Placement | 23000 | 14600 | 2.61 | 22861 | 2.02
GIBSON | U-Crown | 9135474 | HRCU-A-CB-O | GXH18(5.2)KSK4DH | GHH18(5.2)KSK4DH | Singlezone Non-ducted Wall Placement | 19000 | 12700 | 2.5 | 19190 | 2.85
GIBSON | Lomo | 9000998 | HRCU-A-CB-O | GXH12(3.5)LSK4DH | GHH12(3.5)LUK4DH | Singlezone Non-ducted Wall Placement | 13000 | 7100 | 2.6 | 8611 | 1.91
BRYANT | Bryant® Extreme Heat Pump | 9893537 | HRCU-A-CB | 280ANV024*0**A* | CNPV*4221AL*+UI & 98(6*B,7*A)60080V21*** | Singlezone Ducted, Centrally Ducted | 23200 | 25200 | 2.56 | 20924 | 2.29
BRYANT | Bryant® Extreme Heat Pump | 9893536 | HRCU-A-CB | 280ANV024*0**A* | CNPV*4221AL*+UI & 98(6*B,7MA)60060V21*** | Singlezone Ducted, Centrally Ducted | 23400 | 25200 | 2.54 | 21138 | 2.26
BRYANT | Bryant® Extreme Heat Pump | 9893535 | HRCU-A-CB | 280ANV024*0**A* | CNPV*3621AL*+UI & 98(6*B,7*A)66100V21*** | Singlezone Ducted, Centrally Ducted | 23400 | 25200 | 2.5 | 21138 | 2.22
GIBSON | Flex Match | 9965378 | HMSV-A-CB | GXH42(12.3)FMK4DH |  | Multizone Mix of Non-ducted and Ducted | 42500 | 26500 | 2.88 | 21356 | 2.01
BRYANT | Bryant® Extreme Heat Pump | 9893532 | HRCU-A-CB | 280ANV024*0**A* | CAP**6024AL*+UI & 98(6*B,7*A)66100V21*** | Singlezone Ducted, Centrally Ducted | 23000 | 24800 | 2.71 | 20711 | 2.41
BRYANT | Bryant® Extreme Heat Pump | 9893531 | HRCU-A-CB | 280ANV024*0**A* | CAP**6024AL*+UI & 98(6*B,7*A)60080V21*** | Singlezone Ducted, Centrally Ducted | 23000 | 24800 | 2.71 | 20711 | 2.41
BRYANT | Bryant® Extreme Heat Pump | 9893530 | HRCU-A-CB | 280ANV024*0**A* | CAP**6024AL*+UI & 98(6*B,7MA)60060V21*** | Singlezone Ducted, Centrally Ducted | 23000 | 24800 | 2.68 | 20711 | 2.39
BRYANT | Bryant® Extreme Heat Pump | 9893528 | HRCU-A-CB | 280ANV024*0**A* | CAP**6021AL*+UI & 98(6*B,7*A)60080V21*** | Singlezone Ducted, Centrally Ducted | 23000 | 24800 | 2.71 | 20711 | 2.41
BRYANT | Bryant® Extreme Heat Pump | 9893527 | HRCU-A-CB | 280ANV024*0**A* | CAP**6021AL*+UI & 98(6*B,7MA)60060V21*** | Singlezone Ducted, Centrally Ducted | 23000 | 24800 | 2.68 | 20711 | 2.39
BRYANT | Bryant® Extreme Heat Pump | 9893529 | HRCU-A-CB | 280ANV024*0**A* | CAP**6021AL*+UI & 98(6*B,7*A)66100V21*** | Singlezone Ducted, Centrally Ducted | 23000 | 24800 | 2.71 | 20711 | 2.41
BRYANT | Bryant® Extreme Heat Pump | 9893526 | HRCU-A-CB | 280ANV024*0**A* | CAP**4824AL*+UI & 98(6*B,7*A)66100V21*** | Singlezone Ducted, Centrally Ducted | 22800 | 24800 | 2.74 | 20711 | 2.44
BRYANT | Bryant® Extreme Heat Pump | 9893525 | HRCU-A-CB | 280ANV024*0**A* | CAP**4824AL*+UI & 98(6*B,7*A)60080V21*** | Singlezone Ducted, Centrally Ducted | 22800 | 24800 | 2.71 | 20711 | 2.41
BRYANT | Bryant® Extreme Heat Pump | 9893524 | HRCU-A-CB | 280ANV024*0**A* | CAP**4824AL*+UI & 98(6*B,7MA)60060V21*** | Singlezone Ducted, Centrally Ducted | 22800 | 24800 | 2.71 | 20711 | 2.41
BRYANT | Bryant® Extreme Heat Pump | 9893523 | HRCU-A-CB | 280ANV024*0**A* | CAP**4821AL*+UI & 98(6*B,7*A)66100V21*** | Singlezone Ducted, Centrally Ducted | 22800 | 24800 | 2.71 | 20711 | 2.41
BRYANT | Bryant® Extreme Heat Pump | 9893522 | HRCU-A-CB | 280ANV024*0**A* | CAP**4821AL*+UI & 98(6*B,7*A)60080V21*** | Singlezone Ducted, Centrally Ducted | 22800 | 24800 | 2.71 | 20711 | 2.41
BRYANT | Bryant® Extreme Heat Pump | 9893520 | HRCU-A-CB | 280ANV024*0**A* | CAP**4224AL*+UI & 98(6*B,7*A)66100V21*** | Singlezone Ducted, Centrally Ducted | 23000 | 25000 | 2.57 | 20711 | 2.28
BRYANT | Bryant® Extreme Heat Pump | 9893519 | HRCU-A-CB | 280ANV024*0**A* | CAP**4224AL*+UI & 98(6*B,7*A)60080V21*** | Singlezone Ducted, Centrally Ducted | 23000 | 25000 | 2.57 | 20711 | 2.28
BRYANT | Bryant® Extreme Heat Pump | 9893521 | HRCU-A-CB | 280ANV024*0**A* | CAP**4821AL*+UI & 98(6*B,7MA)60060V21*** | Singlezone Ducted, Centrally Ducted | 22800 | 24800 | 2.71 | 20711 | 2.41
BRYANT | Bryant® Extreme Heat Pump | 9893517 | HRCU-A-CB | 280ANV024*0**A* | CAP**4221AL*+UI & 98(6*B,7*A)66100V21*** | Singlezone Ducted, Centrally Ducted | 23000 | 25000 | 2.57 | 20711 | 2.28
BRYANT | Bryant® Extreme Heat Pump | 9893516 | HRCU-A-CB | 280ANV024*0**A* | CAP**4221AL*+UI & 98(6*B,7*A)60080V21*** | Singlezone Ducted, Centrally Ducted | 23000 | 25000 | 2.57 | 20711 | 2.28
BRYANT | Bryant® Extreme Heat Pump | 9893514 | HRCU-A-CB | 280ANV024*0**A* | CAP**3621AL*+UI & 98(6*B,7*A)66100V21*** | Singlezone Ducted, Centrally Ducted | 23000 | 25000 | 2.52 | 20711 | 2.24
GREE | GMV5 Mini | 8654211 | HMSV-A-CB | GMV-48WL/B-T(U) |  | Multizone All Non-ducted | 54000 | 38000 | 2.6 | 54000 | 2
GREE |  | 205564529 | HRCU-A-CB | GUD36W/A-D(U) | GUD24A/A-D(U) | Singlezone Ducted, Centrally Ducted | 24000 | 16300 | 2.7 | 24000 | 2.1
BRYANT | Bryant® Extreme Heat Pump | 9893509 | HRCU-A-CB | 280ANV024*0**A* | CSPH*6012AL*+UI & 98(6*B,7*A)42060V17*** | Singlezone Ducted, Centrally Ducted | 23600 | 25000 | 2.7 | 21352 | 2.41
BRYANT | Bryant® Extreme Heat Pump | 9893508 | HRCU-A-CB | 280ANV024*0**A* | CSPH*4812AL*+UI & 98(6*B,7*A)66120V24*** | Singlezone Ducted, Centrally Ducted | 23200 | 25000 | 2.73 | 20924 | 2.43
BRYANT | Bryant® Extreme Heat Pump | 9893507 | HRCU-A-CB | 280ANV024*0**A* | CSPH*4812AL*+UI & 98(6*B,7*A)42080V17*** | Singlezone Ducted, Centrally Ducted | 23400 | 25000 | 2.7 | 21138 | 2.41
GREE |  | 202360989 | HRCU-A-CB-O | GWH09ACD-D3DNA1A/O | GWH09QD-D3DN***/I | Singlezone Non-ducted Wall Placement | 9000 | 5600 | 2.88 | 12977 | 2.09
GREE |  | 9116197 | HRCU-A-CB-O | GWH12YD-D3DNA1A/O | GWH12QD-D3DN***/I | Singlezone Non-ducted Wall Placement | 12200 | 8100 | 2.86 | 13000 | 2.08
GREE |  | 9102794 | HRCU-A-CB-O | GWH24YE-D3DNA1A/O | GWH24QE-D3DN***/I | Singlezone Non-ducted Wall Placement | 24000 | 15500 | 2.86 | 26443 | 2.15
BRYANT | Bryant® Extreme Heat Pump | 9893503 | HRCU-A-CB | 280ANV024*0**A* | CSPH*4212AL*+UI & 98(6*B,7*A)42060V17*** | Singlezone Ducted, Centrally Ducted | 23800 | 25200 | 2.68 | 21565 | 2.38
BRYANT | Bryant® Extreme Heat Pump | 9893502 | HRCU-A-CB | 280ANV024*0**A* | CSPH*3612AL*+UI & 98(6*B,7*A)66120V24*** | Singlezone Ducted, Centrally Ducted | 23800 | 25000 | 2.65 | 21565 | 2.36
BRYANT | Bryant® Extreme Heat Pump | 9893501 | HRCU-A-CB | 280ANV024*0**A* | CSPH*3612AL*+UI & 98(6*B,7*A)42080V17*** | Singlezone Ducted, Centrally Ducted | 23800 | 25200 | 2.65 | 21565 | 2.36
GREE |  | 9102074 | HRCU-A-CB-O | GWH18YE-D3DNA1A/O | GWH18QE-D3DN***/I | Singlezone Non-ducted Wall Placement | 18000 | 14200 | 2.87 | 21500 | 2.03
GREE | Extreme Series | 9944775 | HRCU-A-CB-O | GWH09YD-D3DNA1A/O | GWH09AAD-D3DN***/I | Singlezone Non-ducted Wall Placement | 9000 | 5600 | 2.88 | 12977 | 2.09
GREE | U-Crown Series | 7607465 | HRCU-A-CB-O | GWH09UC-D3DNA4C/O | GWH09UC-D3DN***/I | Singlezone Non-ducted Wall Placement | 9000 | 5500 | 2.83 | 10488 | 2.05
GREE | Extreme Series | 9123256 | HRCU-A-CB-O | GWH24YE-D3DNA1A/O | GWH24AAE-D3DN***/I | Singlezone Non-ducted Wall Placement | 24000 | 15500 | 2.86 | 26443 | 2.15
GREE |  | 204325176 | HRCU-A-CB-O | GWH09ACD-D3DNA1A/O | GWH09AAD-D3DN***/I | Singlezone Non-ducted Wall Placement | 9000 | 5600 | 2.88 | 12977 | 2.09
GREE | Extreme Series | 9944776 | HRCU-A-CB-O | GWH12YD-D3DNA1A/O | GWH12AAD-D3DN***/I | Singlezone Non-ducted Wall Placement | 12200 | 8100 | 2.86 | 13000 | 2.08
GREE | Sapphire | 10149903 | HRCU-A-CB-O | SAP12HP230V1AO | SAP12HP230V1AH | Singlezone Non-ducted Wall Placement | 12200 | 8100 | 2.86 | 13000 | 2.08
GREE | U-Crown Series | 7607467 | HRCU-A-CB-O | GWH12UC-D3DNA4C/O | GWH12UC-D3DN***/I | Singlezone Non-ducted Wall Placement | 13000 | 8500 | 2.54 | 13000 | 2.76
GREE | Lomo 23 Series | 7091971 | HRCU-A-CB-O | GWH12QC-D3DNA1D/O | GWH12QC-D3DN***/I | Singlezone Non-ducted Wall Placement | 13000 | 7100 | 2.6 | 9065 | 2.04
HAIER | Arctic Multi | 204878399 | HMSV-A-CB-O | 4U36EH2VH** |  | Multizone All Non-ducted | 36000 | 22000 | 2.5 | 36000 | 2
HAIER | Arctic Next Gen | 205291903 | HRCU-A-CB-O | 1U18EH2VHD* | AW18EH2VHD* | Singlezone Non-ducted Wall Placement | 20000 | 15300 | 2.7 | 25000 | 2.27
HAIER | Arctic Next Gen | 205291901 | HRCU-A-CB-O | 1U09EH2VHD* | AW09EH2VHD* | Singlezone Non-ducted Wall Placement | 10000 | 6500 | 2.89 | 12000 | 2.11
BRYANT | Bryant® Extreme Heat Pump | 9893486 | HRCU-A-CB | 280ANV024*0**A* | CAP**6021AL*+UI & 98(6*B,7*A)42080V17*** | Singlezone Ducted, Centrally Ducted | 22800 | 24600 | 2.71 | 20711 | 2.41
BRYANT | Bryant® Extreme Heat Pump | 9893485 | HRCU-A-CB | 280ANV024*0**A* | CAP**6021AL*+UI & 98(6*B,7*A)42060V17*** | Singlezone Ducted, Centrally Ducted | 22800 | 24600 | 2.71 | 20711 | 2.41
BRYANT | Bryant® Extreme Heat Pump | 9893484 | HRCU-A-CB | 280ANV024*0**A* | CAP**4824AL*+UI & 98(6*B,7*A)66120V24*** | Singlezone Ducted, Centrally Ducted | 23000 | 24800 | 2.68 | 20711 | 2.39
HAIER | Arctic Next Gen | 205291902 | HRCU-A-CB-O | 1U12EH2VHD* | AW12EH2VHD* | Singlezone Non-ducted Wall Placement | 14500 | 9300 | 3.21 | 17000 | 2.31
HAIER | Advanced | 10338838 | HRCU-A-CB-O | 1U12ES2VHA | AW12ES2VH* | Singlezone Non-ducted Wall Placement | 16000 | 12220 | 3.01 | 10160 | 2.46
HAIER | Advanced | 10338837 | HRCU-A-CB-O | 1U09ES2VHA | AW09ES2VH* | Singlezone Non-ducted Wall Placement | 10000 | 7400 | 3.44 | 10000 | 2.48
BRYANT | Bryant® Extreme Heat Pump | 9893478 | HRCU-A-CB | 280ANV024*0**A* | CAP**4221AL*+UI & 98(6*B,7*A)42080V17*** | Singlezone Ducted, Centrally Ducted | 23800 | 25200 | 2.56 | 21565 | 2.28
BRYANT | Bryant® Extreme Heat Pump | 9893477 | HRCU-A-CB | 280ANV024*0**A* | CAP**4221AL*+UI & 98(6*B,7*A)42060V17*** | Singlezone Ducted, Centrally Ducted | 23800 | 25200 | 2.54 | 21565 | 2.27
BRYANT | Bryant® Extreme Heat Pump | 9893476 | HRCU-A-CB | 280ANV024*0**A* | CAP**3621AL*+UI & 98(6*B,7*A)42080V17*** | Singlezone Ducted, Centrally Ducted | 24000 | 25200 | 2.51 | 21779 | 2.24
BRYANT | Bryant® Extreme Heat Pump | 9893475 | HRCU-A-CB | 280ANV024*0**A* | CAP**3621AL*+UI & 98(6*B,7*A)42060V17*** | Singlezone Ducted, Centrally Ducted | 24000 | 25200 | 2.5 | 21779 | 2.22
BRYANT | Bryant® Extreme Heat Pump | 9893474 | HRCU-A-CB | 280ANV024*0**A* | CAP**3617AL*+UI & 98(6*B,7*A)42080V17*** | Singlezone Ducted, Centrally Ducted | 24000 | 25200 | 2.51 | 21779 | 2.24
BRYANT | Bryant® Extreme Heat Pump | 9893473 | HRCU-A-CB | 280ANV024*0**A* | CAP**3617AL*+UI & 98(6*B,7*A)42060V17*** | Singlezone Ducted, Centrally Ducted | 24000 | 25200 | 2.5 | 21779 | 2.22
HAXXAIR |  | 203999084 | HRCU-A-CB-O | HAH-12T2D | HVH-12T2D | Singlezone Non-ducted Wall Placement | 13000 | 7500 | 2.71 | 7824 | 2.12
HAXXAIR |  | 203999081 | HRCU-A-CB-O | HAH-18T2D | HVH-18T2D | Singlezone Non-ducted Wall Placement | 19000 | 11600 | 2.7 | 12730 | 2.16
HEIL | Mid-tier | 201835716 | HRCU-A-CB-O | DLCSRAH18AAK | DLFSCAH18XAK | Singlezone Non-ducted, Ceiling Placement | 18000 | 12000 | 2.59 | 15710 | 2.4
CARRIER | Infinity® 20 Heat Pump with Greenspeed® Intelligence | 9892745 | HRCU-A-CB | 25VNA036A*030* | CSPH*4812AL*+UI & 59*N*A080V21**20 | Singlezone Ducted, Centrally Ducted | 33800 | 30000 | 2.54 | 25934 | 2.35
CARRIER | Infinity® 20 Heat Pump with Greenspeed® Intelligence | 9892743 | HRCU-A-CB | 25VNA036A*030* | CSPH*4212AL*+UI & 59*N*A100V21**22 | Singlezone Ducted, Centrally Ducted | 33800 | 30000 | 2.54 | 25934 | 2.39
CARRIER | Infinity® 20 Heat Pump with Greenspeed® Intelligence | 9892742 | HRCU-A-CB | 25VNA036A*030* | CSPH*4212AL*+UI & 59*N*A080V21**20 | Singlezone Ducted, Centrally Ducted | 34000 | 30200 | 2.54 | 26191 | 2.33
HISENSE |  | 203845999 | HRCU-A-CB-O | AST-12UW3SXE01 | AST-12UW3SXE**01 | Singlezone Non-ducted Wall Placement | 13000 | 7500 | 2.71 | 9800 | 1.95
HISENSE |  | 203378283 | HRCU-A-CB-O | AST-18UW3SBB00 | AST-18UW3SBB**00 | Singlezone Non-ducted Wall Placement | 19000 | 11600 | 2.7 | 13273 | 2.21
HISENSE |  | 201981253 | HRCU-A-CB-O | AS-09UW3SXE00 | AS-09UW3SXE**00 | Singlezone Non-ducted Wall Placement | 10500 | 6500 | 3.12 | 9250 | 2.36
HISENSE |  | 201981254 | HRCU-A-CB-O | AS-12UW3SXA00 | AS-12UW3SXA**00 | Singlezone Non-ducted Wall Placement | 13000 | 8000 | 3.17 | 12030 | 2.41
HISENSE |  | 205013613 | HRCU-A-CB-O | AUW-18U3SF | ACT-18UR3SGB | Singlezone Non-ducted, Ceiling Placement | 18000 | 11000 | 2.54 | 14750 | 2.3
HISENSE |  | 204976793 | HRCU-A-CB-O | AUW-12U3SS | ACT-12UR3SCA | Singlezone Non-ducted, Ceiling Placement | 12000 | 7000 | 2.53 | 7376 | 2.08
KANIONco |  | 205645144 | HMSV-A-CB | KWSMO-18R410AIH |  | Multizone All Non-ducted | 19000 | 12000 | 2.79 | 10205 | 1.97
KANIONco |  | 204760839 | HRCU-A-CB-O | KWSM-09IR410AHS21 | KWSM-09IR410AHS21 | Singlezone Non-ducted Wall Placement | 9800 | 6400 | 2.76 | 7801 | 1.91
KANIONco |  | 205645145 | HMSV-A-CB | KWSMO-30R410AIH |  | Multizone All Non-ducted | 28000 | 17200 | 2.8 | 17040 | 1.97
KARDA |  | 202608467 | HMSV-A-CB | 2PAMSH27-MZO3 |  | Multizone All Non-ducted | 28000 | 17200 | 2.82 | 16820 | 1.95
KEEPRITE | Mid-tier | 201835717 | HRCU-A-CB-O | DLCSRAH18AAK | DLFSCAH18XAK | Singlezone Non-ducted, Ceiling Placement | 18000 | 12000 | 2.59 | 15710 | 2.4
KENMORE | High Tier | 202463653 | HRCU-A-CB-O | DLCPRAH24AAK | DLFPHAH24XAK | Singlezone Non-ducted Wall Placement | 24000 | 15450 | 3 | 24000 | 2
KENMORE | Mid-tier | 201835813 | HRCU-A-CB-O | DLCSRAH18AAK | DLFSCAH18XAK | Singlezone Non-ducted, Ceiling Placement | 18000 | 12000 | 2.59 | 15710 | 2.4
KERR |  | 206221393 | HRCU-A-CB-O | A-KMH24SU-1A | B-KMH24SU-1A | Singlezone Non-ducted Wall Placement | 30000 | 19400 | 2.95 | 26000 | 2.07
KERR |  | 201866481 | HMSV-A-CB | A-KMH36QU-1 |  | Multizone All Non-ducted | 36000 | 23200 | 2.78 | 36037 | 1.96
KINGHOME |  | 205756438 | HRCU-A-CB | KU36UHO | KU24UHI | Singlezone Ducted, Centrally Ducted | 24000 | 16300 | 2.7 | 24000 | 2.1
KINGHOME |  | 10338836 | HRCU-A-CB-O | KW18HUCA4DO | KW18HUCA4DI | Singlezone Non-ducted Wall Placement | 19000 | 12700 | 2.5 | 19190 | 2.85
KINGHOME |  | 10333040 | HRCU-A-CB-O | KW18HQ2B8DO | KW18HQ2B8DI | Singlezone Non-ducted Wall Placement | 19800 | 12400 | 2.51 | 21500 | 2.03
KINGHOME |  | 10333037 | HRCU-A-CB-O | KW12HQ2B8DO | KW12HQ2B8DI | Singlezone Non-ducted Wall Placement | 13000 | 7100 | 2.81 | 8000 | 2.73
CARRIER | Infinity® 20 Heat Pump with Greenspeed® Intelligence | 9892598 | HRCU-A-CB | 25VNA024A*030* | CSPH*4212AL*+UI & 59MN7A060V21**20 | Singlezone Ducted, Centrally Ducted | 23200 | 25000 | 2.67 | 20924 | 2.39
CARRIER | Infinity® 20 Heat Pump with Greenspeed® Intelligence | 9892597 | HRCU-A-CB | 25VNA024A*030* | CSPH*3612AL*+UI & 59*N*A100V21**22 | Singlezone Ducted, Centrally Ducted | 23200 | 25000 | 2.62 | 20924 | 2.33
CARRIER | Infinity® 20 Heat Pump with Greenspeed® Intelligence | 9892595 | HRCU-A-CB | 25VNA024A*030* | CSPH*3612AL*+UI & 59MN7A060V21**20 | Singlezone Ducted, Centrally Ducted | 23200 | 25200 | 2.62 | 20924 | 2.33
CARRIER | Infinity® 20 Heat Pump with Greenspeed® Intelligence | 9892596 | HRCU-A-CB | 25VNA024A*030* | CSPH*3612AL*+UI & 59*N*A080V21**20 | Singlezone Ducted, Centrally Ducted | 23200 | 25000 | 2.62 | 20924 | 2.33
CARRIER | Infinity® 20 Heat Pump with Greenspeed® Intelligence | 9892594 | HRCU-A-CB | 25VNA024A*030* | CNPV*6024AL*+UI & 59*N*A100V21**22 | Singlezone Ducted, Centrally Ducted | 23200 | 25000 | 2.7 | 20924 | 2.41
CARRIER | Infinity® 20 Heat Pump with Greenspeed® Intelligence | 9892593 | HRCU-A-CB | 25VNA024A*030* | CNPV*6024AL*+UI & 59*N*A080V21**20 | Singlezone Ducted, Centrally Ducted | 23200 | 25000 | 2.7 | 20924 | 2.41
CARRIER | Infinity® 20 Heat Pump with Greenspeed® Intelligence | 9892592 | HRCU-A-CB | 25VNA024A*030* | CNPV*6024AL*+UI & 59MN7A060V21**20 | Singlezone Ducted, Centrally Ducted | 23400 | 25000 | 2.67 | 21138 | 2.38
CARRIER | Infinity® 20 Heat Pump with Greenspeed® Intelligence | 9892591 | HRCU-A-CB | 25VNA024A*030* | CNPV*4824AL*+UI & 59*N*A100V21**22 | Singlezone Ducted, Centrally Ducted | 23000 | 25000 | 2.71 | 20711 | 2.41
KINGHOME |  | 10338140 | HRCU-A-CB-O | KW24HQ2B8DO | KW24HQ2B8DI | Singlezone Non-ducted Wall Placement | 23000 | 14600 | 2.73 | 22553 | 2.07
KINGHOME |  | 10333036 | HRCU-A-CB-O | KW09HQ2B8DO | KW09HQ2B8DI | Singlezone Non-ducted Wall Placement | 11000 | 6800 | 2.66 | 12976 | 2.09
KINGHOME |  | 10338834 | HRCU-A-CB-O | KW09HUCA4DO | KW09HUCA4DI | Singlezone Non-ducted Wall Placement | 9000 | 5380 | 2.97 | 10500 | 2.05
KINGHOME |  | 10338835 | HRCU-A-CB-O | KW12HUCA4DO | KW12HUCA4DI | Singlezone Non-ducted Wall Placement | 13000 | 8500 | 2.62 | 10200 | 2.01
KINGHOME |  | 10338159 | HRCU-A-CB-O | KW18HTCA3DO | KW18HTCA3DI | Singlezone Non-ducted Wall Placement | 19000 | 12100 | 2.81 | 15400 | 1.97
LENNOX |  | 10058816 | HRCU-A-CB | MPB009S4S-1P | MMDA009S4-2P | Singlezone Ducted, "Compact Ducted" | 10000 | 6200 | 2.84 | 8071 | 2
LENNOX |  | 201771989 | HMSV-A-CB | MLA036S4M-1P |  | Multizone All Non-ducted | 36000 | 23200 | 2.78 | 36000 | 1.96
LG | Prestige (Canada) | 6233140 | HRCU-A-CB-O | LAU120HYV | LAN120HYV | Singlezone Non-ducted Wall Placement | 13600 | 8400 | 3.57 | 13720 | 2.74
LG |  | 203381517 | HRCU-A-CB-O | LUU127HV | LCN128HV4 | Singlezone Non-ducted, Ceiling Placement | 14000 | 9100 | 2.72 | 10500 | 1.91
LG |  | 203161150 | HRCU-A-CB-O | LUU249HV | LCN248HV | Singlezone Non-ducted, Ceiling Placement | 27000 | 17500 | 2.73 | 23600 | 2
LG |  | 10516997 | HMSV-A-CB | LMU240HHV |  | Multizone Mix of Non-ducted and Ducted | 25000 | 16300 | 2.54 | 25000 | 2
LG | LGRED | 204825178 | HRCU-A-CB-O | LAU120HYV3 | LAN120HYV3 | Singlezone Non-ducted Wall Placement | 13600 | 8300 | 3.12 | 13600 | 2.91
LG | LGRED | 204825177 | HRCU-A-CB-O | LAU090HYV3 | LAN090HYV3 | Singlezone Non-ducted Wall Placement | 11000 | 6700 | 3.44 | 11000 | 3.13
LG | LG | 10570123 | HRCU-A-CB-O | LSU120HSV5 | LSN120HSV5 | Singlezone Non-ducted Wall Placement | 13600 | 8200 | 2.79 | 11930 | 2.38
LG |  | 10443472 | HMSV-A-CB | LMU360HHV |  | Multizone All Non-ducted | 41000 | 28000 | 2.9 | 41000 | 2.11
LG | LG | 10567391 | HRCU-A-CB-O | LSU180HSV5 | LSN180HSV5 | Singlezone Non-ducted Wall Placement | 21600 | 13250 | 2.77 | 19300 | 2.28
LG | LG | 10567390 | HRCU-A-CB-O | LSU180HSV5 | LAN180HSV5 | Singlezone Non-ducted Wall Placement | 21600 | 13250 | 2.77 | 19300 | 2.28
LG | LG | 10567394 | HRCU-A-CB-O | LSU090HSV5 | LSN090HSV5 | Singlezone Non-ducted Wall Placement | 10900 | 6600 | 3.39 | 9570 | 2.8
LG | LG | 10570122 | HRCU-A-CB-O | LSU120HSV5 | LAN120HSV5 | Singlezone Non-ducted Wall Placement | 13600 | 8350 | 2.85 | 11930 | 2.38
LG | LG | 10567393 | HRCU-A-CB-O | LSU090HSV5 | LAN090HSV5 | Singlezone Non-ducted Wall Placement | 10900 | 6690 | 3.44 | 9570 | 2.8
LG |  | 7947563 | HRCU-A-CB-O | LAU090HYV1 | LAN090HYV1 | Singlezone Non-ducted Wall Placement | 11000 | 6750 | 3.47 | 11220 | 2.88
LG |  | 10445111 | HMSV-A-CB | LMU360HHV |  | Multizone Mix of Non-ducted and Ducted | 40500 | 27500 | 2.68 | 40500 | 2.06
LG |  | 10443475 | HMSV-A-CB | LMU360HHV |  | Multizone All Ducted | 40000 | 27000 | 2.5 | 40000 | 2.01
LG |  | 10445374 | HMSV-A-CB | LMU240HHV |  | Multizone All Non-ducted | 26000 | 17400 | 2.8 | 26000 | 2.1
LG |  | 10445376 | HMSV-A-CB | LMU300HHV |  | Multizone All Non-ducted | 28600 | 18900 | 2.8 | 28600 | 2.16
LG |  | 8111358 | HMSV-A-CB | LMU480HV |  | Multizone All Non-ducted | 54000 | 34080 | 3.31 | 38900 | 2.52
LG |  | 10443474 | HMSV-A-CB | LMU420HHV |  | Multizone All Ducted | 45000 | 29000 | 2.71 | 45000 | 2.07
LG |  | 10444103 | HMSV-A-CB | LMU420HHV |  | Multizone Mix of Non-ducted and Ducted | 45000 | 29000 | 2.75 | 45000 | 2.11
CARRIER | Infinity® 20 Heat Pump with Greenspeed® Intelligence | 9892557 | HRCU-A-CB | 25VNA024A*030* | CSPH*4812AL*+UI & 59*N*A080V17**14 | Singlezone Ducted, Centrally Ducted | 23400 | 25000 | 2.7 | 21138 | 2.41
LG |  | 7180063 | HMSV-A-CB | LMU36CHV |  | Multizone All Non-ducted | 36000 | 20000 | 2.62 | 22057 | 2.49
LG |  | 203161351 | HRCU-A-CB | LUU189HV | LVN181HV4 | Singlezone Ducted, Centrally Ducted | 20000 | 13000 | 2.7 | 20500 | 1.94
LG |  | 203381526 | HRCU-A-CB-O | LUU097HV | LCN098HV4 | Singlezone Non-ducted, Ceiling Placement | 11000 | 7000 | 2.93 | 8250 | 2.1
CARRIER | Infinity® 20 Heat Pump with Greenspeed® Intelligence | 9892551 | HRCU-A-CB | 25VNA024A*030* | CSPH*3612AL*+UI & 59*N*A080V17**14 | Singlezone Ducted, Centrally Ducted | 23800 | 25200 | 2.65 | 21565 | 2.36
CARRIER | Infinity® 20 Heat Pump with Greenspeed® Intelligence | 9892553 | HRCU-A-CB | 25VNA024A*030* | CSPH*4212AL*+UI & 59*N*A060V17**14 | Singlezone Ducted, Centrally Ducted | 23800 | 25200 | 2.68 | 21565 | 2.38
CARRIER | Infinity® 20 Heat Pump with Greenspeed® Intelligence | 9892552 | HRCU-A-CB | 25VNA024A*030* | CSPH*3612AL*+UI & 59*N*A120V24**22 | Singlezone Ducted, Centrally Ducted | 23800 | 25000 | 2.65 | 21565 | 2.36
LG |  | 9122552 | HRCU-A-CB-O | LSU243HLV | LSN243HLV | Singlezone Non-ducted Wall Placement | 27000 | 17900 | 2.79 | 23690 | 2.07
CARRIER | Infinity® 20 Heat Pump with Greenspeed® Intelligence | 9892549 | HRCU-A-CB | 25VNA024A*030* | CNPV*6024AL*+UI & 59*N*A120V24**22 | Singlezone Ducted, Centrally Ducted | 23400 | 25000 | 2.7 | 21138 | 2.41
CARRIER | Infinity® 20 Heat Pump with Greenspeed® Intelligence | 9892548 | HRCU-A-CB | 25VNA024A*030* | CNPV*4824AL*+UI & 59*N*A120V24**22 | Singlezone Ducted, Centrally Ducted | 23200 | 25000 | 2.7 | 20924 | 2.41
CARRIER | Infinity® 20 Heat Pump with Greenspeed® Intelligence | 9892547 | HRCU-A-CB | 25VNA024A*030* | CNPV*4821AL*+UI & 59*N*A080V17**14 | Singlezone Ducted, Centrally Ducted | 23200 | 25000 | 2.67 | 20924 | 2.39
CARRIER | Infinity® 20 Heat Pump with Greenspeed® Intelligence | 9892546 | HRCU-A-CB | 25VNA024A*030* | CNPV*4821AL*+UI & 59*N*A060V17**14 | Singlezone Ducted, Centrally Ducted | 23400 | 25000 | 2.67 | 21138 | 2.38
CARRIER | Infinity® 20 Heat Pump with Greenspeed® Intelligence | 9892545 | HRCU-A-CB | 25VNA024A*030* | CNPV*4221AL*+UI & 59*N*A080V17**14 | Singlezone Ducted, Centrally Ducted | 23400 | 25200 | 2.54 | 21138 | 2.26
LG |  | 7180062 | HMSV-A-CB | LMU24CHV |  | Multizone All Non-ducted | 24000 | 14500 | 2.72 | 14595 | 2.59
LG |  | 8931559 | HRCU-A-CB | LUU127HV | LDN127HV4 | Singlezone Ducted, "Compact Ducted" | 16000 | 10000 | 2.71 | 12000 | 1.95
LG |  | 10399150 | HRCU-A-CB | LUU368HV | LVN360HV4 | Singlezone Ducted, Centrally Ducted | 40000 | 25600 | 2.73 | 30000 | 2
LG | LONG PIPE | 204825182 | HRCU-A-CB-O | LSU243HLV3 | LSN243HLV3 | Singlezone Non-ducted Wall Placement | 26000 | 15800 | 2.66 | 23700 | 2.24
LG | LGRED | 204825179 | HRCU-A-CB-O | LAU150HYV3 | LAN150HYV3 | Singlezone Non-ducted Wall Placement | 18000 | 10900 | 3.51 | 18950 | 2.55
LG | LGRED | 204825180 | HRCU-A-CB-O | LAU180HYV3 | LAN180HYV3 | Singlezone Non-ducted Wall Placement | 21600 | 13100 | 3.1 | 21540 | 2.44
LG | LGRED | 204825181 | HRCU-A-CB-O | LAU240HYV3 | LAN240HYV3 | Singlezone Non-ducted Wall Placement | 26000 | 15800 | 2.66 | 23700 | 2.24
MAXI AIR |  | 203238010 | HRCU-A-CB-O | YS21F-18HRDN1 | YS21F-18HRDN1 | Singlezone Non-ducted Wall Placement | 18000 | 10400 | 2.72 | 10953 | 1.9
MAX-R |  | 205982980 | HRCU-A-CB-O | MAX-R 18K35 GR38 (OUT) | MAX-R 18K35 GR38 (INT) | Singlezone Non-ducted Wall Placement | 18000 | 14200 | 2.87 | 21500 | 2.03
MAX-R |  | 204012251 | HMSV-A-CB | MAX-R(MZ)36K30 |  | Multizone All Non-ducted | 36000 | 23200 | 2.78 | 36037 | 1.96
MAYTAG | MAYTAG PSH1BG SERIES | 10296737 | HRCU-A-CB | PSH1BG4CVRX36K | C6B(A,H)-X36(C,U)-C | Singlezone Ducted, Centrally Ducted | 34200 | 21800 | 2.66 | 20250 | 2.28
MAYTAG | MAYTAG PSH1BG SERIES | 10296733 | HRCU-A-CB | PSH1BG4CVRX36K | B6VMAX36K-B | Singlezone Ducted, Centrally Ducted | 34400 | 21800 | 2.66 | 20150 | 2.27
MAYTAG | MAYTAG PSH1BG SERIES | 10296728 | HRCU-A-CB | PSH1BG4CVRX24K | B6VMAX24K-B | Singlezone Ducted, Centrally Ducted | 22400 | 14200 | 2.77 | 12650 | 2.12
MAYTAG | MAYTAG PSH1BG SERIES | 10296742 | HRCU-A-CB | PSH1BG4CVRX48K | C6B(A,H)-X48(C,U)-C | Singlezone Ducted, Centrally Ducted | 44000 | 27800 | 2.63 | 27550 | 2.21
MAYTAG | MAYTAG PSH1BG SERIES | 10296739 | HRCU-A-CB | PSH1BG4CVRX48K | B6VMAX48K-C | Singlezone Ducted, Centrally Ducted | 44000 | 27800 | 2.63 | 27550 | 2.21
MDV |  | 205746254 | HRCU-A-CB-O | MOX430-17HFN1-MT0W | CS11M-18HRFN1-MT0W | Singlezone Non-ducted Wall Placement | 18000 | 10900 | 2.58 | 11178 | 2.02
MDV |  | 205746255 | HRCU-A-CB-O | MOD30-24HFN1-MU0W | CS11M-23HRFN1-MT0W | Singlezone Non-ducted Wall Placement | 30000 | 19400 | 2.95 | 26000 | 2.07
MDV |  | 8740672 | HRCU-A-CB-O | MOCA31-18HFN1-MT0W | MUEU-18HRFN1-M(C) | Singlezone Non-ducted, Floor Placement | 18000 | 12000 | 2.71 | 10508 | 1.94
MDV |  | 200059297 | HRCU-A-CB | MOCA31-18HFN1-MT0W | MTIU-18HWFN1-M | Singlezone Ducted, "Compact Ducted" | 18000 | 12000 | 2.61 | 10352 | 1.96
MDV |  | 8739928 | HRCU-A-CB-O | MOB30-12HFN1-MT0W | CCA3U-12HRFN1-M(C) | Singlezone Non-ducted, Ceiling Placement | 12000 | 7500 | 2.68 | 7332 | 2.11
MIDEA |  | 9006310 | HMSV-A-CB | M2OF-18HFN1-M |  | Multizone All Non-ducted | 19000 | 12000 | 2.79 | 10205 | 1.97
MIDEA |  | 9006311 | HMSV-A-CB | M3OF-27HFN1-M |  | Multizone All Non-ducted | 28000 | 17200 | 2.8 | 17040 | 1.97
MIDEA | Excel | 201846989 | HRCU-A-CB-O | 38MAQB12R--3 | DHMSHAQ12XA3 | Singlezone Non-ducted Wall Placement | 12000 | 7800 | 2.66 | 12010 | 1.98
MIDEA | Max | 202463655 | HRCU-A-CB-O | DLCPRAH24AAK | DLFPHAH24XAK | Singlezone Non-ducted Wall Placement | 24000 | 15450 | 3 | 24000 | 2
MIDEA | Max | 202463654 | HRCU-A-CB-O | DLCPRAH18AAK | DLFPHAH18XAK | Singlezone Non-ducted Wall Placement | 18000 | 12300 | 3.19 | 18000 | 2
CARRIER |  | 9118473 | HMSV-A-CB | 38MGRQ36D--3 |  | Multizone All Non-ducted | 36000 | 23200 | 2.79 | 36080 | 1.96
BRYANT | Preferred Series | 9118462 | HMSV-A-CB | 38MGRQ18B--3 |  | Multizone All Non-ducted | 19000 | 12000 | 2.81 | 13990 | 2.15
CARRIER |  | 9118461 | HMSV-A-CB | 38MGRQ18B--3 |  | Multizone All Non-ducted | 19000 | 12000 | 2.81 | 13990 | 2.15
BRYANT | Preferred Series | 8738646 | HRCU-A-CB-O | 38MAQB09R--3 | 619PEQ009BBMA | Singlezone Non-ducted Wall Placement | 10900 | 6900 | 2.73 | 10900 | 1.98
MIDEA | Mid-tier | 201796611 | HRCU-A-CB-O | DLCSRAH18AAK | DLFSCAH18XAK | Singlezone Non-ducted, Ceiling Placement | 18000 | 12000 | 2.59 | 15710 | 2.4
MIDEA | Excel | 201847004 | HMSV-A-CB | 38MGRQ36D--3 |  | Multizone All Non-ducted | 36000 | 23200 | 2.78 | 36080 | 1.96
Mitsubishi Electric | M-Series | 201754299 | HRCU-A-CB-O | MUZ-FH12NAH | MSZ-FH12NA** | Singlezone Non-ducted Wall Placement | 13600 | 8100 | 2.83 | 13600 | 2.07
Mitsubishi Electric | M-Series H2i | 204834292 | HMSV-A-CB-O | MXZ-4C36NAHZ2 |  | Multizone All Non-ducted | 45000 | 30000 | 2.85 | 45000 | 2
Mitsubishi Electric | M-Series H2i | 204834294 | HMSV-A-CB-O | MXZ-5C42NAHZ2 |  | Multizone All Non-ducted | 48000 | 32000 | 2.8 | 48000 | 2
Mitsubishi Electric | M-Series H2i | 204834293 | HMSV-A-CB | MXZ-4C36NAHZ2 |  | Multizone All Ducted | 45000 | 34000 | 2.59 | 45000 | 2
KENMORE | Mid-tier | 201835766 | HRCU-A-CB-O | DLCSRAH09AAK | DLFSHAH09XAK | Singlezone Non-ducted Wall Placement | 12000 | 7500 | 2.65 | 9840 | 2.1
KEEPRITE | Mid-tier | 201835671 | HRCU-A-CB-O | DLCSRAH09AAK | DLFSHAH09XAK | Singlezone Non-ducted Wall Placement | 12000 | 7500 | 2.65 | 9840 | 2.1
HEIL | Mid-tier | 201835670 | HRCU-A-CB-O | DLCSRAH09AAK | DLFSHAH09XAK | Singlezone Non-ducted Wall Placement | 12000 | 7500 | 2.65 | 9840 | 2.1
DAY & NIGHT | Mid-tier | 201835611 | HRCU-A-CB-O | DLCSRAH09AAK | DLFSHAH09XAK | Singlezone Non-ducted Wall Placement | 12000 | 7500 | 2.65 | 9840 | 2.1
COMFORTMAKER | Mid-tier | 201835563 | HRCU-A-CB-O | DLCSRAH09AAK | DLFSHAH09XAK | Singlezone Non-ducted Wall Placement | 12000 | 7500 | 2.65 | 9840 | 2.1
MIDEA | Advantage | 201756547 | HRCU-A-CB-O | DLCSRAH09AAK | DLFSHAH09XAK | Singlezone Non-ducted Wall Placement | 12000 | 7500 | 2.65 | 9840 | 2.1
ARCOAIRE | Mid-tier | 201835515 | HRCU-A-CB-O | DLCSRAH09AAK | DLFSHAH09XAK | Singlezone Non-ducted Wall Placement | 12000 | 7500 | 2.65 | 9840 | 2.1
ACD | UHD-38 | 202110484 | HRCU-A-CB-O | UHD12KCH31S-O | UHD12KCH31S-I | Singlezone Non-ducted Wall Placement | 12200 | 8100 | 3.21 | 8000 | 2.73
Mitsubishi Electric | M-Series H2i | 204926512 | HMSV-A-CB | MXZ-4C36NAHZ2 |  | Multizone Mix of Non-ducted and Ducted | 45000 | 32000 | 2.69 | 45000 | 2
Mitsubishi Electric | S-Series | 202412084 | HMSV-A-CB | PUMY-P36NKMU2 |  | Multizone All Non-ducted | 42000 | 26400 | 2.56 | 29000 | 2.2
Mitsubishi Electric | S-Series | 202412089 | HMSV-A-CB | PUMY-P60NKMU2 |  | Multizone All Non-ducted | 66000 | 41500 | 2.63 | 57000 | 2
Mitsubishi Electric | M-Series | 201754425 | HRCU-A-CB-O | MUZ-FE09NAH | MSZ-FE09NA | Singlezone Non-ducted Wall Placement | 10900 | 6700 | 2.93 | 11200 | 2.06
Mitsubishi Electric | M-Series | 201754295 | HRCU-A-CB-O | MUZ-FE12NAH | MSZ-FE12NA** | Singlezone Non-ducted Wall Placement | 13600 | 7800 | 2.72 | 12500 | 2.3
Mitsubishi Electric | M-Series | 201754308 | HRCU-A-CB-O | MUZ-GE15NAH2 | MSZ-GE15NA | Singlezone Non-ducted Wall Placement | 18000 | 11300 | 2.88 | 12560 | 2.07
Mitsubishi Electric | M-Series | 201754305 | HRCU-A-CB-O | MUZ-GE12NAH2 | MSZ-GE12NA | Singlezone Non-ducted Wall Placement | 14400 | 8800 | 2.87 | 9080 | 2.22
Mitsubishi Electric | M-Series | 201754646 | HRCU-A-CB-O | MUZ-GE09NAH2 | MSZ-GE09NA | Singlezone Non-ducted Wall Placement | 10900 | 6600 | 2.76 | 7130 | 2.03
Mitsubishi Electric | M-Series H2i | 204627044 | HRCU-A-CB | SUZ-KA12NAHZ | PEAD-A12AA | Singlezone Ducted, "Compact Ducted" | 15000 | 9000 | 2.72 | 15000 | 2.09
Mitsubishi Electric | P-Series H2i | 204276761 | HRCU-A-CB-O | PUZ-HA24NHA | PKA-A24KA7 | Singlezone Non-ducted Wall Placement | 26000 | 17200 | 2.75 | 26000 | 2
Mitsubishi Electric | M-Series H2i | 204627020 | HRCU-A-CB | SUZ-KA12NAHZ | SEZ-KD12NA4 | Singlezone Ducted, "Compact Ducted" | 15000 | 9000 | 2.56 | 15000 | 2.2
Mitsubishi Electric | M-Series | 202392019 | HRCU-A-CB-O | SUZ-KA12NA2 | MLZ-KP12NA | Singlezone Non-ducted, Ceiling Placement | 15400 | 9900 | 2.84 | 7900 | 2.36
Mitsubishi Electric | M-Series | 202392020 | HRCU-A-CB-O | SUZ-KA18NA2 | MLZ-KP18NA | Singlezone Non-ducted, Ceiling Placement | 20000 | 13100 | 2.63 | 10700 | 2.55
Mitsubishi Electric | P-Series | 201754450 | HRCU-A-CB-O | PUZ-A12NKA7*** | PLA-A12EA* | Singlezone Non-ducted, Ceiling Placement | 14000 | 10100 | 2.53 | 13000 | 2.01
Mitsubishi Electric | M-Series | 201754310 | HRCU-A-CB-O | MUZ-GL12NAH-U1 | MSZ-GL12NA-U1 | Singlezone Non-ducted Wall Placement | 14400 | 9200 | 2.7 | 10200 | 2.6
Mitsubishi Electric | M-Series | 202490340 | HRCU-A-CB-O | MUZ-GL24NA-U2 | MSZ-GL24NA-U1 | Singlezone Non-ducted Wall Placement | 27600 | 16000 | 2.65 | 20200 | 1.98
Mitsubishi Electric | Mitsubishi Electric | 201754316 | HRCU-A-CB-O | MUZ-GL24NA-U1 | MSZ-GL24NA-U1 | Singlezone Non-ducted Wall Placement | 27600 | 16000 | 2.65 | 20200 | 1.98
Mitsubishi Electric | M-Series | 201754911 | HRCU-A-CB-O | MXZ-4C36NAHZ |  | Multizone All Non-ducted | 45000 | 34000 | 2.85 | 45000 | 2.42
Mitsubishi Electric | M-Series | 201754904 | HRCU-A-CB-O | MXZ-3C24NAHZ2 |  | Multizone All Non-ducted | 25000 | 14000 | 2.53 | 25000 | 1.92
Mitsubishi Electric | Mitsubishi Electric | 201754648 | HRCU-A-CB-O | MUZ-GL09NA-U1 | MSZ-GL09NA-U1 | Singlezone Non-ducted Wall Placement | 10900 | 6700 | 3.12 | 8000 | 2.76
Mitsubishi Electric | M-Series | 201754302 | HRCU-A-CB-O | MUZ-FH18NA2 | MSZ-FH18NA2 | Singlezone Non-ducted Wall Placement | 20300 | 13700 | 3.04 | 20300 | 2.01
Mitsubishi Electric | Mitsubishi Electric | 201754297 | HRCU-A-CB-O | MUZ-FH09NAH | MSZ-FH09NA** | Singlezone Non-ducted Wall Placement | 10900 | 6700 | 2.73 | 10900 | 2.73
GREE | Free Match G-Series | 9084227 | HMSV-A-CB | GWHD(36)ND3GO |  | Multizone All Non-ducted | 42500 | 26500 | 2.88 | 21356 | 2.01
GREE | U-Crown Series | 7607469 | HRCU-A-CB-O | GWH18UC-D3DNA4C/O | GWH18UC-D3DN***/I | Singlezone Non-ducted Wall Placement | 19000 | 12717 | 2.5 | 19190 | 2.85
Mitsubishi Electric | M-Series | 201754637 | HRCU-A-CB-O | MXZ-8C60NA-U* |  | Multizone All Non-ducted | 66000 | 41500 | 2.5 | 57000 | 2.07
Mitsubishi Electric | Mitsubishi Electric | 201754445 | HRCU-A-CB-O | PUMY-P36NKMU* |  | Multizone All Non-ducted | 42000 | 26400 | 2.99 | 29000 | 2.3
AMERICAN STANDARD | AccuComfort Platinum 18 | 6750455 | HRCU-A-CB | 4A6V8024A1 | *AM8C0B30V21 | Singlezone Ducted, Centrally Ducted | 20000 | 16800 | 2.5 | 13000 | 2.07
AMERICAN STANDARD |  | 7151530 | HRCU-A-CB-O | 4TXK2709A10N0AA | 4MXW2709A10N0AA | Singlezone Non-ducted Wall Placement | 9800 | 5800 | 2.7 | 8000 | 2.13
AMERICAN STANDARD |  | 7151534 | HRCU-A-CB-O | 4TXK2718A10N0AA | 4MXW2718A10N0AA | Singlezone Non-ducted Wall Placement | 19000 | 12100 | 2.81 | 15400 | 1.97
AMERICAN STANDARD |  | 7151532 | HRCU-A-CB-O | 4TXK2712A10NAA | 4MXW2712A10N0AA | Singlezone Non-ducted Wall Placement | 13000 | 8000 | 3.13 | 8300 | 2.15
AMERICAN STANDARD |  | 9150124 | HRCU-A-CB-O | 4TXK3812A10NU** | 4MXW3812A10NU** | Singlezone Non-ducted Wall Placement | 12200 | 8100 | 3.21 | 13304 | 2.18
Mitsubishi Electric | Mitsubishi Electric | 201754444 | HMSV-A-CB | PUMY-P36NKMU* |  | Multizone All Ducted | 42000 | 26600 | 2.6 | 30000 | 2.25
Mitsubishi Electric | M-Series | 201754926 | HRCU-A-CB-O | MXZ-5C42NAHZ |  | Multizone All Non-ducted | 48000 | 35800 | 2.87 | 48000 | 2.51
Mitsubishi Electric | M-Series | 201755020 | HRCU-A-CB | MXZ-4C36NAHZ |  | Multizone Mix of Non-ducted and Ducted | 45000 | 35000 | 2.53 | 45000 | 2.12
Mitsubishi Electric | Mitsubishi Electric | 201755026 | HRCU-A-CB | PUMY-P36NKMU* |  | Multizone Mix of Non-ducted and Ducted | 42000 | 26500 | 2.78 | 29000 | 2.24
MOOVAIR |  | 204005752 | HMSV-A-CB | DM36HOM25230X3 |  | Multizone All Non-ducted | 36000 | 23200 | 2.78 | 36037 | 1.96
TRANE |  | 7151533 | HRCU-A-CB-O | 4TXK2712A10NAA | 4MXW2712A10N0AA | Singlezone Non-ducted Wall Placement | 13000 | 8000 | 3.13 | 8300 | 2.15
TRANE |  | 9150123 | HRCU-A-CB-O | 4TXK3812A10NU** | 4MXW3812A10NU** | Singlezone Non-ducted Wall Placement | 12200 | 8100 | 3.21 | 13304 | 2.18
TRANE |  | 7151535 | HRCU-A-CB-O | 4TXK2718A10N0AA | 4MXW2718A10N0AA | Singlezone Non-ducted Wall Placement | 19000 | 12100 | 2.81 | 15400 | 1.97
TRANE | TruComfort XV18 | 10093511 | HRCU-A-CB | 4TWV8048A1 | TAM9A0C48V41 | Singlezone Ducted, Centrally Ducted | 41000 | 36400 | 4.52 | 28780 | 1.93
HAIER | Advanced Plus | 202583710 | HRCU-A-CB | 1U18AP2VHA | AW18ES2VHB | Singlezone Non-ducted Wall Placement | 22000 | 14000 | 2.5 | 17000 | 1.9
DAIKIN | DZ20VC | 10595346 | HRCU-A-CB | DZ20VC0241B* | CHPF3642C6C*+MBVC1200**-1A*+TXV | Singlezone Ducted, Centrally Ducted | 23400 | 13000 | 2.61 | 11648 | 2.13
DAIKIN | DZ20VC | 10324715 | HRCU-A-CB | DZ20VC0601B | CA*F4961*6D*+MBVC2000**-1A*+TXV | Singlezone Ducted, Centrally Ducted | 50000 | 32000 | 2.7 | 26000 | 1.98
DAIKIN | DZ20VC | 10324709 | HRCU-A-CB | DZ20VC0241B* | CA*F3642*6D*+MBVC1200**-1A*+TXV | Singlezone Ducted, Centrally Ducted | 23600 | 13000 | 2.56 | 11400 | 2.09
DAIKIN | DZ20VC | 10324713 | HRCU-A-CB | DZ20VC0481B* | CA*F4961*6D*+MBVC2000**-1A*+TXV | Singlezone Ducted, Centrally Ducted | 45500 | 28400 | 2.84 | 26000 | 1.97
AMANA | AVZC20 | 10324707 | HRCU-A-CB | AVZC200601A* | CA*F4961*6D*+MBVC2000**-1A*+TX | Singlezone Ducted, Centrally Ducted | 50000 | 34000 | 2.87 | 26000 | 1.98
AMANA | AVZC20 | 10324706 | HRCU-A-CB | AVZC200481A* | CA*F4961*6D*+MBVC2000**-1A*+TX | Singlezone Ducted, Centrally Ducted | 45500 | 34000 | 3.4 | 26000 | 1.97
AMANA | AVZC20 | 10324704 | HRCU-A-CB | AVZC200241A* | CA*F3642*6D*+MBVC1200**-1A*+TX | Singlezone Ducted, Centrally Ducted | 23600 | 15200 | 2.99 | 11400 | 2.09
DAIKIN |  | 201986969 | HRCU-A-CB-O | RX12RMVJU | FFQ12Q2VJU | Singlezone Non-ducted, Ceiling Placement | 13500 | 8300 | 2.9 | 8420 | 2.07
DAIKIN |  | 202521824 | HMSV-A-CB | 4MXL36TVJU |  | Multizone All Non-ducted | 36600 | 22400 | 2.78 | 36600 | 2
DAIKIN |  | 201986968 | HRCU-A-CB-O | RX09RMVJU | FFQ09Q2VJU | Singlezone Non-ducted, Ceiling Placement | 10000 | 6000 | 3.08 | 6920 | 2.16
DAIKIN |  | 201851577 | HMSV-A-CB | 3MXL24RMVJU |  | Multizone All Non-ducted | 24000 | 15500 | 2.61 | 21600 | 2.17
DAIKIN |  | 201871420 | HRCU-A-CB-O | RX18RMVJU | FFQ18Q2VJU | Singlezone Non-ducted, Ceiling Placement | 21600 | 14200 | 2.67 | 10900 | 2.03
DAIKIN |  | 201851575 | HMSV-A-CB | 3MXS24RMVJU |  | Multizone All Non-ducted | 24000 | 15500 | 2.61 | 18930 | 2.26
DAIKIN |  | 201871419 | HRCU-A-CB-O | RX15RMVJU | FFQ15Q2VJU | Singlezone Non-ducted, Ceiling Placement | 16200 | 10600 | 2.8 | 8160 | 2.26
DAIKIN |  | 201851572 | HRCU-A-CB | RX15RMVJU | FDMQ15RVJU | Singlezone Ducted, "Compact Ducted" | 18000 | 11500 | 2.88 | 9220 | 2.29
DAIKIN | Vista | 10318063 | HRCU-A-CB-O | RX18QMVJU | FFQ18Q2VJU | Singlezone Non-ducted, Ceiling Placement | 21600 | 14200 | 3.13 | 9700 | 2.24
DAIKIN | Vista | 9966775 | HRCU-A-CB-O | RX15QMVJU | FFQ15Q2VJU | Singlezone Non-ducted, Ceiling Placement | 16200 | 10600 | 3.57 | 7270 | 2.48
DAIKIN | MXL Aurora Series | 8849535 | HMSV-A-CB | 2MXL18QMVJU |  | Multizone All Non-ducted | 18940 | 12000 | 3.06 | 18930 | 2.12
DAIKIN | Vista | 9966569 | HRCU-A-CB-O | RX09QMVJU | FFQ09Q2VJU | Singlezone Non-ducted, Ceiling Placement | 10000 | 6000 | 3.91 | 6270 | 2.42
DAIKIN | MXL Aurora Series | 8849539 | HMSV-A-CB | 3MXL24QMVJU |  | Multizone All Non-ducted | 24000 | 15500 | 3.36 | 21600 | 2.17
DAIKIN | Vista | 9966684 | HRCU-A-CB-O | RX12QMVJU | FFQ12Q2VJU | Singlezone Non-ducted, Ceiling Placement | 13500 | 8300 | 3.47 | 7500 | 2.29
DAIKIN | MXS Series | 8103542 | HMSV-A-CB | 2MXS18NMVJU |  | Multizone All Non-ducted | 18900 | 12000 | 3.17 | 13150 | 2.75
DAIKIN | LV Series | 5265758 | HRCU-A-CB-O | RXS24LVJU | FTXS24LVJU | Singlezone Non-ducted Wall Placement | 25400 | 16400 | 3.12 | 14028 | 2.26
DAIKIN | MXS Series | 8103869 | HMSV-A-CB | 3MXS24NMVJU |  | Multizone All Non-ducted | 24000 | 15500 | 3.52 | 18930 | 2.26
DAIKIN | LV Series | 5265757 | HRCU-A-CB-O | RXS18LVJU | FTXS18LVJU | Singlezone Non-ducted Wall Placement | 21600 | 13900 | 3.42 | 11924 | 2.5
DAIKIN | LV Series | 5265756 | HRCU-A-CB-O | RXS15LVJU | FTXS15LVJU | Singlezone Non-ducted Wall Placement | 18000 | 11900 | 3.79 | 9972 | 2.68
DAIKIN | LV Series | 5265755 | HRCU-A-CB-O | RXS12LVJU | FTXS12LVJU | Singlezone Non-ducted Wall Placement | 14400 | 9200 | 4.02 | 8051 | 2.81
DAIKIN | LV Series | 5265753 | HRCU-A-CB-O | RXS09LVJU | FTXS09LVJU | Singlezone Non-ducted Wall Placement | 12000 | 7700 | 4.1 | 6968 | 2.43
DAIKIN | Aurora Series | 8849330 | HRCU-A-CB-O | RXL15QMVJU | FTX15NMVJU | Singlezone Non-ducted Wall Placement | 18300 | 11500 | 2.88 | 18254 | 2.27
TRANE |  | 9150127 | HRCU-A-CB-O | 4TXK3824A10NU** | 4MXW3824A10NU** | Singlezone Non-ducted Wall Placement | 24000 | 15500 | 2.89 | 24233 | 2.23
SAMSUNG | FJM Max Heat | 10348192 | HMSV-A-CB | AJ020MCS3CH |  | Multizone All Non-ducted | 22000 | 13000 | 2.63 | 22000 | 1.95
LG |  | 10570124 | HRCU-A-CB-O | LGU121HSV3 | LGN121HSV3 | Singlezone Non-ducted Wall Placement | 13600 | 8200 | 2.79 | 11930 | 2.38
LG |  | 7484109 | HRCU-A-CB-O | LSU090HSV4 | LAN090HSV4 | Singlezone Non-ducted Wall Placement | 10800 | 6600 | 3.45 | 9570 | 2.8
LENNOX | DAVE LENNOX SIGNATURE XP25 SERIES | 202073556 | HRCU-A-CB | XP25-048-230-** | CBA38MV-060-230*+TDR | Singlezone Ducted, Centrally Ducted | 47000 | 30000 | 2.5 | 25200 | 2.1
LENNOX | DAVE LENNOX SIGNATURE XP25 SERIES | 201930688 | HRCU-A-CB | XP25-036-230-** | CBA38MV-042-230*+TDR | Singlezone Ducted, Centrally Ducted | 33800 | 21400 | 2.57 | 18600 | 2.11
LENNOX | ELITE XP20 SERIES | 201842145 | HRCU-A-CB | XP20-060-230A** | CBA38MV-060-230*+TDR | Singlezone Ducted, Centrally Ducted | 54500 | 36200 | 2.5 | 30800 | 2.17
LENNOX | ELITE XP20 SERIES | 8550434 | HRCU-A-CB | XP20-024-230A** | CR33-48B*+TDR+TXV | Singlezone Ducted, Centrally Ducted | 22000 | 14700 | 2.53 | 12300 | 2.11
LENNOX | ELITE XP20 SERIES | 8550433 | HRCU-A-CB | XP20-024-230A** | CR33-48B*+TDR+TXV | Singlezone Ducted, Centrally Ducted | 22000 | 14700 | 2.53 | 12300 | 2.11
LENNOX | ELITE XP20 SERIES | 8550432 | HRCU-A-CB | XP20-024-230A** | CR33-48B*+TDR+TXV | Singlezone Ducted, Centrally Ducted | 22000 | 14700 | 2.52 | 12300 | 2.1
DAIKIN | Aurora Series | 8849445 | HRCU-A-CB-O | RXL15QMVJU | FVXS15NVJU | Singlezone Non-ducted, Floor Placement | 18056 | 11500 | 2.76 | 18015 | 2.4
DAIKIN | Aurora Series | 8849459 | HRCU-A-CB-O | RXL09QMVJU | FVXS09NVJU | Singlezone Non-ducted, Floor Placement | 10089 | 6200 | 2.88 | 10065 | 2.14
LENNOX | ELITE XP20 SERIES | 201842143 | HRCU-A-CB | XP20-024-230A** | CBA38MV-030-230*+TDR | Singlezone Ducted, Centrally Ducted | 21600 | 14000 | 2.53 | 12400 | 2.2
LENNOX | ELITE XP20 SERIES | 201953305 | HRCU-A-CB | XP20-036-230A** | CBA38MV-042-230*+TDR | Singlezone Ducted, Centrally Ducted | 33000 | 21400 | 2.51 | 18600 | 2.16
LENNOX |  | 201796630 | HRCU-A-CB-O | MPB009S4S-1P | MWMA009S4-3P | Singlezone Non-ducted Wall Placement | 9800 | 5800 | 2.74 | 7990 | 1.98
LENNOX |  | 201796631 | HRCU-A-CB-O | MPB012S4S-1P | MWMA012S4-3P | Singlezone Non-ducted Wall Placement | 12000 | 7700 | 2.75 | 9134 | 1.94
LENNOX |  | 201796629 | HRCU-A-CB-O | MPB012S4S-1L | MWMB012S4-2L | Singlezone Non-ducted Wall Placement | 12000 | 7600 | 2.59 | 6885 | 2
LENNOX |  | 10058835 | HRCU-A-CB-O | MPB018S4S-1P | M22A018S4-2P | Singlezone Non-ducted Wall Placement | 18000 | 12000 | 2.77 | 9410 | 1.98
LENNOX |  | 10058834 | HRCU-A-CB-O | MPB018S4S-1P | M22A018S4-1P | Singlezone Non-ducted Wall Placement | 18000 | 12000 | 2.77 | 9410 | 1.98
LENNOX |  | 10058831 | HRCU-A-CB-O | MPB009S4S-1P | M22A009S4-2P | Singlezone Non-ducted Wall Placement | 10000 | 5800 | 2.66 | 7878 | 1.97
LENNOX |  | 10058830 | HRCU-A-CB-O | MPB009S4S-1P | M22A009S4-1P | Singlezone Non-ducted Wall Placement | 10000 | 5800 | 2.66 | 7878 | 1.97
LENNOX |  | 10058827 | HRCU-A-CB-O | MPB024S4S-1P | MCFA024S4-2P | Singlezone Non-ducted Wall Placement | 24000 | 15000 | 2.85 | 17705 | 2.02
LENNOX |  | 10058826 | HRCU-A-CB-O | MPB024S4S-1P | MCFA024S4-1P | Singlezone Non-ducted Wall Placement | 24000 | 15000 | 2.85 | 17705 | 2.02
LENNOX |  | 10058825 | HRCU-A-CB-O | MPB018S4S-1P | MCFB018S4-2P | Singlezone Non-ducted Wall Placement | 18000 | 12000 | 2.71 | 10274 | 2.11
LENNOX |  | 10056176 | HRCU-A-CB-O | MPB024S4S-1P | MWMA024S4-2P | Singlezone Non-ducted Wall Placement | 25000 | 15300 | 2.7 | 18099 | 2.07
LENNOX |  | 10056175 | HRCU-A-CB-O | MPB024S4S-1P | MWMA024S4-1P | Singlezone Non-ducted Wall Placement | 25000 | 15300 | 2.7 | 18099 | 2.07
LENNOX |  | 10056172 | HRCU-A-CB-O | MPB012S4S-1P | MWMA012S4-2P | Singlezone Non-ducted Wall Placement | 12000 | 7700 | 2.75 | 9134 | 1.94
LENNOX |  | 10056174 | HRCU-A-CB-O | MPB018S4S-1P | MWMA018S4-2P | Singlezone Non-ducted Wall Placement | 18000 | 11400 | 2.72 | 11178 | 2.02
LENNOX |  | 10056173 | HRCU-A-CB-O | MPB018S4S-1P | MWMA018S4-1P | Singlezone Non-ducted Wall Placement | 18000 | 11400 | 2.72 | 11178 | 2.02
LENNOX |  | 10056171 | HRCU-A-CB-O | MPB012S4S-1P | MWMA012S4-1P | Singlezone Non-ducted Wall Placement | 12000 | 7700 | 2.75 | 9134 | 1.94
LENNOX |  | 10056170 | HRCU-A-CB-O | MPB009S4S-1P | MWMA009S4-2P | Singlezone Non-ducted Wall Placement | 9800 | 5800 | 2.74 | 7990 | 1.98
LENNOX |  | 10056168 | HRCU-A-CB-O | MPB012S4S-1L | MWMB012S4-1L | Singlezone Non-ducted Wall Placement | 12000 | 7600 | 2.59 | 6885 | 2
LENNOX |  | 10056169 | HRCU-A-CB-O | MPB009S4S-1P | MWMA009S4-1P | Singlezone Non-ducted Wall Placement | 9800 | 5800 | 2.74 | 7990 | 1.98
LENNOX |  | 9920055 | HMSV-A-CB | MLA036S4M-1P |  | Multizone All Non-ducted | 36000 | 23200 | 2.78 | 36000 | 1.96
LG |  | 5859619 | HRCU-A-CB-O | LUU187HV | LCN187HV | Singlezone Non-ducted, Ceiling Placement | 20000 | 12500 | 2.88 | 11271 | 2.25
Mitsubishi Electric | Mitsubishi Electric | 201754319 | HRCU-A-CB-O | PUZ-A36NKA7 | PLA-A36EA7 | Singlezone Non-ducted, Ceiling Placement | 38000 | 22000 | 2.59 | 21600 | 2.43
LENNOX |  | 201796628 | HRCU-A-CB-O | MPB009S4S-1L | MWMB009S4-2L | Singlezone Non-ducted Wall Placement | 11000 | 6500 | 2.8 | 6776 | 1.95
PANASONIC | Exterios E | 7958200 | HRCU-A-CB-O | CU-E18RKUA | CS-E18RKUAW | Singlezone Non-ducted Wall Placement | 21600 | 12000 | 2.71 | 10100 | 2.24
PAYNE | Mid-tier | 201846967 | HRCU-A-CB-O | 38MAQB12R--1 | DHMSHAQ12XA1 | Singlezone Non-ducted Wall Placement | 12000 | 7600 | 2.59 | 6490 | 1.94
MIDEA | Excel | 201846987 | HRCU-A-CB-O | 38MAQB12R--1 | DHMSHAQ12XA1 | Singlezone Non-ducted Wall Placement | 12000 | 7600 | 2.59 | 6490 | 1.94
BRYANT | Preferred | 8738647 | HRCU-A-CB-O | 38MAQB12R--1 | 619PAQ012BBMA | Singlezone Non-ducted Wall Placement | 12000 | 7600 | 2.59 | 6490 | 1.94
CARRIER | Performance | 8738634 | HRCU-A-CB-O | 38MAQB12R--1 | 40MAQB12B--1 | Singlezone Non-ducted Wall Placement | 12000 | 7600 | 2.59 | 6490 | 1.94
FUJITSU | Halcyon Single-room Mini-Split Systems Slim | 202534923 | HRCU-A-CB | AOU18RGLX | ARU18RGLX | Singlezone Ducted, "Compact Ducted" | 21000 | 12700 | 2.5 | 17990 | 2.45
BOSCH | Bosch Climate 5000 ductless minisplit series | 9966837 | HRCU-A-CB-O | BMS500-AAS009-0CSXXA | BMS500-AAU009-0AHXXA | Singlezone Non-ducted Wall Placement | 9800 | 5800 | 2.74 | 6516 | 2.05
BOSCH | Bosch Climate 5000 ductless minisplit series | 9966838 | HRCU-A-CB-O | BMS500-AAS009-1CSXXA | BMS500-AAU009-1AHXXA | Singlezone Non-ducted Wall Placement | 9800 | 6300 | 2.68 | 6609 | 1.92
MOOVAIR |  | 204005745 | HRCU-A-CB-O | DM12HOS23230E2 | DM12HICU230X5 | Singlezone Non-ducted, Ceiling Placement | 12000 | 7500 | 2.68 | 7332 | 2.11
MOOVAIR |  | 203238516 | HMSV-A-CB | DM18HOM23230X2 |  | Multizone All Non-ducted | 19000 | 12000 | 2.79 | 10205 | 1.97
MOOVAIR |  | 204005747 | HRCU-A-CB-O | DM24HOS23230E2 | DM24HICU230X5 | Singlezone Non-ducted, Ceiling Placement | 24400 | 15800 | 2.56 | 16933 | 1.95
MOOVAIR |  | 203238512 | HRCU-A-CB-O | DM18HOS23230E2 | DM18HIW23230E3 | Singlezone Non-ducted Wall Placement | 18000 | 11400 | 2.72 | 11178 | 2.02
MOOVAIR |  | 203238509 | HRCU-A-CB-O | DM09HOS23230E2 | DM09HIW23230E3 | Singlezone Non-ducted Wall Placement | 9800 | 5800 | 2.74 | 7989 | 2
NUTONE | NUTONE FSH1BG SERIES | 10254910 | HRCU-A-CB | FSH1BG4CVRX36K | C6B(A,H)-X36(C,U)-C | Singlezone Ducted, Centrally Ducted | 34200 | 21800 | 2.66 | 20250 | 2.28
NUTONE | NUTONE FSH1BG SERIES | 10254877 | HRCU-A-CB | FSH1BG4CVRX24K | C6B(A,H)-X26(C,U)-B | Singlezone Ducted, Centrally Ducted | 22200 | 14100 | 2.58 | 12800 | 2.03
NUTONE | NUTONE FSH1BG SERIES | 10254887 | HRCU-A-CB | FSH1BG4CVRX36K | B6VMAX36K-B | Singlezone Ducted, Centrally Ducted | 34400 | 21800 | 2.66 | 20150 | 2.27
NUTONE | NUTONE FSH1BG SERIES | 10254868 | HRCU-A-CB | FSH1BG4CVRX24K | B6VMAX24K-B | Singlezone Ducted, Centrally Ducted | 22400 | 14200 | 2.77 | 12650 | 2.12
NUTONE | NUTONE FSH1BG SERIES | 10254929 | HRCU-A-CB | FSH1BG4CVRX48K | C6B(A,H)-X48(C,U)-C | Singlezone Ducted, Centrally Ducted | 44000 | 27800 | 2.63 | 27550 | 2.21
NUTONE | NUTONE FSH1BG SERIES | 10254915 | HRCU-A-CB | FSH1BG4CVRX48K | B6VMAX48K-C | Singlezone Ducted, Centrally Ducted | 44000 | 27800 | 2.63 | 27550 | 2.21
ONYX | ONYX FSH1BG SERIES | 202083618 | HRCU-A-CB | FSH1BG4CVRX24K | C6B(A,H)-X26(C,U)-B | Singlezone Ducted, Centrally Ducted | 22200 | 14100 | 2.58 | 12800 | 2.03
ONYX | ONYX FSH1BG SERIES | 202083617 | HRCU-A-CB | FSH1BG4CVRX24K | C6B(A,H)-X26(C,U)-B | Singlezone Ducted, Centrally Ducted | 22200 | 14100 | 2.58 | 12800 | 2.03
ONYX | ONYX FSH1BG SERIES | 202083641 | HRCU-A-CB | FSH1BG4CVRX36K | B6VMAX36K-B | Singlezone Ducted, Centrally Ducted | 34400 | 21800 | 2.66 | 20150 | 2.27
ONYX | ONYX FSH1BG SERIES | 202083640 | HRCU-A-CB | FSH1BG4CVRX24K | B6VMAX24K-B | Singlezone Ducted, Centrally Ducted | 22400 | 14200 | 2.77 | 12650 | 2.12
ONYX | ONYX FSH1BG SERIES | 202083627 | HRCU-A-CB | FSH1BG4CVRX48K | C6B(A,H)-X48(C,U)-C | Singlezone Ducted, Centrally Ducted | 44000 | 27800 | 2.63 | 27550 | 2.21
ONYX | ONYX FSH1BG SERIES | 202083642 | HRCU-A-CB | FSH1BG4CVRX48K | B6VMAX48K-C | Singlezone Ducted, Centrally Ducted | 44000 | 27800 | 2.63 | 27550 | 2.21
PANASONIC | Exterios XE | 201900302 | HRCU-A-CB-O | CU-XE15SKUA-1 | CS-XE15SKUA-1 | Singlezone Non-ducted Wall Placement | 17200 | 18200 | 5.23 | 17200 | 1.98
PANASONIC | Wall Mounted | 9571162 | HRCU-A-CB-O | CU-XE15SKUA | CS-XE15SKUA | Singlezone Non-ducted Wall Placement | 18000 | 11000 | 3.16 | 15700 | 1.98
SMART COMFORT | Mid-tier | 202119277 | HRCU-A-CB-O | DLCSRAH09AAK | DLFSCAH09XAK | Singlezone Non-ducted, Ceiling Placement | 10000 | 6700 | 2.58 | 11870 | 1.94
KENMORE | Mid-tier | 201835803 | HRCU-A-CB-O | DLCSRAH09AAK | DLFSCAH09XAK | Singlezone Non-ducted, Ceiling Placement | 10000 | 6700 | 2.58 | 11870 | 1.94
TEMPSTAR | Mid-tier | 201835802 | HRCU-A-CB-O | DLCSRAH09AAK | DLFSCAH09XAK | Singlezone Non-ducted, Ceiling Placement | 10000 | 6700 | 2.58 | 11870 | 1.94
KEEPRITE | Mid-tier | 201835707 | HRCU-A-CB-O | DLCSRAH09AAK | DLFSCAH09XAK | Singlezone Non-ducted, Ceiling Placement | 10000 | 6700 | 2.58 | 11870 | 1.94
HEIL | Mid-tier | 201835706 | HRCU-A-CB-O | DLCSRAH09AAK | DLFSCAH09XAK | Singlezone Non-ducted, Ceiling Placement | 10000 | 6700 | 2.58 | 11870 | 1.94
DAY & NIGHT | Mid-tier | 201835629 | HRCU-A-CB-O | DLCSRAH09AAK | DLFSCAH09XAK | Singlezone Non-ducted, Ceiling Placement | 10000 | 6700 | 2.58 | 11870 | 1.94
COMFORTMAKER | Mid-tier | 201835581 | HRCU-A-CB-O | DLCSRAH09AAK | DLFSCAH09XAK | Singlezone Non-ducted, Ceiling Placement | 10000 | 6700 | 2.58 | 11870 | 1.94
ARCOAIRE | Mid-tier | 201835532 | HRCU-A-CB-O | DLCSRAH09AAK | DLFSCAH09XAK | Singlezone Non-ducted, Ceiling Placement | 10000 | 6700 | 2.58 | 11870 | 1.94
MIDEA | Mid-tier | 201796606 | HRCU-A-CB-O | DLCSRAH09AAK | DLFSCAH09XAK | Singlezone Non-ducted, Ceiling Placement | 10000 | 6700 | 2.58 | 11870 | 1.94
Mitsubishi Electric | M-Series | 202680594 | HRCU-A-CB-O | MUZ-GL09NA*** | MSZ-GL09NA*** | Singlezone Non-ducted Wall Placement | 10900 | 6700 | 3.12 | 8000 | 2.76
Mitsubishi Electric | M-Series | 202680595 | HRCU-A-CB-O | MUZ-GL12NA*** | MSZ-GL12NA*** | Singlezone Non-ducted Wall Placement | 14400 | 9200 | 3.1 | 10200 | 2.93
Mitsubishi Electric | M-Series | 202680598 | HRCU-A-CB-O | MUZ-GL12NAH*** | MSZ-GL12NA*** | Singlezone Non-ducted Wall Placement | 14400 | 9200 | 2.7 | 10200 | 2.6
Mitsubishi Electric | M-Series | 202680597 | HRCU-A-CB-O | MUZ-GL09NAH*** | MSZ-GL09NA*** | Singlezone Non-ducted Wall Placement | 10900 | 6700 | 2.58 | 8000 | 2.39
Mitsubishi Electric | Mitsubishi Electric | 201754427 | HRCU-A-CB-O | MUZ-FH06NAH | MSZ-FH06NA** | Singlezone Non-ducted Wall Placement | 8700 | 5900 | 2.74 | 8700 | 2.45
Mitsubishi Electric | M-Series H2i | 201754426 | HRCU-A-CB-O | MUZ-FH06NA | MSZ-FH06NA** | Singlezone Non-ducted Wall Placement | 8700 | 5900 | 3.46 | 8700 | 2.8
MDV |  | 8740675 | HRCU-A-CB-O | MOD31-24HFN1-MT0W | MUEU-24HRFN1-M(C) | Singlezone Non-ducted, Floor Placement | 24000 | 15000 | 2.85 | 17817 | 1.9
MDV |  | 8856676 | HMSV-A-CB | M3OF-27HFN1-M |  | Multizone All Non-ducted | 28000 | 17200 | 2.8 | 17040 | 1.97
MDV |  | 8856675 | HMSV-A-CB | M2OF-18HFN1-M |  | Multizone All Non-ducted | 19000 | 12000 | 2.79 | 10205 | 1.97
MDV |  | 200059299 | HRCU-A-CB | MOD31-24HFN1-MT0W | MTIU-24HWFN1-M | Singlezone Ducted, "Compact Ducted" | 24400 | 16000 | 2.69 | 18533 | 2.04
MDV |  | 200059283 | HRCU-A-CB-O | MOCA30-12HFN1-MZ50W | MSOP1B-12HRFN1-MZ50W | Singlezone Non-ducted Wall Placement | 12000 | 6800 | 2.62 | 13873 | 2.03
MDV |  | 200059281 | HRCU-A-CB-O | MOCA30-09HFN1-MZA5W | MSOP1B-09HRFN1-MZA5W | Singlezone Non-ducted Wall Placement | 10000 | 7200 | 2.78 | 13047 | 1.91
MDV |  | 8779182 | HRCU-A-CB-O | MOB01-12HFN1-BT0W | MSMBB-12HRFN1-BT0W | Singlezone Non-ducted Wall Placement | 11800 | 7100 | 2.54 | 6192 | 1.99
MDV |  | 8719215 | HRCU-A-CB-O | MOCA31-18HFN1-MT0W | MSABE-18HRFN1-MT0W | Singlezone Non-ducted Wall Placement | 18000 | 10400 | 2.72 | 10953 | 1.9
MDV |  | 8688148 | HRCU-A-CB-O | MOBA30-09HFN1-MT0W | MSABB-09HRFN1-MT0W | Singlezone Non-ducted Wall Placement | 9800 | 6400 | 2.76 | 7801 | 1.91
MDV |  | 202415590 | HRCU-A-CB-O | MOD30-22HFN1-MW5W | MSAB2F-22HRFN1-MW5W | Singlezone Non-ducted Wall Placement | 24000 | 15400 | 3.01 | 25624 | 2.1
MDV |  | 202415591 | HRCU-A-CB-O | MOD30-18HFN1-MZ22W | MSAB2F-18HRFN1-MZ22W | Singlezone Non-ducted Wall Placement | 18000 | 12300 | 3.19 | 17920 | 2.13
MDV |  | 8740674 | HRCU-A-CB-O | MOD31-24HFN1-MT0W | MCDU-24HRFN1-M(C) | Singlezone Non-ducted, Ceiling Placement | 24400 | 15800 | 2.56 | 16933 | 1.95
MDV |  | 9101401 | HRCU-A-CB-O | MOBA30-09HFN1-MT0W | CS11M-09HRFN1-MX0W(A) | Singlezone Non-ducted Wall Placement | 9800 | 5800 | 2.74 | 7989 | 2
MDV |  | 9101403 | HRCU-A-CB-O | MOCA31-18HFN1-MT0W | CS11M-18HRFN1-MT0W | Singlezone Non-ducted Wall Placement | 18000 | 11400 | 2.72 | 11178 | 2.02
BOSCH | Bosch Climate 5000 ductless minisplit series | 203991148 | HRCU-A-CB-O | BMS500-AAS009-1CSXRA | BMS500-AAU009-1AHWXB | Singlezone Non-ducted Wall Placement | 9800 | 5800 | 2.74 | 7990 | 1.98
BOSCH | Bosch Climate 5000 ductless minisplit series | 203991167 | HRCU-A-CB-O | BMS500-AAS012-1CSXRA | BMS500-AAU012-1AHCXB | Singlezone Non-ducted, Ceiling Placement | 12000 | 7500 | 2.68 | 7332 | 2.11
BOSCH | Bosch Climate 5000 ductless minisplit series | 203991169 | HRCU-A-CB-O | BMS500-AAS024-1CSXRA | BMS500-AAU024-1AHCXB | Singlezone Non-ducted, Ceiling Placement | 24400 | 15800 | 2.56 | 16933 | 1.95
BOSCH | Bosch Climate 5000 ductless minisplit series | 203991150 | HRCU-A-CB-O | BMS500-AAS018-1CSXRA | BMS500-AAU018-1AHWXB | Singlezone Non-ducted Wall Placement | 18000 | 11400 | 2.72 | 11178 | 2.02
PANASONIC | RAC Multi E | 10221199 | HMSV-A-CB | CU-3E19RBU-5 |  | Multizone All Non-ducted | 26000 | 20800 | 2.57 | 18900 | 2.1
PANASONIC | Low-Profile Ducted | 9125308 | HRCU-A-CB | CU-E9SD3UA | CS-E9SD3UAW | Singlezone Ducted, "Compact Ducted" | 9000 | 7900 | 2.54 | 7800 | 2.06
BOSCH | Bosch Climate 5000 ductless minisplit series | 203991161 | HRCU-A-CB | BMS500-AAS018-1CSXRA | BMS500-AAU018-1AHDXB | Singlezone Ducted, "Compact Ducted" | 18000 | 12000 | 2.61 | 10352 | 1.96
BOSCH | Bosch Climate 5000 ductless minisplit series | 203991174 | HMSV-A-CB | BMS500-AAM027-1CSXRA |  | Multizone All Non-ducted | 28000 | 17200 | 2.8 | 17040 | 1.97
BOSCH | Bosch Climate 5000 ductless minisplit series | 203991186 | HMSV-A-CB | BMS500-AAM036-1CSXHB |  | Multizone All Non-ducted | 36000 | 23200 | 2.78 | 36037 | 1.96
BOSCH | Bosch Climate 5000 ductless minisplit series | 203991172 | HMSV-A-CB | BMS500-AAM018-1CSXRA |  | Multizone All Non-ducted | 19000 | 12000 | 2.79 | 10205 | 1.97
MDV |  | 8994415 | HMSV-A-CB | M4OH-36HFN1-M |  | Multizone All Non-ducted | 36000 | 23200 | 2.78 | 36037 | 1.96
PAYNE | Mid-tier | 201846969 | HRCU-A-CB-O | 38MAQB12R--3 | DHMSHAQ12XA3 | Singlezone Non-ducted Wall Placement | 12000 | 7800 | 2.66 | 12010 | 1.98
PAYNE | Mid-tier | 201846984 | HMSV-A-CB | 38MGRQ36D--3 |  | Multizone All Non-ducted | 36000 | 23200 | 2.78 | 36080 | 1.96
PERFECTAIRE |  | 202585746 | HMSV-A-CB | 2PAMSH27-MZO3 |  | Multizone All Non-ducted | 28000 | 17200 | 2.82 | 16820 | 1.95
MDV |  | 200059289 | HRCU-A-CB | MOB30-09HFN1-MX0W | MTIU-09HWFN1-M | Singlezone Ducted, "Compact Ducted" | 10000 | 7200 | 2.74 | 8343 | 2.07
PAYNE | Mid-tier | 201846985 | HMSV-A-CB | 38MGRQ48E--3 |  | Multizone All Non-ducted | 48000 | 29600 | 2.7 | 36340 | 1.98
MIDEA | Excel | 201847005 | HMSV-A-CB | 38MGRQ48E--3 |  | Multizone All Non-ducted | 48000 | 29600 | 2.7 | 36340 | 1.98
PAYNE | Mid-tier | 204722816 | HMSV-A-CB | 38MGRQ30D--3 |  | Multizone All Non-ducted | 28000 | 17400 | 2.79 | 28220 | 2.04
RUNTRU |  | 205118701 | HRCU-A-CB-O | M4THS1824A11N** | M4MHW1824A1N0** | Singlezone Non-ducted Wall Placement | 23000 | 14600 | 2.61 | 22861 | 2.02
SAMSUNG | FJM Max Heat | 205291859 | HMSV-A-CB | AJ036TXS4CH |  | Multizone All Non-ducted | 36600 | 19500 | 2.61 | 36600 | 2.04
MIDEA | Excel | 204722815 | HMSV-A-CB | 38MGRQ30D--3 |  | Multizone All Non-ducted | 28000 | 17400 | 2.79 | 28220 | 2.04
MIDEA | Excel | 201847001 | HMSV-A-CB | 38MGRQ18B--3 |  | Multizone All Non-ducted | 19000 | 12000 | 2.79 | 13990 | 2.15
PAYNE | Mid-tier | 201846981 | HMSV-A-CB | 38MGRQ18B--3 |  | Multizone All Non-ducted | 19000 | 12000 | 2.79 | 13990 | 2.15
EMI |  | 203514060 | HMSV-A-CB | DHMZ436DA |  | Multizone All Non-ducted | 36000 | 23200 | 2.78 | 36037 | 1.96
COMFORTSTAR |  | 202575855 | HRCU-A-CB-O | CPP018CD(O) | CXH018CD(I)-WIFI | Singlezone Non-ducted Wall Placement | 18000 | 11400 | 2.72 | 11178 | 2.02
COMFORTSTAR |  | 202575873 | HMSV-A-CB | CM4-36-4ZX |  | Multizone All Non-ducted | 36000 | 23200 | 2.78 | 36037 | 1.96
COMFORTSTAR |  | 202575853 | HRCU-A-CB-O | CPP009CD(O) | CXH009CD(I)-WIFI | Singlezone Non-ducted Wall Placement | 9800 | 5800 | 2.74 | 7989 | 2
COMFORTSTAR |  | 10595505 | HRCU-A-CB | CPP018CD(O) | CPA-18B | Singlezone Ducted, "Compact Ducted" | 18000 | 12000 | 2.61 | 10352 | 1.96
COMFORTSTAR |  | 9119312 | HRCU-A-CB-O | CPP018CD(O) | FPA-18 | Singlezone Non-ducted, Floor Placement | 18000 | 12000 | 2.71 | 10508 | 1.94
COMFORTSTAR |  | 9119310 | HRCU-A-CB-O | CPP012CD(O) | TPA-12 | Singlezone Non-ducted, Ceiling Placement | 12000 | 7500 | 2.68 | 7332 | 2.11
COMFORTSTAR |  | 202575866 | HRCU-A-CB | CXH009CD(O) | CPA-09B | Singlezone Ducted, "Compact Ducted" | 10000 | 7200 | 2.74 | 8343 | 2.07
COMFORTSTAR |  | 201763958 | HMSV-A-CB | CM3-27-3Z |  | Multizone All Non-ducted | 28000 | 17200 | 2.8 | 17040 | 1.97
SAMSUNG | FJM Max Heat | 205291856 | HMSV-A-CB | AJ020TXS3CH |  | Multizone All Non-ducted | 22000 | 10500 | 2.63 | 22000 | 1.95
SENVILLE |  | 8858354 | HMSV-A-CB | SENA/18HF/MOZ |  | Multizone All Non-ducted | 19000 | 12000 | 2.79 | 10205 | 1.97
SENVILLE |  | 8858355 | HMSV-A-CB | SENA/30HF/MOZ |  | Multizone All Non-ducted | 28000 | 17200 | 2.8 | 17040 | 1.97
COMFORTSTAR |  | 8854582 | HRCU-A-CB-O | CPP009CD(O) | CPP009CD(I) | Singlezone Non-ducted Wall Placement | 9800 | 6400 | 2.76 | 7801 | 1.91
COMFORTSTAR |  | 8854585 | HRCU-A-CB-O | CPP018CD(O) | CPP018CD(I) | Singlezone Non-ducted Wall Placement | 18000 | 10400 | 2.72 | 10953 | 1.9
COMFORTSTAR |  | 9119316 | HRCU-A-CB-O | CPP024CD(O) | TPA-24 | Singlezone Non-ducted, Ceiling Placement | 24400 | 15800 | 2.56 | 16933 | 1.95
SHARP | Eco-inverter | 8740799 | HRCU-A-CB-O | AE-X12TU | AY-XPC12TU | Singlezone Non-ducted Wall Placement | 14000 | 8400 | 2.8 | 9300 | 2.31
SHARP | Eco-inverter | 8674934 | HRCU-A-CB-O | AE-X18TU | AY-XPC18TU | Singlezone Non-ducted Wall Placement | 21600 | 12000 | 2.59 | 12900 | 2.55
SHARP | Eco-inverter | 8950554 | HMSV-A-CB | AE-X2M20TU |  | Multizone All Non-ducted | 22000 | 14000 | 2.95 | 14800 | 3.03
SHARP | Eco-inverter | 8796398 | HRCU-A-CB-O | AE-X12THU | AY-XP12THU | Singlezone Non-ducted Wall Placement | 14000 | 8500 | 3.41 | 14000 | 2.55
AMERICAN STANDARD | Platinum 18 | 10153458 | HRCU-A-CB | 4A6V8037A1 | TEM8A0C36V31+TDR | Singlezone Ducted, Centrally Ducted | 31800 | 25600 | 3.07 | 19500 | 1.94
SMART COMFORT | High Tier | 202463659 | HRCU-A-CB-O | DLCPRAH24AAK | DLFPHAH24XAK | Singlezone Non-ducted Wall Placement | 24000 | 15450 | 3 | 24000 | 2
KINGHOME |  | 10338157 | HRCU-A-CB-O | KW09HTBA3DO | KW09HTBA3DI | Singlezone Non-ducted Wall Placement | 9800 | 5800 | 2.7 | 8000 | 2.13
KINGHOME |  | 10338158 | HRCU-A-CB-O | KW12HTBA3DO | KW12HTBA3DI | Singlezone Non-ducted Wall Placement | 13000 | 8000 | 3.13 | 8300 | 2.15
SMART COMFORT | High Tier | 202463658 | HRCU-A-CB-O | DLCPRAH18AAK | DLFPHAH18XAK | Singlezone Non-ducted Wall Placement | 18000 | 12300 | 3.19 | 18000 | 2
SMART COMFORT | Mid-tier | 202119262 | HRCU-A-CB-O | DLCSRAH09AAK | DLFSHAH09XAK | Singlezone Non-ducted Wall Placement | 12000 | 7500 | 2.65 | 9840 | 2.1
FUJITSU | Halcyon Single-room Mini-Split Systems Wall Mounted RLF/RLX Series | 8718495 | HRCU-A-CB-O | AOU18RLXFW1 | ASU18RLF | Singlezone Non-ducted Wall Placement | 21600 | 14600 | 3.08 | 21600 | 2.43
FUJITSU | Halcyon Single-room Mini-Split Systems Wall Mounted RLF/RLX Series | 8779045 | HRCU-A-CB-O | AOU18RLXFWH | ASU18RLF | Singlezone Non-ducted Wall Placement | 21600 | 14600 | 3.01 | 21600 | 2.3
SMART COMFORT | Mid-tier | 202119282 | HRCU-A-CB-O | DLCSRAH18AAK | DLFSCAH18XAK | Singlezone Non-ducted, Ceiling Placement | 18000 | 12000 | 2.59 | 15710 | 2.4
FUJITSU | Halcyon Single-room Mini-Split Systems Wall Mounted RLS3H Series | 8703506 | HRCU-A-CB-O | AOU12RLS3H | ASU12RLS3Y | Singlezone Non-ducted Wall Placement | 16000 | 9600 | 3.2 | 16500 | 2.15
FUJITSU | Halcyon Single-room Mini-Split Systems Wall mounted H Series | 8703349 | HRCU-A-CB-O | AOU9RLS3H | ASU9RLS3Y | Singlezone Non-ducted Wall Placement | 12000 | 7000 | 3.36 | 15000 | 1.95
FUJITSU | Halcyon Single-room Mini-Split Systems Wall mounted RLS3 Series | 8703507 | HRCU-A-CB-O | AOU15RLS3 | ASU15RLS3Y | Singlezone Non-ducted Wall Placement | 18000 | 11200 | 3.16 | 20500 | 2.18
FUJITSU | Halcyon Single-room Mini-Split Systems Wall Mounted RLF Series | 6961729 | HRCU-A-CB-O | AOU12RLFW1 | ASU12RLF1 | Singlezone Non-ducted Wall Placement | 16000 | 9400 | 2.87 | 12150 | 2.01
FUJITSU | Halcyon Single-room Mini-Split Systems Wall Mounted RLF Series | 6961728 | HRCU-A-CB-O | AOU9RLFW1 | ASU9RLF1 | Singlezone Non-ducted Wall Placement | 12000 | 7600 | 3.14 | 8530 | 1.97
FUJITSU | Halcyon Single-room Mini-Split Systems Compact Cassette | 5751313 | HRCU-A-CB-O | AOU12RLFC | AUU12RLF | Singlezone Non-ducted Wall Placement | 16000 | 10200 | 2.58 | 16500 | 2.15
FUJITSU | Halcyon Single-room Mini-Split Systems Wall Mounted RLB Series | 7937663 | HRCU-A-CB-O | AOU18RLB | ASU18RLB | Singlezone Non-ducted Wall Placement | 18000 | 11500 | 2.93 | 15400 | 2.07
FUJITSU | Halcyon Single-room Mini-Split Systems Floor Mounted RLFFH Series | 6936996 | HRCU-A-CB-O | AOU12RLFF | AGU12RLF | Singlezone Non-ducted, Floor Placement | 16000 | 10600 | 2.61 | 15000 | 2.03
FUJITSU | Halcyon Single-room Mini-Split Systems Floor Mounted RLFFH Series | 6936995 | HRCU-A-CB-O | AOU9RLFF | AGU9RLF | Singlezone Non-ducted, Floor Placement | 12000 | 7500 | 2.82 | 14000 | 1.95
FUJITSU | Halcyon Single-room Mini-Split Systems | 8779046 | HRCU-A-CB-O | AOU24RLXFWH | ASU24RLF | Singlezone Non-ducted Wall Placement | 25200 | 18000 | 2.5 | 25220 | 2.06
FUJITSU | Halcyon Single-room Mini-Split Systems | 8718545 | HRCU-A-CB-O | AOU24RLXFW1 | ASU24RLF | Singlezone Non-ducted Wall Placement | 25200 | 18000 | 2.69 | 25220 | 2.15
FUJITSU | Halcyon Multi-room Mini-Split Systems | 204740071 | HRCU-A-CB-O | AOUG15LZAH1 | ASUG15LZAS | Singlezone Non-ducted Wall Placement | 18000 | 11200 | 3.16 | 21000 | 2.12
FUJITSU | Halcyon Multi-room Mini-Split Systems | 204740070 | HRCU-A-CB-O | AOUG15LZAS1 | ASUG15LZAS | Singlezone Non-ducted Wall Placement | 18000 | 11200 | 3.25 | 21000 | 2.24
FUJITSU | Halcyon Multi-room Mini-Split Systems | 204740069 | HRCU-A-CB-O | AOUG12LZAH1 | ASUG12LZAS | Singlezone Non-ducted Wall Placement | 16000 | 10000 | 3.22 | 16600 | 2.16
FUJITSU | Halcyon Multi-room Mini-Split Systems | 204740068 | HRCU-A-CB-O | AOUG12LZAS1 | ASUG12LZAS | Singlezone Non-ducted Wall Placement | 16000 | 10000 | 3.33 | 16600 | 2.32
FUJITSU | Halcyon Multi-room Mini-Split Systems | 204752938 | HRCU-A-CB-O | AOUG12LMAS1 | ASUG12LMAS | Singlezone Non-ducted Wall Placement | 16000 | 10300 | 2.9 | 10700 | 2.45
FUJITSU | Halcyon Multi-room Mini-Split Systems | 204740066 | HRCU-A-CB-O | AOUG09LZAS1 | ASUG09LZAS | Singlezone Non-ducted Wall Placement | 12000 | 7400 | 3.61 | 15400 | 2.15
FUJITSU | Halcyon Multi-room Mini-Split Systems | 204752937 | HRCU-A-CB-O | AOUG09LMAS1 | ASUG09LMAS | Singlezone Non-ducted Wall Placement | 12000 | 7400 | 3.19 | 8500 | 2.03
FUJITSU | Halcyon Multi-room Mini-Split Systems | 204740067 | HRCU-A-CB-O | AOUG09LZAH1 | ASUG09LZAS | Singlezone Non-ducted Wall Placement | 12000 | 7400 | 3.5 | 15400 | 2.01
ELIOS |  | 204005786 | HMSV-A-CB | DE36HOM25230X3 |  | Multizone All Non-ducted | 36000 | 23200 | 2.78 | 36037 | 1.96
ELIOS |  | 203238503 | HRCU-A-CB-O | DE24HOS23230E2 | DE24HICU230X5 | Singlezone Non-ducted, Ceiling Placement | 24400 | 15800 | 2.56 | 16933 | 1.95
ELIOS |  | 203238506 | HMSV-A-CB | DE27HOM23230X2 |  | Multizone All Non-ducted | 28000 | 17200 | 2.8 | 17040 | 1.97
ELIOS |  | 203238499 | HRCU-A-CB-O | DE12HOS23230E2 | DE12HICU230X5 | Singlezone Non-ducted, Ceiling Placement | 12000 | 7500 | 2.68 | 7332 | 2.11
TEMPSTAR | High Tier | 202463657 | HRCU-A-CB-O | DLCPRAH24AAK | DLFPHAH24XAK | Singlezone Non-ducted Wall Placement | 24000 | 15450 | 3 | 24000 | 2
TEMPSTAR | High Tier | 202463656 | HRCU-A-CB-O | DLCPRAH18AAK | DLFPHAH18XAK | Singlezone Non-ducted Wall Placement | 18000 | 12300 | 3.19 | 18000 | 2
TEMPSTAR | Mid-tier | 201835767 | HRCU-A-CB-O | DLCSRAH09AAK | DLFSHAH09XAK | Singlezone Non-ducted Wall Placement | 12000 | 7500 | 2.65 | 9840 | 2.1
TEMPSTAR | Mid-tier | 201835812 | HRCU-A-CB-O | DLCSRAH18AAK | DLFSCAH18XAK | Singlezone Non-ducted, Ceiling Placement | 18000 | 12000 | 2.59 | 15710 | 2.4
TOSHIBA CARRIER |  | 3638309 | HRCU-A-CB-O | RAV-SP300AT2-UL | RAV-SP300UT-UL | Singlezone Non-ducted, Ceiling Placement | 33400 | 19700 | 3.09 | 18700 | 2.04
TOSHIBA CARRIER |  | 3638311 | HRCU-A-CB-O | RAV-SP360AT2-UL | RAV-SP360UT-UL | Singlezone Non-ducted, Ceiling Placement | 36000 | 23200 | 3.01 | 22400 | 2.04
MOOVAIR |  | 204005738 | HRCU-A-CB | DM18HOS23230E2 | DM18HIDU230X5 | Singlezone Ducted, "Compact Ducted" | 18000 | 12000 | 2.61 | 10352 | 1.96
TOSHIBA CARRIER |  | 9854722 | HRCU-A-CB-O | RAV-SP300AT2-UL | RAV-SP301BT-UL | Singlezone Ducted, "Compact Ducted" | 34000 | 20600 | 2.99 | 20900 | 2.2
MOOVAIR |  | 204005740 | HRCU-A-CB | DM09HOS25230E3 | DM09HIDU230X5 | Singlezone Ducted, "Compact Ducted" | 10000 | 7200 | 2.74 | 8343 | 2.07
MOOVAIR |  | 203238518 | HMSV-A-CB | DM27HOM23230X2 |  | Multizone All Non-ducted | 28000 | 17200 | 2.8 | 17040 | 1.97
TOSHIBA CARRIER |  | 9854795 | HRCU-A-CB-O | RAV-SP360AT2-UL | RAV-SP361BT-UL | Singlezone Ducted, "Compact Ducted" | 40000 | 21400 | 2.69 | 21100 | 2.22
MOOVAIR |  | 204005739 | HRCU-A-CB | DM24HOS23230E2 | DM24HIDU230X5 | Singlezone Ducted, "Compact Ducted" | 24400 | 16000 | 2.69 | 18533 | 2.04
TOSHIBA CARRIER | Toshiba-Carrier VRF | 10052879 | HMSV-A-CB | MCY-MAP0487HS-UL |  | Multizone All Non-ducted | 54000 | 32000 | 2.87 | 38800 | 2.09
TOSOT |  | 205756439 | HRCU-A-CB | TU36-24WADU | TU24-36AADU | Singlezone Ducted, Centrally Ducted | 24000 | 16300 | 2.7 | 24000 | 2.1
TOSOT | Lomo Plus | 10062018 | HRCU-A-CB-O | TW09HQ3D6DO | TW09HQ3D6DI | Singlezone Non-ducted Wall Placement | 9000 | 5600 | 2.88 | 12977 | 2.09
TOSOT | Lomo Plus | 10062021 | HRCU-A-CB-O | TW24HQ3D6DO | TW24HQ3D6DI | Singlezone Non-ducted Wall Placement | 24000 | 15500 | 2.86 | 26443 | 2.15
TOSOT |  | 202134392 | HRCU-A-CB-O | TW12HQ2A3DO | TW12HQ2A3DI | Singlezone Non-ducted Wall Placement | 13000 | 7100 | 2.6 | 9065 | 2.04
TOSOT |  | 9108746 | HRCU-A-CB-O | TW12HQ2C2DO | TW12HQ2C2DI | Singlezone Non-ducted Wall Placement | 13000 | 7100 | 2.6 | 9065 | 2.04
TOSOT | Lomo Plus | 10062019 | HRCU-A-CB-O | TW12HQ3D6DO | TW12HQ3D6DI | Singlezone Non-ducted Wall Placement | 12200 | 8100 | 2.86 | 13000 | 2.08
TOSOT | Multi Zone | 10064023 | HMSV-A-CB | TM36H4O |  | Multizone All Non-ducted | 42500 | 26500 | 2.88 | 21356 | 2.01
TRANE |  | 9057065 | HMSV-A-CB | 4TXM2230A15N0** |  | Multizone All Non-ducted | 42000 | 27000 | 2.93 | 21356 | 2.01
TRANE | XV20i | 8939381 | HRCU-A-CB | 4TWV0036A1 | 4TXFH036CZ3 | Singlezone Ducted, Centrally Ducted | 32200 | 26400 | 3.25 | 20740 | 1.92
TRANE |  | 6750459 | HRCU-A-CB | 4TWV8024A1 | *AM8C0B30V21 | Singlezone Ducted, Centrally Ducted | 20000 | 16800 | 2.5 | 13000 | 2.07
C&H | Single Zone Sophia Duct | 204098423 | HRCU-A-CB | CH-24SPH-230VO | CH-24LCDTU/I | Singlezone Ducted, "Compact Ducted" | 24400 | 16000 | 2.69 | 18533 | 2.04
C&H | Single Zone Sophia Series High Wall | 9119326 | HRCU-A-CB-O | CH-18SPH-230VO | CH-18SPH-230VI | Singlezone Non-ducted Wall Placement | 18000 | 10400 | 2.72 | 10953 | 1.9
C&H | Single Zone Sophia Series High Wall | 9119324 | HRCU-A-CB-O | CH-09SPH-230VO | CH-09SPH-230VI | Singlezone Non-ducted Wall Placement | 9800 | 6400 | 2.76 | 7801 | 1.91
C&H | Single Zone Sophia Series Floor-Ceiling | 204098433 | HRCU-A-CB-O | CH-24SPH-230VO | CH-24MSPHFC-230VI | Singlezone Non-ducted, Floor Placement | 24000 | 15000 | 2.85 | 17817 | 1.9
C&H | Single Zone Sophia Series Ceiling Cassette | 204098415 | HRCU-A-CB-O | CH-24SPH-230VO | CH-24MSPHCT-230VI | Singlezone Non-ducted, Ceiling Placement | 24400 | 15800 | 2.56 | 16933 | 1.95
C&H | Single Zone Sophia Outdoor + Dakota High Wall Indoor | 205047857 | HRCU-A-CB-O | CH-09SPH-230VO | CH-09DKT230VI | Singlezone Non-ducted Wall Placement | 9800 | 5800 | 2.74 | 7989 | 2
SAMSUNG | Smart Whisper Max Heat | 201993481 | HRCU-A-CB-O | AR18NSWSPWKX | AR18NSWSPWKN | Singlezone Non-ducted Wall Placement | 20600 | 13000 | 2.86 | 21040 | 2.11
LG |  | 10443471 | HMSV-A-CB | LMU420HHV |  | Multizone All Non-ducted | 45000 | 29000 | 2.8 | 45000 | 2.15
DAIKIN | Aurora Series | 8849533 | HRCU-A-CB-O | RXL09QMVJU | FTX09NMVJU | Singlezone Non-ducted Wall Placement | 10900 | 6700 | 2.98 | 10918 | 1.98
DAIKIN | Aurora Series | 8849458 | HRCU-A-CB-O | RXL12QMVJU | FTX12NMVJU | Singlezone Non-ducted Wall Placement | 13600 | 8300 | 2.7 | 14330 | 2.26
MRCOOL |  | 8977707 | HMSV-A-CB | MULTI2-18HP230V1 |  | Multizone All Non-ducted | 19000 | 12000 | 2.79 | 10205 | 1.97
MRCOOL |  | 8977708 | HMSV-A-CB | MULTI3-27HP230V1 |  | Multizone All Non-ducted | 28000 | 17200 | 2.8 | 17040 | 1.97
MRCOOL |  | 204783913 | HRCU-A-CB-O | O-ES-18-HP-C-230 | O-18-HP-WMAH-230A | Singlezone Non-ducted Wall Placement | 18000 | 11400 | 2.72 | 11178 | 2.02
MRCOOL |  | 204783911 | HRCU-A-CB-O | O-ES-09-HP-C-230 | O-09-HP-WMAH-230A | Singlezone Non-ducted Wall Placement | 9800 | 5800 | 2.74 | 7989 | 2
Mitsubishi Electric | M-Series | 201754293 | HRCU-A-CB-O | MUFZ-KJ18NAHZ | MFZ-KJ18NA | Singlezone Non-ducted, Floor Placement | 21000 | 12800 | 2.62 | 21000 | 2.05
Mitsubishi Electric | M-Series; KJ-Series | 201754291 | HRCU-A-CB-O | MUFZ-KJ12NAHZ | MFZ-KJ12NA | Singlezone Non-ducted, Floor Placement | 13000 | 8800 | 2.77 | 13000 | 2.1
Trane / Mitsubishi Electric | M-Series H2i | 202373716 | HRCU-A-CB-O | NTXSPF09A112AA | NTXFKS09A112AA | Singlezone Non-ducted, Floor Placement | 11000 | 7500 | 2.75 | 11000 | 2.01
Mitsubishi Electric | M-Series | 201754416 | HRCU-A-CB-O | MUFZ-KJ09NAHZ | MFZ-KJ09NA | Singlezone Non-ducted, Floor Placement | 11000 | 7500 | 2.75 | 11000 | 2.01
American Standard / Mitsubishi Electric | M-Series H2i | 202373676 | HRCU-A-CB-O | NAXSPF09A112AA | NAXFKS09A112AA | Singlezone Non-ducted, Floor Placement | 11000 | 7500 | 2.75 | 11000 | 2.01
AMERICAN STANDARD |  | 202703127 | HRCU-A-CB-O | 4TXK2324A10N0** | 4MXW2324A10N0** | Singlezone Non-ducted Wall Placement | 23000 | 14600 | 2.61 | 22861 | 2.02
TRANE |  | 202703126 | HRCU-A-CB-O | 4TXK2324A10N0** | 4MXW2324A10N0** | Singlezone Non-ducted Wall Placement | 23000 | 14600 | 2.61 | 22861 | 2.02
DUCTLESSAIRE |  | 9150139 | HRCU-A-CB-O | DA1821-H2-O | DA1821-H2-I | Singlezone Non-ducted Wall Placement | 18000 | 10400 | 2.72 | 10953 | 1.9
PANASONIC | ClimaPure XE Series | 205047853 | HRCU-A-CB-O | CU-XE15WKUA | CS-XE15WKUAW | Singlezone Non-ducted Wall Placement | 17200 | 11000 | 3.16 | 17200 | 2.1
PANASONIC | ClimaPure XE Series | 205047852 | HRCU-A-CB-O | CU-XE12WKUA | CS-XE12WKUAW | Singlezone Non-ducted Wall Placement | 12000 | 10000 | 2.79 | 12000 | 2.21
PANASONIC | ClimaPure XE Series | 205047851 | HRCU-A-CB-O | CU-XE9WKUA | CS-XE9WKUAW | Singlezone Non-ducted Wall Placement | 10900 | 8000 | 3.13 | 11000 | 2.3
Mitsubishi Electric | M-Series H2i | 201754296 | HRCU-A-CB-O | MUZ-FH09NA | MSZ-FH09NA | Singlezone Non-ducted Wall Placement | 10900 | 6700 | 3.27 | 10900 | 2.37
PANASONIC | ClimaPure XE Series | 205047854 | HRCU-A-CB-O | CU-XE18WKUA | CS-XE18WKUAW | Singlezone Non-ducted Wall Placement | 20400 | 14000 | 2.93 | 20400 | 2.31
CONTINENTAL |  | 203363517 | HMSV-A-CB | CMZH-27-O |  | Multizone All Non-ducted | 28000 | 17200 | 2.8 | 17040 | 1.97
CONTINENTAL |  | 203363526 | HRCU-A-CB-O | CH21-18-O | CH21-18-I | Singlezone Non-ducted Wall Placement | 18000 | 10400 | 2.72 | 10953 | 1.9
CONTINENTAL |  | 205309940 | HRCU-A-CB-O | CH21-18-O | CH25-18-I | Singlezone Non-ducted Wall Placement | 18000 | 11400 | 2.72 | 11178 | 2.02
NAPOLEON |  | 203363530 | HMSV-A-CB | NMZO-27F-B |  | Multizone All Non-ducted | 28000 | 17200 | 2.8 | 17040 | 1.97
NAPOLEON |  | 8952861 | HRCU-A-CB-O | NH21-09F-O | NH21-09F-I | Singlezone Non-ducted Wall Placement | 9800 | 6400 | 2.76 | 7801 | 1.91
NAPOLEON |  | 8952863 | HRCU-A-CB-O | NH21-18F-O | NH21-18F-I | Singlezone Non-ducted Wall Placement | 18000 | 10400 | 2.72 | 10953 | 1.9
NAPOLEON |  | 205309937 | HRCU-A-CB-O | NH21-18F-O | NH25-18F-I | Singlezone Non-ducted Wall Placement | 18000 | 11400 | 2.72 | 11178 | 2.02
NAPOLEON |  | 205309935 | HRCU-A-CB-O | NH21-09F-O | NH25-09F-I | Singlezone Non-ducted Wall Placement | 9800 | 5800 | 2.74 | 7989 | 2
GE Appliances |  | 203862745 | HMSV-A-CB | ASH220NCDWA |  | Multizone All Non-ducted | 20000 | 14000 | 2.77 | 20000 | 2.03
American Standard / Mitsubishi Electric | M-Series | 202392224 | HRCU-A-CB | NAXSKS12A112AA | NAXAMT12A112AA | Singlezone Ducted, "Compact Ducted" | 15000 | 9900 | 2.59 | 7800 | 2.75
American Standard / Mitsubishi Electric | M-Series | 202392212 | HRCU-A-CB | NAXSKS09A112AA | PEAD-A09AA7 | Singlezone Ducted, "Compact Ducted" | 12000 | 7600 | 2.53 | 6100 | 2.93
TRANE |  | 6749942 | HRCU-A-CB | 4TWV0024A1 | *AM8C0B30V21 | Singlezone Ducted, Centrally Ducted | 20200 | 16800 | 2.5 | 13000 | 2.07
Trane / Mitsubishi Electric | M-Series | 202392239 | HRCU-A-CB | NTXSKS18A112AA | NTXAMT18A112AA | Singlezone Ducted, Centrally Ducted | 21600 | 14000 | 2.81 | 12200 | 2.88
American Standard / Mitsubishi Electric | M-Series | 202392240 | HRCU-A-CB | NAXSKS18A112AA | NAXAMT18A112AA | Singlezone Ducted, Centrally Ducted | 21600 | 14000 | 2.81 | 12200 | 2.88
Trane / Mitsubishi Electric | M-Series | 202392223 | HRCU-A-CB | NTXSKS12A112AA | NTXAMT12A112AA | Singlezone Ducted, Centrally Ducted | 15000 | 9900 | 2.59 | 7800 | 2.75
TRANE | XV20i | 10153700 | HRCU-A-CB | 4TWV0036A1 | TEM8A0D48V41+TDR | Singlezone Ducted, Centrally Ducted | 31800 | 25800 | 3.05 | 20000 | 1.97
CARRIER |  | 204430066 | HRCU-A-CB | 25VNA024A*030* | CNPV*4221AL*+UI | Singlezone Ducted, Centrally Ducted | 23200 | 25200 | 2.59 | 20007 | 1.99
CARRIER |  | 204430052 | HRCU-A-CB | 25VNA024A*030* | CNPV*3621AL*+UI | Singlezone Ducted, Centrally Ducted | 23400 | 25000 | 2.57 | 19213 | 1.91
CARRIER |  | 204430122 | HRCU-A-CB | 25VNA024A*030* | CSPH*3012AL*+UI | Singlezone Ducted, Centrally Ducted | 24400 | 25200 | 2.61 | 20007 | 2
CARRIER |  | 204430114 | HRCU-A-CB | 25VNA024A*030* | CSPH*3012AL*+UI | Singlezone Ducted, Centrally Ducted | 24400 | 25200 | 2.61 | 20007 | 2
CARRIER |  | 204430027 | HRCU-A-CB | 25VNA024A*030* | CNPV*3017AL*+UI | Singlezone Ducted, Centrally Ducted | 24600 | 25200 | 2.62 | 20007 | 2.01
TRANE |  | 7151531 | HRCU-A-CB-O | 4TXK2709A10N0AA | 4MXW2709A10N0AA | Singlezone Non-ducted Wall Placement | 9800 | 5800 | 2.7 | 8000 | 2.13
TRANE | XV18 | 10153721 | HRCU-A-CB | 4TWV8037A1 | TEM8A0C36V31+TDR | Singlezone Ducted, Centrally Ducted | 31800 | 25600 | 3.07 | 19500 | 1.94
TRANE | XV20i | 10153696 | HRCU-A-CB | 4TWV0036A1 | TEM8A0C36V31+TDR | Singlezone Ducted, Centrally Ducted | 31800 | 25600 | 3.07 | 19500 | 1.94
Trane / Mitsubishi Electric |  | 204813326 | HRCU-A-CB-O | TRUZA0361KA70N* | TPLA0A0361EA70A | Singlezone Non-ducted, Ceiling Placement | 38000 | 22000 | 2.59 | 21600 | 2.43
Trane / Mitsubishi Electric |  | 204834283 | HMSV-A-CB-O | TUMYP0601AK43** |  | Multizone All Non-ducted | 66000 | 41500 | 2.63 | 57000 | 2
Trane / Mitsubishi Electric | Nv Series Pro Heat | 204834286 | HMSV-A-CB-O | NTXMPH42A152B* |  | Multizone All Non-ducted | 48000 | 32000 | 2.8 | 48000 | 2
Trane / Mitsubishi Electric | Nv Series Pro Heat | 204834284 | HMSV-A-CB-O | NTXMPH36A142B* |  | Multizone All Non-ducted | 45000 | 30000 | 2.85 | 45000 | 2
Trane / Mitsubishi Electric | Nv Series Pro Heat | 204834285 | HMSV-A-CB | NTXMPH36A142B* |  | Multizone All Ducted | 45000 | 34000 | 2.59 | 45000 | 2
Trane / Mitsubishi Electric | Nv Series Pro Heat | 204926530 | HMSV-A-CB | NTXMPH36A142B* |  | Multizone Mix of Non-ducted and Ducted | 45000 | 32000 | 2.69 | 45000 | 2
Trane / Mitsubishi Electric | Nv Series Pro Heat | 204793344 | HRCU-A-CB | NTXSKH12A112AA | TPEADA0121AA70A | Singlezone Ducted, "Compact Ducted" | 15000 | 9000 | 2.72 | 15000 | 2.09
Trane / Mitsubishi Electric | Nv Series Pro Heat | 204793342 | HRCU-A-CB | NTXSKH12A112AA | NTXDKS12A112AA | Singlezone Ducted, "Compact Ducted" | 15000 | 9000 | 2.56 | 15000 | 2.2
Trane / Mitsubishi Electric | M-Series | 202373736 | HRCU-A-CB-O | NTXSST24A112AA | NTXWST24A112AA | Singlezone Non-ducted Wall Placement | 27600 | 16000 | 2.65 | 20200 | 1.98
Trane / Mitsubishi Electric | M-Series H2i | 202373745 | HMSV-A-CB | NTXMPH42A152AA |  | Multizone All Non-ducted | 48000 | 35800 | 2.87 | 48000 | 2.51
Trane / Mitsubishi Electric | M-Series | 202373732 | HRCU-A-CB-O | NTXSST09A112AA | NTXWST09A112AA | Singlezone Non-ducted Wall Placement | 10900 | 6700 | 3.12 | 8000 | 2.76
Trane / Mitsubishi Electric | M-Series H2i | 202373730 | HRCU-A-CB-O | NTXSPH18A112AA | NTXWPH18A112AA | Singlezone Non-ducted Wall Placement | 20300 | 13700 | 3.04 | 20300 | 2.01
Trane / Mitsubishi Electric | M-Series H2i | 202373727 | HRCU-A-CB-O | NTXSPB12A112AA | NTXWPH12A112AA | Singlezone Non-ducted Wall Placement | 13600 | 8100 | 2.83 | 13600 | 2.07
Trane / Mitsubishi Electric | M-Series H2i | 202373725 | HRCU-A-CB-O | NTXSPB09A112AA | NTXWPH09A112AA | Singlezone Non-ducted Wall Placement | 10900 | 6700 | 2.73 | 10900 | 2.73
Trane / Mitsubishi Electric | M-Series | 202373748 | HMSV-A-CB | NTXMMX60A182AA |  | Multizone All Non-ducted | 66000 | 41500 | 2.5 | 57000 | 2.07
Trane / Mitsubishi Electric | M-Series | 202373742 | HMSV-A-CB | NTXMMX20A122AA |  | Multizone All Non-ducted | 22000 | 12500 | 2.82 | 11100 | 2.03
Trane / Mitsubishi Electric | M-Series | 202373735 | HRCU-A-CB-O | NTXSST18A112AA | NTXWST18A112AA | Singlezone Non-ducted Wall Placement | 21600 | 13800 | 2.73 | 15100 | 2.35
Trane / Mitsubishi Electric | M-Series | 202373733 | HRCU-A-CB-O | NTXSST12A112AA | NTXWST12A112AA | Singlezone Non-ducted Wall Placement | 14400 | 9200 | 3.1 | 10200 | 2.93
Trane / Mitsubishi Electric | M-Series H2i | 202373731 | HRCU-A-CB-O | NTXSPB18A112AA | NTXWPH18A112AA | Singlezone Non-ducted Wall Placement | 20300 | 12480 | 2.93 | 20900 | 2.06
Trane / Mitsubishi Electric | M-Series H2i | 202373726 | HRCU-A-CB-O | NTXSPH12A112AA | NTXWPH12A112AA | Singlezone Non-ducted Wall Placement | 13600 | 8000 | 3.26 | 13600 | 2.21
Trane / Mitsubishi Electric | M-Series H2i | 202373717 | HRCU-A-CB-O | NTXSPF12A112AA | NTXFKS12A112AA | Singlezone Non-ducted, Floor Placement | 13000 | 8800 | 2.77 | 13000 | 2.1
Trane / Mitsubishi Electric | M-Series H2i | 202366334 | HMSV-A-CB | NTXMPH36A142AA |  | Multizone Mix of Non-ducted and Ducted | 45000 | 35000 | 2.54 | 47360 | 2.24
Trane / Mitsubishi Electric | M-Series | 202392211 | HRCU-A-CB | NTXSKS09A112AA | PEAD-A09AA7 | Singlezone Ducted, "Compact Ducted" | 12000 | 7600 | 2.53 | 6100 | 2.93
VALIEV |  | 205497614 | HRCU-A-CB-O | VWSM-18IR410AHS21 | VWSM-18IR410AHS21 | Singlezone Non-ducted Wall Placement | 18000 | 10400 | 2.72 | 10953 | 1.9
WABBAN | Mistral Series | 201903165 | HRCU-A-CB-O | BB12HQ2A3DO | BB12HQ2A3DI | Singlezone Non-ducted Wall Placement | 13000 | 7100 | 2.81 | 8000 | 2.73
WABBAN | Mistral Series | 201903164 | HRCU-A-CB-O | BB09HQ2A3DO | BB09HQ2A3DI | Singlezone Non-ducted Wall Placement | 11000 | 6800 | 2.66 | 12977 | 2.09
WABBAN | Mistral Series | 201903167 | HRCU-A-CB-O | BB18HQ2A3DO | BB18HQ2A3DI | Singlezone Non-ducted Wall Placement | 19800 | 12400 | 2.51 | 21500 | 2.03
WABBAN | Mistral Series | 201903168 | HRCU-A-CB-O | BB24HQ2A3DO | BB24HQ2A3DI | Singlezone Non-ducted Wall Placement | 23000 | 14600 | 2.73 | 22553 | 2.07
WABBAN | Yukon Series | 201903174 | HRCU-A-CB-O | BB18HQ3D6DO | BB18HQ3D6DI | Singlezone Non-ducted Wall Placement | 18000 | 14200 | 2.87 | 21500 | 2.03
WABBAN | Yukon Series | 201903175 | HRCU-A-CB-O | BB24HQ3D6DO | BB24HQ3D6DI | Singlezone Non-ducted Wall Placement | 24000 | 15500 | 2.89 | 22553 | 3.63
WABBAN | Yukon Series | 201903173 | HRCU-A-CB-O | BB12HQ3D6DO | BB12HQ3D6DI | Singlezone Non-ducted Wall Placement | 12200 | 8100 | 3.21 | 8000 | 2.73
WABBAN | Multi Zone | 201903181 | HMSV-A-CB | BBM42H4O |  | Multizone All Non-ducted | 45000 | 29000 | 2.68 | 25356 | 2.09
Willis |  | 9038626 | HRCU-A-CB-O | WSM09MH20S/O | WSM09MH20S/I | Singlezone Non-ducted Wall Placement | 9800 | 6300 | 2.68 | 6700 | 1.94
ZEPHYR |  | 204580064 | HRCU-A-CB-O | ZE-12CA22EXT | ZE-12CA22INT | Singlezone Non-ducted Wall Placement | 13000 | 7500 | 2.71 | 7823 | 2.12
ZEPHYR |  | 204580063 | HRCU-A-CB-O | ZE-18CA22EXT | ZE-18CA22INT | Singlezone Non-ducted Wall Placement | 19000 | 11600 | 2.7 | 12730 | 2.16
8700

## January 2020
APS Eligible Small ASHP Models |  |  | Disclaimer: The Massachusetts Department of Energy Resources (DOER) has not investigated, and expressly disclaims any duty to investigate, any company, product, service, process, procedure, design, or the like, which may be presented on the aforementioned list. The presentation of these companies does not constitute endorsement, warranty, or guaranty, by DOER of any company, product, service, process, procedure, design, or the like.
Updated January, 2020
Brand (if applicable) | Model Name (if applicable) | AHRI Certificate No. | AHRI Type | Outdoor Unit Model | Indoor Unit Model | Ducting Configuration | Rated Capacity 47°F (btu/hr) | Rated Capacity 17°F (btu/hr) | COP at Rated Capacity 17°F | Maximum Capacity 5°F (btu/hr) | COP at Max. Capacity 5°F
ACD | OCD-23 | 201863350 | HRCU-A-CB-O | OCD09KCH23S-O | OCD09KCH23S-I | Singlezone Non-ducted Wall Placement | 11000 | 6800 | 2.66 | 12976 | 2.09
ACD | OCD-23 | 201863352 | HRCU-A-CB-O | OCD18KCH20S-O | OCD18KCH20S-I | Singlezone Non-ducted Wall Placement | 19800 | 12400 | 2.51 | 21500 | 2.03
ACD | OCD-23 | 201863351 | HRCU-A-CB-O | OCD12KCH22S-O | OCD12KCH22S-I | Singlezone Non-ducted Wall Placement | 13000 | 7100 | 2.81 | 8000 | 2.73
ACD | OCD-23 | 201863353 | HRCU-A-CB-O | OCD24KCH20S-O | OCD24KCH20S-I | Singlezone Non-ducted Wall Placement | 23000 | 14600 | 2.73 | 22553 | 2.07
ACD | UHD-38 | 202110484 | HRCU-A-CB-O | UHD12KCH31S-O | UHD12KCH31S-I | Singlezone Non-ducted Wall Placement | 12200 | 8100 | 3.21 | 8000 | 2.73
ACD | MPD-22 | 202110503 | HMSV-A-CB | MPD36KCH21S-O |  | Multizone All Non-ducted | 42500 | 26500 | 2.88 | 21356 | 2.01
ACD | UHD-38 | 202110485 | HRCU-A-CB-O | UHD18KCH25S-O | UHD18KCH25S-I | Singlezone Non-ducted Wall Placement | 18000 | 14200 | 2.87 | 21500 | 2.03
ACD | UHD-38 | 202132789 | HRCU-A-CB-O | UHD24KCH22S-O | UHD24KCH22S-I | Singlezone Non-ducted Wall Placement | 24000 | 15500 | 2.89 | 22553 | 2.07
AireForce | AIREFORCE FSH1BG SERIES | 202134879 | HRCU-A-CB | FSH1BG4CVRX36K | C6B(A,H)-X36(C,U)-C | Singlezone Ducted, Centrally Ducted | 34200 | 21800 | 2.66 | 20250 | 2.28
AireForce | AIREFORCE FSH1BG SERIES | 202134878 | HRCU-A-CB | FSH1BG4CVRX36K | C6B(A,H)-X36(C,U)-C | Singlezone Ducted, Centrally Ducted | 34200 | 21800 | 2.66 | 20250 | 2.28
AireForce | AIREFORCE FSH1BG SERIES | 202134877 | HRCU-A-CB | FSH1BG4CVRX36K | C6B(A,H)-X36(C,U)-B | Singlezone Ducted, Centrally Ducted | 34400 | 21800 | 2.66 | 20150 | 2.27
AireForce | AIREFORCE FSH1BG SERIES | 202134873 | HRCU-A-CB | FSH1BG4CVRX24K | C6B(A,H)-X26(C,U)-B | Singlezone Ducted, Centrally Ducted | 22400 | 14200 | 2.77 | 12650 | 2.12
AireForce | AIREFORCE FSH1BG SERIES | 202134872 | HRCU-A-CB | FSH1BG4CVRX24K | C6B(A,H)-X26(C,U)-B | Singlezone Ducted, Centrally Ducted | 22200 | 14100 | 2.58 | 12800 | 2.03
AireForce | AIREFORCE FSH1BG SERIES | 202134871 | HRCU-A-CB | FSH1BG4CVRX24K | C6B(A,H)-X26(C,U)-B | Singlezone Ducted, Centrally Ducted | 22200 | 14100 | 2.58 | 12800 | 2.03
AireForce | AIREFORCE FSH1BG SERIES | 202134880 | HRCU-A-CB | FSH1BG4CVRX36K | B6VMAX36K-B | Singlezone Ducted, Centrally Ducted | 34400 | 21800 | 2.66 | 20150 | 2.27
AireForce | AIREFORCE FSH1BG SERIES | 202134874 | HRCU-A-CB | FSH1BG4CVRX24K | B6VMAX24K-B | Singlezone Ducted, Centrally Ducted | 22400 | 14200 | 2.77 | 12650 | 2.12
AireForce | AIREFORCE FSH1BG SERIES | 202134883 | HRCU-A-CB | FSH1BG4CVRX48K | C6B(A,H)-X48(C,U)-C | Singlezone Ducted, Centrally Ducted | 44000 | 27800 | 2.63 | 27550 | 2.21
AireForce | AIREFORCE FSH1BG SERIES | 202134884 | HRCU-A-CB | FSH1BG4CVRX48K | B6VMAX48K-C | Singlezone Ducted, Centrally Ducted | 44000 | 27800 | 2.63 | 27550 | 2.21
AIRQUEST | QuietComfort | 205921381 | HRCU-A-CB | DLCSRAH24AAK | DLFSAAH24XAK | Singlezone Ducted, Centrally Ducted | 29000 | 17500 | 2.56 | 26970 | 1.91
AMANA | AVZC20 | 10324707 | HRCU-A-CB | AVZC200601A* | CA*F4961*6D*+MBVC2000**-1A*+TX | Singlezone Ducted, Centrally Ducted | 50000 | 34000 | 2.87 | 26000 | 1.98
AMANA | AVZC20 | 10324706 | HRCU-A-CB | AVZC200481A* | CA*F4961*6D*+MBVC2000**-1A*+TX | Singlezone Ducted, Centrally Ducted | 45500 | 34000 | 3.4 | 26000 | 1.97
AMANA | AVZC20 | 10324704 | HRCU-A-CB | AVZC200241A* | CA*F3642*6D*+MBVC1200**-1A*+TX | Singlezone Ducted, Centrally Ducted | 23600 | 15200 | 2.99 | 11400 | 2.09
AMERICAN STANDARD | Platinum 20 | 8759144 | HRCU-A-CB | 4A6V0036A1 | 4PX*CU48BS3 | Singlezone Ducted, Centrally Ducted | 33200 | 26600 | 3.22 | 20220 | 1.9
AMERICAN STANDARD | Platinum 20 | 10093447 | HRCU-A-CB | 4A6V0036A1 | TAM9A0B30V31 | Singlezone Ducted, Centrally Ducted | 32600 | 26200 | 3.17 | 20220 | 1.92
AMERICAN STANDARD | Platinum 18 | 10093457 | HRCU-A-CB | 4A6V8036A1 | TAM9A0C36V31 | Singlezone Ducted, Centrally Ducted | 32200 | 26200 | 3.25 | 20500 | 1.91
AMERICAN STANDARD | Platinum 18 | 10093459 | HRCU-A-CB | 4A6V8037A1 | TAM9A0B30V31 | Singlezone Ducted, Centrally Ducted | 32600 | 26200 | 3.17 | 20220 | 1.92
AMERICAN STANDARD | Platinum 20 | 10153441 | HRCU-A-CB | 4A6V0036A1 | TEM8A0C48V41+TDR | Singlezone Ducted, Centrally Ducted | 31000 | 25200 | 3.08 | 19700 | 1.94
AMERICAN STANDARD | Platinum 20 | 10153442 | HRCU-A-CB | 4A6V0036A1 | TEM8A0D48V41+TDR | Singlezone Ducted, Centrally Ducted | 31800 | 25800 | 3.05 | 20000 | 1.97
AMERICAN STANDARD | Platinum 20 | 8938521 | HRCU-A-CB | 4A6V0036A1 | 4TXFH036CZ3 | Singlezone Ducted, Centrally Ducted | 32200 | 26400 | 3.25 | 20740 | 1.92
AMERICAN STANDARD | AccuComfort Platinum 20 | 6749789 | HRCU-A-CB | 4A6V0024A1 | *AM8C0B30V21 | Singlezone Ducted, Centrally Ducted | 20200 | 16800 | 2.5 | 13000 | 2.07
AMERICAN STANDARD | AccuComfort Platinum 18 | 6750455 | HRCU-A-CB | 4A6V8024A1 | *AM8C0B30V21 | Singlezone Ducted, Centrally Ducted | 20000 | 16800 | 2.5 | 13000 | 2.07
AMERICAN STANDARD |  | 7151530 | HRCU-A-CB-O | 4TXK2709A10N0AA | 4MXW2709A10N0AA | Singlezone Non-ducted Wall Placement | 9800 | 5800 | 2.7 | 8000 | 2.13
AMERICAN STANDARD |  | 7151534 | HRCU-A-CB-O | 4TXK2718A10N0AA | 4MXW2718A10N0AA | Singlezone Non-ducted Wall Placement | 19000 | 12100 | 2.81 | 15400 | 1.97
AMERICAN STANDARD |  | 7151532 | HRCU-A-CB-O | 4TXK2712A10NAA | 4MXW2712A10N0AA | Singlezone Non-ducted Wall Placement | 13000 | 8000 | 3.13 | 8300 | 2.15
AMERICAN STANDARD |  | 9150124 | HRCU-A-CB-O | 4TXK3812A10NU** | 4MXW3812A10NU** | Singlezone Non-ducted Wall Placement | 12200 | 8100 | 3.21 | 13304 | 2.18
AMERICAN STANDARD |  | 9150128 | HRCU-A-CB-O | 4TXK3824A10NU** | 4MXW3824A10NU** | Singlezone Non-ducted Wall Placement | 24000 | 15500 | 2.89 | 24233 | 2.23
AMERICAN STANDARD | AccuComfort Platinum 18 | 10093463 | HRCU-A-CB | 4A6V8048A1 | TAM9A0C48V41 | Singlezone Ducted, Centrally Ducted | 41000 | 34400 | 4.27 | 28780 | 1.93
AMERICAN STANDARD | Platinum 18 | 10153458 | HRCU-A-CB | 4A6V8037A1 | TEM8A0C36V31+TDR | Singlezone Ducted, Centrally Ducted | 31800 | 25600 | 3.07 | 19500 | 1.94
AMERICAN STANDARD | Platinum 20 | 10153439 | HRCU-A-CB | 4A6V0036A1 | TEM8A0C36V31+TDR | Singlezone Ducted, Centrally Ducted | 31800 | 25600 | 3.07 | 19500 | 1.94
AMERICAN STANDARD |  | 202703127 | HRCU-A-CB-O | 4TXK2324A10N0** | 4MXW2324A10N0** | Singlezone Non-ducted Wall Placement | 23000 | 14600 | 2.61 | 22861 | 2.02
American Standard / Mitsubishi Electric |  | 202732311 | HMSV-A-CB | NAXMPH20A122AA | NAXWPH09A112AANAXWPH09A112AA | Multizone All Non-ducted | 22000 | 13000 | 2.63 | 22000 | 2.07
American Standard / Mitsubishi Electric |  | 204276764 | HRCU-A-CB-O | ASUZH0241HA00NA | APKA0A0241KA70A | Singlezone Non-ducted Wall Placement | 26000 | 17200 | 2.75 | 26000 | 2
American Standard / Mitsubishi Electric |  | 204813304 | HRCU-A-CB-O | ASUZA0361KA70B* | APLA0A0361EA70A | Singlezone Non-ducted, Ceiling Placement | 38000 | 22000 | 2.59 | 21600 | 2.43
American Standard / Mitsubishi Electric |  | 204813306 | HRCU-A-CB-O | ASUZA0361KA70N* | APLA0A0361EA70A | Singlezone Non-ducted, Ceiling Placement | 38000 | 22000 | 2.59 | 21600 | 2.43
American Standard / Mitsubishi Electric |  | 204276539 | HRCU-A-CB-O | ASUZH0241HA00NA | APLA0A0241EA70A | Singlezone Non-ducted, Ceiling Placement | 26000 | 17300 | 3.09 | 26000 | 2.01
American Standard / Mitsubishi Electric |  | 204813293 | HRCU-A-CB-O | ASUZA0121KA70B* | APLA0A0121EA70A | Singlezone Non-ducted, Ceiling Placement | 14000 | 10100 | 2.53 | 13000 | 2.01
American Standard / Mitsubishi Electric |  | 204813295 | HRCU-A-CB-O | ASUZA0121KA70N* | APLA0A0121EA70A | Singlezone Non-ducted, Ceiling Placement | 14000 | 10100 | 2.53 | 13000 | 2.01
American Standard / Mitsubishi Electric | Nv Series Pro Heat | 204834288 | HMSV-A-CB-O | NAXMPH36A142B* |  | Multizone All Non-ducted | 45000 | 30000 | 2.85 | 45000 | 2
American Standard / Mitsubishi Electric | Nv Series Pro Heat | 204834289 | HMSV-A-CB | NAXMPH36A142B* |  | Multizone All Ducted | 45000 | 34000 | 2.59 | 45000 | 2
American Standard / Mitsubishi Electric | Nv Series Pro Heat | 204834290 | HMSV-A-CB-O | NAXMPH42A152B* |  | Multizone All Non-ducted | 48000 | 32000 | 2.8 | 48000 | 2
American Standard / Mitsubishi Electric | Nv Series Pro Heat | 204926523 | HMSV-A-CB | NAXMPH36A142B* |  | Multizone Mix of Non-ducted and Ducted | 45000 | 32000 | 2.69 | 45000 | 2
American Standard / Mitsubishi Electric | Nv Series Pro Heat | 204793327 | HRCU-A-CB | NAXSKH12A112AA | APEADA0121AA70A | Singlezone Ducted, "Compact Ducted" | 15000 | 9000 | 2.72 | 15000 | 2.09
American Standard / Mitsubishi Electric | Nv Series Pro Heat | 204793325 | HRCU-A-CB | NAXSKH12A112AA | NAXDKS12A112AA | Singlezone Ducted, "Compact Ducted" | 15000 | 9000 | 2.56 | 15000 | 2.2
American Standard / Mitsubishi Electric | M-Series H2i | 202373683 | HRCU-A-CB-O | NAXSPB06A112AA | NAXWPH06A112AA | Singlezone Non-ducted Wall Placement | 8700 | 5900 | 2.74 | 8700 | 2.45
American Standard / Mitsubishi Electric | M-Series | 202373702 | HMSV-A-CB | NAXMMX20A122AA |  | Multizone All Non-ducted | 22000 | 12500 | 2.82 | 11100 | 2.03
American Standard / Mitsubishi Electric | M-Series | 202392238 | HRCU-A-CB-O | NAXSKS18A112AA | NAXCKS18A112AA | Singlezone Non-ducted, Ceiling Placement | 19700 | 12900 | 2.68 | 9800 | 2.37
American Standard / Mitsubishi Electric | M-Series | 202392234 | HRCU-A-CB-O | NAXSKS18A112AA | NAXUKS18A112AA | Singlezone Non-ducted, Ceiling Placement | 20000 | 13100 | 2.63 | 10700 | 2.55
American Standard / Mitsubishi Electric | M-Series | 202392232 | HRCU-A-CB | NAXSKS18A112AA | NAXDKS18A112AA | Singlezone Ducted, "Compact Ducted" | 21600 | 13900 | 2.87 | 12000 | 2.88
American Standard / Mitsubishi Electric | M-Series | 202392226 | HRCU-A-CB | NAXSKS15A112AA | NAXDKS15A112AA | Singlezone Ducted, "Compact Ducted" | 18000 | 11700 | 2.68 | 10000 | 2.55
American Standard / Mitsubishi Electric | M-Series | 202392220 | HRCU-A-CB-O | NAXSKS12A112AA | NAXUKS12A112AA | Singlezone Non-ducted, Ceiling Placement | 15400 | 9900 | 2.84 | 7900 | 2.36
American Standard / Mitsubishi Electric | M-Series | 202392214 | HRCU-A-CB-O | NAXSKS09A112AA | NAXCKS09A112AA | Singlezone Non-ducted, Ceiling Placement | 11000 | 6900 | 2.5 | 5600 | 3.04
American Standard / Mitsubishi Electric | M-Series | 202392208 | HRCU-A-CB | NAXSKS09A112AA | NAXDKS09A112AA | Singlezone Ducted, "Compact Ducted" | 12000 | 7600 | 2.53 | 6000 | 2.44
American Standard / Mitsubishi Electric | M-Series | 202392210 | HRCU-A-CB-O | NAXSKS09A112AA | NAXUKS09A112AA | Singlezone Non-ducted, Ceiling Placement | 12000 | 7700 | 3.22 | 6100 | 3.08
American Standard / Mitsubishi Electric | M-Series | 202373696 | HRCU-A-CB-O | NAXSST24A112AA | NAXWST24A112AA | Singlezone Non-ducted Wall Placement | 27600 | 16000 | 2.65 | 20200 | 1.98
American Standard / Mitsubishi Electric | M-Series H2i | 202373687 | HRCU-A-CB-O | NAXSPB12A112AA | NAXWPH12A112AA | Singlezone Non-ducted Wall Placement | 13600 | 8100 | 2.83 | 13600 | 2.07
American Standard / Mitsubishi Electric | M-Series H2i | 202373685 | HRCU-A-CB-O | NAXSPB09A112AA | NAXWPH09A112AA | Singlezone Non-ducted Wall Placement | 10900 | 6700 | 2.73 | 10900 | 2.73
American Standard / Mitsubishi Electric | M-Series H2i | 202373705 | HMSV-A-CB | NAXMPH42A152AA |  | Multizone All Non-ducted | 48000 | 35800 | 2.87 | 48000 | 2.51
American Standard / Mitsubishi Electric | M-Series | 202373692 | HRCU-A-CB-O | NAXSST09A112AA | NAXWST09A112AA | Singlezone Non-ducted Wall Placement | 10900 | 6700 | 3.12 | 8000 | 2.76
American Standard / Mitsubishi Electric | M-Series H2i | 202373690 | HRCU-A-CB-O | NAXSPH18A112AA | NAXWPH18A112AA | Singlezone Non-ducted Wall Placement | 20300 | 13700 | 3.04 | 20300 | 2.01
American Standard / Mitsubishi Electric | M-Series H2i | 202354897 | HMSV-A-CB | NAXMPH36A142AA |  | Multizone All Non-ducted | 45000 | 34000 | 2.85 | 45000 | 2.42
American Standard / Mitsubishi Electric | M-Series H2i | 202354893 | HMSV-A-CB | NAXMPH24A132AA |  | Multizone All Non-ducted | 25000 | 14000 | 2.53 | 25000 | 1.92
American Standard / Mitsubishi Electric | M-Series | 202373695 | HRCU-A-CB-O | NAXSST18A112AA | NAXWST18A112AA | Singlezone Non-ducted Wall Placement | 21600 | 13800 | 2.73 | 15100 | 2.35
American Standard / Mitsubishi Electric | M-Series | 202373708 | HMSV-A-CB | NAXMMX60A182AA |  | Multizone All Non-ducted | 66000 | 41500 | 2.5 | 57000 | 2.07
American Standard / Mitsubishi Electric | M-Series H2i | 202373691 | HRCU-A-CB-O | NAXSPB18A112AA | NAXWPH18A112AA | Singlezone Non-ducted Wall Placement | 20300 | 12480 | 2.93 | 20900 | 2.06
American Standard / Mitsubishi Electric | M-Series H2i | 202373686 | HRCU-A-CB-O | NAXSPH12A112AA | NAXWPH12A112AA | Singlezone Non-ducted Wall Placement | 13600 | 8000 | 3.26 | 13600 | 2.21
American Standard / Mitsubishi Electric | M-Series | 202373693 | HRCU-A-CB-O | NAXSST12A112AA | NAXWST12A112AA | Singlezone Non-ducted Wall Placement | 14400 | 9200 | 3.1 | 10200 | 2.93
American Standard / Mitsubishi Electric | M-Series H2i | 202373682 | HRCU-A-CB-O | NAXSPH06A112AA | NAXWPH06A112AA | Singlezone Non-ducted Wall Placement | 8700 | 5900 | 3.46 | 8700 | 2.8
American Standard / Mitsubishi Electric | M-Series H2i | 202373679 | HRCU-A-CB-O | NAXSPF18A112AA | NAXFKS18A112AA | Singlezone Non-ducted, Floor Placement | 21000 | 12800 | 2.62 | 21000 | 2.05
American Standard / Mitsubishi Electric | M-Series H2i | 202373677 | HRCU-A-CB-O | NAXSPF12A112AA | NAXFKS12A112AA | Singlezone Non-ducted, Floor Placement | 13000 | 8800 | 2.77 | 13000 | 2.1
American Standard / Mitsubishi Electric | M-Series H2i | 202373684 | HRCU-A-CB-O | NAXSPH09A112AA | NAXWPH09A112AA | Singlezone Non-ducted Wall Placement | 10900 | 6700 | 3.27 | 10900 | 2.37
American Standard / Mitsubishi Electric | M-Series H2i | 202366328 | HMSV-A-CB | NAXMPH36A142AA |  | Multizone Mix of Non-ducted and Ducted | 45000 | 35000 | 2.54 | 47360 | 2.24
American Standard / Mitsubishi Electric | M-Series H2i | 202373676 | HRCU-A-CB-O | NAXSPF09A112AA | NAXFKS09A112AA | Singlezone Non-ducted, Floor Placement | 11000 | 7500 | 2.75 | 11000 | 2.01
American Standard / Mitsubishi Electric | M-Series | 202392224 | HRCU-A-CB | NAXSKS12A112AA | NAXAMT12A112AA | Singlezone Ducted, "Compact Ducted" | 15000 | 9900 | 2.59 | 7800 | 2.75
American Standard / Mitsubishi Electric | M-Series | 202392212 | HRCU-A-CB | NAXSKS09A112AA | PEAD-A09AA7 | Singlezone Ducted, "Compact Ducted" | 12000 | 7600 | 2.53 | 6100 | 2.93
American Standard / Mitsubishi Electric | M-Series | 202392240 | HRCU-A-CB | NAXSKS18A112AA | NAXAMT18A112AA | Singlezone Ducted, Centrally Ducted | 21600 | 14000 | 2.81 | 12200 | 2.88
Ameristar |  | 203162806 | HRCU-A-CB-O | M4THS1824A11N** | M4MHW1824A1N0** | Singlezone Non-ducted Wall Placement | 23000 | 14600 | 2.61 | 22861 | 2.02
ARCOAIRE | DuraComfort | 205921372 | HRCU-A-CB | DLCSRAH24AAK | DLFSAAH24XAK | Singlezone Ducted, Centrally Ducted | 29000 | 17500 | 2.56 | 26970 | 1.91
ARCOAIRE | High Tier | 202463643 | HRCU-A-CB-O | DLCPRAH24AAK | DLFPHAH24XAK | Singlezone Non-ducted Wall Placement | 24000 | 15450 | 3 | 24000 | 2
ARCOAIRE | High Tier | 202463642 | HRCU-A-CB-O | DLCPRAH18AAK | DLFPHAH18XAK | Singlezone Non-ducted Wall Placement | 18000 | 12300 | 3.19 | 18000 | 2
ARCOAIRE |  | 201835538 | HRCU-A-CB | DLCSRAH24AAK | DLFSDAH24XAK | Singlezone Ducted, "Compact Ducted" | 24000 | 17400 | 2.96 | 30000 | 1.93
ARCOAIRE |  | 201835514 | HRCU-A-CB-O | DLCSRAH12AAJ | DLFSHAH12XAJ | Singlezone Non-ducted Wall Placement | 11800 | 7100 | 2.57 | 7800 | 2.01
ARCOAIRE |  | 201835506 | HRCU-A-CB-O | DLCPRAH09AAK | DLFPHAH09XAK | Singlezone Non-ducted Wall Placement | 10000 | 7200 | 2.78 | 13047 | 1.97
ARCOAIRE | Mid-tier | 201835515 | HRCU-A-CB-O | DLCSRAH09AAK | DLFSHAH09XAK | Singlezone Non-ducted Wall Placement | 12000 | 7500 | 2.65 | 9840 | 2.1
ARCOAIRE | Mid-tier | 201835537 | HRCU-A-CB-O | DLCSRAH18AAK | DLFSCAH18XAK | Singlezone Non-ducted, Ceiling Placement | 18000 | 12000 | 2.59 | 15710 | 2.4
ARCOAIRE | Mid-tier | 201835532 | HRCU-A-CB-O | DLCSRAH09AAK | DLFSCAH09XAK | Singlezone Non-ducted, Ceiling Placement | 10000 | 6700 | 2.58 | 11870 | 1.94
AZUR |  | 205417847 | HRCU-A-CB-O | AZ-18CA22EXT | AZ-18CA22INT | Singlezone Non-ducted Wall Placement | 19000 | 11600 | 2.7 | 12730 | 2.16
AZUR |  | 205417845 | HRCU-A-CB-O | AZ-12CA22EXT | AZ-12CA22INT | Singlezone Non-ducted Wall Placement | 13000 | 7500 | 2.71 | 7823 | 2.12
BOSCH | IDS2.0 | 203025032 | HRCU-A-CB | BOVA-60HDN1-M20G | BMA*4860DNTF | Singlezone Ducted, Centrally Ducted | 54000 | 38000 | 2.6 | 34000 | 2.5
BOSCH | IDS2.0 | 203025029 | HRCU-A-CB | BOVA-60HDN1-M20G | BMA*4860DNTF | Singlezone Ducted, Centrally Ducted | 54000 | 38000 | 2.6 | 34000 | 2.5
BOSCH | IDS2.0 | 203025026 | HRCU-A-CB | BOVA-60HDN1-M20G | BMA*4248DNTF | Singlezone Ducted, Centrally Ducted | 47000 | 35000 | 2.5 | 31800 | 2.39
BOSCH | IDS2.0 | 203025020 | HRCU-A-CB | BOVA-60HDN1-M20G | BMA*4248CNTF | Singlezone Ducted, Centrally Ducted | 46500 | 35000 | 2.5 | 31600 | 2.41
BOSCH | IDS2.0 | 203025023 | HRCU-A-CB | BOVA-60HDN1-M20G | BMA*4248DNTF | Singlezone Ducted, Centrally Ducted | 47000 | 35000 | 2.5 | 31800 | 2.39
BOSCH | IDS2.0 | 202868497 | HRCU-A-CB | BOVA-60HDN1-M20G | BVA-60WN1-M20 | Singlezone Ducted, Centrally Ducted | 56000 | 44000 | 2.5 | 40000 | 2.38
BOSCH | IDS2.0 | 202868496 | HRCU-A-CB | BOVA-36HDN1-M20G | BVA-36WN1-M20 | Singlezone Ducted, Centrally Ducted | 34200 | 28000 | 2.6 | 23000 | 2.41
BOSCH | IDS2.0 | 202868494 | HRCU-A-CB | BOVA-36HDN1-M20G | BVA-24WN1-M20 | Singlezone Ducted, Centrally Ducted | 24000 | 23000 | 2.6 | 20000 | 2.5
BOSCH | IDS1.0 | 8860510 | HRCU-A-CB | BOVA-60HDN1-M18M | BVA-48WN1-M18 | Singlezone Ducted, Centrally Ducted | 46500 | 35000 | 2.64 | 34400 | 2.85
BOSCH | IDS1.0 | 8860508 | HRCU-A-CB | BOVA-36HDN1-M18M | BVA-24WN1-M18 | Singlezone Ducted, Centrally Ducted | 24000 | 19000 | 2.64 | 18500 | 2.21
BOSCH |  | 10333757 | HRCU-A-CB | BOVA-60HDN1-M18M | BVA-36WN1-M18B | Singlezone Ducted, Centrally Ducted | 35200 | 24000 | 2.71 | 28000 | 2.05
BOSCH | Bosch Climate 5000 ductless minisplit series | 9966837 | HRCU-A-CB-O | BMS500-AAS009-0CSXXA | BMS500-AAU009-0AHXXA | Singlezone Non-ducted Wall Placement | 9800 | 5800 | 2.74 | 6516 | 2.05
BOSCH | Bosch Climate 5000 ductless minisplit series | 9966838 | HRCU-A-CB-O | BMS500-AAS009-1CSXXA | BMS500-AAU009-1AHXXA | Singlezone Non-ducted Wall Placement | 9800 | 6300 | 2.68 | 6609 | 1.92
BOSCH | Bosch Climate 5000 ductless minisplit series | 9966839 | HRCU-A-CB-O | BMS500-AAS012-0CSXXA | BMS500-AAU012-0AHXXA | Singlezone Non-ducted Wall Placement | 12000 | 7500 | 2.56 | 5736 | 2.03
BOSCH | Bosch Climate 5000 ductless minisplit series | 203991148 | HRCU-A-CB-O | BMS500-AAS009-1CSXRA | BMS500-AAU009-1AHWXB | Singlezone Non-ducted Wall Placement | 9800 | 5800 | 2.74 | 7990 | 1.98
BOSCH | Bosch Climate 5000 ductless minisplit series | 203991167 | HRCU-A-CB-O | BMS500-AAS012-1CSXRA | BMS500-AAU012-1AHCXB | Singlezone Non-ducted, Ceiling Placement | 12000 | 7500 | 2.68 | 7332 | 2.11
BOSCH | Bosch Climate 5000 ductless minisplit series | 203991169 | HRCU-A-CB-O | BMS500-AAS024-1CSXRA | BMS500-AAU024-1AHCXB | Singlezone Non-ducted, Ceiling Placement | 24400 | 15800 | 2.56 | 16933 | 1.95
BOSCH | Bosch Climate 5000 ductless minisplit series | 203991150 | HRCU-A-CB-O | BMS500-AAS018-1CSXRA | BMS500-AAU018-1AHWXB | Singlezone Non-ducted Wall Placement | 18000 | 11400 | 2.72 | 11178 | 2.02
BOSCH | Bosch Climate 5000 ductless minisplit series | 204014467 | HRCU-A-CB | BMS500-AAS009-1CSXHB | BMS500-AAU009-1AHDXB | Singlezone Ducted, "Compact Ducted" | 10000 | 7200 | 2.74 | 8343 | 2.07
BOSCH | Bosch Climate 5000 ductless minisplit series | 203991162 | HRCU-A-CB | BMS500-AAS024-1CSXRA | BMS500-AAU024-1AHDXB | Singlezone Ducted, "Compact Ducted" | 24400 | 16000 | 2.69 | 18533 | 2.04
BOSCH | Bosch Climate 5000 ductless minisplit series | 203991161 | HRCU-A-CB | BMS500-AAS018-1CSXRA | BMS500-AAU018-1AHDXB | Singlezone Ducted, "Compact Ducted" | 18000 | 12000 | 2.61 | 10352 | 1.96
BOSCH | Bosch Climate 5000 ductless minisplit series | 203991174 | HMSV-A-CB | BMS500-AAM027-1CSXRA |  | Multizone All Non-ducted | 28000 | 17200 | 2.8 | 17040 | 1.97
BOSCH | Bosch Climate 5000 ductless minisplit series | 203991186 | HMSV-A-CB | BMS500-AAM036-1CSXHB |  | Multizone All Non-ducted | 36000 | 23200 | 2.78 | 36037 | 1.96
BOSCH | Bosch Climate 5000 ductless minisplit series | 203991172 | HMSV-A-CB | BMS500-AAM018-1CSXRA |  | Multizone All Non-ducted | 19000 | 12000 | 2.79 | 10205 | 1.97
BROAN | BROAN FSH1BG SERIES | 10254907 | HRCU-A-CB | FSH1BG4CVRX36K | C6B(A,H)-X36(C,U)-C | Singlezone Ducted, Centrally Ducted | 34200 | 21800 | 2.66 | 20250 | 2.28
BROAN | BROAN FSH1BG SERIES | 10254903 | HRCU-A-CB | FSH1BG4CVRX36K | C6B(A,H)-X36(C,U)-C | Singlezone Ducted, Centrally Ducted | 34200 | 21800 | 2.66 | 20250 | 2.28
BROAN | BROAN FSH1BG SERIES | 10254898 | HRCU-A-CB | FSH1BG4CVRX36K | C6B(A,H)-X36(C,U)-B | Singlezone Ducted, Centrally Ducted | 22400 | 14200 | 2.77 | 12650 | 2.12
BROAN | BROAN FSH1BG SERIES | 10254879 | HRCU-A-CB | FSH1BG4CVRX24K | C6B(A,H)-X26(C,U)-B | Singlezone Ducted, Centrally Ducted | 22400 | 14200 | 2.77 | 12650 | 2.12
BROAN | BROAN FSH1BG SERIES | 10254874 | HRCU-A-CB | FSH1BG4CVRX24K | C6B(A,H)-X26(C,U)-B | Singlezone Ducted, Centrally Ducted | 22200 | 14100 | 2.58 | 12800 | 2.03
BROAN | BROAN FSH1BG SERIES | 10254870 | HRCU-A-CB | FSH1BG4CVRX24K | C6B(A,H)-X26(C,U)-B | Singlezone Ducted, Centrally Ducted | 22200 | 14100 | 2.58 | 12800 | 2.03
BROAN | BROAN FSH1BG SERIES | 10254884 | HRCU-A-CB | FSH1BG4CVRX36K | B6VMAX36K-B | Singlezone Ducted, Centrally Ducted | 34400 | 21800 | 2.66 | 20150 | 2.27
BROAN | BROAN FSH1BG SERIES | 10254865 | HRCU-A-CB | FSH1BG4CVRX24K | B6VMAX24K-B | Singlezone Ducted, Centrally Ducted | 22400 | 14200 | 2.77 | 12650 | 2.12
BROAN | BROAN FSH1BG SERIES | 10254926 | HRCU-A-CB | FSH1BG4CVRX48K | C6B(A,H)-X48(C,U)-C | Singlezone Ducted, Centrally Ducted | 44000 | 27800 | 2.63 | 27550 | 2.21
BROAN | BROAN FSH1BG SERIES | 10254912 | HRCU-A-CB | FSH1BG4CVRX48K | B6VMAX48K-C | Singlezone Ducted, Centrally Ducted | 44000 | 27800 | 2.63 | 27550 | 2.21
BRYANT | Preferred | 205921388 | HRCU-A-CB | 38MAQB24R--3 | 40MBAAQ24XA3 | Singlezone Ducted, Centrally Ducted | 29000 | 17500 | 2.56 | 26970 | 1.91
BRYANT | Preferred Series | 8738645 | HRCU-A-CB-O | 38MAQB12R--3 | 619PEQ012BBMA | Singlezone Non-ducted Wall Placement | 12000 | 7800 | 2.66 | 12010 | 1.98
BRYANT |  | 205273717 | HRCU-A-CB | 284ANV024*0**A* | FE4AN(B,F)003L+UI | Singlezone Ducted, Centrally Ducted | 24000 | 24200 | 2.6 | 17792 | 2.19
BRYANT |  | 205273718 | HRCU-A-CB | 284ANV024*0**A* | FE4AN(B,F)005L+UI | Singlezone Ducted, Centrally Ducted | 24000 | 23600 | 2.78 | 17351 | 2.34
BRYANT |  | 205273797 | HRCU-A-CB | 284ANV024*0**A* | CNPV*6024AL*+UI | Singlezone Ducted, Centrally Ducted | 24000 | 23800 | 2.76 | 17498 | 2.33
BRYANT |  | 205273802 | HRCU-A-CB | 284ANV024*0**A* | CSPH*3612AL*+UI | Singlezone Ducted, Centrally Ducted | 24000 | 24200 | 2.68 | 17792 | 2.26
BRYANT |  | 205273804 | HRCU-A-CB | 284ANV024*0**A* | CSPH*3612AL*+UI | Singlezone Ducted, Centrally Ducted | 24000 | 24200 | 2.66 | 17792 | 2.25
BRYANT |  | 205273803 | HRCU-A-CB | 284ANV024*0**A* | CSPH*3612AL*+UI | Singlezone Ducted, Centrally Ducted | 24000 | 24200 | 2.68 | 17792 | 2.26
BRYANT |  | 205273805 | HRCU-A-CB | 284ANV024*0**A* | CSPH*3612AL*+UI | Singlezone Ducted, Centrally Ducted | 24000 | 24200 | 2.68 | 17792 | 2.26
BRYANT |  | 205273806 | HRCU-A-CB | 284ANV024*0**A* | CSPH*3612AL*+UI | Singlezone Ducted, Centrally Ducted | 24000 | 24200 | 2.68 | 17792 | 2.26
BRYANT |  | 205273892 | HRCU-A-CB | 284ANV024*0**A* | CNPV*4821AL*+UI | Singlezone Ducted, Centrally Ducted | 24000 | 24200 | 2.68 | 17792 | 2.26
BRYANT |  | 205273893 | HRCU-A-CB | 284ANV024*0**A* | CNPV*4821AL*+UI | Singlezone Ducted, Centrally Ducted | 24000 | 24200 | 2.68 | 17792 | 2.26
BRYANT |  | 205273894 | HRCU-A-CB | 284ANV024*0**A* | CNPV*4824AL*+UI | Singlezone Ducted, Centrally Ducted | 24000 | 24200 | 2.72 | 17792 | 2.3
BRYANT |  | 205273895 | HRCU-A-CB | 284ANV024*0**A* | CNPV*4824AL*+UI | Singlezone Ducted, Centrally Ducted | 24000 | 24000 | 2.74 | 17645 | 2.31
BRYANT |  | 205273897 | HRCU-A-CB | 284ANV024*0**A* | CNPV*4824AL*+UI | Singlezone Ducted, Centrally Ducted | 24000 | 24000 | 2.72 | 17645 | 2.3
BRYANT |  | 205273898 | HRCU-A-CB | 284ANV024*0**A* | CNPV*6024AL*+UI | Singlezone Ducted, Centrally Ducted | 24000 | 23800 | 2.74 | 17498 | 2.31
BRYANT |  | 205273900 | HRCU-A-CB | 284ANV024*0**A* | CNPV*6024AL*+UI | Singlezone Ducted, Centrally Ducted | 24000 | 23800 | 2.76 | 17498 | 2.33
BRYANT |  | 205273896 | HRCU-A-CB | 284ANV024*0**A* | CNPV*4824AL*+UI | Singlezone Ducted, Centrally Ducted | 24000 | 24000 | 2.74 | 17645 | 2.31
BRYANT |  | 205273899 | HRCU-A-CB | 284ANV024*0**A* | CNPV*6024AL*+UI | Singlezone Ducted, Centrally Ducted | 24000 | 23800 | 2.76 | 17498 | 2.33
BRYANT |  | 205273901 | HRCU-A-CB | 284ANV024*0**A* | CNPV*6024AL*+UI | Singlezone Ducted, Centrally Ducted | 24000 | 23800 | 2.74 | 17498 | 2.31
BRYANT |  | 205273903 | HRCU-A-CB | 284ANV024*0**A* | CSPH*3612AL*+UI | Singlezone Ducted, Centrally Ducted | 24000 | 24200 | 2.66 | 17792 | 2.25
BRYANT |  | 205273904 | HRCU-A-CB | 284ANV024*0**A* | CSPH*3612AL*+UI | Singlezone Ducted, Centrally Ducted | 24000 | 24200 | 2.66 | 17792 | 2.25
BRYANT |  | 205273902 | HRCU-A-CB | 284ANV024*0**A* | CSPH*3612AL*+UI | Singlezone Ducted, Centrally Ducted | 24000 | 24400 | 2.62 | 17940 | 2.21
BRYANT |  | 205273907 | HRCU-A-CB | 284ANV024*0**A* | CSPH*3612AL*+UI | Singlezone Ducted, Centrally Ducted | 24000 | 24400 | 2.64 | 17940 | 2.23
BRYANT |  | 205273905 | HRCU-A-CB | 284ANV024*0**A* | CSPH*3612AL*+UI | Singlezone Ducted, Centrally Ducted | 24000 | 24200 | 2.68 | 17792 | 2.26
BRYANT |  | 205273906 | HRCU-A-CB | 284ANV024*0**A* | CSPH*3612AL*+UI | Singlezone Ducted, Centrally Ducted | 24000 | 24200 | 2.68 | 17792 | 2.26
BRYANT |  | 205273908 | HRCU-A-CB | 284ANV024*0**A* | CSPH*3612AL*+UI | Singlezone Ducted, Centrally Ducted | 24000 | 24400 | 2.64 | 17940 | 2.23
BRYANT |  | 205273910 | HRCU-A-CB | 284ANV024*0**A* | CSPH*4212AL*+UI | Singlezone Ducted, Centrally Ducted | 24000 | 24400 | 2.66 | 17940 | 2.25
BRYANT |  | 205273909 | HRCU-A-CB | 284ANV024*0**A* | CSPH*3612AL*+UI | Singlezone Ducted, Centrally Ducted | 24000 | 24200 | 2.68 | 17792 | 2.26
BRYANT |  | 205273912 | HRCU-A-CB | 284ANV024*0**A* | CSPH*4212AL*+UI | Singlezone Ducted, Centrally Ducted | 24000 | 24200 | 2.7 | 17792 | 2.28
BRYANT |  | 205273911 | HRCU-A-CB | 284ANV024*0**A* | CSPH*4212AL*+UI | Singlezone Ducted, Centrally Ducted | 24000 | 24200 | 2.7 | 17792 | 2.28
BRYANT |  | 205273914 | HRCU-A-CB | 284ANV024*0**A* | CSPH*4212AL*+UI | Singlezone Ducted, Centrally Ducted | 24000 | 24000 | 2.72 | 17645 | 2.3
BRYANT |  | 205273913 | HRCU-A-CB | 284ANV024*0**A* | CSPH*4212AL*+UI | Singlezone Ducted, Centrally Ducted | 24000 | 24000 | 2.72 | 17645 | 2.3
BRYANT |  | 205273915 | HRCU-A-CB | 284ANV024*0**A* | CSPH*4212AL*+UI | Singlezone Ducted, Centrally Ducted | 24000 | 24400 | 2.66 | 17940 | 2.25
BRYANT |  | 205273916 | HRCU-A-CB | 284ANV024*0**A* | CSPH*4212AL*+UI | Singlezone Ducted, Centrally Ducted | 24000 | 24200 | 2.68 | 17792 | 2.26
BRYANT |  | 205273923 | HRCU-A-CB | 284ANV024*0**A* | CSPH*4812AL*+UI | Singlezone Ducted, Centrally Ducted | 24000 | 24200 | 2.7 | 17792 | 2.28
BRYANT |  | 205273918 | HRCU-A-CB | 284ANV024*0**A* | CSPH*4812AL*+UI | Singlezone Ducted, Centrally Ducted | 24000 | 24200 | 2.7 | 17792 | 2.28
BRYANT |  | 205273917 | HRCU-A-CB | 284ANV024*0**A* | CSPH*4212AL*+UI | Singlezone Ducted, Centrally Ducted | 24000 | 24200 | 2.72 | 17792 | 2.3
BRYANT |  | 205273919 | HRCU-A-CB | 284ANV024*0**A* | CSPH*4812AL*+UI | Singlezone Ducted, Centrally Ducted | 24000 | 24200 | 2.72 | 17792 | 2.3
BRYANT |  | 205273920 | HRCU-A-CB | 284ANV024*0**A* | CSPH*4812AL*+UI | Singlezone Ducted, Centrally Ducted | 24000 | 24200 | 2.72 | 17792 | 2.3
BRYANT |  | 205273921 | HRCU-A-CB | 284ANV024*0**A* | CSPH*4812AL*+UI | Singlezone Ducted, Centrally Ducted | 24000 | 24000 | 2.74 | 17645 | 2.31
BRYANT |  | 205273922 | HRCU-A-CB | 284ANV024*0**A* | CSPH*4812AL*+UI | Singlezone Ducted, Centrally Ducted | 24000 | 24000 | 2.74 | 17645 | 2.31
BRYANT |  | 205273925 | HRCU-A-CB | 284ANV024*0**A* | CSPH*4812AL*+UI | Singlezone Ducted, Centrally Ducted | 24000 | 24000 | 2.74 | 17645 | 2.31
BRYANT |  | 205273924 | HRCU-A-CB | 284ANV024*0**A* | CSPH*4812AL*+UI | Singlezone Ducted, Centrally Ducted | 24000 | 24200 | 2.7 | 17792 | 2.28
BRYANT |  | 205273927 | HRCU-A-CB | 284ANV024*0**A* | CSPH*6012AL*+UI | Singlezone Ducted, Centrally Ducted | 24000 | 23800 | 2.76 | 17498 | 2.33
BRYANT |  | 205273926 | HRCU-A-CB | 284ANV024*0**A* | CSPH*6012AL*+UI | Singlezone Ducted, Centrally Ducted | 24000 | 24000 | 2.72 | 17645 | 2.3
BRYANT |  | 205273929 | HRCU-A-CB | 284ANV024*0**A* | CSPH*6012AL*+UI | Singlezone Ducted, Centrally Ducted | 24000 | 23800 | 2.78 | 17498 | 2.34
BRYANT |  | 205273928 | HRCU-A-CB | 284ANV024*0**A* | CSPH*6012AL*+UI | Singlezone Ducted, Centrally Ducted | 24000 | 23800 | 2.76 | 17498 | 2.33
BRYANT |  | 205273931 | HRCU-A-CB | 284ANV024*0**A* | CSPH*6012AL*+UI | Singlezone Ducted, Centrally Ducted | 24000 | 24000 | 2.72 | 17645 | 2.3
BRYANT |  | 205273930 | HRCU-A-CB | 284ANV024*0**A* | CSPH*6012AL*+UI | Singlezone Ducted, Centrally Ducted | 24000 | 23800 | 2.78 | 17498 | 2.34
BRYANT |  | 205273932 | HRCU-A-CB | 284ANV024*0**A* | CSPH*6012AL*+UI | Singlezone Ducted, Centrally Ducted | 24000 | 24000 | 2.74 | 17645 | 2.31
BRYANT |  | 205273933 | HRCU-A-CB | 284ANV024*0**A* | CSPH*6012AL*+UI | Singlezone Ducted, Centrally Ducted | 24000 | 23800 | 2.78 | 17498 | 2.34
BRYANT |  | 205273716 | HRCU-A-CB | 284ANV024*0**A* | FE4ANF002L+UI | Singlezone Ducted, Centrally Ducted | 24000 | 24400 | 2.62 | 17940 | 2.21
BRYANT |  | 205273721 | HRCU-A-CB | 284ANV024*0**A* | CAP**3617AL*+UI | Singlezone Ducted, Centrally Ducted | 24000 | 24400 | 2.56 | 17940 | 2.15
BRYANT |  | 205273726 | HRCU-A-CB | 284ANV024*0**A* | CAP**3621AL*+UI | Singlezone Ducted, Centrally Ducted | 24000 | 24200 | 2.58 | 17792 | 2.17
BRYANT |  | 205273722 | HRCU-A-CB | 284ANV024*0**A* | CAP**3617AL*+UI | Singlezone Ducted, Centrally Ducted | 24000 | 24200 | 2.58 | 17792 | 2.17
BRYANT |  | 205273728 | HRCU-A-CB | 284ANV024*0**A* | CAP**3621AL*+UI | Singlezone Ducted, Centrally Ducted | 24000 | 24200 | 2.6 | 17792 | 2.19
BRYANT |  | 205273727 | HRCU-A-CB | 284ANV024*0**A* | CAP**3621AL*+UI | Singlezone Ducted, Centrally Ducted | 24000 | 24200 | 2.58 | 17792 | 2.17
BRYANT |  | 205273729 | HRCU-A-CB | 284ANV024*0**A* | CAP**3621AL*+UI | Singlezone Ducted, Centrally Ducted | 24000 | 24200 | 2.6 | 17792 | 2.19
BRYANT |  | 205273733 | HRCU-A-CB | 284ANV024*0**A* | CAP**4221AL*+UI | Singlezone Ducted, Centrally Ducted | 24000 | 24200 | 2.62 | 17792 | 2.21
BRYANT |  | 205273734 | HRCU-A-CB | 284ANV024*0**A* | CAP**4221AL*+UI | Singlezone Ducted, Centrally Ducted | 24000 | 24200 | 2.64 | 17792 | 2.23
BRYANT |  | 205273735 | HRCU-A-CB | 284ANV024*0**A* | CAP**4221AL*+UI | Singlezone Ducted, Centrally Ducted | 24000 | 24200 | 2.64 | 17792 | 2.23
BRYANT |  | 205273736 | HRCU-A-CB | 284ANV024*0**A* | CAP**4221AL*+UI | Singlezone Ducted, Centrally Ducted | 24000 | 24200 | 2.64 | 17792 | 2.23
BRYANT |  | 205273743 | HRCU-A-CB | 284ANV024*0**A* | CAP**4821AL*+UI | Singlezone Ducted, Centrally Ducted | 24000 | 24000 | 2.72 | 17645 | 2.3
BRYANT |  | 205273738 | HRCU-A-CB | 284ANV024*0**A* | CAP**4224AL*+UI | Singlezone Ducted, Centrally Ducted | 24000 | 24200 | 2.62 | 17792 | 2.21
BRYANT |  | 205273740 | HRCU-A-CB | 284ANV024*0**A* | CAP**4224AL*+UI | Singlezone Ducted, Centrally Ducted | 24000 | 24200 | 2.62 | 17792 | 2.21
BRYANT |  | 205273739 | HRCU-A-CB | 284ANV024*0**A* | CAP**4224AL*+UI | Singlezone Ducted, Centrally Ducted | 24000 | 24200 | 2.64 | 17792 | 2.23
BRYANT |  | 205273741 | HRCU-A-CB | 284ANV024*0**A* | CAP**4224AL*+UI | Singlezone Ducted, Centrally Ducted | 24000 | 24200 | 2.64 | 17792 | 2.23
BRYANT |  | 205273744 | HRCU-A-CB | 284ANV024*0**A* | CAP**4821AL*+UI | Singlezone Ducted, Centrally Ducted | 24000 | 24000 | 2.72 | 17645 | 2.3
BRYANT |  | 205273745 | HRCU-A-CB | 284ANV024*0**A* | CAP**4821AL*+UI | Singlezone Ducted, Centrally Ducted | 24000 | 24000 | 2.74 | 17645 | 2.31
BRYANT |  | 205273746 | HRCU-A-CB | 284ANV024*0**A* | CAP**4821AL*+UI | Singlezone Ducted, Centrally Ducted | 24000 | 24000 | 2.76 | 17645 | 2.33
BRYANT |  | 205273747 | HRCU-A-CB | 284ANV024*0**A* | CAP**4821AL*+UI | Singlezone Ducted, Centrally Ducted | 24000 | 23800 | 2.76 | 17498 | 2.33
BRYANT |  | 205273748 | HRCU-A-CB | 284ANV024*0**A* | CAP**4821AL*+UI | Singlezone Ducted, Centrally Ducted | 24000 | 23800 | 2.76 | 17498 | 2.33
BRYANT |  | 205273749 | HRCU-A-CB | 284ANV024*0**A* | CAP**4824AL*+UI | Singlezone Ducted, Centrally Ducted | 24000 | 24000 | 2.72 | 17645 | 2.3
BRYANT |  | 205273750 | HRCU-A-CB | 284ANV024*0**A* | CAP**4824AL*+UI | Singlezone Ducted, Centrally Ducted | 24000 | 24000 | 2.74 | 17645 | 2.31
BRYANT |  | 205273751 | HRCU-A-CB | 284ANV024*0**A* | CAP**4824AL*+UI | Singlezone Ducted, Centrally Ducted | 24000 | 23800 | 2.76 | 17498 | 2.33
BRYANT |  | 205273752 | HRCU-A-CB | 284ANV024*0**A* | CAP**4824AL*+UI | Singlezone Ducted, Centrally Ducted | 24000 | 24000 | 2.74 | 17645 | 2.31
BRYANT |  | 205273753 | HRCU-A-CB | 284ANV024*0**A* | CAP**4824AL*+UI | Singlezone Ducted, Centrally Ducted | 24000 | 23800 | 2.76 | 17498 | 2.33
BRYANT |  | 205273758 | HRCU-A-CB | 284ANV024*0**A* | CAP**6024AL*+UI | Singlezone Ducted, Centrally Ducted | 24000 | 23600 | 2.76 | 17351 | 2.32
BRYANT |  | 205273755 | HRCU-A-CB | 284ANV024*0**A* | CAP**6024AL*+UI | Singlezone Ducted, Centrally Ducted | 24000 | 23600 | 2.76 | 17351 | 2.32
BRYANT |  | 205273754 | HRCU-A-CB | 284ANV024*0**A* | CAP**6024AL*+UI | Singlezone Ducted, Centrally Ducted | 24000 | 23800 | 2.72 | 17498 | 2.29
BRYANT |  | 205273756 | HRCU-A-CB | 284ANV024*0**A* | CAP**6024AL*+UI | Singlezone Ducted, Centrally Ducted | 24000 | 23600 | 2.76 | 17351 | 2.32
BRYANT |  | 205273757 | HRCU-A-CB | 284ANV024*0**A* | CAP**6024AL*+UI | Singlezone Ducted, Centrally Ducted | 24000 | 23600 | 2.76 | 17351 | 2.32
BRYANT |  | 205273761 | HRCU-A-CB | 284ANV024*0**A* | CNPV*3617AL*+UI | Singlezone Ducted, Centrally Ducted | 24000 | 24400 | 2.52 | 17940 | 2.13
BRYANT |  | 205273762 | HRCU-A-CB | 284ANV024*0**A* | CNPV*3617AL*+UI | Singlezone Ducted, Centrally Ducted | 24000 | 24200 | 2.54 | 17792 | 2.15
BRYANT |  | 205273766 | HRCU-A-CB | 284ANV024*0**A* | CNPV*3621AL*+UI | Singlezone Ducted, Centrally Ducted | 24000 | 24400 | 2.54 | 17940 | 2.15
BRYANT |  | 205273767 | HRCU-A-CB | 284ANV024*0**A* | CNPV*3621AL*+UI | Singlezone Ducted, Centrally Ducted | 24000 | 24400 | 2.54 | 17940 | 2.15
BRYANT |  | 205273768 | HRCU-A-CB | 284ANV024*0**A* | CNPV*3621AL*+UI | Singlezone Ducted, Centrally Ducted | 24000 | 24200 | 2.56 | 17792 | 2.15
BRYANT |  | 205273769 | HRCU-A-CB | 284ANV024*0**A* | CNPV*3621AL*+UI | Singlezone Ducted, Centrally Ducted | 24000 | 24200 | 2.54 | 17792 | 2.15
BRYANT |  | 205273772 | HRCU-A-CB | 284ANV024*0**A* | CNPV*4217AL*+UI | Singlezone Ducted, Centrally Ducted | 24000 | 24200 | 2.66 | 17792 | 2.25
BRYANT |  | 205273773 | HRCU-A-CB | 284ANV024*0**A* | CNPV*4217AL*+UI | Singlezone Ducted, Centrally Ducted | 24000 | 24200 | 2.68 | 17792 | 2.26
BRYANT |  | 205273777 | HRCU-A-CB | 284ANV024*0**A* | CNPV*4221AL*+UI | Singlezone Ducted, Centrally Ducted | 24000 | 24200 | 2.62 | 17792 | 2.21
BRYANT |  | 205273778 | HRCU-A-CB | 284ANV024*0**A* | CNPV*4221AL*+UI | Singlezone Ducted, Centrally Ducted | 24000 | 24200 | 2.62 | 17792 | 2.21
BRYANT |  | 205273779 | HRCU-A-CB | 284ANV024*0**A* | CNPV*4221AL*+UI | Singlezone Ducted, Centrally Ducted | 24000 | 24200 | 2.62 | 17792 | 2.21
BRYANT |  | 205273780 | HRCU-A-CB | 284ANV024*0**A* | CNPV*4221AL*+UI | Singlezone Ducted, Centrally Ducted | 24000 | 24200 | 2.62 | 17792 | 2.21
BRYANT |  | 205273782 | HRCU-A-CB | 284ANV024*0**A* | CNPV*4821AL*+UI | Singlezone Ducted, Centrally Ducted | 24000 | 24200 | 2.7 | 17792 | 2.28
BRYANT |  | 205273786 | HRCU-A-CB | 284ANV024*0**A* | CNPV*4821AL*+UI | Singlezone Ducted, Centrally Ducted | 24000 | 24000 | 2.74 | 17645 | 2.31
BRYANT |  | 205273783 | HRCU-A-CB | 284ANV024*0**A* | CNPV*4821AL*+UI | Singlezone Ducted, Centrally Ducted | 24000 | 24200 | 2.7 | 17792 | 2.28
BRYANT |  | 205273784 | HRCU-A-CB | 284ANV024*0**A* | CNPV*4821AL*+UI | Singlezone Ducted, Centrally Ducted | 24000 | 24000 | 2.72 | 17645 | 2.3
BRYANT |  | 205273785 | HRCU-A-CB | 284ANV024*0**A* | CNPV*4821AL*+UI | Singlezone Ducted, Centrally Ducted | 24000 | 24000 | 2.72 | 17645 | 2.3
BRYANT |  | 205273789 | HRCU-A-CB | 284ANV024*0**A* | CNPV*4824AL*+UI | Singlezone Ducted, Centrally Ducted | 24000 | 24000 | 2.72 | 17645 | 2.3
BRYANT |  | 205273787 | HRCU-A-CB | 284ANV024*0**A* | CNPV*4821AL*+UI | Singlezone Ducted, Centrally Ducted | 24000 | 24000 | 2.74 | 17645 | 2.31
BRYANT |  | 205273788 | HRCU-A-CB | 284ANV024*0**A* | CNPV*4824AL*+UI | Singlezone Ducted, Centrally Ducted | 24000 | 24200 | 2.7 | 17792 | 2.28
BRYANT |  | 205273790 | HRCU-A-CB | 284ANV024*0**A* | CNPV*4824AL*+UI | Singlezone Ducted, Centrally Ducted | 24000 | 24000 | 2.72 | 17645 | 2.3
BRYANT |  | 205273791 | HRCU-A-CB | 284ANV024*0**A* | CNPV*4824AL*+UI | Singlezone Ducted, Centrally Ducted | 24000 | 24000 | 2.72 | 17645 | 2.3
BRYANT |  | 205273792 | HRCU-A-CB | 284ANV024*0**A* | CNPV*4824AL*+UI | Singlezone Ducted, Centrally Ducted | 24000 | 24000 | 2.74 | 17645 | 2.31
BRYANT |  | 205273794 | HRCU-A-CB | 284ANV024*0**A* | CNPV*6024AL*+UI | Singlezone Ducted, Centrally Ducted | 24000 | 23800 | 2.74 | 17498 | 2.31
BRYANT |  | 205273793 | HRCU-A-CB | 284ANV024*0**A* | CNPV*6024AL*+UI | Singlezone Ducted, Centrally Ducted | 24000 | 24000 | 2.72 | 17645 | 2.3
BRYANT |  | 205273796 | HRCU-A-CB | 284ANV024*0**A* | CNPV*6024AL*+UI | Singlezone Ducted, Centrally Ducted | 24000 | 23800 | 2.74 | 17498 | 2.31
BRYANT |  | 205273795 | HRCU-A-CB | 284ANV024*0**A* | CNPV*6024AL*+UI | Singlezone Ducted, Centrally Ducted | 24000 | 23800 | 2.74 | 17498 | 2.31
BRYANT |  | 205273936 | HRCU-A-CB | 284ANV036*0**A* | FE4ANB006L+UI | Singlezone Ducted, Centrally Ducted | 34000 | 32400 | 2.62 | 27430 | 2.23
BRYANT |  | 205273934 | HRCU-A-CB | 284ANV036*0**A* | FE4AN(B,F)005L+UI | Singlezone Ducted, Centrally Ducted | 35000 | 32800 | 2.54 | 27768 | 2.16
BRYANT |  | 205274190 | HRCU-A-CB | 284ANV048*0**A* | FE4ANB006L+UI | Singlezone Ducted, Centrally Ducted | 46000 | 42500 | 2.6 | 31130 | 2.32
BRYANT |  | 205273810 | HRCU-A-CB | 284ANV024*0**A* | CSPH*4212AL*+UI | Singlezone Ducted, Centrally Ducted | 24000 | 24200 | 2.7 | 17792 | 2.28
BRYANT |  | 205273812 | HRCU-A-CB | 284ANV024*0**A* | CSPH*4212AL*+UI | Singlezone Ducted, Centrally Ducted | 24000 | 24200 | 2.7 | 17792 | 2.28
BRYANT |  | 205273819 | HRCU-A-CB | 284ANV024*0**A* | CSPH*4812AL*+UI | Singlezone Ducted, Centrally Ducted | 24000 | 24000 | 2.74 | 17645 | 2.31
BRYANT |  | 205273811 | HRCU-A-CB | 284ANV024*0**A* | CSPH*4212AL*+UI | Singlezone Ducted, Centrally Ducted | 24000 | 24000 | 2.72 | 17645 | 2.3
BRYANT |  | 205273813 | HRCU-A-CB | 284ANV024*0**A* | CSPH*4212AL*+UI | Singlezone Ducted, Centrally Ducted | 24000 | 24200 | 2.7 | 17792 | 2.28
BRYANT |  | 205273815 | HRCU-A-CB | 284ANV024*0**A* | CSPH*4212AL*+UI | Singlezone Ducted, Centrally Ducted | 24000 | 24000 | 2.72 | 17645 | 2.3
BRYANT |  | 205273814 | HRCU-A-CB | 284ANV024*0**A* | CSPH*4212AL*+UI | Singlezone Ducted, Centrally Ducted | 24000 | 24000 | 2.72 | 17645 | 2.3
BRYANT |  | 205273820 | HRCU-A-CB | 284ANV024*0**A* | CSPH*4812AL*+UI | Singlezone Ducted, Centrally Ducted | 24000 | 24000 | 2.74 | 17645 | 2.31
BRYANT |  | 205273822 | HRCU-A-CB | 284ANV024*0**A* | CSPH*4812AL*+UI | Singlezone Ducted, Centrally Ducted | 24000 | 24200 | 2.72 | 17792 | 2.3
BRYANT |  | 205273821 | HRCU-A-CB | 284ANV024*0**A* | CSPH*4812AL*+UI | Singlezone Ducted, Centrally Ducted | 24000 | 24000 | 2.74 | 17645 | 2.31
BRYANT |  | 205273823 | HRCU-A-CB | 284ANV024*0**A* | CSPH*4812AL*+UI | Singlezone Ducted, Centrally Ducted | 24000 | 24000 | 2.74 | 17645 | 2.31
BRYANT |  | 205273826 | HRCU-A-CB | 284ANV024*0**A* | CSPH*6012AL*+UI | Singlezone Ducted, Centrally Ducted | 24000 | 24000 | 2.74 | 17645 | 2.31
BRYANT |  | 205273824 | HRCU-A-CB | 284ANV024*0**A* | CSPH*4812AL*+UI | Singlezone Ducted, Centrally Ducted | 24000 | 24000 | 2.74 | 17645 | 2.31
BRYANT |  | 205273828 | HRCU-A-CB | 284ANV024*0**A* | CSPH*6012AL*+UI | Singlezone Ducted, Centrally Ducted | 24000 | 23800 | 2.76 | 17498 | 2.33
BRYANT |  | 205273829 | HRCU-A-CB | 284ANV024*0**A* | CSPH*6012AL*+UI | Singlezone Ducted, Centrally Ducted | 24000 | 23800 | 2.78 | 17498 | 2.34
BRYANT |  | 205273830 | HRCU-A-CB | 284ANV024*0**A* | CSPH*6012AL*+UI | Singlezone Ducted, Centrally Ducted | 24000 | 23800 | 2.76 | 17498 | 2.33
BRYANT |  | 205273827 | HRCU-A-CB | 284ANV024*0**A* | CSPH*6012AL*+UI | Singlezone Ducted, Centrally Ducted | 24000 | 23800 | 2.74 | 17498 | 2.31
BRYANT |  | 205273831 | HRCU-A-CB | 284ANV024*0**A* | CSPH*6012AL*+UI | Singlezone Ducted, Centrally Ducted | 24000 | 23800 | 2.76 | 17498 | 2.33
BRYANT |  | 205273833 | HRCU-A-CB | 284ANV024*0**A* | CSPH*6012AL*+UI | Singlezone Ducted, Centrally Ducted | 24000 | 23800 | 2.78 | 17498 | 2.34
BRYANT |  | 205273832 | HRCU-A-CB | 284ANV024*0**A* | CSPH*6012AL*+UI | Singlezone Ducted, Centrally Ducted | 24000 | 23800 | 2.78 | 17498 | 2.34
BRYANT |  | 205273834 | HRCU-A-CB | 284ANV024*0**A* | CAP**3617AL*+UI | Singlezone Ducted, Centrally Ducted | 24000 | 24400 | 2.54 | 17940 | 2.15
BRYANT |  | 205273835 | HRCU-A-CB | 284ANV024*0**A* | CAP**3617AL*+UI | Singlezone Ducted, Centrally Ducted | 24000 | 24400 | 2.56 | 17940 | 2.15
BRYANT |  | 205273836 | HRCU-A-CB | 284ANV024*0**A* | CAP**3617AL*+UI | Singlezone Ducted, Centrally Ducted | 24000 | 24400 | 2.54 | 17940 | 2.15
BRYANT |  | 205273837 | HRCU-A-CB | 284ANV024*0**A* | CAP**3617AL*+UI | Singlezone Ducted, Centrally Ducted | 24000 | 24400 | 2.54 | 17940 | 2.15
BRYANT |  | 205273839 | HRCU-A-CB | 284ANV024*0**A* | CAP**3621AL*+UI | Singlezone Ducted, Centrally Ducted | 24000 | 24200 | 2.58 | 17792 | 2.17
BRYANT |  | 205273838 | HRCU-A-CB | 284ANV024*0**A* | CAP**3621AL*+UI | Singlezone Ducted, Centrally Ducted | 24000 | 24400 | 2.54 | 17940 | 2.15
BRYANT |  | 205273841 | HRCU-A-CB | 284ANV024*0**A* | CAP**3621AL*+UI | Singlezone Ducted, Centrally Ducted | 24000 | 24200 | 2.6 | 17792 | 2.19
BRYANT |  | 205273840 | HRCU-A-CB | 284ANV024*0**A* | CAP**3621AL*+UI | Singlezone Ducted, Centrally Ducted | 24000 | 24200 | 2.58 | 17792 | 2.17
BRYANT |  | 205273843 | HRCU-A-CB | 284ANV024*0**A* | CAP**3621AL*+UI | Singlezone Ducted, Centrally Ducted | 24000 | 24400 | 2.56 | 17940 | 2.15
BRYANT |  | 205273842 | HRCU-A-CB | 284ANV024*0**A* | CAP**3621AL*+UI | Singlezone Ducted, Centrally Ducted | 24000 | 24400 | 2.54 | 17940 | 2.15
BRYANT |  | 205273844 | HRCU-A-CB | 284ANV024*0**A* | CAP**4221AL*+UI | Singlezone Ducted, Centrally Ducted | 24000 | 24400 | 2.58 | 17940 | 2.17
BRYANT |  | 205273845 | HRCU-A-CB | 284ANV024*0**A* | CAP**4221AL*+UI | Singlezone Ducted, Centrally Ducted | 24000 | 24200 | 2.62 | 17792 | 2.21
BRYANT |  | 205273847 | HRCU-A-CB | 284ANV024*0**A* | CAP**4221AL*+UI | Singlezone Ducted, Centrally Ducted | 24000 | 24200 | 2.64 | 17792 | 2.23
BRYANT |  | 205273846 | HRCU-A-CB | 284ANV024*0**A* | CAP**4221AL*+UI | Singlezone Ducted, Centrally Ducted | 24000 | 24200 | 2.62 | 17792 | 2.21
BRYANT |  | 205273848 | HRCU-A-CB | 284ANV024*0**A* | CAP**4221AL*+UI | Singlezone Ducted, Centrally Ducted | 24000 | 24400 | 2.58 | 17940 | 2.17
BRYANT |  | 205273849 | HRCU-A-CB | 284ANV024*0**A* | CAP**4221AL*+UI | Singlezone Ducted, Centrally Ducted | 24000 | 24400 | 2.6 | 17940 | 2.19
BRYANT |  | 205273850 | HRCU-A-CB | 284ANV024*0**A* | CAP**4224AL*+UI | Singlezone Ducted, Centrally Ducted | 24000 | 24200 | 2.62 | 17792 | 2.21
BRYANT |  | 205273851 | HRCU-A-CB | 284ANV024*0**A* | CAP**4224AL*+UI | Singlezone Ducted, Centrally Ducted | 24000 | 24200 | 2.64 | 17792 | 2.23
BRYANT |  | 205273853 | HRCU-A-CB | 284ANV024*0**A* | CAP**4224AL*+UI | Singlezone Ducted, Centrally Ducted | 24000 | 24200 | 2.64 | 17792 | 2.23
BRYANT |  | 205273852 | HRCU-A-CB | 284ANV024*0**A* | CAP**4224AL*+UI | Singlezone Ducted, Centrally Ducted | 24000 | 24000 | 2.64 | 17645 | 2.23
BRYANT |  | 205273854 | HRCU-A-CB | 284ANV024*0**A* | CAP**4821AL*+UI | Singlezone Ducted, Centrally Ducted | 24000 | 24200 | 2.7 | 17792 | 2.28
BRYANT |  | 205273855 | HRCU-A-CB | 284ANV024*0**A* | CAP**4821AL*+UI | Singlezone Ducted, Centrally Ducted | 24000 | 24000 | 2.74 | 17645 | 2.31
BRYANT |  | 205273856 | HRCU-A-CB | 284ANV024*0**A* | CAP**4821AL*+UI | Singlezone Ducted, Centrally Ducted | 24000 | 24000 | 2.74 | 17645 | 2.31
BRYANT |  | 205273857 | HRCU-A-CB | 284ANV024*0**A* | CAP**4821AL*+UI | Singlezone Ducted, Centrally Ducted | 24000 | 23800 | 2.76 | 17498 | 2.33
BRYANT |  | 205273858 | HRCU-A-CB | 284ANV024*0**A* | CAP**4821AL*+UI | Singlezone Ducted, Centrally Ducted | 24000 | 24200 | 2.7 | 17792 | 2.28
BRYANT |  | 205273859 | HRCU-A-CB | 284ANV024*0**A* | CAP**4821AL*+UI | Singlezone Ducted, Centrally Ducted | 24000 | 24000 | 2.72 | 17645 | 2.3
BRYANT |  | 205273860 | HRCU-A-CB | 284ANV024*0**A* | CAP**4824AL*+UI | Singlezone Ducted, Centrally Ducted | 24000 | 24000 | 2.74 | 17645 | 2.31
BRYANT |  | 205273861 | HRCU-A-CB | 284ANV024*0**A* | CAP**4824AL*+UI | Singlezone Ducted, Centrally Ducted | 24000 | 23800 | 2.76 | 17498 | 2.33
BRYANT |  | 205273862 | HRCU-A-CB | 284ANV024*0**A* | CAP**4824AL*+UI | Singlezone Ducted, Centrally Ducted | 24000 | 23800 | 2.76 | 17498 | 2.33
BRYANT |  | 205273865 | HRCU-A-CB | 284ANV024*0**A* | CAP**6024AL*+UI | Singlezone Ducted, Centrally Ducted | 24000 | 23600 | 2.76 | 17351 | 2.32
BRYANT |  | 205273864 | HRCU-A-CB | 284ANV024*0**A* | CAP**6024AL*+UI | Singlezone Ducted, Centrally Ducted | 24000 | 23600 | 2.74 | 17351 | 2.31
BRYANT |  | 205273863 | HRCU-A-CB | 284ANV024*0**A* | CAP**4824AL*+UI | Singlezone Ducted, Centrally Ducted | 24000 | 24000 | 2.76 | 17645 | 2.33
BRYANT |  | 205273866 | HRCU-A-CB | 284ANV024*0**A* | CAP**6024AL*+UI | Singlezone Ducted, Centrally Ducted | 24000 | 23600 | 2.78 | 17351 | 2.34
BRYANT |  | 205273867 | HRCU-A-CB | 284ANV024*0**A* | CAP**6024AL*+UI | Singlezone Ducted, Centrally Ducted | 24000 | 23600 | 2.76 | 17351 | 2.32
BRYANT |  | 205273868 | HRCU-A-CB | 284ANV024*0**A* | CNPV*3617AL*+UI | Singlezone Ducted, Centrally Ducted | 24000 | 24600 | 2.5 | 18087 | 2.11
BRYANT |  | 205273869 | HRCU-A-CB | 284ANV024*0**A* | CNPV*3617AL*+UI | Singlezone Ducted, Centrally Ducted | 24000 | 24400 | 2.52 | 17940 | 2.13
BRYANT |  | 205273870 | HRCU-A-CB | 284ANV024*0**A* | CNPV*3617AL*+UI | Singlezone Ducted, Centrally Ducted | 24000 | 24600 | 2.5 | 18087 | 2.11
BRYANT |  | 205273871 | HRCU-A-CB | 284ANV024*0**A* | CNPV*3617AL*+UI | Singlezone Ducted, Centrally Ducted | 24000 | 24400 | 2.52 | 17940 | 2.13
BRYANT |  | 205273873 | HRCU-A-CB | 284ANV024*0**A* | CNPV*3621AL*+UI | Singlezone Ducted, Centrally Ducted | 24000 | 24400 | 2.52 | 17940 | 2.13
BRYANT |  | 205273872 | HRCU-A-CB | 284ANV024*0**A* | CNPV*3621AL*+UI | Singlezone Ducted, Centrally Ducted | 24000 | 24600 | 2.5 | 18087 | 2.11
BRYANT |  | 205273875 | HRCU-A-CB | 284ANV024*0**A* | CNPV*3621AL*+UI | Singlezone Ducted, Centrally Ducted | 24000 | 24200 | 2.54 | 17792 | 2.15
BRYANT |  | 205273878 | HRCU-A-CB | 284ANV024*0**A* | CNPV*4217AL*+UI | Singlezone Ducted, Centrally Ducted | 24000 | 24400 | 2.62 | 17940 | 2.21
BRYANT |  | 205273874 | HRCU-A-CB | 284ANV024*0**A* | CNPV*3621AL*+UI | Singlezone Ducted, Centrally Ducted | 24000 | 24400 | 2.54 | 17940 | 2.15
BRYANT |  | 205273876 | HRCU-A-CB | 284ANV024*0**A* | CNPV*3621AL*+UI | Singlezone Ducted, Centrally Ducted | 24000 | 24600 | 2.5 | 18087 | 2.11
BRYANT |  | 205273877 | HRCU-A-CB | 284ANV024*0**A* | CNPV*3621AL*+UI | Singlezone Ducted, Centrally Ducted | 24000 | 24400 | 2.52 | 17940 | 2.13
BRYANT |  | 205273879 | HRCU-A-CB | 284ANV024*0**A* | CNPV*4217AL*+UI | Singlezone Ducted, Centrally Ducted | 24000 | 24200 | 2.66 | 17792 | 2.25
BRYANT |  | 205273880 | HRCU-A-CB | 284ANV024*0**A* | CNPV*4217AL*+UI | Singlezone Ducted, Centrally Ducted | 24000 | 24400 | 2.62 | 17940 | 2.21
BRYANT |  | 205273881 | HRCU-A-CB | 284ANV024*0**A* | CNPV*4217AL*+UI | Singlezone Ducted, Centrally Ducted | 24000 | 24400 | 2.64 | 17940 | 2.23
BRYANT |  | 205273882 | HRCU-A-CB | 284ANV024*0**A* | CNPV*4221AL*+UI | Singlezone Ducted, Centrally Ducted | 24000 | 24400 | 2.58 | 17940 | 2.17
BRYANT |  | 205273884 | HRCU-A-CB | 284ANV024*0**A* | CNPV*4221AL*+UI | Singlezone Ducted, Centrally Ducted | 24000 | 24200 | 2.6 | 17792 | 2.19
BRYANT |  | 205273883 | HRCU-A-CB | 284ANV024*0**A* | CNPV*4221AL*+UI | Singlezone Ducted, Centrally Ducted | 24000 | 24400 | 2.6 | 17940 | 2.19
BRYANT |  | 205273885 | HRCU-A-CB | 284ANV024*0**A* | CNPV*4221AL*+UI | Singlezone Ducted, Centrally Ducted | 24000 | 24200 | 2.62 | 17792 | 2.21
BRYANT |  | 205273889 | HRCU-A-CB | 284ANV024*0**A* | CNPV*4821AL*+UI | Singlezone Ducted, Centrally Ducted | 24000 | 24200 | 2.7 | 17792 | 2.28
BRYANT |  | 205273886 | HRCU-A-CB | 284ANV024*0**A* | CNPV*4221AL*+UI | Singlezone Ducted, Centrally Ducted | 24000 | 24400 | 2.58 | 17940 | 2.17
BRYANT |  | 205273887 | HRCU-A-CB | 284ANV024*0**A* | CNPV*4221AL*+UI | Singlezone Ducted, Centrally Ducted | 24000 | 24400 | 2.58 | 17940 | 2.17
BRYANT |  | 205273888 | HRCU-A-CB | 284ANV024*0**A* | CNPV*4821AL*+UI | Singlezone Ducted, Centrally Ducted | 24000 | 24200 | 2.68 | 17792 | 2.26
BRYANT |  | 205273890 | HRCU-A-CB | 284ANV024*0**A* | CNPV*4821AL*+UI | Singlezone Ducted, Centrally Ducted | 24000 | 24200 | 2.72 | 17792 | 2.3
BRYANT |  | 205273891 | HRCU-A-CB | 284ANV024*0**A* | CNPV*4821AL*+UI | Singlezone Ducted, Centrally Ducted | 24000 | 24000 | 2.74 | 17645 | 2.31
BRYANT |  | 205273808 | HRCU-A-CB | 284ANV024*0**A* | CSPH*4212AL*+UI | Singlezone Ducted, Centrally Ducted | 24000 | 24200 | 2.68 | 17792 | 2.26
BRYANT |  | 205273809 | HRCU-A-CB | 284ANV024*0**A* | CSPH*4212AL*+UI | Singlezone Ducted, Centrally Ducted | 24000 | 24200 | 2.68 | 17792 | 2.26
BRYANT |  | 205273988 | HRCU-A-CB | 284ANV036*0**A* | CAP**4321AL*+UI | Singlezone Ducted, Centrally Ducted | 35400 | 33600 | 2.52 | 28445 | 2.14
BRYANT |  | 205273989 | HRCU-A-CB | 284ANV036*0**A* | CAP**4321AL*+UI | Singlezone Ducted, Centrally Ducted | 35200 | 33400 | 2.54 | 28276 | 2.16
BRYANT |  | 205274007 | HRCU-A-CB | 284ANV036*0**A* | CAP**4824AL*+UI | Singlezone Ducted, Centrally Ducted | 35200 | 33200 | 2.52 | 28107 | 2.14
BRYANT |  | 205274008 | HRCU-A-CB | 284ANV036*0**A* | CAP**4824AL*+UI | Singlezone Ducted, Centrally Ducted | 35200 | 33000 | 2.54 | 27937 | 2.16
BRYANT |  | 205274015 | HRCU-A-CB | 284ANV036*0**A* | CAP**4824AL*+UI | Singlezone Ducted, Centrally Ducted | 35200 | 33200 | 2.52 | 28107 | 2.14
BRYANT |  | 205274018 | HRCU-A-CB | 284ANV036*0**A* | CAP**6024AL*+UI | Singlezone Ducted, Centrally Ducted | 34400 | 32800 | 2.52 | 27768 | 2.14
BRYANT |  | 205274019 | HRCU-A-CB | 284ANV036*0**A* | CAP**6024AL*+UI | Singlezone Ducted, Centrally Ducted | 34400 | 32600 | 2.54 | 27599 | 2.16
BRYANT |  | 205274020 | HRCU-A-CB | 284ANV036*0**A* | CAP**6024AL*+UI | Singlezone Ducted, Centrally Ducted | 34400 | 32800 | 2.52 | 27768 | 2.14
BRYANT |  | 205274021 | HRCU-A-CB | 284ANV036*0**A* | CAP**6024AL*+UI | Singlezone Ducted, Centrally Ducted | 34600 | 33000 | 2.5 | 27937 | 2.13
BRYANT |  | 205274022 | HRCU-A-CB | 284ANV036*0**A* | CAP**6024AL*+UI | Singlezone Ducted, Centrally Ducted | 34600 | 32800 | 2.52 | 27768 | 2.14
BRYANT |  | 205274023 | HRCU-A-CB | 284ANV036*0**A* | CAP**6024AL*+UI | Singlezone Ducted, Centrally Ducted | 34600 | 33000 | 2.5 | 27937 | 2.13
BRYANT |  | 205274024 | HRCU-A-CB | 284ANV036*0**A* | CAP**6024AL*+UI | Singlezone Ducted, Centrally Ducted | 34600 | 33000 | 2.5 | 27937 | 2.13
BRYANT |  | 205274025 | HRCU-A-CB | 284ANV036*0**A* | CAP**6024AL*+UI | Singlezone Ducted, Centrally Ducted | 34600 | 32800 | 2.52 | 27768 | 2.14
BRYANT |  | 205274026 | HRCU-A-CB | 284ANV036*0**A* | CAP**6024AL*+UI | Singlezone Ducted, Centrally Ducted | 34400 | 32800 | 2.52 | 27768 | 2.14
BRYANT |  | 205274031 | HRCU-A-CB | 284ANV036*0**A* | CAP**6121AL*+UI | Singlezone Ducted, Centrally Ducted | 34800 | 33000 | 2.54 | 27937 | 2.16
BRYANT |  | 205274030 | HRCU-A-CB | 284ANV036*0**A* | CAP**6121AL*+UI | Singlezone Ducted, Centrally Ducted | 35200 | 33200 | 2.5 | 28107 | 2.12
BRYANT |  | 205274037 | HRCU-A-CB | 284ANV036*0**A* | CAP**6121AL*+UI | Singlezone Ducted, Centrally Ducted | 35000 | 33000 | 2.54 | 27937 | 2.16
BRYANT |  | 205274036 | HRCU-A-CB | 284ANV036*0**A* | CAP**6121AL*+UI | Singlezone Ducted, Centrally Ducted | 35000 | 33200 | 2.52 | 28107 | 2.14
BRYANT |  | 205274038 | HRCU-A-CB | 284ANV036*0**A* | CAP**6121AL*+UI | Singlezone Ducted, Centrally Ducted | 35000 | 33200 | 2.52 | 28107 | 2.14
BRYANT |  | 205274041 | HRCU-A-CB | 284ANV036*0**A* | CAP**6121AL*+UI | Singlezone Ducted, Centrally Ducted | 35000 | 33000 | 2.54 | 27937 | 2.16
BRYANT |  | 205274043 | HRCU-A-CB | 284ANV036*0**A* | CAP**6124AL*+UI | Singlezone Ducted, Centrally Ducted | 35000 | 33200 | 2.52 | 28107 | 2.14
BRYANT |  | 205274040 | HRCU-A-CB | 284ANV036*0**A* | CAP**6121AL*+UI | Singlezone Ducted, Centrally Ducted | 35000 | 33200 | 2.52 | 28107 | 2.14
BRYANT |  | 205274039 | HRCU-A-CB | 284ANV036*0**A* | CAP**6121AL*+UI | Singlezone Ducted, Centrally Ducted | 35000 | 33000 | 2.54 | 27937 | 2.16
BRYANT |  | 205274044 | HRCU-A-CB | 284ANV036*0**A* | CAP**6124AL*+UI | Singlezone Ducted, Centrally Ducted | 34800 | 33000 | 2.56 | 27937 | 2.18
BRYANT |  | 205274045 | HRCU-A-CB | 284ANV036*0**A* | CAP**6124AL*+UI | Singlezone Ducted, Centrally Ducted | 34600 | 32800 | 2.56 | 27768 | 2.18
BRYANT |  | 205274047 | HRCU-A-CB | 284ANV036*0**A* | CAP**6124AL*+UI | Singlezone Ducted, Centrally Ducted | 35000 | 33200 | 2.52 | 28107 | 2.14
BRYANT |  | 205274049 | HRCU-A-CB | 284ANV036*0**A* | CAP**6124AL*+UI | Singlezone Ducted, Centrally Ducted | 35000 | 33000 | 2.54 | 27937 | 2.16
BRYANT |  | 205274046 | HRCU-A-CB | 284ANV036*0**A* | CAP**6124AL*+UI | Singlezone Ducted, Centrally Ducted | 34800 | 33000 | 2.56 | 27937 | 2.18
BRYANT |  | 205274048 | HRCU-A-CB | 284ANV036*0**A* | CAP**6124AL*+UI | Singlezone Ducted, Centrally Ducted | 34800 | 33000 | 2.54 | 27937 | 2.16
BRYANT |  | 205274050 | HRCU-A-CB | 284ANV036*0**A* | CAP**6124AL*+UI | Singlezone Ducted, Centrally Ducted | 35000 | 33200 | 2.52 | 28107 | 2.14
BRYANT |  | 205274052 | HRCU-A-CB | 284ANV036*0**A* | CAP**6124AL*+UI | Singlezone Ducted, Centrally Ducted | 34800 | 33000 | 2.54 | 27937 | 2.16
BRYANT |  | 205274051 | HRCU-A-CB | 284ANV036*0**A* | CAP**6124AL*+UI | Singlezone Ducted, Centrally Ducted | 34800 | 33000 | 2.54 | 27937 | 2.16
BRYANT |  | 205274094 | HRCU-A-CB | 284ANV036*0**A* | CNPV*4824AL*+UI | Singlezone Ducted, Centrally Ducted | 35200 | 33200 | 2.5 | 28107 | 2.12
BRYANT |  | 205274104 | HRCU-A-CB | 284ANV036*0**A* | CNPV*6024AL*+UI | Singlezone Ducted, Centrally Ducted | 35000 | 33000 | 2.5 | 27937 | 2.13
BRYANT |  | 205274105 | HRCU-A-CB | 284ANV036*0**A* | CNPV*6024AL*+UI | Singlezone Ducted, Centrally Ducted | 34800 | 32800 | 2.52 | 27768 | 2.14
BRYANT |  | 205274106 | HRCU-A-CB | 284ANV036*0**A* | CNPV*6024AL*+UI | Singlezone Ducted, Centrally Ducted | 35000 | 33000 | 2.5 | 27937 | 2.13
BRYANT |  | 205274108 | HRCU-A-CB | 284ANV036*0**A* | CNPV*6024AL*+UI | Singlezone Ducted, Centrally Ducted | 35000 | 33000 | 2.5 | 27937 | 2.13
BRYANT |  | 205274111 | HRCU-A-CB | 284ANV036*0**A* | CNPV*6024AL*+UI | Singlezone Ducted, Centrally Ducted | 35000 | 33000 | 2.5 | 27937 | 2.13
BRYANT |  | 205274112 | HRCU-A-CB | 284ANV036*0**A* | CNPV*6024AL*+UI | Singlezone Ducted, Centrally Ducted | 35000 | 33000 | 2.5 | 27937 | 2.13
BRYANT |  | 205274175 | HRCU-A-CB | 284ANV036*0**A* | CSPH*6012AL*+UI | Singlezone Ducted, Centrally Ducted | 34600 | 32800 | 2.58 | 27768 | 2.19
BRYANT |  | 205274174 | HRCU-A-CB | 284ANV036*0**A* | CSPH*6012AL*+UI | Singlezone Ducted, Centrally Ducted | 34600 | 32800 | 2.56 | 27768 | 2.18
BRYANT |  | 205274182 | HRCU-A-CB | 284ANV036*0**A* | CSPH*6012AL*+UI | Singlezone Ducted, Centrally Ducted | 34800 | 33000 | 2.56 | 27937 | 2.18
BRYANT |  | 205274178 | HRCU-A-CB | 284ANV036*0**A* | CSPH*6012AL*+UI | Singlezone Ducted, Centrally Ducted | 34800 | 33000 | 2.56 | 27937 | 2.18
BRYANT |  | 205274185 | HRCU-A-CB | 284ANV036*0**A* | CSPH*6012AL*+UI | Singlezone Ducted, Centrally Ducted | 34800 | 33000 | 2.56 | 27937 | 2.18
BRYANT |  | 205274187 | HRCU-A-CB | 284ANV036*0**A* | CSPH*6012AL*+UI | Singlezone Ducted, Centrally Ducted | 34800 | 33000 | 2.54 | 27937 | 2.16
BRYANT |  | 205274188 | HRCU-A-CB | 284ANV036*0**A* | CSPH*6012AL*+UI | Singlezone Ducted, Centrally Ducted | 34800 | 33000 | 2.56 | 27937 | 2.18
BRYANT |  | 205274231 | HRCU-A-CB | 284ANV060*0**A* | FE4ANB006L+UI | Singlezone Ducted, Centrally Ducted | 59000 | 49500 | 2.66 | 34460 | 2.13
BRYANT |  | 205274253 | HRCU-A-CB | 284ANV060*0**A* | CNPV*6124AL*+UI | Singlezone Ducted, Centrally Ducted | 59000 | 50500 | 2.54 | 35156 | 2.03
BRYANT |  | 205273719 | HRCU-A-CB | 284ANV024*0**A* | CAP**3617AL*+UI | Singlezone Ducted, Centrally Ducted | 24000 | 24600 | 2.54 | 18087 | 2.14
BRYANT |  | 205274254 | HRCU-A-CB | 284ANV060*0**A* | CNPV*6124AL*+UI | Singlezone Ducted, Centrally Ducted | 59000 | 50000 | 2.58 | 34808 | 2.06
BRYANT |  | 205273720 | HRCU-A-CB | 284ANV024*0**A* | CAP**3617AL*+UI | Singlezone Ducted, Centrally Ducted | 24000 | 24400 | 2.54 | 17940 | 2.15
BRYANT |  | 205273723 | HRCU-A-CB | 284ANV024*0**A* | CAP**3621AL*+UI | Singlezone Ducted, Centrally Ducted | 24000 | 24400 | 2.54 | 17940 | 2.15
BRYANT |  | 205273725 | HRCU-A-CB | 284ANV024*0**A* | CAP**3621AL*+UI | Singlezone Ducted, Centrally Ducted | 24000 | 24400 | 2.56 | 17940 | 2.15
BRYANT |  | 205273724 | HRCU-A-CB | 284ANV024*0**A* | CAP**3621AL*+UI | Singlezone Ducted, Centrally Ducted | 24000 | 24400 | 2.56 | 17940 | 2.15
BRYANT |  | 205273732 | HRCU-A-CB | 284ANV024*0**A* | CAP**4221AL*+UI | Singlezone Ducted, Centrally Ducted | 24000 | 24200 | 2.6 | 17792 | 2.19
BRYANT |  | 205273730 | HRCU-A-CB | 284ANV024*0**A* | CAP**4221AL*+UI | Singlezone Ducted, Centrally Ducted | 24000 | 24400 | 2.58 | 17940 | 2.17
BRYANT |  | 205273742 | HRCU-A-CB | 284ANV024*0**A* | CAP**4821AL*+UI | Singlezone Ducted, Centrally Ducted | 24000 | 24200 | 2.7 | 17792 | 2.28
BRYANT |  | 205273731 | HRCU-A-CB | 284ANV024*0**A* | CAP**4221AL*+UI | Singlezone Ducted, Centrally Ducted | 24000 | 24400 | 2.6 | 17940 | 2.19
BRYANT |  | 205273737 | HRCU-A-CB | 284ANV024*0**A* | CAP**4224AL*+UI | Singlezone Ducted, Centrally Ducted | 24000 | 24200 | 2.6 | 17792 | 2.19
BRYANT |  | 205273759 | HRCU-A-CB | 284ANV024*0**A* | CNPV*3617AL*+UI | Singlezone Ducted, Centrally Ducted | 24000 | 24600 | 2.5 | 18087 | 2.11
BRYANT |  | 205273760 | HRCU-A-CB | 284ANV024*0**A* | CNPV*3617AL*+UI | Singlezone Ducted, Centrally Ducted | 24000 | 24400 | 2.52 | 17940 | 2.13
BRYANT |  | 205273763 | HRCU-A-CB | 284ANV024*0**A* | CNPV*3621AL*+UI | Singlezone Ducted, Centrally Ducted | 24000 | 24600 | 2.5 | 18087 | 2.11
BRYANT |  | 205273764 | HRCU-A-CB | 284ANV024*0**A* | CNPV*3621AL*+UI | Singlezone Ducted, Centrally Ducted | 24000 | 24400 | 2.52 | 17940 | 2.13
BRYANT |  | 205273774 | HRCU-A-CB | 284ANV024*0**A* | CNPV*4221AL*+UI | Singlezone Ducted, Centrally Ducted | 24000 | 24400 | 2.56 | 17940 | 2.15
BRYANT |  | 205273770 | HRCU-A-CB | 284ANV024*0**A* | CNPV*4217AL*+UI | Singlezone Ducted, Centrally Ducted | 24000 | 24400 | 2.62 | 17940 | 2.21
BRYANT |  | 205273765 | HRCU-A-CB | 284ANV024*0**A* | CNPV*3621AL*+UI | Singlezone Ducted, Centrally Ducted | 24000 | 24400 | 2.52 | 17940 | 2.13
BRYANT |  | 205273771 | HRCU-A-CB | 284ANV024*0**A* | CNPV*4217AL*+UI | Singlezone Ducted, Centrally Ducted | 24000 | 24400 | 2.64 | 17940 | 2.23
BRYANT |  | 205273775 | HRCU-A-CB | 284ANV024*0**A* | CNPV*4221AL*+UI | Singlezone Ducted, Centrally Ducted | 24000 | 24400 | 2.58 | 17940 | 2.17
BRYANT |  | 205273798 | HRCU-A-CB | 284ANV024*0**A* | CSPH*3612AL*+UI | Singlezone Ducted, Centrally Ducted | 24000 | 24400 | 2.62 | 17940 | 2.21
BRYANT |  | 205273776 | HRCU-A-CB | 284ANV024*0**A* | CNPV*4221AL*+UI | Singlezone Ducted, Centrally Ducted | 24000 | 24400 | 2.6 | 17940 | 2.19
BRYANT |  | 205273781 | HRCU-A-CB | 284ANV024*0**A* | CNPV*4821AL*+UI | Singlezone Ducted, Centrally Ducted | 24000 | 24400 | 2.68 | 17940 | 2.26
BRYANT |  | 205273800 | HRCU-A-CB | 284ANV024*0**A* | CSPH*3612AL*+UI | Singlezone Ducted, Centrally Ducted | 24000 | 24400 | 2.64 | 17940 | 2.23
BRYANT |  | 205273801 | HRCU-A-CB | 284ANV024*0**A* | CSPH*3612AL*+UI | Singlezone Ducted, Centrally Ducted | 24000 | 24200 | 2.68 | 17792 | 2.26
BRYANT |  | 205273799 | HRCU-A-CB | 284ANV024*0**A* | CSPH*3612AL*+UI | Singlezone Ducted, Centrally Ducted | 24000 | 24400 | 2.64 | 17940 | 2.23
BRYANT |  | 205273807 | HRCU-A-CB | 284ANV024*0**A* | CSPH*4212AL*+UI | Singlezone Ducted, Centrally Ducted | 24000 | 24400 | 2.66 | 17940 | 2.25
BRYANT |  | 205273817 | HRCU-A-CB | 284ANV024*0**A* | CSPH*4812AL*+UI | Singlezone Ducted, Centrally Ducted | 24000 | 24200 | 2.7 | 17792 | 2.28
BRYANT |  | 205273818 | HRCU-A-CB | 284ANV024*0**A* | CSPH*4812AL*+UI | Singlezone Ducted, Centrally Ducted | 24000 | 24200 | 2.7 | 17792 | 2.28
BRYANT |  | 205273816 | HRCU-A-CB | 284ANV024*0**A* | CSPH*4812AL*+UI | Singlezone Ducted, Centrally Ducted | 24000 | 24400 | 2.68 | 17940 | 2.26
BRYANT |  | 205273825 | HRCU-A-CB | 284ANV024*0**A* | CSPH*6012AL*+UI | Singlezone Ducted, Centrally Ducted | 24000 | 24000 | 2.72 | 17645 | 2.3
BRYANT |  | 205273947 | HRCU-A-CB | 284ANV036*0**A* | CAP**3721AL*+UI | Singlezone Ducted, Centrally Ducted | 35400 | 33600 | 2.52 | 28445 | 2.14
BRYANT |  | 205273950 | HRCU-A-CB | 284ANV036*0**A* | CAP**3721AL*+UI | Singlezone Ducted, Centrally Ducted | 35400 | 33600 | 2.52 | 28445 | 2.14
BRYANT |  | 205273949 | HRCU-A-CB | 284ANV036*0**A* | CAP**3721AL*+UI | Singlezone Ducted, Centrally Ducted | 35400 | 33600 | 2.52 | 28445 | 2.14
BRYANT |  | 205273987 | HRCU-A-CB | 284ANV036*0**A* | CAP**4321AL*+UI | Singlezone Ducted, Centrally Ducted | 35200 | 33400 | 2.54 | 28276 | 2.16
BRYANT |  | 205273980 | HRCU-A-CB | 284ANV036*0**A* | CAP**4321AL*+UI | Singlezone Ducted, Centrally Ducted | 35200 | 33400 | 2.54 | 28276 | 2.16
BRYANT |  | 205273985 | HRCU-A-CB | 284ANV036*0**A* | CAP**4321AL*+UI | Singlezone Ducted, Centrally Ducted | 35200 | 33400 | 2.54 | 28276 | 2.16
BRYANT |  | 205273951 | HRCU-A-CB | 284ANV036*0**A* | CAP**3721AL*+UI | Singlezone Ducted, Centrally Ducted | 35400 | 33600 | 2.52 | 28445 | 2.14
BRYANT |  | 205274156 | HRCU-A-CB | 284ANV036*0**A* | CSPH*4812AL*+UI | Singlezone Ducted, Centrally Ducted | 35200 | 33200 | 2.52 | 28107 | 2.14
BRYANT |  | 205274155 | HRCU-A-CB | 284ANV036*0**A* | CSPH*4812AL*+UI | Singlezone Ducted, Centrally Ducted | 35200 | 33400 | 2.5 | 28276 | 2.12
BRYANT |  | 205274159 | HRCU-A-CB | 284ANV036*0**A* | CSPH*4812AL*+UI | Singlezone Ducted, Centrally Ducted | 35200 | 33400 | 2.5 | 28276 | 2.12
BRYANT |  | 205274163 | HRCU-A-CB | 284ANV036*0**A* | CSPH*4812AL*+UI | Singlezone Ducted, Centrally Ducted | 35400 | 33400 | 2.5 | 28276 | 2.12
BRYANT |  | 205274166 | HRCU-A-CB | 284ANV036*0**A* | CSPH*4812AL*+UI | Singlezone Ducted, Centrally Ducted | 35400 | 33400 | 2.5 | 28276 | 2.12
BRYANT |  | 205274168 | HRCU-A-CB | 284ANV036*0**A* | CSPH*4812AL*+UI | Singlezone Ducted, Centrally Ducted | 35400 | 33400 | 2.5 | 28276 | 2.12
BRYANT |  | 205274169 | HRCU-A-CB | 284ANV036*0**A* | CSPH*4812AL*+UI | Singlezone Ducted, Centrally Ducted | 35400 | 33400 | 2.5 | 28276 | 2.12
BRYANT |  | 205274172 | HRCU-A-CB | 284ANV036*0**A* | CSPH*6012AL*+UI | Singlezone Ducted, Centrally Ducted | 35200 | 33400 | 2.5 | 28276 | 2.12
BRYANT |  | 205274183 | HRCU-A-CB | 284ANV036*0**A* | CSPH*6012AL*+UI | Singlezone Ducted, Centrally Ducted | 34800 | 33000 | 2.54 | 27937 | 2.16
BRYANT |  | 205274173 | HRCU-A-CB | 284ANV036*0**A* | CSPH*6012AL*+UI | Singlezone Ducted, Centrally Ducted | 35000 | 33200 | 2.52 | 28107 | 2.14
BRYANT |  | 205274184 | HRCU-A-CB | 284ANV036*0**A* | CSPH*6012AL*+UI | Singlezone Ducted, Centrally Ducted | 34800 | 33000 | 2.54 | 27937 | 2.16
BRYANT |  | 205274181 | HRCU-A-CB | 284ANV036*0**A* | CSPH*6012AL*+UI | Singlezone Ducted, Centrally Ducted | 34800 | 33000 | 2.54 | 27937 | 2.16
BRYANT |  | 205274199 | HRCU-A-CB | 284ANV048*0**A* | CAP**6024AL*+UI | Singlezone Ducted, Centrally Ducted | 48000 | 42500 | 2.52 | 31130 | 2.25
BRYANT |  | 205274201 | HRCU-A-CB | 284ANV048*0**A* | CAP**6024AL*+UI | Singlezone Ducted, Centrally Ducted | 48000 | 43000 | 2.5 | 31496 | 2.23
BRYANT |  | 205274200 | HRCU-A-CB | 284ANV048*0**A* | CAP**6024AL*+UI | Singlezone Ducted, Centrally Ducted | 48000 | 42500 | 2.52 | 31130 | 2.25
BRYANT |  | 205274203 | HRCU-A-CB | 284ANV048*0**A* | CAP**6121AL*+UI | Singlezone Ducted, Centrally Ducted | 48000 | 43000 | 2.52 | 31496 | 2.25
BRYANT |  | 205274202 | HRCU-A-CB | 284ANV048*0**A* | CAP**6121AL*+UI | Singlezone Ducted, Centrally Ducted | 48000 | 43000 | 2.52 | 31496 | 2.25
BRYANT |  | 205274206 | HRCU-A-CB | 284ANV048*0**A* | CAP**6124AL*+UI | Singlezone Ducted, Centrally Ducted | 48000 | 42500 | 2.56 | 31130 | 2.29
BRYANT |  | 205274204 | HRCU-A-CB | 284ANV048*0**A* | CAP**6121AL*+UI | Singlezone Ducted, Centrally Ducted | 48000 | 43000 | 2.52 | 31496 | 2.25
BRYANT |  | 205274205 | HRCU-A-CB | 284ANV048*0**A* | CAP**6121AL*+UI | Singlezone Ducted, Centrally Ducted | 48000 | 43000 | 2.52 | 31496 | 2.25
BRYANT |  | 205274207 | HRCU-A-CB | 284ANV048*0**A* | CAP**6124AL*+UI | Singlezone Ducted, Centrally Ducted | 48000 | 43000 | 2.54 | 31496 | 2.27
BRYANT |  | 205274208 | HRCU-A-CB | 284ANV048*0**A* | CAP**6124AL*+UI | Singlezone Ducted, Centrally Ducted | 48000 | 43000 | 2.52 | 31496 | 2.25
BRYANT |  | 205274223 | HRCU-A-CB | 284ANV048*0**A* | CSPH*6012AL*+UI | Singlezone Ducted, Centrally Ducted | 48000 | 43000 | 2.52 | 31496 | 2.25
BRYANT |  | 205274222 | HRCU-A-CB | 284ANV048*0**A* | CSPH*6012AL*+UI | Singlezone Ducted, Centrally Ducted | 48000 | 42500 | 2.54 | 31130 | 2.27
BRYANT |  | 205274221 | HRCU-A-CB | 284ANV048*0**A* | CSPH*6012AL*+UI | Singlezone Ducted, Centrally Ducted | 48000 | 42500 | 2.52 | 31130 | 2.25
BRYANT |  | 205274225 | HRCU-A-CB | 284ANV048*0**A* | CSPH*6012AL*+UI | Singlezone Ducted, Centrally Ducted | 48000 | 43000 | 2.52 | 31496 | 2.25
BRYANT |  | 205274226 | HRCU-A-CB | 284ANV048*0**A* | CSPH*6012AL*+UI | Singlezone Ducted, Centrally Ducted | 48000 | 43000 | 2.5 | 31496 | 2.23
BRYANT |  | 205274228 | HRCU-A-CB | 284ANV048*0**A* | CSPH*6012AL*+UI | Singlezone Ducted, Centrally Ducted | 48000 | 43000 | 2.52 | 31496 | 2.25
BRYANT |  | 205274230 | HRCU-A-CB | 284ANV048*0**A* | CSPH*6012AL*+UI | Singlezone Ducted, Centrally Ducted | 48000 | 43000 | 2.52 | 31496 | 2.25
BRYANT |  | 205274243 | HRCU-A-CB | 284ANV060*0**A* | CAP**6121AL*+UI | Singlezone Ducted, Centrally Ducted | 59000 | 50500 | 2.5 | 35156 | 2
BRYANT |  | 205274246 | HRCU-A-CB | 284ANV060*0**A* | CAP**6124AL*+UI | Singlezone Ducted, Centrally Ducted | 59000 | 50500 | 2.52 | 35156 | 2.01
BRYANT |  | 205274249 | HRCU-A-CB | 284ANV060*0**A* | CAP**6124AL*+UI | Singlezone Ducted, Centrally Ducted | 59000 | 50500 | 2.52 | 35156 | 2.01
BRYANT |  | 205274250 | HRCU-A-CB | 284ANV060*0**A* | CAP**6124AL*+UI | Singlezone Ducted, Centrally Ducted | 59000 | 50500 | 2.52 | 35156 | 2.01
BRYANT |  | 205274255 | HRCU-A-CB | 284ANV060*0**A* | CNPV*6124AL*+UI | Singlezone Ducted, Centrally Ducted | 59000 | 50500 | 2.54 | 35156 | 2.03
BRYANT |  | 205274256 | HRCU-A-CB | 284ANV060*0**A* | CNPV*6124AL*+UI | Singlezone Ducted, Centrally Ducted | 59000 | 50500 | 2.52 | 35156 | 2.01
BRYANT |  | 205274257 | HRCU-A-CB | 284ANV060*0**A* | CNPV*6124AL*+UI | Singlezone Ducted, Centrally Ducted | 59000 | 50000 | 2.54 | 34808 | 2.03
BRYANT |  | 205274261 | HRCU-A-CB | 284ANV060*0**A* | CNPV*6124AL*+UI | Singlezone Ducted, Centrally Ducted | 59000 | 50000 | 2.54 | 34808 | 2.03
BRYANT |  | 205274258 | HRCU-A-CB | 284ANV060*0**A* | CNPV*6124AL*+UI | Singlezone Ducted, Centrally Ducted | 59000 | 50500 | 2.52 | 35156 | 2.01
BRYANT |  | 205274259 | HRCU-A-CB | 284ANV060*0**A* | CNPV*6124AL*+UI | Singlezone Ducted, Centrally Ducted | 59000 | 50500 | 2.52 | 35156 | 2.01
BRYANT |  | 205274260 | HRCU-A-CB | 284ANV060*0**A* | CNPV*6124AL*+UI | Singlezone Ducted, Centrally Ducted | 59000 | 50000 | 2.54 | 34808 | 2.03
BRYANT |  | 205273941 | HRCU-A-CB | 284ANV036*0**A* | CAP**3721AL*+UI | Singlezone Ducted, Centrally Ducted | 35600 | 33800 | 2.5 | 28615 | 2.12
BRYANT |  | 205273942 | HRCU-A-CB | 284ANV036*0**A* | CAP**3721AL*+UI | Singlezone Ducted, Centrally Ducted | 35400 | 33400 | 2.54 | 28276 | 2.16
BRYANT |  | 205273948 | HRCU-A-CB | 284ANV036*0**A* | CAP**3721AL*+UI | Singlezone Ducted, Centrally Ducted | 35400 | 33600 | 2.5 | 28445 | 2.13
BRYANT |  | 205273946 | HRCU-A-CB | 284ANV036*0**A* | CAP**3721AL*+UI | Singlezone Ducted, Centrally Ducted | 35400 | 33600 | 2.5 | 28445 | 2.13
BRYANT |  | 205273984 | HRCU-A-CB | 284ANV036*0**A* | CAP**4321AL*+UI | Singlezone Ducted, Centrally Ducted | 35400 | 33600 | 2.52 | 28445 | 2.14
BRYANT |  | 205273979 | HRCU-A-CB | 284ANV036*0**A* | CAP**4321AL*+UI | Singlezone Ducted, Centrally Ducted | 35400 | 33600 | 2.5 | 28445 | 2.13
BRYANT |  | 205273986 | HRCU-A-CB | 284ANV036*0**A* | CAP**4321AL*+UI | Singlezone Ducted, Centrally Ducted | 35400 | 33600 | 2.52 | 28445 | 2.14
BRYANT |  | 205274000 | HRCU-A-CB | 284ANV036*0**A* | CAP**4821AL*+UI | Singlezone Ducted, Centrally Ducted | 35200 | 33400 | 2.5 | 28276 | 2.12
BRYANT |  | 205273994 | HRCU-A-CB | 284ANV036*0**A* | CAP**4821AL*+UI | Singlezone Ducted, Centrally Ducted | 35200 | 33200 | 2.5 | 28107 | 2.12
BRYANT |  | 205274003 | HRCU-A-CB | 284ANV036*0**A* | CAP**4821AL*+UI | Singlezone Ducted, Centrally Ducted | 35200 | 33400 | 2.5 | 28276 | 2.12
BRYANT |  | 205274002 | HRCU-A-CB | 284ANV036*0**A* | CAP**4821AL*+UI | Singlezone Ducted, Centrally Ducted | 35200 | 33400 | 2.5 | 28276 | 2.12
BRYANT |  | 205274004 | HRCU-A-CB | 284ANV036*0**A* | CAP**4821AL*+UI | Singlezone Ducted, Centrally Ducted | 35200 | 33400 | 2.5 | 28276 | 2.12
BRYANT |  | 205274009 | HRCU-A-CB | 284ANV036*0**A* | CAP**4824AL*+UI | Singlezone Ducted, Centrally Ducted | 35200 | 33200 | 2.52 | 28107 | 2.14
BRYANT |  | 205274011 | HRCU-A-CB | 284ANV036*0**A* | CAP**4824AL*+UI | Singlezone Ducted, Centrally Ducted | 35200 | 33200 | 2.52 | 28107 | 2.14
BRYANT |  | 205274014 | HRCU-A-CB | 284ANV036*0**A* | CAP**4824AL*+UI | Singlezone Ducted, Centrally Ducted | 35200 | 33200 | 2.52 | 28107 | 2.14
BRYANT |  | 205274017 | HRCU-A-CB | 284ANV036*0**A* | CAP**6024AL*+UI | Singlezone Ducted, Centrally Ducted | 34800 | 33000 | 2.5 | 27937 | 2.13
BRYANT |  | 205274137 | HRCU-A-CB | 284ANV036*0**A* | CSPH*4212AL*+UI | Singlezone Ducted, Centrally Ducted | 35200 | 33400 | 2.5 | 28276 | 2.12
BRYANT | Evolution | 202463637 | HRCU-A-CB-O | 38MPRAQ24AA3 | 619PHAQ24XA3 | Singlezone Non-ducted Wall Placement | 24000 | 15450 | 3 | 24000 | 2
BRYANT | Evolution | 202463636 | HRCU-A-CB-O | 38MPRAQ18AA3 | 619PHAQ18XA3 | Singlezone Non-ducted Wall Placement | 18000 | 12300 | 3.19 | 18000 | 2
BRYANT | Evolution | 201753409 | HRCU-A-CB-O | 38MPRAQ09AA3 | 619PHAQ09XA3 | Singlezone Non-ducted Wall Placement | 10000 | 7200 | 2.78 | 13000 | 2.01
BRYANT | Bryant® Extreme Heat Pump | 9893695 | HRCU-A-CB | 280ANV036*0**A* | CSPH*4812AL*+UI & 98(6*B,7*A)66100V21*** | Singlezone Ducted, Centrally Ducted | 33800 | 30000 | 2.54 | 25934 | 2.39
BRYANT | Bryant® Extreme Heat Pump | 9893692 | HRCU-A-CB | 280ANV036*0**A* | CSPH*4212AL*+UI & 98(6*B,7*A)66100V21*** | Singlezone Ducted, Centrally Ducted | 33800 | 30000 | 2.54 | 25934 | 2.39
BRYANT | Bryant® Extreme Heat Pump | 9893694 | HRCU-A-CB | 280ANV036*0**A* | CSPH*4812AL*+UI & 98(6*B,7*A)60080V21*** | Singlezone Ducted, Centrally Ducted | 33800 | 30000 | 2.54 | 25934 | 2.35
BRYANT | Bryant® Extreme Heat Pump | 9893691 | HRCU-A-CB | 280ANV036*0**A* | CSPH*4212AL*+UI & 98(6*B,7*A)60080V21*** | Singlezone Ducted, Centrally Ducted | 34000 | 30200 | 2.54 | 26191 | 2.33
BRYANT | Bryant® Extreme Heat Pump | 9893683 | HRCU-A-CB | 280ANV036*0**A* | CNPV*4824AL*+UI & 98(6*B,7*A)66100V21*** | Singlezone Ducted, Centrally Ducted | 33800 | 30000 | 2.54 | 25934 | 2.37
BRYANT | Bryant® Extreme Heat Pump | 9893682 | HRCU-A-CB | 280ANV036*0**A* | CNPV*4824AL*+UI & 98(6*B,7*A)60080V21*** | Singlezone Ducted, Centrally Ducted | 33800 | 30000 | 2.51 | 25934 | 2.32
BRYANT | Bryant® Extreme Heat Pump | 9893680 | HRCU-A-CB | 280ANV036*0**A* | CNPV*4821AL*+UI & 98(6*B,7*A)66100V21*** | Singlezone Ducted, Centrally Ducted | 33800 | 30000 | 2.54 | 25934 | 2.37
BRYANT | Bryant® Extreme Heat Pump | 9893679 | HRCU-A-CB | 280ANV036*0**A* | CNPV*4821AL*+UI & 98(6*B,7*A)60080V21*** | Singlezone Ducted, Centrally Ducted | 33800 | 30000 | 2.51 | 25934 | 2.32
BRYANT | Bryant® Extreme Heat Pump | 9893668 | HRCU-A-CB | 280ANV036*0**A* | CAP**4824AL*+UI & 98(6*B,7*A)66100V21*** | Singlezone Ducted, Centrally Ducted | 33600 | 29800 | 2.54 | 25934 | 2.39
BRYANT | Bryant® Extreme Heat Pump | 9893667 | HRCU-A-CB | 280ANV036*0**A* | CAP**4824AL*+UI & 98(6*B,7*A)60080V21*** | Singlezone Ducted, Centrally Ducted | 33600 | 29800 | 2.54 | 25934 | 2.32
BRYANT | Bryant® Extreme Heat Pump | 9893665 | HRCU-A-CB | 280ANV036*0**A* | CAP**4821AL*+UI & 98(6*B,7*A)66100V21*** | Singlezone Ducted, Centrally Ducted | 33600 | 29800 | 2.54 | 25934 | 2.37
BRYANT | Bryant® Extreme Heat Pump | 9893664 | HRCU-A-CB | 280ANV036*0**A* | CAP**4821AL*+UI & 98(6*B,7*A)60080V21*** | Singlezone Ducted, Centrally Ducted | 33600 | 30000 | 2.51 | 25934 | 2.35
BRYANT | Bryant® Extreme Heat Pump | 9893647 | HRCU-A-CB | 280ANV036*0**A* | CSPH*4212AL*+UI & 98(6*B,7*A)66120V24*** | Singlezone Ducted, Centrally Ducted | 34600 | 30200 | 2.51 | 26705 | 2.3
BRYANT | Evolution Series | 9893614 | HRCU-A-CB | 280ANV036000 | FE4AN(B,F)005L+UI | Singlezone Ducted, Centrally Ducted | 33400 | 31600 | 2.62 | 23600 | 2.06
BRYANT | Evolution Series | 9893556 | HRCU-A-CB | 280ANV036000 | FE4ANB006L+UI | Singlezone Ducted, Centrally Ducted | 33400 | 31600 | 2.81 | 23600 | 2.2
BRYANT | Bryant® Extreme Heat Pump | 9893555 | HRCU-A-CB | 280ANV024*0**A* | CSPH*6012AL*+UI & 98(6*B,7*A)60080V21*** | Singlezone Ducted, Centrally Ducted | 23200 | 25000 | 2.82 | 20924 | 2.43
BRYANT | Bryant® Extreme Heat Pump | 9893554 | HRCU-A-CB | 280ANV024*0**A* | CSPH*6012AL*+UI & 98(6*B,7MA)60060V21*** | Singlezone Ducted, Centrally Ducted | 23200 | 25000 | 2.73 | 20924 | 2.43
BRYANT | Bryant® Extreme Heat Pump | 9893553 | HRCU-A-CB | 280ANV024*0**A* | CSPH*4812AL*+UI & 98(6*B,7*A)66100V21*** | Singlezone Ducted, Centrally Ducted | 23000 | 24800 | 2.71 | 20711 | 2.41
BRYANT | Bryant® Extreme Heat Pump | 9893552 | HRCU-A-CB | 280ANV024*0**A* | CSPH*4812AL*+UI & 98(6*B,7*A)60080V21*** | Singlezone Ducted, Centrally Ducted | 23000 | 25000 | 2.71 | 20711 | 2.41
BRYANT | Bryant® Extreme Heat Pump | 9893551 | HRCU-A-CB | 280ANV024*0**A* | CSPH*4812AL*+UI & 98(6*B,7MA)60060V21*** | Singlezone Ducted, Centrally Ducted | 23200 | 25000 | 2.7 | 20924 | 2.41
BRYANT | Bryant® Extreme Heat Pump | 9893550 | HRCU-A-CB | 280ANV024*0**A* | CSPH*4212AL*+UI & 98(6*B,7*A)66100V21*** | Singlezone Ducted, Centrally Ducted | 23000 | 25000 | 2.68 | 20711 | 2.39
BRYANT | Bryant® Extreme Heat Pump | 9893547 | HRCU-A-CB | 280ANV024*0**A* | CSPH*3612AL*+UI & 98(6*B,7*A)66100V21*** | Singlezone Ducted, Centrally Ducted | 23200 | 25000 | 2.62 | 20924 | 2.33
BRYANT | Bryant® Extreme Heat Pump | 9893548 | HRCU-A-CB | 280ANV024*0**A* | CSPH*4212AL*+UI & 98(6*B,7MA)60060V21*** | Singlezone Ducted, Centrally Ducted | 23200 | 25000 | 2.67 | 20924 | 2.39
BRYANT | Bryant® Extreme Heat Pump | 9893549 | HRCU-A-CB | 280ANV024*0**A* | CSPH*4212AL*+UI & 98(6*B,7*A)60080V21*** | Singlezone Ducted, Centrally Ducted | 23200 | 25000 | 2.7 | 20924 | 2.41
BRYANT | Bryant® Extreme Heat Pump | 9893546 | HRCU-A-CB | 280ANV024*0**A* | CSPH*3612AL*+UI & 98(6*B,7*A)60080V21*** | Singlezone Ducted, Centrally Ducted | 23200 | 25000 | 2.62 | 20924 | 2.33
BRYANT | Bryant® Extreme Heat Pump | 9893545 | HRCU-A-CB | 280ANV024*0**A* | CSPH*3612AL*+UI & 98(6*B,7MA)60060V21*** | Singlezone Ducted, Centrally Ducted | 23200 | 25200 | 2.62 | 20924 | 2.33
BRYANT | Bryant® Extreme Heat Pump | 9893544 | HRCU-A-CB | 280ANV024*0**A* | CNPV*6024AL*+UI & 98(6*B,7*A)66100V21*** | Singlezone Ducted, Centrally Ducted | 23200 | 25000 | 2.7 | 20924 | 2.41
BRYANT | Bryant® Extreme Heat Pump | 9893543 | HRCU-A-CB | 280ANV024*0**A* | CNPV*6024AL*+UI & 98(6*B,7*A)60080V21*** | Singlezone Ducted, Centrally Ducted | 23200 | 25000 | 2.7 | 20924 | 2.41
BRYANT | Bryant® Extreme Heat Pump | 9893541 | HRCU-A-CB | 280ANV024*0**A* | CNPV*4824AL*+UI & 98(6*B,7*A)66100V21*** | Singlezone Ducted, Centrally Ducted | 23000 | 25000 | 2.71 | 20711 | 2.41
BRYANT | Bryant® Extreme Heat Pump | 9893542 | HRCU-A-CB | 280ANV024*0**A* | CNPV*6024AL*+UI & 98(6*B,7MA)60060V21*** | Singlezone Ducted, Centrally Ducted | 23400 | 25000 | 2.67 | 21138 | 2.38
BRYANT | Bryant® Extreme Heat Pump | 9893540 | HRCU-A-CB | 280ANV024*0**A* | CNPV*4824AL*+UI & 98(6*B,7*A)60080V21*** | Singlezone Ducted, Centrally Ducted | 23000 | 25000 | 2.68 | 20711 | 2.39
BRYANT | Bryant® Extreme Heat Pump | 9893538 | HRCU-A-CB | 280ANV024*0**A* | CNPV*4221AL*+UI & 98(6*B,7*A)66100V21*** | Singlezone Ducted, Centrally Ducted | 23200 | 25000 | 2.57 | 20924 | 2.29
BRYANT | Bryant® Extreme Heat Pump | 9893539 | HRCU-A-CB | 280ANV024*0**A* | CNPV*4824AL*+UI & 98(6*B,7MA)60060V21*** | Singlezone Ducted, Centrally Ducted | 23200 | 25000 | 2.67 | 20924 | 2.39
BRYANT | Bryant® Extreme Heat Pump | 9893537 | HRCU-A-CB | 280ANV024*0**A* | CNPV*4221AL*+UI & 98(6*B,7*A)60080V21*** | Singlezone Ducted, Centrally Ducted | 23200 | 25200 | 2.56 | 20924 | 2.29
BRYANT | Bryant® Extreme Heat Pump | 9893536 | HRCU-A-CB | 280ANV024*0**A* | CNPV*4221AL*+UI & 98(6*B,7MA)60060V21*** | Singlezone Ducted, Centrally Ducted | 23400 | 25200 | 2.54 | 21138 | 2.26
BRYANT | Bryant® Extreme Heat Pump | 9893535 | HRCU-A-CB | 280ANV024*0**A* | CNPV*3621AL*+UI & 98(6*B,7*A)66100V21*** | Singlezone Ducted, Centrally Ducted | 23400 | 25200 | 2.5 | 21138 | 2.22
BRYANT | Bryant® Extreme Heat Pump | 9893534 | HRCU-A-CB | 280ANV024*0**A* | CNPV*3621AL*+UI & 98(6*B,7*A)60080V21*** | Singlezone Ducted, Centrally Ducted | 23400 | 25200 | 2.5 | 21138 | 2.22
BRYANT | Bryant® Extreme Heat Pump | 9893532 | HRCU-A-CB | 280ANV024*0**A* | CAP**6024AL*+UI & 98(6*B,7*A)66100V21*** | Singlezone Ducted, Centrally Ducted | 23000 | 24800 | 2.71 | 20711 | 2.41
BRYANT | Bryant® Extreme Heat Pump | 9893531 | HRCU-A-CB | 280ANV024*0**A* | CAP**6024AL*+UI & 98(6*B,7*A)60080V21*** | Singlezone Ducted, Centrally Ducted | 23000 | 24800 | 2.71 | 20711 | 2.41
BRYANT | Bryant® Extreme Heat Pump | 9893530 | HRCU-A-CB | 280ANV024*0**A* | CAP**6024AL*+UI & 98(6*B,7MA)60060V21*** | Singlezone Ducted, Centrally Ducted | 23000 | 24800 | 2.68 | 20711 | 2.39
BRYANT | Bryant® Extreme Heat Pump | 9893528 | HRCU-A-CB | 280ANV024*0**A* | CAP**6021AL*+UI & 98(6*B,7*A)60080V21*** | Singlezone Ducted, Centrally Ducted | 23000 | 24800 | 2.71 | 20711 | 2.41
BRYANT | Bryant® Extreme Heat Pump | 9893527 | HRCU-A-CB | 280ANV024*0**A* | CAP**6021AL*+UI & 98(6*B,7MA)60060V21*** | Singlezone Ducted, Centrally Ducted | 23000 | 24800 | 2.68 | 20711 | 2.39
BRYANT | Bryant® Extreme Heat Pump | 9893529 | HRCU-A-CB | 280ANV024*0**A* | CAP**6021AL*+UI & 98(6*B,7*A)66100V21*** | Singlezone Ducted, Centrally Ducted | 23000 | 24800 | 2.71 | 20711 | 2.41
BRYANT | Bryant® Extreme Heat Pump | 9893526 | HRCU-A-CB | 280ANV024*0**A* | CAP**4824AL*+UI & 98(6*B,7*A)66100V21*** | Singlezone Ducted, Centrally Ducted | 22800 | 24800 | 2.74 | 20711 | 2.44
BRYANT | Bryant® Extreme Heat Pump | 9893525 | HRCU-A-CB | 280ANV024*0**A* | CAP**4824AL*+UI & 98(6*B,7*A)60080V21*** | Singlezone Ducted, Centrally Ducted | 22800 | 24800 | 2.71 | 20711 | 2.41
BRYANT | Bryant® Extreme Heat Pump | 9893524 | HRCU-A-CB | 280ANV024*0**A* | CAP**4824AL*+UI & 98(6*B,7MA)60060V21*** | Singlezone Ducted, Centrally Ducted | 22800 | 24800 | 2.71 | 20711 | 2.41
BRYANT | Bryant® Extreme Heat Pump | 9893523 | HRCU-A-CB | 280ANV024*0**A* | CAP**4821AL*+UI & 98(6*B,7*A)66100V21*** | Singlezone Ducted, Centrally Ducted | 22800 | 24800 | 2.71 | 20711 | 2.41
BRYANT | Bryant® Extreme Heat Pump | 9893522 | HRCU-A-CB | 280ANV024*0**A* | CAP**4821AL*+UI & 98(6*B,7*A)60080V21*** | Singlezone Ducted, Centrally Ducted | 22800 | 24800 | 2.71 | 20711 | 2.41
BRYANT | Bryant® Extreme Heat Pump | 9893520 | HRCU-A-CB | 280ANV024*0**A* | CAP**4224AL*+UI & 98(6*B,7*A)66100V21*** | Singlezone Ducted, Centrally Ducted | 23000 | 25000 | 2.57 | 20711 | 2.28
BRYANT | Bryant® Extreme Heat Pump | 9893519 | HRCU-A-CB | 280ANV024*0**A* | CAP**4224AL*+UI & 98(6*B,7*A)60080V21*** | Singlezone Ducted, Centrally Ducted | 23000 | 25000 | 2.57 | 20711 | 2.28
BRYANT | Bryant® Extreme Heat Pump | 9893521 | HRCU-A-CB | 280ANV024*0**A* | CAP**4821AL*+UI & 98(6*B,7MA)60060V21*** | Singlezone Ducted, Centrally Ducted | 22800 | 24800 | 2.71 | 20711 | 2.41
BRYANT | Bryant® Extreme Heat Pump | 9893517 | HRCU-A-CB | 280ANV024*0**A* | CAP**4221AL*+UI & 98(6*B,7*A)66100V21*** | Singlezone Ducted, Centrally Ducted | 23000 | 25000 | 2.57 | 20711 | 2.28
BRYANT | Bryant® Extreme Heat Pump | 9893516 | HRCU-A-CB | 280ANV024*0**A* | CAP**4221AL*+UI & 98(6*B,7*A)60080V21*** | Singlezone Ducted, Centrally Ducted | 23000 | 25000 | 2.57 | 20711 | 2.28
BRYANT | Bryant® Extreme Heat Pump | 9893514 | HRCU-A-CB | 280ANV024*0**A* | CAP**3621AL*+UI & 98(6*B,7*A)66100V21*** | Singlezone Ducted, Centrally Ducted | 23000 | 25000 | 2.52 | 20711 | 2.24
BRYANT | Bryant® Extreme Heat Pump | 9893511 | HRCU-A-CB | 280ANV024*0**A* | CSPH*6012AL*+UI & 98(6*B,7*A)66120V24*** | Singlezone Ducted, Centrally Ducted | 23400 | 25000 | 2.73 | 21138 | 2.44
BRYANT | Bryant® Extreme Heat Pump | 9893510 | HRCU-A-CB | 280ANV024*0**A* | CSPH*6012AL*+UI & 98(6*B,7*A)42080V17*** | Singlezone Ducted, Centrally Ducted | 23400 | 25000 | 2.73 | 21138 | 2.44
BRYANT | Bryant® Extreme Heat Pump | 9893509 | HRCU-A-CB | 280ANV024*0**A* | CSPH*6012AL*+UI & 98(6*B,7*A)42060V17*** | Singlezone Ducted, Centrally Ducted | 23600 | 25000 | 2.7 | 21352 | 2.41
BRYANT | Bryant® Extreme Heat Pump | 9893508 | HRCU-A-CB | 280ANV024*0**A* | CSPH*4812AL*+UI & 98(6*B,7*A)66120V24*** | Singlezone Ducted, Centrally Ducted | 23200 | 25000 | 2.73 | 20924 | 2.43
BRYANT | Bryant® Extreme Heat Pump | 9893507 | HRCU-A-CB | 280ANV024*0**A* | CSPH*4812AL*+UI & 98(6*B,7*A)42080V17*** | Singlezone Ducted, Centrally Ducted | 23400 | 25000 | 2.7 | 21138 | 2.41
BRYANT | Bryant® Extreme Heat Pump | 9893506 | HRCU-A-CB | 280ANV024*0**A* | CSPH*4812AL*+UI & 98(6*B,7*A)42060V17*** | Singlezone Ducted, Centrally Ducted | 23400 | 25000 | 2.7 | 21138 | 2.41
BRYANT | Bryant® Extreme Heat Pump | 9893504 | HRCU-A-CB | 280ANV024*0**A* | CSPH*4212AL*+UI & 98(6*B,7*A)42080V17*** | Singlezone Ducted, Centrally Ducted | 23800 | 25000 | 2.67 | 21565 | 2.38
BRYANT | Bryant® Extreme Heat Pump | 9893505 | HRCU-A-CB | 280ANV024*0**A* | CSPH*4212AL*+UI & 98(6*B,7*A)66120V24*** | Singlezone Ducted, Centrally Ducted | 23600 | 25000 | 2.67 | 21352 | 2.38
BRYANT | Bryant® Extreme Heat Pump | 9893503 | HRCU-A-CB | 280ANV024*0**A* | CSPH*4212AL*+UI & 98(6*B,7*A)42060V17*** | Singlezone Ducted, Centrally Ducted | 23800 | 25200 | 2.68 | 21565 | 2.38
BRYANT | Bryant® Extreme Heat Pump | 9893502 | HRCU-A-CB | 280ANV024*0**A* | CSPH*3612AL*+UI & 98(6*B,7*A)66120V24*** | Singlezone Ducted, Centrally Ducted | 23800 | 25000 | 2.65 | 21565 | 2.36
BRYANT | Bryant® Extreme Heat Pump | 9893501 | HRCU-A-CB | 280ANV024*0**A* | CSPH*3612AL*+UI & 98(6*B,7*A)42080V17*** | Singlezone Ducted, Centrally Ducted | 23800 | 25200 | 2.65 | 21565 | 2.36
BRYANT | Bryant® Extreme Heat Pump | 9893500 | HRCU-A-CB | 280ANV024*0**A* | CSPH*3612AL*+UI & 98(6*B,7*A)42060V17*** | Singlezone Ducted, Centrally Ducted | 24000 | 25200 | 2.62 | 21779 | 2.33
BRYANT | Bryant® Extreme Heat Pump | 9893499 | HRCU-A-CB | 280ANV024*0**A* | CNPV*6024AL*+UI & 98(6*B,7*A)66120V24*** | Singlezone Ducted, Centrally Ducted | 23400 | 25000 | 2.7 | 21138 | 2.41
BRYANT | Bryant® Extreme Heat Pump | 9893496 | HRCU-A-CB | 280ANV024*0**A* | CNPV*4821AL*+UI & 98(6*B,7*A)42060V17*** | Singlezone Ducted, Centrally Ducted | 23400 | 25000 | 2.67 | 21138 | 2.38
BRYANT | Bryant® Extreme Heat Pump | 9893498 | HRCU-A-CB | 280ANV024*0**A* | CNPV*4824AL*+UI & 98(6*B,7*A)66120V24*** | Singlezone Ducted, Centrally Ducted | 23200 | 25000 | 2.7 | 20924 | 2.41
BRYANT | Bryant® Extreme Heat Pump | 9893497 | HRCU-A-CB | 280ANV024*0**A* | CNPV*4821AL*+UI & 98(6*B,7*A)42080V17*** | Singlezone Ducted, Centrally Ducted | 23200 | 25000 | 2.67 | 20924 | 2.39
BRYANT | Bryant® Extreme Heat Pump | 9893495 | HRCU-A-CB | 280ANV024*0**A* | CNPV*4221AL*+UI & 98(6*B,7*A)42080V17*** | Singlezone Ducted, Centrally Ducted | 23400 | 25200 | 2.54 | 21138 | 2.26
BRYANT | Bryant® Extreme Heat Pump | 9893494 | HRCU-A-CB | 280ANV024*0**A* | CNPV*4221AL*+UI & 98(6*B,7*A)42060V17*** | Singlezone Ducted, Centrally Ducted | 23600 | 25200 | 2.54 | 21352 | 2.26
BRYANT | Bryant® Extreme Heat Pump | 9893493 | HRCU-A-CB | 280ANV024*0**A* | CNPV*4217AL*+UI & 98(6*B,7*A)42080V17*** | Singlezone Ducted, Centrally Ducted | 23400 | 25200 | 2.62 | 21138 | 2.33
BRYANT | Bryant® Extreme Heat Pump | 9893492 | HRCU-A-CB | 280ANV024*0**A* | CNPV*4217AL*+UI & 98(6*B,7*A)42060V17*** | Singlezone Ducted, Centrally Ducted | 23400 | 25200 | 2.62 | 21138 | 2.33
BRYANT | Bryant® Extreme Heat Pump | 9893491 | HRCU-A-CB | 280ANV024*0**A* | CNPV*3621AL*+UI & 98(6*B,7*A)42080V17*** | Singlezone Ducted, Centrally Ducted | 24000 | 25200 | 2.5 | 21779 | 2.22
BRYANT | Bryant® Extreme Heat Pump | 9893489 | HRCU-A-CB | 280ANV024*0**A* | CNPV*3617AL*+UI & 98(6*B,7*A)42080V17*** | Singlezone Ducted, Centrally Ducted | 24000 | 25200 | 2.5 | 21779 | 2.22
BRYANT | Bryant® Extreme Heat Pump | 9893487 | HRCU-A-CB | 280ANV024*0**A* | CAP**6024AL*+UI & 98(6*B,7*A)66120V24*** | Singlezone Ducted, Centrally Ducted | 22600 | 24400 | 2.71 | 20497 | 2.41
BRYANT | Bryant® Extreme Heat Pump | 9893486 | HRCU-A-CB | 280ANV024*0**A* | CAP**6021AL*+UI & 98(6*B,7*A)42080V17*** | Singlezone Ducted, Centrally Ducted | 22800 | 24600 | 2.71 | 20711 | 2.41
BRYANT | Bryant® Extreme Heat Pump | 9893485 | HRCU-A-CB | 280ANV024*0**A* | CAP**6021AL*+UI & 98(6*B,7*A)42060V17*** | Singlezone Ducted, Centrally Ducted | 22800 | 24600 | 2.71 | 20711 | 2.41
BRYANT | Bryant® Extreme Heat Pump | 9893484 | HRCU-A-CB | 280ANV024*0**A* | CAP**4824AL*+UI & 98(6*B,7*A)66120V24*** | Singlezone Ducted, Centrally Ducted | 23000 | 24800 | 2.68 | 20711 | 2.39
BRYANT | Bryant® Extreme Heat Pump | 9893483 | HRCU-A-CB | 280ANV024*0**A* | CAP**4821AL*+UI & 98(6*B,7*A)42080V17*** | Singlezone Ducted, Centrally Ducted | 23200 | 24800 | 2.68 | 20924 | 2.39
BRYANT | Bryant® Extreme Heat Pump | 9893482 | HRCU-A-CB | 280ANV024*0**A* | CAP**4821AL*+UI & 98(6*B,7*A)42060V17*** | Singlezone Ducted, Centrally Ducted | 23200 | 25000 | 2.67 | 20924 | 2.39
BRYANT | Bryant® Extreme Heat Pump | 9893479 | HRCU-A-CB | 280ANV024*0**A* | CAP**4224AL*+UI & 98(6*B,7*A)66120V24*** | Singlezone Ducted, Centrally Ducted | 23600 | 25000 | 2.57 | 21352 | 2.28
BRYANT | Bryant® Extreme Heat Pump | 9893478 | HRCU-A-CB | 280ANV024*0**A* | CAP**4221AL*+UI & 98(6*B,7*A)42080V17*** | Singlezone Ducted, Centrally Ducted | 23800 | 25200 | 2.56 | 21565 | 2.28
BRYANT | Bryant® Extreme Heat Pump | 9893477 | HRCU-A-CB | 280ANV024*0**A* | CAP**4221AL*+UI & 98(6*B,7*A)42060V17*** | Singlezone Ducted, Centrally Ducted | 23800 | 25200 | 2.54 | 21565 | 2.27
BRYANT | Bryant® Extreme Heat Pump | 9893476 | HRCU-A-CB | 280ANV024*0**A* | CAP**3621AL*+UI & 98(6*B,7*A)42080V17*** | Singlezone Ducted, Centrally Ducted | 24000 | 25200 | 2.51 | 21779 | 2.24
BRYANT | Bryant® Extreme Heat Pump | 9893475 | HRCU-A-CB | 280ANV024*0**A* | CAP**3621AL*+UI & 98(6*B,7*A)42060V17*** | Singlezone Ducted, Centrally Ducted | 24000 | 25200 | 2.5 | 21779 | 2.22
BRYANT | Bryant® Extreme Heat Pump | 9893474 | HRCU-A-CB | 280ANV024*0**A* | CAP**3617AL*+UI & 98(6*B,7*A)42080V17*** | Singlezone Ducted, Centrally Ducted | 24000 | 25200 | 2.51 | 21779 | 2.24
BRYANT | Bryant® Extreme Heat Pump | 9893473 | HRCU-A-CB | 280ANV024*0**A* | CAP**3617AL*+UI & 98(6*B,7*A)42060V17*** | Singlezone Ducted, Centrally Ducted | 24000 | 25200 | 2.5 | 21779 | 2.22
BRYANT | Evolution Series | 9893463 | HRCU-A-CB | 280ANV024000 | FE4AN(B,F)003+UI | Singlezone Ducted, Centrally Ducted | 23800 | 25000 | 2.54 | 19800 | 2.07
BRYANT | Evolution Series | 9893462 | HRCU-A-CB | 280ANV024000 | FE4ANF002L+UI | Singlezone Ducted, Centrally Ducted | 24000 | 25200 | 2.56 | 19800 | 2.07
BRYANT | Preferred Series | 9854627 | HMSV-A-CB | 38MGRQ30D--3 |  | Multizone All Non-ducted | 28000 | 17400 | 2.79 | 28220 | 2.04
BRYANT | Preferred Series | 9118478 | HMSV-A-CB | 38MGRQ48E--3 |  | Multizone All Non-ducted | 48000 | 29600 | 2.7 | 36340 | 1.98
BRYANT | Preferred Series | 9118474 | HMSV-A-CB | 38MGRQ36D--3 |  | Multizone All Non-ducted | 36000 | 23200 | 2.79 | 36080 | 1.96
BRYANT | Preferred Series | 9118462 | HMSV-A-CB | 38MGRQ18B--3 |  | Multizone All Non-ducted | 19000 | 12000 | 2.81 | 13990 | 2.15
BRYANT | Preferred Series | 8738646 | HRCU-A-CB-O | 38MAQB09R--3 | 619PEQ009BBMA | Singlezone Non-ducted Wall Placement | 10900 | 6900 | 2.73 | 10900 | 1.98
BRYANT | Preferred | 8738647 | HRCU-A-CB-O | 38MAQB12R--1 | 619PAQ012BBMA | Singlezone Non-ducted Wall Placement | 12000 | 7600 | 2.59 | 6490 | 1.94
BRYANT |  | 204431323 | HRCU-A-CB | 280ANV036*0**A* | CSPH*6012AL*+UI | Singlezone Ducted, Centrally Ducted | 33400 | 32200 | 2.5 | 26340 | 2.12
BRYANT |  | 204431315 | HRCU-A-CB | 280ANV036*0**A* | CSPH*6012AL*+UI | Singlezone Ducted, Centrally Ducted | 33200 | 32200 | 2.5 | 26340 | 2.12
BRYANT |  | 204431334 | HRCU-A-CB | 280ANV036*0**A* | CSPH*6012AL*+UI | Singlezone Ducted, Centrally Ducted | 33800 | 32200 | 2.5 | 26340 | 2.12
BRYANT |  | 204430510 | HRCU-A-CB | 280ANV036*0**A* | CAP**6124AL*+UI | Singlezone Ducted, Centrally Ducted | 34200 | 32200 | 2.5 | 26340 | 2.12
BRYANT |  | 204430491 | HRCU-A-CB | 280ANV036*0**A* | CAP**6124AL*+UI | Singlezone Ducted, Centrally Ducted | 34200 | 32200 | 2.5 | 26340 | 2.12
BRYANT |  | 204431312 | HRCU-A-CB | 280ANV036*0**A* | CSPH*6012AL*+UI | Singlezone Ducted, Centrally Ducted | 27800 | 32200 | 2.5 | 26340 | 2.12
BRYANT |  | 204430501 | HRCU-A-CB | 280ANV036*0**A* | CAP**6124AL*+UI | Singlezone Ducted, Centrally Ducted | 34200 | 32200 | 2.5 | 26340 | 2.12
BRYANT |  | 204431355 | HRCU-A-CB | 280ANV036*0**A* | CSPH*6012AL*+UI | Singlezone Ducted, Centrally Ducted | 34400 | 32200 | 2.5 | 26340 | 2.12
BRYANT |  | 204431345 | HRCU-A-CB | 280ANV036*0**A* | CSPH*6012AL*+UI | Singlezone Ducted, Centrally Ducted | 34400 | 32200 | 2.5 | 26340 | 2.12
C&H | Single Zone Sophia Series Duct | 204098422 | HRCU-A-CB | CH-18SPH-230VO | CH-18LCDTU/I | Singlezone Ducted, "Compact Ducted" | 18000 | 12000 | 2.61 | 10352 | 1.96
C&H | Single Zone Dakota Hyper Duct | 204098424 | HRCU-A-CB | CH-09DKT230VO | CH-09LCDTU/I | Singlezone Ducted, "Compact Ducted" | 10000 | 7200 | 2.74 | 8343 | 2.07
C&H | Multi Zone Sophia Outdoor with Non-ducted Indoor | 205104722 | HMSV-A-CB | CH18MSPH230VO |  | Multizone All Non-ducted | 19000 | 12000 | 2.79 | 10205 | 1.97
C&H | Multi Zone Sophia Outdoor with Non-ducted Indoor | 202832586 | HMSV-A-CB | CH28MSPH230VO |  | Multizone All Non-ducted | 28000 | 17200 | 2.8 | 17040 | 1.97
C&H | Single Zone Sophia Outdoor + Dakota High Wall Indoor | 205104726 | HRCU-A-CB-O | CH-18SPH-230VO | CH-18DKT230VI | Singlezone Non-ducted Wall Placement | 18000 | 11400 | 2.72 | 11178 | 2.02
C&H | Multi Zone Sophia Hyper Outdoor with Non-ducted Indoor | 205047864 | HMSV-A-CB | CH-HYP36MSPH-230VO |  | Multizone All Non-ducted | 36000 | 23200 | 2.78 | 36037 | 1.96
C&H | Single Zone Sophia Series Floor-Ceiling | 204098432 | HRCU-A-CB-O | CH-18SPH-230VO | CH-18MSPHFC-230VI | Singlezone Non-ducted, Floor Placement | 18000 | 12000 | 2.71 | 10508 | 1.94
C&H | Single Zone Sophia Series Ceiling Cassette | 204098413 | HRCU-A-CB-O | CH-12SPH-230VO | CH-12MSPHCT-230VI | Singlezone Non-ducted, Ceiling Placement | 12000 | 7500 | 2.68 | 7332 | 2.11
C&H | Single Zone Sophia Duct | 204098423 | HRCU-A-CB | CH-24SPH-230VO | CH-24LCDTU/I | Singlezone Ducted, "Compact Ducted" | 24400 | 16000 | 2.69 | 18533 | 2.04
C&H | Single Zone Sophia Series High Wall | 9119326 | HRCU-A-CB-O | CH-18SPH-230VO | CH-18SPH-230VI | Singlezone Non-ducted Wall Placement | 18000 | 10400 | 2.72 | 10953 | 1.9
C&H | Single Zone Sophia Series High Wall | 9119324 | HRCU-A-CB-O | CH-09SPH-230VO | CH-09SPH-230VI | Singlezone Non-ducted Wall Placement | 9800 | 6400 | 2.76 | 7801 | 1.91
C&H | Single Zone Sophia Series Floor-Ceiling | 204098433 | HRCU-A-CB-O | CH-24SPH-230VO | CH-24MSPHFC-230VI | Singlezone Non-ducted, Floor Placement | 24000 | 15000 | 2.85 | 17817 | 1.9
C&H | Single Zone Sophia Series Ceiling Cassette | 204098415 | HRCU-A-CB-O | CH-24SPH-230VO | CH-24MSPHCT-230VI | Singlezone Non-ducted, Ceiling Placement | 24400 | 15800 | 2.56 | 16933 | 1.95
C&H | Single Zone Sophia Outdoor + Dakota High Wall Indoor | 205047857 | HRCU-A-CB-O | CH-09SPH-230VO | CH-09DKT230VI | Singlezone Non-ducted Wall Placement | 9800 | 5800 | 2.74 | 7989 | 2
C&H |  | 205263856 | HRCU-A-CB | CH-18SPH-230VO | CH-M18DTUI | Singlezone Ducted, "Compact Ducted" | 18000 | 12000 | 2.61 | 10352 | 1.96
C&H |  | 205263859 | HRCU-A-CB | CH-24SPH-230VO | CH-M24DTUI | Singlezone Ducted, "Compact Ducted" | 24400 | 16000 | 2.69 | 18533 | 2.04
C&H |  | 205263851 | HRCU-A-CB | CH-HYP09SPH230VO | CH-M09DTUI | Singlezone Ducted, "Compact Ducted" | 10000 | 7200 | 2.74 | 8343 | 2.07
C&H |  | 205263879 | HRCU-A-CB-O | CH-18SPH-230VO | CH-D18MSPHWM-230VI | Singlezone Non-ducted Wall Placement | 18000 | 11400 | 2.72 | 11178 | 2.02
C&H |  | 205263877 | HRCU-A-CB-O | CH-09SPH-230VO | CH-D09MSPHWM-230VI | Singlezone Non-ducted Wall Placement | 9800 | 5800 | 2.74 | 7989 | 2
C&H |  | 205263869 | HRCU-A-CB-O | CH-18SPH-230VO | CH-18MSPHWM-230VI | Singlezone Non-ducted Wall Placement | 18000 | 10400 | 2.72 | 10953 | 1.9
CanAir |  | 205816493 | HRCU-A-CB-O | C23SCH18H22 | C23SEH18H21 | Singlezone Non-ducted Wall Placement | 18000 | 10900 | 2.58 | 11178 | 2.02
CanAir |  | 205816494 | HRCU-A-CB-O | C23SCH24H22 | C23SEH24H21 | Singlezone Non-ducted Wall Placement | 30000 | 19400 | 2.95 | 26000 | 2.07
CanAir |  | 205306868 | HMSV-A-CB | C23MC327H21 |  | Multizone All Non-ducted | 24000 | 17200 | 2.8 | 17040 | 1.97
CanAir |  | 205306867 | HMSV-A-CB | C23MC218H21 |  | Multizone All Non-ducted | 19000 | 12000 | 2.79 | 10205 | 1.97
CARRIER | Performance | 205921384 | HRCU-A-CB | 38MAQB24R--3 | 40MBAAQ24XA3 | Singlezone Ducted, Centrally Ducted | 29000 | 17500 | 2.56 | 26970 | 1.91
CARRIER |  | 8738636 | HRCU-A-CB-O | 38MAQB12R--3 | 40MAQB12B--3 | Singlezone Non-ducted Wall Placement | 12000 | 7800 | 2.66 | 12010 | 1.98
CARRIER |  | 205272415 | HRCU-A-CB | 25VNA424A*030* | CAP**4221AL*+UI | Singlezone Ducted, Centrally Ducted | 24000 | 24400 | 2.58 | 17940 | 2.17
CARRIER |  | 205272416 | HRCU-A-CB | 25VNA424A*030* | CAP**4221AL*+UI | Singlezone Ducted, Centrally Ducted | 24000 | 24200 | 2.62 | 17792 | 2.21
CARRIER |  | 205272418 | HRCU-A-CB | 25VNA424A*030* | CAP**4221AL*+UI | Singlezone Ducted, Centrally Ducted | 24000 | 24200 | 2.64 | 17792 | 2.23
CARRIER |  | 205272417 | HRCU-A-CB | 25VNA424A*030* | CAP**4221AL*+UI | Singlezone Ducted, Centrally Ducted | 24000 | 24200 | 2.62 | 17792 | 2.21
CARRIER |  | 205272419 | HRCU-A-CB | 25VNA424A*030* | CAP**4221AL*+UI | Singlezone Ducted, Centrally Ducted | 24000 | 24400 | 2.58 | 17940 | 2.17
CARRIER |  | 205272420 | HRCU-A-CB | 25VNA424A*030* | CAP**4221AL*+UI | Singlezone Ducted, Centrally Ducted | 24000 | 24400 | 2.6 | 17940 | 2.19
CARRIER |  | 205272421 | HRCU-A-CB | 25VNA424A*030* | CAP**4224AL*+UI | Singlezone Ducted, Centrally Ducted | 24000 | 24200 | 2.62 | 17792 | 2.21
CARRIER |  | 205272423 | HRCU-A-CB | 25VNA424A*030* | CAP**4224AL*+UI | Singlezone Ducted, Centrally Ducted | 24000 | 24000 | 2.64 | 17645 | 2.23
CARRIER |  | 205272422 | HRCU-A-CB | 25VNA424A*030* | CAP**4224AL*+UI | Singlezone Ducted, Centrally Ducted | 24000 | 24200 | 2.64 | 17792 | 2.23
CARRIER |  | 205272424 | HRCU-A-CB | 25VNA424A*030* | CAP**4224AL*+UI | Singlezone Ducted, Centrally Ducted | 24000 | 24200 | 2.64 | 17792 | 2.23
CARRIER |  | 205272425 | HRCU-A-CB | 25VNA424A*030* | CAP**4821AL*+UI | Singlezone Ducted, Centrally Ducted | 24000 | 24200 | 2.7 | 17792 | 2.28
CARRIER |  | 205272426 | HRCU-A-CB | 25VNA424A*030* | CAP**4821AL*+UI | Singlezone Ducted, Centrally Ducted | 24000 | 24000 | 2.74 | 17645 | 2.31
CARRIER |  | 205272428 | HRCU-A-CB | 25VNA424A*030* | CAP**4821AL*+UI | Singlezone Ducted, Centrally Ducted | 24000 | 23800 | 2.76 | 17498 | 2.33
CARRIER |  | 205272427 | HRCU-A-CB | 25VNA424A*030* | CAP**4821AL*+UI | Singlezone Ducted, Centrally Ducted | 24000 | 24000 | 2.74 | 17645 | 2.31
CARRIER |  | 205272430 | HRCU-A-CB | 25VNA424A*030* | CAP**4821AL*+UI | Singlezone Ducted, Centrally Ducted | 24000 | 24000 | 2.72 | 17645 | 2.3
CARRIER |  | 205272429 | HRCU-A-CB | 25VNA424A*030* | CAP**4821AL*+UI | Singlezone Ducted, Centrally Ducted | 24000 | 24200 | 2.7 | 17792 | 2.28
CARRIER |  | 205272431 | HRCU-A-CB | 25VNA424A*030* | CAP**4824AL*+UI | Singlezone Ducted, Centrally Ducted | 24000 | 24000 | 2.74 | 17645 | 2.31
CARRIER |  | 205272432 | HRCU-A-CB | 25VNA424A*030* | CAP**4824AL*+UI | Singlezone Ducted, Centrally Ducted | 24000 | 23800 | 2.76 | 17498 | 2.33
CARRIER |  | 205272433 | HRCU-A-CB | 25VNA424A*030* | CAP**4824AL*+UI | Singlezone Ducted, Centrally Ducted | 24000 | 23800 | 2.76 | 17498 | 2.33
CARRIER |  | 205272436 | HRCU-A-CB | 25VNA424A*030* | CAP**6024AL*+UI | Singlezone Ducted, Centrally Ducted | 24000 | 23600 | 2.76 | 17351 | 2.32
CARRIER |  | 205272434 | HRCU-A-CB | 25VNA424A*030* | CAP**4824AL*+UI | Singlezone Ducted, Centrally Ducted | 24000 | 24000 | 2.76 | 17645 | 2.33
CARRIER |  | 205272437 | HRCU-A-CB | 25VNA424A*030* | CAP**6024AL*+UI | Singlezone Ducted, Centrally Ducted | 24000 | 23600 | 2.78 | 17351 | 2.34
CARRIER |  | 205272440 | HRCU-A-CB | 25VNA424A*030* | CNPV*3617AL*+UI | Singlezone Ducted, Centrally Ducted | 24000 | 24400 | 2.52 | 17940 | 2.13
CARRIER |  | 205272435 | HRCU-A-CB | 25VNA424A*030* | CAP**6024AL*+UI | Singlezone Ducted, Centrally Ducted | 24000 | 23600 | 2.74 | 17351 | 2.31
CARRIER |  | 205272439 | HRCU-A-CB | 25VNA424A*030* | CNPV*3617AL*+UI | Singlezone Ducted, Centrally Ducted | 24000 | 24600 | 2.5 | 18087 | 2.11
CARRIER |  | 205272438 | HRCU-A-CB | 25VNA424A*030* | CAP**6024AL*+UI | Singlezone Ducted, Centrally Ducted | 24000 | 23600 | 2.76 | 17351 | 2.32
CARRIER |  | 205272441 | HRCU-A-CB | 25VNA424A*030* | CNPV*3617AL*+UI | Singlezone Ducted, Centrally Ducted | 24000 | 24600 | 2.5 | 18087 | 2.11
CARRIER |  | 205272442 | HRCU-A-CB | 25VNA424A*030* | CNPV*3617AL*+UI | Singlezone Ducted, Centrally Ducted | 24000 | 24400 | 2.52 | 17940 | 2.13
CARRIER |  | 205272447 | HRCU-A-CB | 25VNA424A*030* | CNPV*3621AL*+UI | Singlezone Ducted, Centrally Ducted | 24000 | 24600 | 2.5 | 18087 | 2.11
CARRIER |  | 205272443 | HRCU-A-CB | 25VNA424A*030* | CNPV*3621AL*+UI | Singlezone Ducted, Centrally Ducted | 24000 | 24600 | 2.5 | 18087 | 2.11
CARRIER |  | 205272448 | HRCU-A-CB | 25VNA424A*030* | CNPV*3621AL*+UI | Singlezone Ducted, Centrally Ducted | 24000 | 24400 | 2.52 | 17940 | 2.13
CARRIER |  | 205272444 | HRCU-A-CB | 25VNA424A*030* | CNPV*3621AL*+UI | Singlezone Ducted, Centrally Ducted | 24000 | 24400 | 2.52 | 17940 | 2.13
CARRIER |  | 205272445 | HRCU-A-CB | 25VNA424A*030* | CNPV*3621AL*+UI | Singlezone Ducted, Centrally Ducted | 24000 | 24400 | 2.54 | 17940 | 2.15
CARRIER |  | 205272446 | HRCU-A-CB | 25VNA424A*030* | CNPV*3621AL*+UI | Singlezone Ducted, Centrally Ducted | 24000 | 24200 | 2.54 | 17792 | 2.15
CARRIER |  | 205272449 | HRCU-A-CB | 25VNA424A*030* | CNPV*4217AL*+UI | Singlezone Ducted, Centrally Ducted | 24000 | 24400 | 2.62 | 17940 | 2.21
CARRIER |  | 205272451 | HRCU-A-CB | 25VNA424A*030* | CNPV*4217AL*+UI | Singlezone Ducted, Centrally Ducted | 24000 | 24400 | 2.62 | 17940 | 2.21
CARRIER |  | 205272450 | HRCU-A-CB | 25VNA424A*030* | CNPV*4217AL*+UI | Singlezone Ducted, Centrally Ducted | 24000 | 24200 | 2.66 | 17792 | 2.25
CARRIER |  | 205272452 | HRCU-A-CB | 25VNA424A*030* | CNPV*4217AL*+UI | Singlezone Ducted, Centrally Ducted | 24000 | 24400 | 2.64 | 17940 | 2.23
CARRIER |  | 205272457 | HRCU-A-CB | 25VNA424A*030* | CNPV*4221AL*+UI | Singlezone Ducted, Centrally Ducted | 24000 | 24400 | 2.58 | 17940 | 2.17
CARRIER |  | 205272453 | HRCU-A-CB | 25VNA424A*030* | CNPV*4221AL*+UI | Singlezone Ducted, Centrally Ducted | 24000 | 24400 | 2.58 | 17940 | 2.17
CARRIER |  | 205272454 | HRCU-A-CB | 25VNA424A*030* | CNPV*4221AL*+UI | Singlezone Ducted, Centrally Ducted | 24000 | 24400 | 2.6 | 17940 | 2.19
CARRIER |  | 205272455 | HRCU-A-CB | 25VNA424A*030* | CNPV*4221AL*+UI | Singlezone Ducted, Centrally Ducted | 24000 | 24200 | 2.6 | 17792 | 2.19
CARRIER |  | 205272456 | HRCU-A-CB | 25VNA424A*030* | CNPV*4221AL*+UI | Singlezone Ducted, Centrally Ducted | 24000 | 24200 | 2.62 | 17792 | 2.21
CARRIER |  | 205272459 | HRCU-A-CB | 25VNA424A*030* | CNPV*4821AL*+UI | Singlezone Ducted, Centrally Ducted | 24000 | 24200 | 2.68 | 17792 | 2.26
CARRIER |  | 205272458 | HRCU-A-CB | 25VNA424A*030* | CNPV*4221AL*+UI | Singlezone Ducted, Centrally Ducted | 24000 | 24400 | 2.58 | 17940 | 2.17
CARRIER |  | 205272460 | HRCU-A-CB | 25VNA424A*030* | CNPV*4821AL*+UI | Singlezone Ducted, Centrally Ducted | 24000 | 24200 | 2.7 | 17792 | 2.28
CARRIER |  | 205272462 | HRCU-A-CB | 25VNA424A*030* | CNPV*4821AL*+UI | Singlezone Ducted, Centrally Ducted | 24000 | 24000 | 2.74 | 17645 | 2.31
CARRIER |  | 205272465 | HRCU-A-CB | 25VNA424A*030* | CNPV*4824AL*+UI | Singlezone Ducted, Centrally Ducted | 24000 | 24200 | 2.72 | 17792 | 2.3
CARRIER |  | 205272461 | HRCU-A-CB | 25VNA424A*030* | CNPV*4821AL*+UI | Singlezone Ducted, Centrally Ducted | 24000 | 24200 | 2.72 | 17792 | 2.3
CARRIER |  | 205272464 | HRCU-A-CB | 25VNA424A*030* | CNPV*4821AL*+UI | Singlezone Ducted, Centrally Ducted | 24000 | 24200 | 2.68 | 17792 | 2.26
CARRIER |  | 205272463 | HRCU-A-CB | 25VNA424A*030* | CNPV*4821AL*+UI | Singlezone Ducted, Centrally Ducted | 24000 | 24200 | 2.68 | 17792 | 2.26
CARRIER |  | 205272466 | HRCU-A-CB | 25VNA424A*030* | CNPV*4824AL*+UI | Singlezone Ducted, Centrally Ducted | 24000 | 24000 | 2.74 | 17645 | 2.31
CARRIER |  | 205272467 | HRCU-A-CB | 25VNA424A*030* | CNPV*4824AL*+UI | Singlezone Ducted, Centrally Ducted | 24000 | 24000 | 2.74 | 17645 | 2.31
CARRIER |  | 205272468 | HRCU-A-CB | 25VNA424A*030* | CNPV*4824AL*+UI | Singlezone Ducted, Centrally Ducted | 24000 | 24000 | 2.72 | 17645 | 2.3
CARRIER |  | 205272470 | HRCU-A-CB | 25VNA424A*030* | CNPV*6024AL*+UI | Singlezone Ducted, Centrally Ducted | 24000 | 23800 | 2.76 | 17498 | 2.33
CARRIER |  | 205272469 | HRCU-A-CB | 25VNA424A*030* | CNPV*6024AL*+UI | Singlezone Ducted, Centrally Ducted | 24000 | 23800 | 2.74 | 17498 | 2.31
CARRIER |  | 205272471 | HRCU-A-CB | 25VNA424A*030* | CNPV*6024AL*+UI | Singlezone Ducted, Centrally Ducted | 24000 | 23800 | 2.76 | 17498 | 2.33
CARRIER |  | 205272472 | HRCU-A-CB | 25VNA424A*030* | CNPV*6024AL*+UI | Singlezone Ducted, Centrally Ducted | 24000 | 23800 | 2.74 | 17498 | 2.31
CARRIER |  | 205272474 | HRCU-A-CB | 25VNA424A*030* | CSPH*3612AL*+UI | Singlezone Ducted, Centrally Ducted | 24000 | 24200 | 2.66 | 17792 | 2.25
CARRIER |  | 205272473 | HRCU-A-CB | 25VNA424A*030* | CSPH*3612AL*+UI | Singlezone Ducted, Centrally Ducted | 24000 | 24400 | 2.62 | 17940 | 2.21
CARRIER |  | 205272475 | HRCU-A-CB | 25VNA424A*030* | CSPH*3612AL*+UI | Singlezone Ducted, Centrally Ducted | 24000 | 24200 | 2.66 | 17792 | 2.25
CARRIER |  | 205272476 | HRCU-A-CB | 25VNA424A*030* | CSPH*3612AL*+UI | Singlezone Ducted, Centrally Ducted | 24000 | 24200 | 2.68 | 17792 | 2.26
CARRIER |  | 205272478 | HRCU-A-CB | 25VNA424A*030* | CSPH*3612AL*+UI | Singlezone Ducted, Centrally Ducted | 24000 | 24400 | 2.64 | 17940 | 2.23
CARRIER |  | 205272477 | HRCU-A-CB | 25VNA424A*030* | CSPH*3612AL*+UI | Singlezone Ducted, Centrally Ducted | 24000 | 24200 | 2.68 | 17792 | 2.26
CARRIER |  | 205272479 | HRCU-A-CB | 25VNA424A*030* | CSPH*3612AL*+UI | Singlezone Ducted, Centrally Ducted | 24000 | 24400 | 2.64 | 17940 | 2.23
CARRIER |  | 205272480 | HRCU-A-CB | 25VNA424A*030* | CSPH*3612AL*+UI | Singlezone Ducted, Centrally Ducted | 24000 | 24200 | 2.68 | 17792 | 2.26
CARRIER |  | 205272481 | HRCU-A-CB | 25VNA424A*030* | CSPH*4212AL*+UI | Singlezone Ducted, Centrally Ducted | 24000 | 24400 | 2.66 | 17940 | 2.25
CARRIER |  | 205272483 | HRCU-A-CB | 25VNA424A*030* | CSPH*4212AL*+UI | Singlezone Ducted, Centrally Ducted | 24000 | 24200 | 2.7 | 17792 | 2.28
CARRIER |  | 205272482 | HRCU-A-CB | 25VNA424A*030* | CSPH*4212AL*+UI | Singlezone Ducted, Centrally Ducted | 24000 | 24200 | 2.7 | 17792 | 2.28
CARRIER |  | 205272485 | HRCU-A-CB | 25VNA424A*030* | CSPH*4212AL*+UI | Singlezone Ducted, Centrally Ducted | 24000 | 24000 | 2.72 | 17645 | 2.3
CARRIER |  | 205272484 | HRCU-A-CB | 25VNA424A*030* | CSPH*4212AL*+UI | Singlezone Ducted, Centrally Ducted | 24000 | 24000 | 2.72 | 17645 | 2.3
CARRIER |  | 205272486 | HRCU-A-CB | 25VNA424A*030* | CSPH*4212AL*+UI | Singlezone Ducted, Centrally Ducted | 24000 | 24400 | 2.66 | 17940 | 2.25
CARRIER |  | 205272491 | HRCU-A-CB | 25VNA424A*030* | CSPH*4812AL*+UI | Singlezone Ducted, Centrally Ducted | 24000 | 24200 | 2.72 | 17792 | 2.3
CARRIER |  | 205272488 | HRCU-A-CB | 25VNA424A*030* | CSPH*4212AL*+UI | Singlezone Ducted, Centrally Ducted | 24000 | 24200 | 2.72 | 17792 | 2.3
CARRIER |  | 205272487 | HRCU-A-CB | 25VNA424A*030* | CSPH*4212AL*+UI | Singlezone Ducted, Centrally Ducted | 24000 | 24200 | 2.68 | 17792 | 2.26
CARRIER |  | 205272489 | HRCU-A-CB | 25VNA424A*030* | CSPH*4812AL*+UI | Singlezone Ducted, Centrally Ducted | 24000 | 24200 | 2.7 | 17792 | 2.28
CARRIER |  | 205272490 | HRCU-A-CB | 25VNA424A*030* | CSPH*4812AL*+UI | Singlezone Ducted, Centrally Ducted | 24000 | 24200 | 2.72 | 17792 | 2.3
CARRIER |  | 205272492 | HRCU-A-CB | 25VNA424A*030* | CSPH*4812AL*+UI | Singlezone Ducted, Centrally Ducted | 24000 | 24000 | 2.74 | 17645 | 2.31
CARRIER |  | 205272493 | HRCU-A-CB | 25VNA424A*030* | CSPH*4812AL*+UI | Singlezone Ducted, Centrally Ducted | 24000 | 24000 | 2.74 | 17645 | 2.31
CARRIER |  | 205272494 | HRCU-A-CB | 25VNA424A*030* | CSPH*4812AL*+UI | Singlezone Ducted, Centrally Ducted | 24000 | 24200 | 2.7 | 17792 | 2.28
CARRIER |  | 205272495 | HRCU-A-CB | 25VNA424A*030* | CSPH*4812AL*+UI | Singlezone Ducted, Centrally Ducted | 24000 | 24200 | 2.7 | 17792 | 2.28
CARRIER |  | 205272496 | HRCU-A-CB | 25VNA424A*030* | CSPH*4812AL*+UI | Singlezone Ducted, Centrally Ducted | 24000 | 24000 | 2.74 | 17645 | 2.31
CARRIER |  | 205272497 | HRCU-A-CB | 25VNA424A*030* | CSPH*6012AL*+UI | Singlezone Ducted, Centrally Ducted | 24000 | 24000 | 2.72 | 17645 | 2.3
CARRIER |  | 205272499 | HRCU-A-CB | 25VNA424A*030* | CSPH*6012AL*+UI | Singlezone Ducted, Centrally Ducted | 24000 | 23800 | 2.76 | 17498 | 2.33
CARRIER |  | 205272498 | HRCU-A-CB | 25VNA424A*030* | CSPH*6012AL*+UI | Singlezone Ducted, Centrally Ducted | 24000 | 23800 | 2.76 | 17498 | 2.33
CARRIER |  | 205272500 | HRCU-A-CB | 25VNA424A*030* | CSPH*6012AL*+UI | Singlezone Ducted, Centrally Ducted | 24000 | 23800 | 2.78 | 17498 | 2.34
CARRIER |  | 205272501 | HRCU-A-CB | 25VNA424A*030* | CSPH*6012AL*+UI | Singlezone Ducted, Centrally Ducted | 24000 | 23800 | 2.78 | 17498 | 2.34
CARRIER |  | 205272502 | HRCU-A-CB | 25VNA424A*030* | CSPH*6012AL*+UI | Singlezone Ducted, Centrally Ducted | 24000 | 24000 | 2.72 | 17645 | 2.3
CARRIER |  | 205272503 | HRCU-A-CB | 25VNA424A*030* | CSPH*6012AL*+UI | Singlezone Ducted, Centrally Ducted | 24000 | 24000 | 2.74 | 17645 | 2.31
CARRIER |  | 205272504 | HRCU-A-CB | 25VNA424A*030* | CSPH*6012AL*+UI | Singlezone Ducted, Centrally Ducted | 24000 | 23800 | 2.78 | 17498 | 2.34
CARRIER |  | 205272288 | HRCU-A-CB | 25VNA424A*030* | FE4AN(B,F)003L+UI | Singlezone Ducted, Centrally Ducted | 24000 | 24200 | 2.6 | 17792 | 2.19
CARRIER |  | 205272289 | HRCU-A-CB | 25VNA424A*030* | FE4AN(B,F)005L+UI | Singlezone Ducted, Centrally Ducted | 24000 | 23600 | 2.78 | 17351 | 2.34
CARRIER |  | 205272287 | HRCU-A-CB | 25VNA424A*030* | FE4ANF002L+UI | Singlezone Ducted, Centrally Ducted | 24000 | 24400 | 2.62 | 17940 | 2.21
CARRIER |  | 205272292 | HRCU-A-CB | 25VNA424A*030* | CAP**3617AL*+UI | Singlezone Ducted, Centrally Ducted | 24000 | 24400 | 2.56 | 17940 | 2.15
CARRIER |  | 205272293 | HRCU-A-CB | 25VNA424A*030* | CAP**3617AL*+UI | Singlezone Ducted, Centrally Ducted | 24000 | 24200 | 2.58 | 17792 | 2.17
CARRIER |  | 205272297 | HRCU-A-CB | 25VNA424A*030* | CAP**3621AL*+UI | Singlezone Ducted, Centrally Ducted | 24000 | 24200 | 2.58 | 17792 | 2.17
CARRIER |  | 205272298 | HRCU-A-CB | 25VNA424A*030* | CAP**3621AL*+UI | Singlezone Ducted, Centrally Ducted | 24000 | 24200 | 2.58 | 17792 | 2.17
CARRIER |  | 205272299 | HRCU-A-CB | 25VNA424A*030* | CAP**3621AL*+UI | Singlezone Ducted, Centrally Ducted | 24000 | 24200 | 2.6 | 17792 | 2.19
CARRIER |  | 205272300 | HRCU-A-CB | 25VNA424A*030* | CAP**3621AL*+UI | Singlezone Ducted, Centrally Ducted | 24000 | 24200 | 2.6 | 17792 | 2.19
CARRIER |  | 205272304 | HRCU-A-CB | 25VNA424A*030* | CAP**4221AL*+UI | Singlezone Ducted, Centrally Ducted | 24000 | 24200 | 2.62 | 17792 | 2.21
CARRIER |  | 205272305 | HRCU-A-CB | 25VNA424A*030* | CAP**4221AL*+UI | Singlezone Ducted, Centrally Ducted | 24000 | 24200 | 2.64 | 17792 | 2.23
CARRIER |  | 205272306 | HRCU-A-CB | 25VNA424A*030* | CAP**4221AL*+UI | Singlezone Ducted, Centrally Ducted | 24000 | 24200 | 2.64 | 17792 | 2.23
CARRIER |  | 205272307 | HRCU-A-CB | 25VNA424A*030* | CAP**4221AL*+UI | Singlezone Ducted, Centrally Ducted | 24000 | 24200 | 2.64 | 17792 | 2.23
CARRIER |  | 205272309 | HRCU-A-CB | 25VNA424A*030* | CAP**4224AL*+UI | Singlezone Ducted, Centrally Ducted | 24000 | 24200 | 2.62 | 17792 | 2.21
CARRIER |  | 205272310 | HRCU-A-CB | 25VNA424A*030* | CAP**4224AL*+UI | Singlezone Ducted, Centrally Ducted | 24000 | 24200 | 2.64 | 17792 | 2.23
CARRIER |  | 205272311 | HRCU-A-CB | 25VNA424A*030* | CAP**4224AL*+UI | Singlezone Ducted, Centrally Ducted | 24000 | 24200 | 2.62 | 17792 | 2.21
CARRIER |  | 205272314 | HRCU-A-CB | 25VNA424A*030* | CAP**4821AL*+UI | Singlezone Ducted, Centrally Ducted | 24000 | 24000 | 2.72 | 17645 | 2.3
CARRIER |  | 205272312 | HRCU-A-CB | 25VNA424A*030* | CAP**4224AL*+UI | Singlezone Ducted, Centrally Ducted | 24000 | 24200 | 2.64 | 17792 | 2.23
CARRIER |  | 205272315 | HRCU-A-CB | 25VNA424A*030* | CAP**4821AL*+UI | Singlezone Ducted, Centrally Ducted | 24000 | 24000 | 2.72 | 17645 | 2.3
CARRIER |  | 205272316 | HRCU-A-CB | 25VNA424A*030* | CAP**4821AL*+UI | Singlezone Ducted, Centrally Ducted | 24000 | 24000 | 2.74 | 17645 | 2.31
CARRIER |  | 205272317 | HRCU-A-CB | 25VNA424A*030* | CAP**4821AL*+UI | Singlezone Ducted, Centrally Ducted | 24000 | 24000 | 2.76 | 17645 | 2.33
CARRIER |  | 205272318 | HRCU-A-CB | 25VNA424A*030* | CAP**4821AL*+UI | Singlezone Ducted, Centrally Ducted | 24000 | 23800 | 2.76 | 17498 | 2.33
CARRIER |  | 205272319 | HRCU-A-CB | 25VNA424A*030* | CAP**4821AL*+UI | Singlezone Ducted, Centrally Ducted | 24000 | 23800 | 2.76 | 17498 | 2.33
CARRIER |  | 205272320 | HRCU-A-CB | 25VNA424A*030* | CAP**4824AL*+UI | Singlezone Ducted, Centrally Ducted | 24000 | 24000 | 2.72 | 17645 | 2.3
CARRIER |  | 205272321 | HRCU-A-CB | 25VNA424A*030* | CAP**4824AL*+UI | Singlezone Ducted, Centrally Ducted | 24000 | 24000 | 2.74 | 17645 | 2.31
CARRIER |  | 205272322 | HRCU-A-CB | 25VNA424A*030* | CAP**4824AL*+UI | Singlezone Ducted, Centrally Ducted | 24000 | 23800 | 2.76 | 17498 | 2.33
CARRIER |  | 205272324 | HRCU-A-CB | 25VNA424A*030* | CAP**4824AL*+UI | Singlezone Ducted, Centrally Ducted | 24000 | 23800 | 2.76 | 17498 | 2.33
CARRIER |  | 205272323 | HRCU-A-CB | 25VNA424A*030* | CAP**4824AL*+UI | Singlezone Ducted, Centrally Ducted | 24000 | 24000 | 2.74 | 17645 | 2.31
CARRIER |  | 205272325 | HRCU-A-CB | 25VNA424A*030* | CAP**6024AL*+UI | Singlezone Ducted, Centrally Ducted | 24000 | 23800 | 2.72 | 17498 | 2.29
CARRIER |  | 205272326 | HRCU-A-CB | 25VNA424A*030* | CAP**6024AL*+UI | Singlezone Ducted, Centrally Ducted | 24000 | 23600 | 2.76 | 17351 | 2.32
CARRIER |  | 205272327 | HRCU-A-CB | 25VNA424A*030* | CAP**6024AL*+UI | Singlezone Ducted, Centrally Ducted | 24000 | 23600 | 2.76 | 17351 | 2.32
CARRIER |  | 205272328 | HRCU-A-CB | 25VNA424A*030* | CAP**6024AL*+UI | Singlezone Ducted, Centrally Ducted | 24000 | 23600 | 2.76 | 17351 | 2.32
CARRIER |  | 205272329 | HRCU-A-CB | 25VNA424A*030* | CAP**6024AL*+UI | Singlezone Ducted, Centrally Ducted | 24000 | 23600 | 2.76 | 17351 | 2.32
CARRIER |  | 205272337 | HRCU-A-CB | 25VNA424A*030* | CNPV*3621AL*+UI | Singlezone Ducted, Centrally Ducted | 24000 | 24400 | 2.54 | 17940 | 2.15
CARRIER |  | 205272333 | HRCU-A-CB | 25VNA424A*030* | CNPV*3617AL*+UI | Singlezone Ducted, Centrally Ducted | 24000 | 24200 | 2.54 | 17792 | 2.15
CARRIER |  | 205272332 | HRCU-A-CB | 25VNA424A*030* | CNPV*3617AL*+UI | Singlezone Ducted, Centrally Ducted | 24000 | 24400 | 2.52 | 17940 | 2.13
CARRIER |  | 205272338 | HRCU-A-CB | 25VNA424A*030* | CNPV*3621AL*+UI | Singlezone Ducted, Centrally Ducted | 24000 | 24400 | 2.54 | 17940 | 2.15
CARRIER |  | 205272339 | HRCU-A-CB | 25VNA424A*030* | CNPV*3621AL*+UI | Singlezone Ducted, Centrally Ducted | 24000 | 24200 | 2.56 | 17792 | 2.15
CARRIER |  | 205272340 | HRCU-A-CB | 25VNA424A*030* | CNPV*3621AL*+UI | Singlezone Ducted, Centrally Ducted | 24000 | 24200 | 2.54 | 17792 | 2.15
CARRIER |  | 205272343 | HRCU-A-CB | 25VNA424A*030* | CNPV*4217AL*+UI | Singlezone Ducted, Centrally Ducted | 24000 | 24200 | 2.66 | 17792 | 2.25
CARRIER |  | 205272344 | HRCU-A-CB | 25VNA424A*030* | CNPV*4217AL*+UI | Singlezone Ducted, Centrally Ducted | 24000 | 24200 | 2.68 | 17792 | 2.26
CARRIER |  | 205272349 | HRCU-A-CB | 25VNA424A*030* | CNPV*4221AL*+UI | Singlezone Ducted, Centrally Ducted | 24000 | 24200 | 2.62 | 17792 | 2.21
CARRIER |  | 205272348 | HRCU-A-CB | 25VNA424A*030* | CNPV*4221AL*+UI | Singlezone Ducted, Centrally Ducted | 24000 | 24200 | 2.62 | 17792 | 2.21
CARRIER |  | 205272350 | HRCU-A-CB | 25VNA424A*030* | CNPV*4221AL*+UI | Singlezone Ducted, Centrally Ducted | 24000 | 24200 | 2.62 | 17792 | 2.21
CARRIER |  | 205272351 | HRCU-A-CB | 25VNA424A*030* | CNPV*4221AL*+UI | Singlezone Ducted, Centrally Ducted | 24000 | 24200 | 2.62 | 17792 | 2.21
CARRIER |  | 205272353 | HRCU-A-CB | 25VNA424A*030* | CNPV*4821AL*+UI | Singlezone Ducted, Centrally Ducted | 24000 | 24200 | 2.7 | 17792 | 2.28
CARRIER |  | 205272354 | HRCU-A-CB | 25VNA424A*030* | CNPV*4821AL*+UI | Singlezone Ducted, Centrally Ducted | 24000 | 24200 | 2.7 | 17792 | 2.28
CARRIER |  | 205272358 | HRCU-A-CB | 25VNA424A*030* | CNPV*4821AL*+UI | Singlezone Ducted, Centrally Ducted | 24000 | 24000 | 2.74 | 17645 | 2.31
CARRIER |  | 205272355 | HRCU-A-CB | 25VNA424A*030* | CNPV*4821AL*+UI | Singlezone Ducted, Centrally Ducted | 24000 | 24000 | 2.72 | 17645 | 2.3
CARRIER |  | 205272356 | HRCU-A-CB | 25VNA424A*030* | CNPV*4821AL*+UI | Singlezone Ducted, Centrally Ducted | 24000 | 24000 | 2.72 | 17645 | 2.3
CARRIER |  | 205272357 | HRCU-A-CB | 25VNA424A*030* | CNPV*4821AL*+UI | Singlezone Ducted, Centrally Ducted | 24000 | 24000 | 2.74 | 17645 | 2.31
CARRIER |  | 205272359 | HRCU-A-CB | 25VNA424A*030* | CNPV*4824AL*+UI | Singlezone Ducted, Centrally Ducted | 24000 | 24200 | 2.7 | 17792 | 2.28
CARRIER |  | 205272360 | HRCU-A-CB | 25VNA424A*030* | CNPV*4824AL*+UI | Singlezone Ducted, Centrally Ducted | 24000 | 24000 | 2.72 | 17645 | 2.3
CARRIER |  | 205272361 | HRCU-A-CB | 25VNA424A*030* | CNPV*4824AL*+UI | Singlezone Ducted, Centrally Ducted | 24000 | 24000 | 2.72 | 17645 | 2.3
CARRIER |  | 205272362 | HRCU-A-CB | 25VNA424A*030* | CNPV*4824AL*+UI | Singlezone Ducted, Centrally Ducted | 24000 | 24000 | 2.72 | 17645 | 2.3
CARRIER |  | 205272363 | HRCU-A-CB | 25VNA424A*030* | CNPV*4824AL*+UI | Singlezone Ducted, Centrally Ducted | 24000 | 24000 | 2.74 | 17645 | 2.31
CARRIER |  | 205272364 | HRCU-A-CB | 25VNA424A*030* | CNPV*6024AL*+UI | Singlezone Ducted, Centrally Ducted | 24000 | 24000 | 2.72 | 17645 | 2.3
CARRIER |  | 205272365 | HRCU-A-CB | 25VNA424A*030* | CNPV*6024AL*+UI | Singlezone Ducted, Centrally Ducted | 24000 | 23800 | 2.74 | 17498 | 2.31
CARRIER |  | 205272373 | HRCU-A-CB | 25VNA424A*030* | CSPH*3612AL*+UI | Singlezone Ducted, Centrally Ducted | 24000 | 24200 | 2.68 | 17792 | 2.26
CARRIER |  | 205272366 | HRCU-A-CB | 25VNA424A*030* | CNPV*6024AL*+UI | Singlezone Ducted, Centrally Ducted | 24000 | 23800 | 2.74 | 17498 | 2.31
CARRIER |  | 205272367 | HRCU-A-CB | 25VNA424A*030* | CNPV*6024AL*+UI | Singlezone Ducted, Centrally Ducted | 24000 | 23800 | 2.74 | 17498 | 2.31
CARRIER |  | 205272368 | HRCU-A-CB | 25VNA424A*030* | CNPV*6024AL*+UI | Singlezone Ducted, Centrally Ducted | 24000 | 23800 | 2.76 | 17498 | 2.33
CARRIER |  | 205272377 | HRCU-A-CB | 25VNA424A*030* | CSPH*3612AL*+UI | Singlezone Ducted, Centrally Ducted | 24000 | 24200 | 2.68 | 17792 | 2.26
CARRIER |  | 205272374 | HRCU-A-CB | 25VNA424A*030* | CSPH*3612AL*+UI | Singlezone Ducted, Centrally Ducted | 24000 | 24200 | 2.68 | 17792 | 2.26
CARRIER |  | 205272375 | HRCU-A-CB | 25VNA424A*030* | CSPH*3612AL*+UI | Singlezone Ducted, Centrally Ducted | 24000 | 24200 | 2.66 | 17792 | 2.25
CARRIER |  | 205272376 | HRCU-A-CB | 25VNA424A*030* | CSPH*3612AL*+UI | Singlezone Ducted, Centrally Ducted | 24000 | 24200 | 2.68 | 17792 | 2.26
CARRIER |  | 205272381 | HRCU-A-CB | 25VNA424A*030* | CSPH*4212AL*+UI | Singlezone Ducted, Centrally Ducted | 24000 | 24200 | 2.7 | 17792 | 2.28
CARRIER |  | 205272382 | HRCU-A-CB | 25VNA424A*030* | CSPH*4212AL*+UI | Singlezone Ducted, Centrally Ducted | 24000 | 24000 | 2.72 | 17645 | 2.3
CARRIER |  | 205272385 | HRCU-A-CB | 25VNA424A*030* | CSPH*4212AL*+UI | Singlezone Ducted, Centrally Ducted | 24000 | 24000 | 2.72 | 17645 | 2.3
CARRIER |  | 205272383 | HRCU-A-CB | 25VNA424A*030* | CSPH*4212AL*+UI | Singlezone Ducted, Centrally Ducted | 24000 | 24200 | 2.7 | 17792 | 2.28
CARRIER |  | 205272384 | HRCU-A-CB | 25VNA424A*030* | CSPH*4212AL*+UI | Singlezone Ducted, Centrally Ducted | 24000 | 24200 | 2.7 | 17792 | 2.28
CARRIER |  | 205272386 | HRCU-A-CB | 25VNA424A*030* | CSPH*4212AL*+UI | Singlezone Ducted, Centrally Ducted | 24000 | 24000 | 2.72 | 17645 | 2.3
CARRIER |  | 205272390 | HRCU-A-CB | 25VNA424A*030* | CSPH*4812AL*+UI | Singlezone Ducted, Centrally Ducted | 24000 | 24000 | 2.74 | 17645 | 2.31
CARRIER |  | 205272391 | HRCU-A-CB | 25VNA424A*030* | CSPH*4812AL*+UI | Singlezone Ducted, Centrally Ducted | 24000 | 24000 | 2.74 | 17645 | 2.31
CARRIER |  | 205272392 | HRCU-A-CB | 25VNA424A*030* | CSPH*4812AL*+UI | Singlezone Ducted, Centrally Ducted | 24000 | 24000 | 2.74 | 17645 | 2.31
CARRIER |  | 205272394 | HRCU-A-CB | 25VNA424A*030* | CSPH*4812AL*+UI | Singlezone Ducted, Centrally Ducted | 24000 | 24000 | 2.74 | 17645 | 2.31
CARRIER |  | 205272393 | HRCU-A-CB | 25VNA424A*030* | CSPH*4812AL*+UI | Singlezone Ducted, Centrally Ducted | 24000 | 24200 | 2.72 | 17792 | 2.3
CARRIER |  | 205272395 | HRCU-A-CB | 25VNA424A*030* | CSPH*4812AL*+UI | Singlezone Ducted, Centrally Ducted | 24000 | 24000 | 2.74 | 17645 | 2.31
CARRIER |  | 205272397 | HRCU-A-CB | 25VNA424A*030* | CSPH*6012AL*+UI | Singlezone Ducted, Centrally Ducted | 24000 | 24000 | 2.74 | 17645 | 2.31
CARRIER |  | 205272398 | HRCU-A-CB | 25VNA424A*030* | CSPH*6012AL*+UI | Singlezone Ducted, Centrally Ducted | 24000 | 23800 | 2.74 | 17498 | 2.31
CARRIER |  | 205272399 | HRCU-A-CB | 25VNA424A*030* | CSPH*6012AL*+UI | Singlezone Ducted, Centrally Ducted | 24000 | 23800 | 2.76 | 17498 | 2.33
CARRIER |  | 205272400 | HRCU-A-CB | 25VNA424A*030* | CSPH*6012AL*+UI | Singlezone Ducted, Centrally Ducted | 24000 | 23800 | 2.78 | 17498 | 2.34
CARRIER |  | 205272401 | HRCU-A-CB | 25VNA424A*030* | CSPH*6012AL*+UI | Singlezone Ducted, Centrally Ducted | 24000 | 23800 | 2.76 | 17498 | 2.33
CARRIER |  | 205272405 | HRCU-A-CB | 25VNA424A*030* | CAP**3617AL*+UI | Singlezone Ducted, Centrally Ducted | 24000 | 24400 | 2.54 | 17940 | 2.15
CARRIER |  | 205272403 | HRCU-A-CB | 25VNA424A*030* | CSPH*6012AL*+UI | Singlezone Ducted, Centrally Ducted | 24000 | 23800 | 2.78 | 17498 | 2.34
CARRIER |  | 205272402 | HRCU-A-CB | 25VNA424A*030* | CSPH*6012AL*+UI | Singlezone Ducted, Centrally Ducted | 24000 | 23800 | 2.76 | 17498 | 2.33
CARRIER |  | 205272404 | HRCU-A-CB | 25VNA424A*030* | CSPH*6012AL*+UI | Singlezone Ducted, Centrally Ducted | 24000 | 23800 | 2.78 | 17498 | 2.34
CARRIER |  | 205272406 | HRCU-A-CB | 25VNA424A*030* | CAP**3617AL*+UI | Singlezone Ducted, Centrally Ducted | 24000 | 24400 | 2.56 | 17940 | 2.15
CARRIER |  | 205272407 | HRCU-A-CB | 25VNA424A*030* | CAP**3617AL*+UI | Singlezone Ducted, Centrally Ducted | 24000 | 24400 | 2.54 | 17940 | 2.15
CARRIER |  | 205272408 | HRCU-A-CB | 25VNA424A*030* | CAP**3617AL*+UI | Singlezone Ducted, Centrally Ducted | 24000 | 24400 | 2.54 | 17940 | 2.15
CARRIER |  | 205272410 | HRCU-A-CB | 25VNA424A*030* | CAP**3621AL*+UI | Singlezone Ducted, Centrally Ducted | 24000 | 24200 | 2.58 | 17792 | 2.17
CARRIER |  | 205272409 | HRCU-A-CB | 25VNA424A*030* | CAP**3621AL*+UI | Singlezone Ducted, Centrally Ducted | 24000 | 24400 | 2.54 | 17940 | 2.15
CARRIER |  | 205272411 | HRCU-A-CB | 25VNA424A*030* | CAP**3621AL*+UI | Singlezone Ducted, Centrally Ducted | 24000 | 24200 | 2.58 | 17792 | 2.17
CARRIER |  | 205272412 | HRCU-A-CB | 25VNA424A*030* | CAP**3621AL*+UI | Singlezone Ducted, Centrally Ducted | 24000 | 24200 | 2.6 | 17792 | 2.19
CARRIER |  | 205272413 | HRCU-A-CB | 25VNA424A*030* | CAP**3621AL*+UI | Singlezone Ducted, Centrally Ducted | 24000 | 24400 | 2.54 | 17940 | 2.15
CARRIER |  | 205272414 | HRCU-A-CB | 25VNA424A*030* | CAP**3621AL*+UI | Singlezone Ducted, Centrally Ducted | 24000 | 24400 | 2.56 | 17940 | 2.15
CARRIER |  | 205272682 | HRCU-A-CB | 25VNA436A*030* | CNPV*6024AL*+UI | Singlezone Ducted, Centrally Ducted | 35000 | 33000 | 2.5 | 27937 | 2.13
CARRIER |  | 205272683 | HRCU-A-CB | 25VNA436A*030* | CNPV*6024AL*+UI | Singlezone Ducted, Centrally Ducted | 35000 | 33000 | 2.5 | 27937 | 2.13
CARRIER |  | 205272745 | HRCU-A-CB | 25VNA436A*030* | CSPH*6012AL*+UI | Singlezone Ducted, Centrally Ducted | 34600 | 32800 | 2.56 | 27768 | 2.18
CARRIER |  | 205272746 | HRCU-A-CB | 25VNA436A*030* | CSPH*6012AL*+UI | Singlezone Ducted, Centrally Ducted | 34600 | 32800 | 2.58 | 27768 | 2.19
CARRIER |  | 205272758 | HRCU-A-CB | 25VNA436A*030* | CSPH*6012AL*+UI | Singlezone Ducted, Centrally Ducted | 34800 | 33000 | 2.54 | 27937 | 2.16
CARRIER |  | 205272749 | HRCU-A-CB | 25VNA436A*030* | CSPH*6012AL*+UI | Singlezone Ducted, Centrally Ducted | 34800 | 33000 | 2.56 | 27937 | 2.18
CARRIER |  | 205272756 | HRCU-A-CB | 25VNA436A*030* | CSPH*6012AL*+UI | Singlezone Ducted, Centrally Ducted | 34800 | 33000 | 2.56 | 27937 | 2.18
CARRIER |  | 205272753 | HRCU-A-CB | 25VNA436A*030* | CSPH*6012AL*+UI | Singlezone Ducted, Centrally Ducted | 34800 | 33000 | 2.56 | 27937 | 2.18
CARRIER |  | 205272759 | HRCU-A-CB | 25VNA436A*030* | CSPH*6012AL*+UI | Singlezone Ducted, Centrally Ducted | 34800 | 33000 | 2.56 | 27937 | 2.18
CARRIER |  | 205272802 | HRCU-A-CB | 25VNA460A*030* | FE4ANB006L+UI | Singlezone Ducted, Centrally Ducted | 59000 | 49500 | 2.66 | 34460 | 2.13
CARRIER |  | 205272824 | HRCU-A-CB | 25VNA460A*030* | CNPV*6124AL*+UI | Singlezone Ducted, Centrally Ducted | 59000 | 50500 | 2.54 | 35156 | 2.03
CARRIER |  | 205272825 | HRCU-A-CB | 25VNA460A*030* | CNPV*6124AL*+UI | Singlezone Ducted, Centrally Ducted | 59000 | 50000 | 2.58 | 34808 | 2.06
CARRIER |  | 205272505 | HRCU-A-CB | 25VNA436A*030* | FE4AN(B,F)005L+UI | Singlezone Ducted, Centrally Ducted | 35000 | 32800 | 2.54 | 27768 | 2.16
CARRIER |  | 205272761 | HRCU-A-CB | 25VNA448A*030* | FE4ANB006L+UI | Singlezone Ducted, Centrally Ducted | 46000 | 42500 | 2.6 | 31130 | 2.32
CARRIER |  | 205272507 | HRCU-A-CB | 25VNA436A*030* | FE4ANB006L+UI | Singlezone Ducted, Centrally Ducted | 34000 | 32400 | 2.62 | 27430 | 2.23
CARRIER |  | 205272290 | HRCU-A-CB | 25VNA424A*030* | CAP**3617AL*+UI | Singlezone Ducted, Centrally Ducted | 24000 | 24600 | 2.54 | 18087 | 2.14
CARRIER |  | 205272291 | HRCU-A-CB | 25VNA424A*030* | CAP**3617AL*+UI | Singlezone Ducted, Centrally Ducted | 24000 | 24400 | 2.54 | 17940 | 2.15
CARRIER |  | 205272294 | HRCU-A-CB | 25VNA424A*030* | CAP**3621AL*+UI | Singlezone Ducted, Centrally Ducted | 24000 | 24400 | 2.54 | 17940 | 2.15
CARRIER |  | 205272295 | HRCU-A-CB | 25VNA424A*030* | CAP**3621AL*+UI | Singlezone Ducted, Centrally Ducted | 24000 | 24400 | 2.56 | 17940 | 2.15
CARRIER |  | 205272296 | HRCU-A-CB | 25VNA424A*030* | CAP**3621AL*+UI | Singlezone Ducted, Centrally Ducted | 24000 | 24400 | 2.56 | 17940 | 2.15
CARRIER |  | 205272301 | HRCU-A-CB | 25VNA424A*030* | CAP**4221AL*+UI | Singlezone Ducted, Centrally Ducted | 24000 | 24400 | 2.58 | 17940 | 2.17
CARRIER |  | 205272302 | HRCU-A-CB | 25VNA424A*030* | CAP**4221AL*+UI | Singlezone Ducted, Centrally Ducted | 24000 | 24400 | 2.6 | 17940 | 2.19
CARRIER |  | 205272303 | HRCU-A-CB | 25VNA424A*030* | CAP**4221AL*+UI | Singlezone Ducted, Centrally Ducted | 24000 | 24200 | 2.6 | 17792 | 2.19
CARRIER |  | 205272313 | HRCU-A-CB | 25VNA424A*030* | CAP**4821AL*+UI | Singlezone Ducted, Centrally Ducted | 24000 | 24200 | 2.7 | 17792 | 2.28
CARRIER |  | 205272308 | HRCU-A-CB | 25VNA424A*030* | CAP**4224AL*+UI | Singlezone Ducted, Centrally Ducted | 24000 | 24200 | 2.6 | 17792 | 2.19
CARRIER |  | 205272330 | HRCU-A-CB | 25VNA424A*030* | CNPV*3617AL*+UI | Singlezone Ducted, Centrally Ducted | 24000 | 24600 | 2.5 | 18087 | 2.11
CARRIER |  | 205272335 | HRCU-A-CB | 25VNA424A*030* | CNPV*3621AL*+UI | Singlezone Ducted, Centrally Ducted | 24000 | 24400 | 2.52 | 17940 | 2.13
CARRIER |  | 205272331 | HRCU-A-CB | 25VNA424A*030* | CNPV*3617AL*+UI | Singlezone Ducted, Centrally Ducted | 24000 | 24400 | 2.52 | 17940 | 2.13
CARRIER |  | 205272334 | HRCU-A-CB | 25VNA424A*030* | CNPV*3621AL*+UI | Singlezone Ducted, Centrally Ducted | 24000 | 24600 | 2.5 | 18087 | 2.11
CARRIER |  | 205272336 | HRCU-A-CB | 25VNA424A*030* | CNPV*3621AL*+UI | Singlezone Ducted, Centrally Ducted | 24000 | 24400 | 2.52 | 17940 | 2.13
CARRIER |  | 205272341 | HRCU-A-CB | 25VNA424A*030* | CNPV*4217AL*+UI | Singlezone Ducted, Centrally Ducted | 24000 | 24400 | 2.62 | 17940 | 2.21
CARRIER |  | 205272342 | HRCU-A-CB | 25VNA424A*030* | CNPV*4217AL*+UI | Singlezone Ducted, Centrally Ducted | 24000 | 24400 | 2.64 | 17940 | 2.23
CARRIER |  | 205272345 | HRCU-A-CB | 25VNA424A*030* | CNPV*4221AL*+UI | Singlezone Ducted, Centrally Ducted | 24000 | 24400 | 2.56 | 17940 | 2.15
CARRIER |  | 205272347 | HRCU-A-CB | 25VNA424A*030* | CNPV*4221AL*+UI | Singlezone Ducted, Centrally Ducted | 24000 | 24400 | 2.6 | 17940 | 2.19
CARRIER |  | 205272346 | HRCU-A-CB | 25VNA424A*030* | CNPV*4221AL*+UI | Singlezone Ducted, Centrally Ducted | 24000 | 24400 | 2.58 | 17940 | 2.17
CARRIER |  | 205272352 | HRCU-A-CB | 25VNA424A*030* | CNPV*4821AL*+UI | Singlezone Ducted, Centrally Ducted | 24000 | 24400 | 2.68 | 17940 | 2.26
CARRIER |  | 205272369 | HRCU-A-CB | 25VNA424A*030* | CSPH*3612AL*+UI | Singlezone Ducted, Centrally Ducted | 24000 | 24400 | 2.62 | 17940 | 2.21
CARRIER |  | 205272370 | HRCU-A-CB | 25VNA424A*030* | CSPH*3612AL*+UI | Singlezone Ducted, Centrally Ducted | 24000 | 24400 | 2.64 | 17940 | 2.23
CARRIER |  | 205272379 | HRCU-A-CB | 25VNA424A*030* | CSPH*4212AL*+UI | Singlezone Ducted, Centrally Ducted | 24000 | 24200 | 2.68 | 17792 | 2.26
CARRIER |  | 205272371 | HRCU-A-CB | 25VNA424A*030* | CSPH*3612AL*+UI | Singlezone Ducted, Centrally Ducted | 24000 | 24400 | 2.64 | 17940 | 2.23
CARRIER |  | 205272380 | HRCU-A-CB | 25VNA424A*030* | CSPH*4212AL*+UI | Singlezone Ducted, Centrally Ducted | 24000 | 24200 | 2.68 | 17792 | 2.26
CARRIER |  | 205272387 | HRCU-A-CB | 25VNA424A*030* | CSPH*4812AL*+UI | Singlezone Ducted, Centrally Ducted | 24000 | 24400 | 2.68 | 17940 | 2.26
CARRIER |  | 205272372 | HRCU-A-CB | 25VNA424A*030* | CSPH*3612AL*+UI | Singlezone Ducted, Centrally Ducted | 24000 | 24200 | 2.68 | 17792 | 2.26
CARRIER |  | 205272378 | HRCU-A-CB | 25VNA424A*030* | CSPH*4212AL*+UI | Singlezone Ducted, Centrally Ducted | 24000 | 24400 | 2.66 | 17940 | 2.25
CARRIER |  | 205272388 | HRCU-A-CB | 25VNA424A*030* | CSPH*4812AL*+UI | Singlezone Ducted, Centrally Ducted | 24000 | 24200 | 2.7 | 17792 | 2.28
CARRIER |  | 205272389 | HRCU-A-CB | 25VNA424A*030* | CSPH*4812AL*+UI | Singlezone Ducted, Centrally Ducted | 24000 | 24200 | 2.7 | 17792 | 2.28
CARRIER |  | 205272396 | HRCU-A-CB | 25VNA424A*030* | CSPH*6012AL*+UI | Singlezone Ducted, Centrally Ducted | 24000 | 24000 | 2.72 | 17645 | 2.3
CARRIER |  | 205272518 | HRCU-A-CB | 25VNA436A*030* | CAP**3721AL*+UI | Singlezone Ducted, Centrally Ducted | 35400 | 33600 | 2.52 | 28445 | 2.14
CARRIER |  | 205272520 | HRCU-A-CB | 25VNA436A*030* | CAP**3721AL*+UI | Singlezone Ducted, Centrally Ducted | 35400 | 33600 | 2.52 | 28445 | 2.14
CARRIER |  | 205272551 | HRCU-A-CB | 25VNA436A*030* | CAP**4321AL*+UI | Singlezone Ducted, Centrally Ducted | 35200 | 33400 | 2.54 | 28276 | 2.16
CARRIER |  | 205272521 | HRCU-A-CB | 25VNA436A*030* | CAP**3721AL*+UI | Singlezone Ducted, Centrally Ducted | 35400 | 33600 | 2.52 | 28445 | 2.14
CARRIER |  | 205272522 | HRCU-A-CB | 25VNA436A*030* | CAP**3721AL*+UI | Singlezone Ducted, Centrally Ducted | 35400 | 33600 | 2.52 | 28445 | 2.14
CARRIER |  | 205272556 | HRCU-A-CB | 25VNA436A*030* | CAP**4321AL*+UI | Singlezone Ducted, Centrally Ducted | 35200 | 33400 | 2.54 | 28276 | 2.16
CARRIER |  | 205272560 | HRCU-A-CB | 25VNA436A*030* | CAP**4321AL*+UI | Singlezone Ducted, Centrally Ducted | 35200 | 33400 | 2.54 | 28276 | 2.16
CARRIER |  | 205272578 | HRCU-A-CB | 25VNA436A*030* | CAP**4824AL*+UI | Singlezone Ducted, Centrally Ducted | 35200 | 33200 | 2.52 | 28107 | 2.14
CARRIER |  | 205272559 | HRCU-A-CB | 25VNA436A*030* | CAP**4321AL*+UI | Singlezone Ducted, Centrally Ducted | 35400 | 33600 | 2.52 | 28445 | 2.14
CARRIER |  | 205272558 | HRCU-A-CB | 25VNA436A*030* | CAP**4321AL*+UI | Singlezone Ducted, Centrally Ducted | 35200 | 33400 | 2.54 | 28276 | 2.16
CARRIER |  | 205272579 | HRCU-A-CB | 25VNA436A*030* | CAP**4824AL*+UI | Singlezone Ducted, Centrally Ducted | 35200 | 33000 | 2.54 | 27937 | 2.16
CARRIER |  | 205272586 | HRCU-A-CB | 25VNA436A*030* | CAP**4824AL*+UI | Singlezone Ducted, Centrally Ducted | 35200 | 33200 | 2.52 | 28107 | 2.14
CARRIER |  | 205272589 | HRCU-A-CB | 25VNA436A*030* | CAP**6024AL*+UI | Singlezone Ducted, Centrally Ducted | 34400 | 32800 | 2.52 | 27768 | 2.14
CARRIER |  | 205272590 | HRCU-A-CB | 25VNA436A*030* | CAP**6024AL*+UI | Singlezone Ducted, Centrally Ducted | 34400 | 32600 | 2.54 | 27599 | 2.16
CARRIER |  | 205272593 | HRCU-A-CB | 25VNA436A*030* | CAP**6024AL*+UI | Singlezone Ducted, Centrally Ducted | 34600 | 32800 | 2.52 | 27768 | 2.14
CARRIER |  | 205272592 | HRCU-A-CB | 25VNA436A*030* | CAP**6024AL*+UI | Singlezone Ducted, Centrally Ducted | 34600 | 33000 | 2.5 | 27937 | 2.13
CARRIER |  | 205272591 | HRCU-A-CB | 25VNA436A*030* | CAP**6024AL*+UI | Singlezone Ducted, Centrally Ducted | 34400 | 32800 | 2.52 | 27768 | 2.14
CARRIER |  | 205272594 | HRCU-A-CB | 25VNA436A*030* | CAP**6024AL*+UI | Singlezone Ducted, Centrally Ducted | 34600 | 33000 | 2.5 | 27937 | 2.13
CARRIER |  | 205272596 | HRCU-A-CB | 25VNA436A*030* | CAP**6024AL*+UI | Singlezone Ducted, Centrally Ducted | 34600 | 32800 | 2.52 | 27768 | 2.14
CARRIER |  | 205272595 | HRCU-A-CB | 25VNA436A*030* | CAP**6024AL*+UI | Singlezone Ducted, Centrally Ducted | 34600 | 33000 | 2.5 | 27937 | 2.13
CARRIER |  | 205272602 | HRCU-A-CB | 25VNA436A*030* | CAP**6121AL*+UI | Singlezone Ducted, Centrally Ducted | 34800 | 33000 | 2.54 | 27937 | 2.16
CARRIER |  | 205272597 | HRCU-A-CB | 25VNA436A*030* | CAP**6024AL*+UI | Singlezone Ducted, Centrally Ducted | 34400 | 32800 | 2.52 | 27768 | 2.14
CARRIER |  | 205272601 | HRCU-A-CB | 25VNA436A*030* | CAP**6121AL*+UI | Singlezone Ducted, Centrally Ducted | 35200 | 33200 | 2.5 | 28107 | 2.12
CARRIER |  | 205272608 | HRCU-A-CB | 25VNA436A*030* | CAP**6121AL*+UI | Singlezone Ducted, Centrally Ducted | 35000 | 33000 | 2.54 | 27937 | 2.16
CARRIER |  | 205272607 | HRCU-A-CB | 25VNA436A*030* | CAP**6121AL*+UI | Singlezone Ducted, Centrally Ducted | 35000 | 33200 | 2.52 | 28107 | 2.14
CARRIER |  | 205272609 | HRCU-A-CB | 25VNA436A*030* | CAP**6121AL*+UI | Singlezone Ducted, Centrally Ducted | 35000 | 33200 | 2.52 | 28107 | 2.14
CARRIER |  | 205272610 | HRCU-A-CB | 25VNA436A*030* | CAP**6121AL*+UI | Singlezone Ducted, Centrally Ducted | 35000 | 33000 | 2.54 | 27937 | 2.16
CARRIER |  | 205272611 | HRCU-A-CB | 25VNA436A*030* | CAP**6121AL*+UI | Singlezone Ducted, Centrally Ducted | 35000 | 33200 | 2.52 | 28107 | 2.14
CARRIER |  | 205272612 | HRCU-A-CB | 25VNA436A*030* | CAP**6121AL*+UI | Singlezone Ducted, Centrally Ducted | 35000 | 33000 | 2.54 | 27937 | 2.16
CARRIER |  | 205272614 | HRCU-A-CB | 25VNA436A*030* | CAP**6124AL*+UI | Singlezone Ducted, Centrally Ducted | 35000 | 33200 | 2.52 | 28107 | 2.14
CARRIER |  | 205272615 | HRCU-A-CB | 25VNA436A*030* | CAP**6124AL*+UI | Singlezone Ducted, Centrally Ducted | 34800 | 33000 | 2.56 | 27937 | 2.18
CARRIER |  | 205272616 | HRCU-A-CB | 25VNA436A*030* | CAP**6124AL*+UI | Singlezone Ducted, Centrally Ducted | 34600 | 32800 | 2.56 | 27768 | 2.18
CARRIER |  | 205272619 | HRCU-A-CB | 25VNA436A*030* | CAP**6124AL*+UI | Singlezone Ducted, Centrally Ducted | 34800 | 33000 | 2.54 | 27937 | 2.16
CARRIER |  | 205272620 | HRCU-A-CB | 25VNA436A*030* | CAP**6124AL*+UI | Singlezone Ducted, Centrally Ducted | 35000 | 33000 | 2.54 | 27937 | 2.16
CARRIER |  | 205272617 | HRCU-A-CB | 25VNA436A*030* | CAP**6124AL*+UI | Singlezone Ducted, Centrally Ducted | 34800 | 33000 | 2.56 | 27937 | 2.18
CARRIER |  | 205272618 | HRCU-A-CB | 25VNA436A*030* | CAP**6124AL*+UI | Singlezone Ducted, Centrally Ducted | 35000 | 33200 | 2.52 | 28107 | 2.14
CARRIER |  | 205272621 | HRCU-A-CB | 25VNA436A*030* | CAP**6124AL*+UI | Singlezone Ducted, Centrally Ducted | 35000 | 33200 | 2.52 | 28107 | 2.14
CARRIER |  | 205272622 | HRCU-A-CB | 25VNA436A*030* | CAP**6124AL*+UI | Singlezone Ducted, Centrally Ducted | 34800 | 33000 | 2.54 | 27937 | 2.16
CARRIER |  | 205272623 | HRCU-A-CB | 25VNA436A*030* | CAP**6124AL*+UI | Singlezone Ducted, Centrally Ducted | 34800 | 33000 | 2.54 | 27937 | 2.16
CARRIER |  | 205272665 | HRCU-A-CB | 25VNA436A*030* | CNPV*4824AL*+UI | Singlezone Ducted, Centrally Ducted | 35200 | 33200 | 2.5 | 28107 | 2.12
CARRIER |  | 205272675 | HRCU-A-CB | 25VNA436A*030* | CNPV*6024AL*+UI | Singlezone Ducted, Centrally Ducted | 35000 | 33000 | 2.5 | 27937 | 2.13
CARRIER |  | 205272676 | HRCU-A-CB | 25VNA436A*030* | CNPV*6024AL*+UI | Singlezone Ducted, Centrally Ducted | 34800 | 32800 | 2.52 | 27768 | 2.14
CARRIER |  | 205272677 | HRCU-A-CB | 25VNA436A*030* | CNPV*6024AL*+UI | Singlezone Ducted, Centrally Ducted | 35000 | 33000 | 2.5 | 27937 | 2.13
CARRIER |  | 205272679 | HRCU-A-CB | 25VNA436A*030* | CNPV*6024AL*+UI | Singlezone Ducted, Centrally Ducted | 35000 | 33000 | 2.5 | 27937 | 2.13
CARRIER |  | 205272708 | HRCU-A-CB | 25VNA436A*030* | CSPH*4212AL*+UI | Singlezone Ducted, Centrally Ducted | 35200 | 33400 | 2.5 | 28276 | 2.12
CARRIER |  | 205272726 | HRCU-A-CB | 25VNA436A*030* | CSPH*4812AL*+UI | Singlezone Ducted, Centrally Ducted | 35200 | 33400 | 2.5 | 28276 | 2.12
CARRIER |  | 205272727 | HRCU-A-CB | 25VNA436A*030* | CSPH*4812AL*+UI | Singlezone Ducted, Centrally Ducted | 35200 | 33200 | 2.52 | 28107 | 2.14
CARRIER |  | 205272730 | HRCU-A-CB | 25VNA436A*030* | CSPH*4812AL*+UI | Singlezone Ducted, Centrally Ducted | 35200 | 33400 | 2.5 | 28276 | 2.12
CARRIER |  | 205272734 | HRCU-A-CB | 25VNA436A*030* | CSPH*4812AL*+UI | Singlezone Ducted, Centrally Ducted | 35400 | 33400 | 2.5 | 28276 | 2.12
CARRIER |  | 205272737 | HRCU-A-CB | 25VNA436A*030* | CSPH*4812AL*+UI | Singlezone Ducted, Centrally Ducted | 35400 | 33400 | 2.5 | 28276 | 2.12
CARRIER |  | 205272739 | HRCU-A-CB | 25VNA436A*030* | CSPH*4812AL*+UI | Singlezone Ducted, Centrally Ducted | 35400 | 33400 | 2.5 | 28276 | 2.12
CARRIER |  | 205272740 | HRCU-A-CB | 25VNA436A*030* | CSPH*4812AL*+UI | Singlezone Ducted, Centrally Ducted | 35400 | 33400 | 2.5 | 28276 | 2.12
CARRIER |  | 205272743 | HRCU-A-CB | 25VNA436A*030* | CSPH*6012AL*+UI | Singlezone Ducted, Centrally Ducted | 35200 | 33400 | 2.5 | 28276 | 2.12
CARRIER |  | 205272744 | HRCU-A-CB | 25VNA436A*030* | CSPH*6012AL*+UI | Singlezone Ducted, Centrally Ducted | 35000 | 33200 | 2.52 | 28107 | 2.14
CARRIER |  | 205272755 | HRCU-A-CB | 25VNA436A*030* | CSPH*6012AL*+UI | Singlezone Ducted, Centrally Ducted | 34800 | 33000 | 2.54 | 27937 | 2.16
CARRIER |  | 205272752 | HRCU-A-CB | 25VNA436A*030* | CSPH*6012AL*+UI | Singlezone Ducted, Centrally Ducted | 34800 | 33000 | 2.54 | 27937 | 2.16
CARRIER |  | 205272754 | HRCU-A-CB | 25VNA436A*030* | CSPH*6012AL*+UI | Singlezone Ducted, Centrally Ducted | 34800 | 33000 | 2.54 | 27937 | 2.16
CARRIER |  | 205272770 | HRCU-A-CB | 25VNA448A*030* | CAP**6024AL*+UI | Singlezone Ducted, Centrally Ducted | 48000 | 42500 | 2.52 | 31130 | 2.25
CARRIER |  | 205272773 | HRCU-A-CB | 25VNA448A*030* | CAP**6121AL*+UI | Singlezone Ducted, Centrally Ducted | 48000 | 43000 | 2.52 | 31496 | 2.25
CARRIER |  | 205272772 | HRCU-A-CB | 25VNA448A*030* | CAP**6024AL*+UI | Singlezone Ducted, Centrally Ducted | 48000 | 43000 | 2.5 | 31496 | 2.23
CARRIER |  | 205272771 | HRCU-A-CB | 25VNA448A*030* | CAP**6024AL*+UI | Singlezone Ducted, Centrally Ducted | 48000 | 42500 | 2.52 | 31130 | 2.25
CARRIER |  | 205272774 | HRCU-A-CB | 25VNA448A*030* | CAP**6121AL*+UI | Singlezone Ducted, Centrally Ducted | 48000 | 43000 | 2.52 | 31496 | 2.25
CARRIER |  | 205272779 | HRCU-A-CB | 25VNA448A*030* | CAP**6124AL*+UI | Singlezone Ducted, Centrally Ducted | 48000 | 43000 | 2.52 | 31496 | 2.25
CARRIER |  | 205272776 | HRCU-A-CB | 25VNA448A*030* | CAP**6121AL*+UI | Singlezone Ducted, Centrally Ducted | 48000 | 43000 | 2.52 | 31496 | 2.25
CARRIER |  | 205272775 | HRCU-A-CB | 25VNA448A*030* | CAP**6121AL*+UI | Singlezone Ducted, Centrally Ducted | 48000 | 43000 | 2.52 | 31496 | 2.25
CARRIER |  | 205272777 | HRCU-A-CB | 25VNA448A*030* | CAP**6124AL*+UI | Singlezone Ducted, Centrally Ducted | 48000 | 42500 | 2.56 | 31130 | 2.29
CARRIER |  | 205272778 | HRCU-A-CB | 25VNA448A*030* | CAP**6124AL*+UI | Singlezone Ducted, Centrally Ducted | 48000 | 43000 | 2.54 | 31496 | 2.27
CARRIER |  | 205272792 | HRCU-A-CB | 25VNA448A*030* | CSPH*6012AL*+UI | Singlezone Ducted, Centrally Ducted | 48000 | 42500 | 2.52 | 31130 | 2.25
CARRIER |  | 205272794 | HRCU-A-CB | 25VNA448A*030* | CSPH*6012AL*+UI | Singlezone Ducted, Centrally Ducted | 48000 | 43000 | 2.52 | 31496 | 2.25
CARRIER |  | 205272793 | HRCU-A-CB | 25VNA448A*030* | CSPH*6012AL*+UI | Singlezone Ducted, Centrally Ducted | 48000 | 42500 | 2.54 | 31130 | 2.27
CARRIER |  | 205272796 | HRCU-A-CB | 25VNA448A*030* | CSPH*6012AL*+UI | Singlezone Ducted, Centrally Ducted | 48000 | 43000 | 2.52 | 31496 | 2.25
CARRIER |  | 205272797 | HRCU-A-CB | 25VNA448A*030* | CSPH*6012AL*+UI | Singlezone Ducted, Centrally Ducted | 48000 | 43000 | 2.5 | 31496 | 2.23
CARRIER |  | 205272799 | HRCU-A-CB | 25VNA448A*030* | CSPH*6012AL*+UI | Singlezone Ducted, Centrally Ducted | 48000 | 43000 | 2.52 | 31496 | 2.25
CARRIER |  | 205272801 | HRCU-A-CB | 25VNA448A*030* | CSPH*6012AL*+UI | Singlezone Ducted, Centrally Ducted | 48000 | 43000 | 2.52 | 31496 | 2.25
CARRIER |  | 205272817 | HRCU-A-CB | 25VNA460A*030* | CAP**6124AL*+UI | Singlezone Ducted, Centrally Ducted | 59000 | 50500 | 2.52 | 35156 | 2.01
CARRIER |  | 205272820 | HRCU-A-CB | 25VNA460A*030* | CAP**6124AL*+UI | Singlezone Ducted, Centrally Ducted | 59000 | 50500 | 2.52 | 35156 | 2.01
CARRIER |  | 205272814 | HRCU-A-CB | 25VNA460A*030* | CAP**6121AL*+UI | Singlezone Ducted, Centrally Ducted | 59000 | 50500 | 2.5 | 35156 | 2
CARRIER |  | 205272821 | HRCU-A-CB | 25VNA460A*030* | CAP**6124AL*+UI | Singlezone Ducted, Centrally Ducted | 59000 | 50500 | 2.52 | 35156 | 2.01
CARRIER |  | 205272826 | HRCU-A-CB | 25VNA460A*030* | CNPV*6124AL*+UI | Singlezone Ducted, Centrally Ducted | 59000 | 50500 | 2.54 | 35156 | 2.03
CARRIER |  | 205272828 | HRCU-A-CB | 25VNA460A*030* | CNPV*6124AL*+UI | Singlezone Ducted, Centrally Ducted | 59000 | 50000 | 2.54 | 34808 | 2.03
CARRIER |  | 205272827 | HRCU-A-CB | 25VNA460A*030* | CNPV*6124AL*+UI | Singlezone Ducted, Centrally Ducted | 59000 | 50500 | 2.52 | 35156 | 2.01
CARRIER |  | 205272831 | HRCU-A-CB | 25VNA460A*030* | CNPV*6124AL*+UI | Singlezone Ducted, Centrally Ducted | 59000 | 50000 | 2.54 | 34808 | 2.03
CARRIER |  | 205272829 | HRCU-A-CB | 25VNA460A*030* | CNPV*6124AL*+UI | Singlezone Ducted, Centrally Ducted | 59000 | 50500 | 2.52 | 35156 | 2.01
CARRIER |  | 205272832 | HRCU-A-CB | 25VNA460A*030* | CNPV*6124AL*+UI | Singlezone Ducted, Centrally Ducted | 59000 | 50000 | 2.54 | 34808 | 2.03
CARRIER |  | 205272830 | HRCU-A-CB | 25VNA460A*030* | CNPV*6124AL*+UI | Singlezone Ducted, Centrally Ducted | 59000 | 50500 | 2.52 | 35156 | 2.01
CARRIER |  | 205272512 | HRCU-A-CB | 25VNA436A*030* | CAP**3721AL*+UI | Singlezone Ducted, Centrally Ducted | 35600 | 33800 | 2.5 | 28615 | 2.12
CARRIER |  | 205272517 | HRCU-A-CB | 25VNA436A*030* | CAP**3721AL*+UI | Singlezone Ducted, Centrally Ducted | 35400 | 33600 | 2.5 | 28445 | 2.13
CARRIER |  | 205272513 | HRCU-A-CB | 25VNA436A*030* | CAP**3721AL*+UI | Singlezone Ducted, Centrally Ducted | 35400 | 33400 | 2.54 | 28276 | 2.16
CARRIER |  | 205272519 | HRCU-A-CB | 25VNA436A*030* | CAP**3721AL*+UI | Singlezone Ducted, Centrally Ducted | 35400 | 33600 | 2.5 | 28445 | 2.13
CARRIER |  | 205272550 | HRCU-A-CB | 25VNA436A*030* | CAP**4321AL*+UI | Singlezone Ducted, Centrally Ducted | 35400 | 33600 | 2.5 | 28445 | 2.13
CARRIER |  | 205272555 | HRCU-A-CB | 25VNA436A*030* | CAP**4321AL*+UI | Singlezone Ducted, Centrally Ducted | 35400 | 33600 | 2.52 | 28445 | 2.14
CARRIER |  | 205272557 | HRCU-A-CB | 25VNA436A*030* | CAP**4321AL*+UI | Singlezone Ducted, Centrally Ducted | 35400 | 33600 | 2.52 | 28445 | 2.14
CARRIER |  | 205272565 | HRCU-A-CB | 25VNA436A*030* | CAP**4821AL*+UI | Singlezone Ducted, Centrally Ducted | 35200 | 33200 | 2.5 | 28107 | 2.12
CARRIER |  | 205272571 | HRCU-A-CB | 25VNA436A*030* | CAP**4821AL*+UI | Singlezone Ducted, Centrally Ducted | 35200 | 33400 | 2.5 | 28276 | 2.12
CARRIER |  | 205272573 | HRCU-A-CB | 25VNA436A*030* | CAP**4821AL*+UI | Singlezone Ducted, Centrally Ducted | 35200 | 33400 | 2.5 | 28276 | 2.12
CARRIER |  | 205272574 | HRCU-A-CB | 25VNA436A*030* | CAP**4821AL*+UI | Singlezone Ducted, Centrally Ducted | 35200 | 33400 | 2.5 | 28276 | 2.12
CARRIER |  | 205272575 | HRCU-A-CB | 25VNA436A*030* | CAP**4821AL*+UI | Singlezone Ducted, Centrally Ducted | 35200 | 33400 | 2.5 | 28276 | 2.12
CARRIER |  | 205272580 | HRCU-A-CB | 25VNA436A*030* | CAP**4824AL*+UI | Singlezone Ducted, Centrally Ducted | 35200 | 33200 | 2.52 | 28107 | 2.14
CARRIER |  | 205272585 | HRCU-A-CB | 25VNA436A*030* | CAP**4824AL*+UI | Singlezone Ducted, Centrally Ducted | 35200 | 33200 | 2.52 | 28107 | 2.14
CARRIER |  | 205272582 | HRCU-A-CB | 25VNA436A*030* | CAP**4824AL*+UI | Singlezone Ducted, Centrally Ducted | 35200 | 33200 | 2.52 | 28107 | 2.14
CARRIER |  | 205272588 | HRCU-A-CB | 25VNA436A*030* | CAP**6024AL*+UI | Singlezone Ducted, Centrally Ducted | 34800 | 33000 | 2.5 | 27937 | 2.13
CARRIER | Infinity | 202463634 | HRCU-A-CB-O | 38MPRAQ18AA3 | 40MPHAQ18XA3 | Singlezone Non-ducted Wall Placement | 18000 | 12300 | 3.19 | 18000 | 2
CARRIER | Infinity | 202463635 | HRCU-A-CB-O | 38MPRAQ24AA3 | 40MPHAQ24XA3 | Singlezone Non-ducted Wall Placement | 24000 | 15450 | 3 | 24000 | 2
CARRIER | Infinity | 201753408 | HRCU-A-CB-O | 38MPRAQ09AA3 | 40MPHAQ09XA3 | Singlezone Non-ducted Wall Placement | 10000 | 7200 | 2.78 | 13000 | 2.01
CARRIER | Infinity | 201753411 | HRCU-A-CB-O | 38MPRAQ12AA3 | 40MPHAQ12XA3 | Singlezone Non-ducted Wall Placement | 12000 | 6800 | 2.66 | 13887 | 2
CARRIER | Infinity® 20 Heat Pump with Greenspeed® Intelligence | 9892746 | HRCU-A-CB | 25VNA036A*030* | CSPH*4812AL*+UI & 59*N*A100V21**22 | Singlezone Ducted, Centrally Ducted | 33800 | 30000 | 2.54 | 25934 | 2.39
CARRIER | Infinity® 20 Heat Pump with Greenspeed® Intelligence | 9892745 | HRCU-A-CB | 25VNA036A*030* | CSPH*4812AL*+UI & 59*N*A080V21**20 | Singlezone Ducted, Centrally Ducted | 33800 | 30000 | 2.54 | 25934 | 2.35
CARRIER | Infinity® 20 Heat Pump with Greenspeed® Intelligence | 9892743 | HRCU-A-CB | 25VNA036A*030* | CSPH*4212AL*+UI & 59*N*A100V21**22 | Singlezone Ducted, Centrally Ducted | 33800 | 30000 | 2.54 | 25934 | 2.39
CARRIER | Infinity® 20 Heat Pump with Greenspeed® Intelligence | 9892742 | HRCU-A-CB | 25VNA036A*030* | CSPH*4212AL*+UI & 59*N*A080V21**20 | Singlezone Ducted, Centrally Ducted | 34000 | 30200 | 2.54 | 26191 | 2.33
CARRIER | Infinity® 20 Heat Pump with Greenspeed® Intelligence | 9892734 | HRCU-A-CB | 25VNA036A*030* | CNPV*4824AL*+UI & 59*N*A100V21**22 | Singlezone Ducted, Centrally Ducted | 33800 | 30000 | 2.54 | 25934 | 2.37
CARRIER | Infinity® 20 Heat Pump with Greenspeed® Intelligence | 9892733 | HRCU-A-CB | 25VNA036A*030* | CNPV*4824AL*+UI & 59*N*A080V21**20 | Singlezone Ducted, Centrally Ducted | 33800 | 30000 | 2.51 | 25934 | 2.32
CARRIER | Infinity® 20 Heat Pump with Greenspeed® Intelligence | 9892731 | HRCU-A-CB | 25VNA036A*030* | CNPV*4821AL*+UI & 59*N*A100V21**22 | Singlezone Ducted, Centrally Ducted | 33800 | 30000 | 2.54 | 25934 | 2.37
CARRIER | Infinity® 20 Heat Pump with Greenspeed® Intelligence | 9892730 | HRCU-A-CB | 25VNA036A*030* | CNPV*4821AL*+UI & 59*N*A080V21**20 | Singlezone Ducted, Centrally Ducted | 33800 | 30000 | 2.51 | 25934 | 2.32
CARRIER | Infinity® 20 Heat Pump with Greenspeed® Intelligence | 9892718 | HRCU-A-CB | 25VNA036A*030* | CAP**4824AL*+UI & 59*N*A080V21**20 | Singlezone Ducted, Centrally Ducted | 33600 | 29800 | 2.54 | 25934 | 2.32
CARRIER | Infinity® 20 Heat Pump with Greenspeed® Intelligence | 9892719 | HRCU-A-CB | 25VNA036A*030* | CAP**4824AL*+UI & 59*N*A100V21**22 | Singlezone Ducted, Centrally Ducted | 33600 | 29800 | 2.54 | 25934 | 2.39
CARRIER | Infinity® 20 Heat Pump with Greenspeed® Intelligence | 9892716 | HRCU-A-CB | 25VNA036A*030* | CAP**4821AL*+UI & 59*N*A100V21**22 | Singlezone Ducted, Centrally Ducted | 33600 | 29800 | 2.54 | 25934 | 2.37
CARRIER | Infinity® 20 Heat Pump with Greenspeed® Intelligence | 9892715 | HRCU-A-CB | 25VNA036A*030* | CAP**4821AL*+UI & 59*N*A080V21**20 | Singlezone Ducted, Centrally Ducted | 33600 | 30000 | 2.51 | 25934 | 2.35
CARRIER | Infinity® 20 Heat Pump with Greenspeed® Intelligence | 9892698 | HRCU-A-CB | 25VNA036A*030* | CSPH*4212AL*+UI & 59*N*A120V24**22 | Singlezone Ducted, Centrally Ducted | 34600 | 30200 | 2.51 | 26705 | 2.3
CARRIER |  | 9892665 | HRCU-A-CB | 25VNA036A*030* | FE4AN(B,F)005L+UI | Singlezone Ducted, Centrally Ducted | 33400 | 31600 | 2.62 | 23600 | 2.06
CARRIER |  | 9892607 | HRCU-A-CB | 25VNA036A*030* | FE4ANB006L+UI | Singlezone Ducted, Centrally Ducted | 33400 | 31600 | 2.81 | 23600 | 2.2
CARRIER | Infinity® 20 Heat Pump with Greenspeed® Intelligence | 9892606 | HRCU-A-CB | 25VNA024A*030* | CSPH*6012AL*+UI & 59*N*A100V21**22 | Singlezone Ducted, Centrally Ducted | 23200 | 25000 | 2.82 | 20924 | 2.43
CARRIER | Infinity® 20 Heat Pump with Greenspeed® Intelligence | 9892605 | HRCU-A-CB | 25VNA024A*030* | CSPH*6012AL*+UI & 59*N*A080V21**20 | Singlezone Ducted, Centrally Ducted | 23200 | 25000 | 2.82 | 20924 | 2.43
CARRIER | Infinity® 20 Heat Pump with Greenspeed® Intelligence | 9892604 | HRCU-A-CB | 25VNA024A*030* | CSPH*6012AL*+UI & 59MN7A060V21**20 | Singlezone Ducted, Centrally Ducted | 23200 | 25000 | 2.73 | 20924 | 2.43
CARRIER | Infinity® 20 Heat Pump with Greenspeed® Intelligence | 9892602 | HRCU-A-CB | 25VNA024A*030* | CSPH*4812AL*+UI & 59*N*A080V21**20 | Singlezone Ducted, Centrally Ducted | 23000 | 25000 | 2.71 | 20711 | 2.41
CARRIER | Infinity® 20 Heat Pump with Greenspeed® Intelligence | 9892603 | HRCU-A-CB | 25VNA024A*030* | CSPH*4812AL*+UI & 59*N*A100V21**22 | Singlezone Ducted, Centrally Ducted | 23000 | 24800 | 2.71 | 20711 | 2.41
CARRIER | Infinity® 20 Heat Pump with Greenspeed® Intelligence | 9892601 | HRCU-A-CB | 25VNA024A*030* | CSPH*4812AL*+UI & 59MN7A060V21**20 | Singlezone Ducted, Centrally Ducted | 23200 | 25000 | 2.7 | 20924 | 2.41
CARRIER | Infinity® 20 Heat Pump with Greenspeed® Intelligence | 9892600 | HRCU-A-CB | 25VNA024A*030* | CSPH*4212AL*+UI & 59*N*A100V21**22 | Singlezone Ducted, Centrally Ducted | 23000 | 25000 | 2.68 | 20711 | 2.39
CARRIER | Infinity® 20 Heat Pump with Greenspeed® Intelligence | 9892599 | HRCU-A-CB | 25VNA024A*030* | CSPH*4212AL*+UI & 59*N*A080V21**20 | Singlezone Ducted, Centrally Ducted | 23200 | 25000 | 2.7 | 20924 | 2.41
CARRIER | Infinity® 20 Heat Pump with Greenspeed® Intelligence | 9892598 | HRCU-A-CB | 25VNA024A*030* | CSPH*4212AL*+UI & 59MN7A060V21**20 | Singlezone Ducted, Centrally Ducted | 23200 | 25000 | 2.67 | 20924 | 2.39
CARRIER | Infinity® 20 Heat Pump with Greenspeed® Intelligence | 9892597 | HRCU-A-CB | 25VNA024A*030* | CSPH*3612AL*+UI & 59*N*A100V21**22 | Singlezone Ducted, Centrally Ducted | 23200 | 25000 | 2.62 | 20924 | 2.33
CARRIER | Infinity® 20 Heat Pump with Greenspeed® Intelligence | 9892595 | HRCU-A-CB | 25VNA024A*030* | CSPH*3612AL*+UI & 59MN7A060V21**20 | Singlezone Ducted, Centrally Ducted | 23200 | 25200 | 2.62 | 20924 | 2.33
CARRIER | Infinity® 20 Heat Pump with Greenspeed® Intelligence | 9892596 | HRCU-A-CB | 25VNA024A*030* | CSPH*3612AL*+UI & 59*N*A080V21**20 | Singlezone Ducted, Centrally Ducted | 23200 | 25000 | 2.62 | 20924 | 2.33
CARRIER | Infinity® 20 Heat Pump with Greenspeed® Intelligence | 9892594 | HRCU-A-CB | 25VNA024A*030* | CNPV*6024AL*+UI & 59*N*A100V21**22 | Singlezone Ducted, Centrally Ducted | 23200 | 25000 | 2.7 | 20924 | 2.41
CARRIER | Infinity® 20 Heat Pump with Greenspeed® Intelligence | 9892593 | HRCU-A-CB | 25VNA024A*030* | CNPV*6024AL*+UI & 59*N*A080V21**20 | Singlezone Ducted, Centrally Ducted | 23200 | 25000 | 2.7 | 20924 | 2.41
CARRIER | Infinity® 20 Heat Pump with Greenspeed® Intelligence | 9892592 | HRCU-A-CB | 25VNA024A*030* | CNPV*6024AL*+UI & 59MN7A060V21**20 | Singlezone Ducted, Centrally Ducted | 23400 | 25000 | 2.67 | 21138 | 2.38
CARRIER | Infinity® 20 Heat Pump with Greenspeed® Intelligence | 9892591 | HRCU-A-CB | 25VNA024A*030* | CNPV*4824AL*+UI & 59*N*A100V21**22 | Singlezone Ducted, Centrally Ducted | 23000 | 25000 | 2.71 | 20711 | 2.41
CARRIER | Infinity® 20 Heat Pump with Greenspeed® Intelligence | 9892590 | HRCU-A-CB | 25VNA024A*030* | CNPV*4824AL*+UI & 59*N*A080V21**20 | Singlezone Ducted, Centrally Ducted | 23000 | 25000 | 2.68 | 20711 | 2.39
CARRIER | Infinity® 20 Heat Pump with Greenspeed® Intelligence | 9892589 | HRCU-A-CB | 25VNA024A*030* | CNPV*4824AL*+UI & 59MN7A060V21**20 | Singlezone Ducted, Centrally Ducted | 23200 | 25000 | 2.67 | 20924 | 2.39
CARRIER | Infinity® 20 Heat Pump with Greenspeed® Intelligence | 9892588 | HRCU-A-CB | 25VNA024A*030* | CNPV*4221AL*+UI & 59*N*A100V21**22 | Singlezone Ducted, Centrally Ducted | 23200 | 25000 | 2.57 | 20924 | 2.29
CARRIER | Infinity® 20 Heat Pump with Greenspeed® Intelligence | 9892587 | HRCU-A-CB | 25VNA024A*030* | CNPV*4221AL*+UI & 59*N*A080V21**20 | Singlezone Ducted, Centrally Ducted | 23200 | 25200 | 2.56 | 20924 | 2.29
CARRIER | Infinity® 20 Heat Pump with Greenspeed® Intelligence | 9892586 | HRCU-A-CB | 25VNA024A*030* | CNPV*4221AL*+UI & 59MN7A060V21**20 | Singlezone Ducted, Centrally Ducted | 23400 | 25200 | 2.54 | 21138 | 2.26
CARRIER | Infinity® 20 Heat Pump with Greenspeed® Intelligence | 9892585 | HRCU-A-CB | 25VNA024A*030* | CNPV*3621AL*+UI & 59*N*A100V21**22 | Singlezone Ducted, Centrally Ducted | 23400 | 25200 | 2.5 | 21138 | 2.22
CARRIER | Infinity® 20 Heat Pump with Greenspeed® Intelligence | 9892584 | HRCU-A-CB | 25VNA024A*030* | CNPV*3621AL*+UI & 59*N*A080V21**20 | Singlezone Ducted, Centrally Ducted | 23400 | 25200 | 2.5 | 21138 | 2.22
CARRIER | Infinity® 20 Heat Pump with Greenspeed® Intelligence | 9892582 | HRCU-A-CB | 25VNA024A*030* | CAP**6024AL*+UI & 59*N*A100V21**22 | Singlezone Ducted, Centrally Ducted | 23000 | 24800 | 2.71 | 20711 | 2.41
CARRIER | Infinity® 20 Heat Pump with Greenspeed® Intelligence | 9892581 | HRCU-A-CB | 25VNA024A*030* | CAP**6024AL*+UI & 59*N*A080V21**20 | Singlezone Ducted, Centrally Ducted | 23000 | 24800 | 2.71 | 20711 | 2.41
CARRIER | Infinity® 20 Heat Pump with Greenspeed® Intelligence | 9892580 | HRCU-A-CB | 25VNA024A*030* | CAP**6024AL*+UI & 59MN7A060V21**20 | Singlezone Ducted, Centrally Ducted | 23000 | 24800 | 2.68 | 20711 | 2.39
CARRIER | Infinity® 20 Heat Pump with Greenspeed® Intelligence | 9892579 | HRCU-A-CB | 25VNA024A*030* | CAP**6021AL*+UI & 59*N*A100V21**22 | Singlezone Ducted, Centrally Ducted | 23000 | 24800 | 2.71 | 20711 | 2.41
CARRIER | Infinity® 20 Heat Pump with Greenspeed® Intelligence | 9892577 | HRCU-A-CB | 25VNA024A*030* | CAP**6021AL*+UI & 59MN7A060V21**20 | Singlezone Ducted, Centrally Ducted | 23000 | 24800 | 2.68 | 20711 | 2.39
CARRIER | Infinity® 20 Heat Pump with Greenspeed® Intelligence | 9892578 | HRCU-A-CB | 25VNA024A*030* | CAP**6021AL*+UI & 59*N*A080V21**20 | Singlezone Ducted, Centrally Ducted | 23000 | 24800 | 2.71 | 20711 | 2.41
CARRIER | Infinity® 20 Heat Pump with Greenspeed® Intelligence | 9892576 | HRCU-A-CB | 25VNA024A*030* | CAP**4824AL*+UI & 59*N*A100V21**22 | Singlezone Ducted, Centrally Ducted | 22800 | 24800 | 2.74 | 20711 | 2.44
CARRIER | Infinity® 20 Heat Pump with Greenspeed® Intelligence | 9892575 | HRCU-A-CB | 25VNA024A*030* | CAP**4824AL*+UI & 59*N*A080V21**20 | Singlezone Ducted, Centrally Ducted | 22800 | 24800 | 2.71 | 20711 | 2.41
CARRIER | Infinity® 20 Heat Pump with Greenspeed® Intelligence | 9892574 | HRCU-A-CB | 25VNA024A*030* | CAP**4824AL*+UI & 59MN7A060V21**20 | Singlezone Ducted, Centrally Ducted | 22800 | 24800 | 2.71 | 20711 | 2.41
CARRIER | Infinity® 20 Heat Pump with Greenspeed® Intelligence | 9892573 | HRCU-A-CB | 25VNA024A*030* | CAP**4821AL*+UI & 59*N*A100V21**22 | Singlezone Ducted, Centrally Ducted | 22800 | 24800 | 2.71 | 20711 | 2.41
CARRIER | Infinity® 20 Heat Pump with Greenspeed® Intelligence | 9892571 | HRCU-A-CB | 25VNA024A*030* | CAP**4821AL*+UI & 59MN7A060V21**20 | Singlezone Ducted, Centrally Ducted | 22800 | 24800 | 2.71 | 20711 | 2.41
CARRIER | Infinity® 20 Heat Pump with Greenspeed® Intelligence | 9892572 | HRCU-A-CB | 25VNA024A*030* | CAP**4821AL*+UI & 59*N*A080V21**20 | Singlezone Ducted, Centrally Ducted | 22800 | 24800 | 2.71 | 20711 | 2.41
CARRIER | Infinity® 20 Heat Pump with Greenspeed® Intelligence | 9892570 | HRCU-A-CB | 25VNA024A*030* | CAP**4224AL*+UI & 59*N*A100V21**22 | Singlezone Ducted, Centrally Ducted | 23000 | 25000 | 2.57 | 20711 | 2.28
CARRIER | Infinity® 20 Heat Pump with Greenspeed® Intelligence | 9892569 | HRCU-A-CB | 25VNA024A*030* | CAP**4224AL*+UI & 59*N*A080V21**20 | Singlezone Ducted, Centrally Ducted | 23000 | 25000 | 2.57 | 20711 | 2.28
CARRIER | Infinity® 20 Heat Pump with Greenspeed® Intelligence | 9892567 | HRCU-A-CB | 25VNA024A*030* | CAP**4221AL*+UI & 59*N*A100V21**22 | Singlezone Ducted, Centrally Ducted | 23000 | 25000 | 2.57 | 20711 | 2.28
CARRIER | Infinity® 20 Heat Pump with Greenspeed® Intelligence | 9892566 | HRCU-A-CB | 25VNA024A*030* | CAP**4221AL*+UI & 59*N*A080V21**20 | Singlezone Ducted, Centrally Ducted | 23000 | 25000 | 2.57 | 20711 | 2.28
CARRIER | Infinity® 20 Heat Pump with Greenspeed® Intelligence | 9892564 | HRCU-A-CB | 25VNA024A*030* | CAP**3621AL*+UI & 59*N*A100V21**22 | Singlezone Ducted, Centrally Ducted | 23000 | 25000 | 2.52 | 20711 | 2.24
CARRIER | Infinity® 20 Heat Pump with Greenspeed® Intelligence | 9892561 | HRCU-A-CB | 25VNA024A*030* | CSPH*6012AL*+UI & 59*N*A120V24**22 | Singlezone Ducted, Centrally Ducted | 23400 | 25000 | 2.73 | 21138 | 2.44
CARRIER | Infinity® 20 Heat Pump with Greenspeed® Intelligence | 9892560 | HRCU-A-CB | 25VNA024A*030* | CSPH*6012AL*+UI & 59*N*A080V17**14 | Singlezone Ducted, Centrally Ducted | 23400 | 25000 | 2.73 | 21138 | 2.44
CARRIER | Infinity® 20 Heat Pump with Greenspeed® Intelligence | 9892559 | HRCU-A-CB | 25VNA024A*030* | CSPH*6012AL*+UI & 59*N*A060V17**14 | Singlezone Ducted, Centrally Ducted | 23600 | 25000 | 2.7 | 21352 | 2.41
CARRIER | Infinity® 20 Heat Pump with Greenspeed® Intelligence | 9892558 | HRCU-A-CB | 25VNA024A*030* | CSPH*4812AL*+UI & 59*N*A120V24**22 | Singlezone Ducted, Centrally Ducted | 23200 | 25000 | 2.73 | 20924 | 2.43
CARRIER | Infinity® 20 Heat Pump with Greenspeed® Intelligence | 9892557 | HRCU-A-CB | 25VNA024A*030* | CSPH*4812AL*+UI & 59*N*A080V17**14 | Singlezone Ducted, Centrally Ducted | 23400 | 25000 | 2.7 | 21138 | 2.41
CARRIER | Infinity® 20 Heat Pump with Greenspeed® Intelligence | 9892556 | HRCU-A-CB | 25VNA024A*030* | CSPH*4812AL*+UI & 59*N*A060V17**14 | Singlezone Ducted, Centrally Ducted | 23400 | 25000 | 2.7 | 21138 | 2.41
CARRIER | Infinity® 20 Heat Pump with Greenspeed® Intelligence | 9892555 | HRCU-A-CB | 25VNA024A*030* | CSPH*4212AL*+UI & 59*N*A120V24**22 | Singlezone Ducted, Centrally Ducted | 23600 | 25000 | 2.67 | 21352 | 2.38
CARRIER | Infinity® 20 Heat Pump with Greenspeed® Intelligence | 9892554 | HRCU-A-CB | 25VNA024A*030* | CSPH*4212AL*+UI & 59*N*A080V17**14 | Singlezone Ducted, Centrally Ducted | 23800 | 25000 | 2.67 | 21565 | 2.38
CARRIER | Infinity® 20 Heat Pump with Greenspeed® Intelligence | 9892551 | HRCU-A-CB | 25VNA024A*030* | CSPH*3612AL*+UI & 59*N*A080V17**14 | Singlezone Ducted, Centrally Ducted | 23800 | 25200 | 2.65 | 21565 | 2.36
CARRIER | Infinity® 20 Heat Pump with Greenspeed® Intelligence | 9892553 | HRCU-A-CB | 25VNA024A*030* | CSPH*4212AL*+UI & 59*N*A060V17**14 | Singlezone Ducted, Centrally Ducted | 23800 | 25200 | 2.68 | 21565 | 2.38
CARRIER | Infinity® 20 Heat Pump with Greenspeed® Intelligence | 9892552 | HRCU-A-CB | 25VNA024A*030* | CSPH*3612AL*+UI & 59*N*A120V24**22 | Singlezone Ducted, Centrally Ducted | 23800 | 25000 | 2.65 | 21565 | 2.36
CARRIER | Infinity® 20 Heat Pump with Greenspeed® Intelligence | 9892550 | HRCU-A-CB | 25VNA024A*030* | CSPH*3612AL*+UI & 59*N*A060V17**14 | Singlezone Ducted, Centrally Ducted | 24000 | 25200 | 2.62 | 21779 | 2.33
CARRIER | Infinity® 20 Heat Pump with Greenspeed® Intelligence | 9892549 | HRCU-A-CB | 25VNA024A*030* | CNPV*6024AL*+UI & 59*N*A120V24**22 | Singlezone Ducted, Centrally Ducted | 23400 | 25000 | 2.7 | 21138 | 2.41
CARRIER | Infinity® 20 Heat Pump with Greenspeed® Intelligence | 9892548 | HRCU-A-CB | 25VNA024A*030* | CNPV*4824AL*+UI & 59*N*A120V24**22 | Singlezone Ducted, Centrally Ducted | 23200 | 25000 | 2.7 | 20924 | 2.41
CARRIER | Infinity® 20 Heat Pump with Greenspeed® Intelligence | 9892547 | HRCU-A-CB | 25VNA024A*030* | CNPV*4821AL*+UI & 59*N*A080V17**14 | Singlezone Ducted, Centrally Ducted | 23200 | 25000 | 2.67 | 20924 | 2.39
CARRIER | Infinity® 20 Heat Pump with Greenspeed® Intelligence | 9892546 | HRCU-A-CB | 25VNA024A*030* | CNPV*4821AL*+UI & 59*N*A060V17**14 | Singlezone Ducted, Centrally Ducted | 23400 | 25000 | 2.67 | 21138 | 2.38
CARRIER | Infinity® 20 Heat Pump with Greenspeed® Intelligence | 9892545 | HRCU-A-CB | 25VNA024A*030* | CNPV*4221AL*+UI & 59*N*A080V17**14 | Singlezone Ducted, Centrally Ducted | 23400 | 25200 | 2.54 | 21138 | 2.26
CARRIER | Infinity® 20 Heat Pump with Greenspeed® Intelligence | 9892544 | HRCU-A-CB | 25VNA024A*030* | CNPV*4221AL*+UI & 59*N*A060V17**14 | Singlezone Ducted, Centrally Ducted | 23600 | 25200 | 2.54 | 21352 | 2.26
CARRIER | Infinity® 20 Heat Pump with Greenspeed® Intelligence | 9892543 | HRCU-A-CB | 25VNA024A*030* | CNPV*4217AL*+UI & 59*N*A080V17**14 | Singlezone Ducted, Centrally Ducted | 23400 | 25200 | 2.62 | 21138 | 2.33
CARRIER | Infinity® 20 Heat Pump with Greenspeed® Intelligence | 9892542 | HRCU-A-CB | 25VNA024A*030* | CNPV*4217AL*+UI & 59*N*A060V17**14 | Singlezone Ducted, Centrally Ducted | 23400 | 25200 | 2.62 | 21138 | 2.33
CARRIER | Infinity® 20 Heat Pump with Greenspeed® Intelligence | 9892541 | HRCU-A-CB | 25VNA024A*030* | CNPV*3621AL*+UI & 59*N*A080V17**14 | Singlezone Ducted, Centrally Ducted | 24000 | 25200 | 2.5 | 21779 | 2.22
CARRIER | Infinity® 20 Heat Pump with Greenspeed® Intelligence | 9892539 | HRCU-A-CB | 25VNA024A*030* | CNPV*3617AL*+UI & 59*N*A080V17**14 | Singlezone Ducted, Centrally Ducted | 24000 | 25200 | 2.5 | 21779 | 2.22
CARRIER | Infinity® 20 Heat Pump with Greenspeed® Intelligence | 9892537 | HRCU-A-CB | 25VNA024A*030* | CAP**6024AL*+UI & 59*N*A120V24**22 | Singlezone Ducted, Centrally Ducted | 22600 | 24400 | 2.71 | 20497 | 2.41
CARRIER | Infinity® 20 Heat Pump with Greenspeed® Intelligence | 9892536 | HRCU-A-CB | 25VNA024A*030* | CAP**6021AL*+UI & 59*N*A080V17**14 | Singlezone Ducted, Centrally Ducted | 22800 | 24600 | 2.71 | 20711 | 2.41
CARRIER | Infinity® 20 Heat Pump with Greenspeed® Intelligence | 9892534 | HRCU-A-CB | 25VNA024A*030* | CAP**4824AL*+UI & 59*N*A120V24**22 | Singlezone Ducted, Centrally Ducted | 23000 | 24800 | 2.68 | 20711 | 2.39
CARRIER | Infinity® 20 Heat Pump with Greenspeed® Intelligence | 9892535 | HRCU-A-CB | 25VNA024A*030* | CAP**6021AL*+UI & 59*N*A060V17**14 | Singlezone Ducted, Centrally Ducted | 22800 | 24600 | 2.71 | 20711 | 2.41
CARRIER | Infinity® 20 Heat Pump with Greenspeed® Intelligence | 9892533 | HRCU-A-CB | 25VNA024A*030* | CAP**4821AL*+UI & 59*N*A080V17**14 | Singlezone Ducted, Centrally Ducted | 23200 | 24800 | 2.68 | 20924 | 2.39
CARRIER | Infinity® 20 Heat Pump with Greenspeed® Intelligence | 9892532 | HRCU-A-CB | 25VNA024A*030* | CAP**4821AL*+UI & 59*N*A060V17**14 | Singlezone Ducted, Centrally Ducted | 23200 | 25000 | 2.67 | 20924 | 2.39
CARRIER | Infinity® 20 Heat Pump with Greenspeed® Intelligence | 9892529 | HRCU-A-CB | 25VNA024A*030* | CAP**4224AL*+UI & 59*N*A120V24**22 | Singlezone Ducted, Centrally Ducted | 23600 | 25000 | 2.57 | 21352 | 2.28
CARRIER | Infinity® 20 Heat Pump with Greenspeed® Intelligence | 9892527 | HRCU-A-CB | 25VNA024A*030* | CAP**4221AL*+UI & 59*N*A060V17**14 | Singlezone Ducted, Centrally Ducted | 23800 | 25200 | 2.54 | 21565 | 2.27
CARRIER | Infinity® 20 Heat Pump with Greenspeed® Intelligence | 9892528 | HRCU-A-CB | 25VNA024A*030* | CAP**4221AL*+UI & 59*N*A080V17**14 | Singlezone Ducted, Centrally Ducted | 23800 | 25200 | 2.56 | 21565 | 2.28
CARRIER | Infinity® 20 Heat Pump with Greenspeed® Intelligence | 9892526 | HRCU-A-CB | 25VNA024A*030* | CAP**3621AL*+UI & 59*N*A080V17**14 | Singlezone Ducted, Centrally Ducted | 24000 | 25200 | 2.51 | 21779 | 2.24
CARRIER | Infinity® 20 Heat Pump with Greenspeed® Intelligence | 9892525 | HRCU-A-CB | 25VNA024A*030* | CAP**3621AL*+UI & 59*N*A060V17**14 | Singlezone Ducted, Centrally Ducted | 24000 | 25200 | 2.5 | 21779 | 2.22
CARRIER | Infinity® 20 Heat Pump with Greenspeed® Intelligence | 9892524 | HRCU-A-CB | 25VNA024A*030* | CAP**3617AL*+UI & 59*N*A080V17**14 | Singlezone Ducted, Centrally Ducted | 24000 | 25200 | 2.51 | 21779 | 2.24
CARRIER | Infinity® 20 Heat Pump with Greenspeed® Intelligence | 9892523 | HRCU-A-CB | 25VNA024A*030* | CAP**3617AL*+UI & 59*N*A060V17**14 | Singlezone Ducted, Centrally Ducted | 24000 | 25200 | 2.5 | 21779 | 2.22
CARRIER |  | 9892513 | HRCU-A-CB | 25VNA024A*030* | FE4AN(B,F)003L+UI | Singlezone Ducted, Centrally Ducted | 23800 | 25000 | 2.54 | 19800 | 2.07
CARRIER |  | 9892512 | HRCU-A-CB | 25VNA024A*030* | FE4ANF002L + UI | Singlezone Ducted, Centrally Ducted | 24000 | 25200 | 2.56 | 19800 | 2.07
CARRIER |  | 9854626 | HMSV-A-CB | 38MGRQ30D--3 |  | Multizone All Non-ducted | 28000 | 17400 | 2.79 | 28220 | 2.04
CARRIER |  | 9118477 | HMSV-A-CB | 38MGRQ48E--3 |  | Multizone All Non-ducted | 48000 | 29600 | 2.7 | 36340 | 1.98
CARRIER |  | 9118473 | HMSV-A-CB | 38MGRQ36D--3 |  | Multizone All Non-ducted | 36000 | 23200 | 2.79 | 36080 | 1.96
CARRIER |  | 9118461 | HMSV-A-CB | 38MGRQ18B--3 |  | Multizone All Non-ducted | 19000 | 12000 | 2.81 | 13990 | 2.15
CARRIER |  | 8738635 | HRCU-A-CB-O | 38MAQB09R--3 | 40MAQB09B--3 | Singlezone Non-ducted Wall Placement | 10900 | 6900 | 2.73 | 10900 | 1.98
CARRIER |  | 7992958 | HRCU-A-CB-O | 38GRQB18---301 | 40GRQB18H--301 | Singlezone Non-ducted Wall Placement | 19000 | 12717 | 2.5 | 19190 | 2.85
CARRIER |  | 7992956 | HRCU-A-CB-O | 38GRQB12---301 | 40GRQB12H--301 | Singlezone Non-ducted Wall Placement | 13000 | 13000 | 3.15 | 13000 | 2.76
CARRIER |  | 7992954 | HRCU-A-CB-O | 38GRQB09---301 | 40GRQB09H--301 | Singlezone Non-ducted Wall Placement | 9000 | 5500 | 2.88 | 10488 | 1.98
CARRIER | Performance | 8738634 | HRCU-A-CB-O | 38MAQB12R--1 | 40MAQB12B--1 | Singlezone Non-ducted Wall Placement | 12000 | 7600 | 2.59 | 6490 | 1.94
CARRIER |  | 204430066 | HRCU-A-CB | 25VNA024A*030* | CNPV*4221AL*+UI | Singlezone Ducted, Centrally Ducted | 23200 | 25200 | 2.59 | 20007 | 1.99
CARRIER |  | 204430052 | HRCU-A-CB | 25VNA024A*030* | CNPV*3621AL*+UI | Singlezone Ducted, Centrally Ducted | 23400 | 25000 | 2.57 | 19213 | 1.91
CARRIER |  | 204430122 | HRCU-A-CB | 25VNA024A*030* | CSPH*3012AL*+UI | Singlezone Ducted, Centrally Ducted | 24400 | 25200 | 2.61 | 20007 | 2
CARRIER |  | 204430114 | HRCU-A-CB | 25VNA024A*030* | CSPH*3012AL*+UI | Singlezone Ducted, Centrally Ducted | 24400 | 25200 | 2.61 | 20007 | 2
CARRIER |  | 204430027 | HRCU-A-CB | 25VNA024A*030* | CNPV*3017AL*+UI | Singlezone Ducted, Centrally Ducted | 24600 | 25200 | 2.62 | 20007 | 2.01
CARRIER |  | 204431332 | HRCU-A-CB | 25VNA036A*030* | CSPH*6012AL*+UI | Singlezone Ducted, Centrally Ducted | 33800 | 32200 | 2.5 | 26340 | 2.02
CARRIER |  | 204430428 | HRCU-A-CB | 25VNA036A*030* | CAP**6024AL*+UI | Singlezone Ducted, Centrally Ducted | 32800 | 32200 | 2.5 | 26340 | 1.98
CARRIER |  | 204431313 | HRCU-A-CB | 25VNA036A*030* | CSPH*6012AL*+UI | Singlezone Ducted, Centrally Ducted | 33200 | 32200 | 2.5 | 26340 | 2.02
CARRIER |  | 204430081 | HRCU-A-CB | 25VNA024A*030* | CSPH*2412AL*+UI | Singlezone Ducted, Centrally Ducted | 24600 | 25200 | 2.55 | 20007 | 1.95
CARRIER |  | 204430448 | HRCU-A-CB | 25VNA036A*030* | CAP**6024AL*+UI | Singlezone Ducted, Centrally Ducted | 33200 | 32600 | 2.51 | 26668 | 1.95
CARRIER |  | 204430104 | HRCU-A-CB | 25VNA024A*030* | CSPH*3012AL*+UI | Singlezone Ducted, Centrally Ducted | 24600 | 25400 | 2.63 | 20166 | 2.02
CARRIER |  | 204431343 | HRCU-A-CB | 25VNA036A*030* | CSPH*6012AL*+UI | Singlezone Ducted, Centrally Ducted | 34400 | 32200 | 2.5 | 26340 | 2.02
CARRIER |  | 204431352 | HRCU-A-CB | 25VNA036A*030* | CSPH*6012AL*+UI | Singlezone Ducted, Centrally Ducted | 34400 | 32200 | 2.5 | 26340 | 2.02
CARRIER |  | 204430503 | HRCU-A-CB | 25VNA036A*030* | CAP**6124AL*+UI | Singlezone Ducted, Centrally Ducted | 34200 | 32200 | 2.5 | 26340 | 2
CARRIER |  | 204430478 | HRCU-A-CB | 25VNA036A*030* | CAP**6121AL*+UI | Singlezone Ducted, Centrally Ducted | 34200 | 32400 | 2.5 | 26504 | 2
CARRIER |  | 204430492 | HRCU-A-CB | 25VNA036A*030* | CAP**6124AL*+UI | Singlezone Ducted, Centrally Ducted | 34200 | 32200 | 2.5 | 26340 | 2
CARRIER |  | 204431316 | HRCU-A-CB | 25VNA036A*030* | CSPH*6012AL*+UI | Singlezone Ducted, Centrally Ducted | 33800 | 33000 | 2.57 | 26995 | 1.95
CARRIER |  | 204430511 | HRCU-A-CB | 25VNA036A*030* | CAP**6124AL*+UI | Singlezone Ducted, Centrally Ducted | 34400 | 32600 | 2.53 | 26668 | 1.97
CARRIER |  | 204430484 | HRCU-A-CB | 25VNA036A*030* | CAP**6121AL*+UI | Singlezone Ducted, Centrally Ducted | 34400 | 32600 | 2.51 | 26668 | 1.97
CARRIER |  | 204430461 | HRCU-A-CB | 25VNA036A*030* | CAP**6121AL*+UI | Singlezone Ducted, Centrally Ducted | 34600 | 33000 | 2.55 | 26995 | 1.93
CENTURY |  | 201862959 | HMSV-A-CB | A-VMH36QU-1 |  | Multizone All Non-ducted | 36000 | 23200 | 2.78 | 36000 | 1.96
CENTURY |  | 201862958 | HMSV-A-CB | A-VMH28TU-1 |  | Multizone All Non-ducted | 31400 | 18000 | 2.75 | 26357 | 1.97
CHAMPION HEATING AND COOLING |  | 10309109 | HRCU-A-CB | HL20B4821 | CM50DE3A1+MVC20DN21 | Singlezone Ducted, Centrally Ducted | 58000 | 42500 | 2.56 | 34000 | 2.51
COLEMAN |  | 10309106 | HRCU-A-CB | HC20B4821 | CM50DE3A1+MVC20DN21 | Singlezone Ducted, Centrally Ducted | 58000 | 42500 | 2.56 | 34000 | 2.51
COMFORT-AIRE |  | 206221394 | HRCU-A-CB-O | A-VMH24SU-1A | B-VMH24SU-1A | Singlezone Non-ducted Wall Placement | 30000 | 19400 | 2.95 | 26000 | 2.07
COMFORT-AIRE |  | 205747696 | HRCU-A-CB-O | A-VMH18SU-1B | B-VMH18SU-1B | Singlezone Non-ducted Wall Placement | 18000 | 10900 | 2.58 | 11178 | 2.02
COMFORT-AIRE |  | 201810036 | HMSV-A-CB | A-VMH36QU-1 |  | Multizone All Non-ducted | 36000 | 23200 | 2.78 | 36000 | 1.96
COMFORT-AIRE |  | 201810035 | HMSV-A-CB | A-VMH28TU-1 |  | Multizone All Non-ducted | 31400 | 18000 | 2.75 | 26357 | 1.97
COMFORTMAKER | SoftSound | 205921373 | HRCU-A-CB | DLCSRAH24AAK | DLFSAAH24XAK | Singlezone Ducted, Centrally Ducted | 29000 | 17500 | 2.56 | 26970 | 1.91
COMFORTMAKER | High Tier | 202463645 | HRCU-A-CB-O | DLCPRAH24AAK | DLFPHAH24XAK | Singlezone Non-ducted Wall Placement | 24000 | 15450 | 3 | 24000 | 2
COMFORTMAKER | High Tier | 202463644 | HRCU-A-CB-O | DLCPRAH18AAK | DLFPHAH18XAK | Singlezone Non-ducted Wall Placement | 18000 | 12300 | 3.19 | 18000 | 2
COMFORTMAKER |  | 201835587 | HRCU-A-CB | DLCSRAH24AAK | DLFSDAH24XAK | Singlezone Ducted, "Compact Ducted" | 24000 | 17400 | 2.96 | 30000 | 1.93
COMFORTMAKER |  | 201835562 | HRCU-A-CB-O | DLCSRAH12AAJ | DLFSHAH12XAJ | Singlezone Non-ducted Wall Placement | 11800 | 7100 | 2.57 | 7800 | 2.01
COMFORTMAKER |  | 201835554 | HRCU-A-CB-O | DLCPRAH09AAK | DLFPHAH09XAK | Singlezone Non-ducted Wall Placement | 10000 | 7200 | 2.78 | 13047 | 1.97
COMFORTMAKER | Mid-tier | 201835563 | HRCU-A-CB-O | DLCSRAH09AAK | DLFSHAH09XAK | Singlezone Non-ducted Wall Placement | 12000 | 7500 | 2.65 | 9840 | 2.1
COMFORTMAKER | Mid-tier | 201835586 | HRCU-A-CB-O | DLCSRAH18AAK | DLFSCAH18XAK | Singlezone Non-ducted, Ceiling Placement | 18000 | 12000 | 2.59 | 15710 | 2.4
COMFORTMAKER | Mid-tier | 201835581 | HRCU-A-CB-O | DLCSRAH09AAK | DLFSCAH09XAK | Singlezone Non-ducted, Ceiling Placement | 10000 | 6700 | 2.58 | 11870 | 1.94
COMFORTSTAR |  | 202575855 | HRCU-A-CB-O | CPP018CD(O) | CXH018CD(I)-WIFI | Singlezone Non-ducted Wall Placement | 18000 | 11400 | 2.72 | 11178 | 2.02
COMFORTSTAR |  | 202575873 | HMSV-A-CB | CM4-36-4ZX |  | Multizone All Non-ducted | 36000 | 23200 | 2.78 | 36037 | 1.96
COMFORTSTAR |  | 202575853 | HRCU-A-CB-O | CPP009CD(O) | CXH009CD(I)-WIFI | Singlezone Non-ducted Wall Placement | 9800 | 5800 | 2.74 | 7989 | 2
COMFORTSTAR |  | 10595505 | HRCU-A-CB | CPP018CD(O) | CPA-18B | Singlezone Ducted, "Compact Ducted" | 18000 | 12000 | 2.61 | 10352 | 1.96
COMFORTSTAR |  | 9119312 | HRCU-A-CB-O | CPP018CD(O) | FPA-18 | Singlezone Non-ducted, Floor Placement | 18000 | 12000 | 2.71 | 10508 | 1.94
COMFORTSTAR |  | 9119310 | HRCU-A-CB-O | CPP012CD(O) | TPA-12 | Singlezone Non-ducted, Ceiling Placement | 12000 | 7500 | 2.68 | 7332 | 2.11
COMFORTSTAR |  | 202575866 | HRCU-A-CB | CXH009CD(O) | CPA-09B | Singlezone Ducted, "Compact Ducted" | 10000 | 7200 | 2.74 | 8343 | 2.07
COMFORTSTAR |  | 201763958 | HMSV-A-CB | CM3-27-3Z |  | Multizone All Non-ducted | 28000 | 17200 | 2.8 | 17040 | 1.97
COMFORTSTAR |  | 201763956 | HMSV-A-CB | CM2-18-2Z |  | Multizone All Non-ducted | 19000 | 12000 | 2.79 | 10205 | 1.97
COMFORTSTAR |  | 10595506 | HRCU-A-CB | CPP024CD(O) | CPA-24B | Singlezone Ducted, "Compact Ducted" | 24400 | 16000 | 2.69 | 18533 | 2.04
COMFORTSTAR |  | 9119315 | HRCU-A-CB-O | CPP024CD(O) | FPA-24 | Singlezone Non-ducted, Floor Placement | 24000 | 15000 | 2.85 | 17817 | 1.9
COMFORTSTAR |  | 8854582 | HRCU-A-CB-O | CPP009CD(O) | CPP009CD(I) | Singlezone Non-ducted Wall Placement | 9800 | 6400 | 2.76 | 7801 | 1.91
COMFORTSTAR |  | 8854585 | HRCU-A-CB-O | CPP018CD(O) | CPP018CD(I) | Singlezone Non-ducted Wall Placement | 18000 | 10400 | 2.72 | 10953 | 1.9
COMFORTSTAR |  | 9119316 | HRCU-A-CB-O | CPP024CD(O) | TPA-24 | Singlezone Non-ducted, Ceiling Placement | 24400 | 15800 | 2.56 | 16933 | 1.95
COMFORTSTAR |  | 202575861 | HRCU-A-CB-O | CPP018CD(O) | CXH018CD(I) | Singlezone Non-ducted Wall Placement | 18000 | 11400 | 2.72 | 11178 | 2.02
COMFORTSTAR |  | 202575859 | HRCU-A-CB-O | CPP009CD(O) | CXH009CD(I) | Singlezone Non-ducted Wall Placement | 9800 | 5800 | 2.74 | 7989 | 2
CONTINENTAL |  | 203363517 | HMSV-A-CB | CMZH-27-O |  | Multizone All Non-ducted | 28000 | 17200 | 2.8 | 17040 | 1.97
CONTINENTAL |  | 203363526 | HRCU-A-CB-O | CH21-18-O | CH21-18-I | Singlezone Non-ducted Wall Placement | 18000 | 10400 | 2.72 | 10953 | 1.9
CONTINENTAL |  | 205309940 | HRCU-A-CB-O | CH21-18-O | CH25-18-I | Singlezone Non-ducted Wall Placement | 18000 | 11400 | 2.72 | 11178 | 2.02
DAIKIN | Aurora Series | 205663349 | HRCU-A-CB-O | RXL15QMVJU* | FTX15NMVJU | Singlezone Non-ducted Wall Placement | 18300 | 11500 | 2.88 | 18254 | 2.27
DAIKIN |  | 204717600 | HRCU-A-CB-O | RXL12QMVJU9 | FTX12NMVJU | Singlezone Non-ducted Wall Placement | 13400 | 8800 | 2.87 | 14330 | 2.26
DAIKIN | MXL Aurora Series | 205663354 | HMSV-A-CB-O | 2MXL18QMVJU* |  | Multizone All Non-ducted | 18900 | 11400 | 2.91 | 18930 | 2.12
DAIKIN |  | 205776148 | HRCU-A-CB | RX15RMVJU* | FDMQ15RVJU | Singlezone Ducted, "Compact Ducted" | 18000 | 11500 | 2.88 | 9220 | 2.29
DAIKIN |  | 205776150 | HRCU-A-CB | RX18RMVJU9* | FDMQ18RVJU | Singlezone Ducted, "Compact Ducted" | 21600 | 13600 | 2.69 | 12470 | 2.21
DAIKIN |  | 205776151 | HRCU-A-CB | RX24RMVJU* | FDMQ24RVJU | Singlezone Ducted, "Compact Ducted" | 24000 | 15000 | 2.78 | 13760 | 2.24
DAIKIN |  | 205782845 | HRCU-A-CB-O | RX09AXVJU | FTX09AXVJU | Singlezone Non-ducted Wall Placement | 10000 | 5700 | 2.65 | 6839 | 2.39
DAIKIN |  | 205782846 | HRCU-A-CB-O | RX12AXVJU | FTX12AXVJU | Singlezone Non-ducted Wall Placement | 13500 | 8600 | 2.9 | 8449 | 2.34
DAIKIN |  | 201851573 | HRCU-A-CB | RX18RMVJU | FDMQ18RVJU | Singlezone Ducted, "Compact Ducted" | 21600 | 13600 | 2.69 | 12470 | 2.21
DAIKIN |  | 201851574 | HRCU-A-CB | RX24RMVJU | FDMQ24RVJU | Singlezone Ducted, "Compact Ducted" | 24000 | 15000 | 2.78 | 13760 | 2.24
DAIKIN | Sky air | 202517170 | HRCU-A-CB-O | RZQ30TAVJU | FTQ30TAVJU*A* | Singlezone Ducted, Centrally Ducted | 34000 | 24000 | 2.91 | 34000 | 2.09
DAIKIN | DZ20VC | 10595346 | HRCU-A-CB | DZ20VC0241B* | CHPF3642C6C*+MBVC1200**-1A*+TXV | Singlezone Ducted, Centrally Ducted | 23400 | 13000 | 2.61 | 11648 | 2.13
DAIKIN | DZ20VC | 10324715 | HRCU-A-CB | DZ20VC0601B | CA*F4961*6D*+MBVC2000**-1A*+TXV | Singlezone Ducted, Centrally Ducted | 50000 | 32000 | 2.7 | 26000 | 1.98
DAIKIN | DZ20VC | 10324709 | HRCU-A-CB | DZ20VC0241B* | CA*F3642*6D*+MBVC1200**-1A*+TXV | Singlezone Ducted, Centrally Ducted | 23600 | 13000 | 2.56 | 11400 | 2.09
DAIKIN | DZ20VC | 10324713 | HRCU-A-CB | DZ20VC0481B* | CA*F4961*6D*+MBVC2000**-1A*+TXV | Singlezone Ducted, Centrally Ducted | 45500 | 28400 | 2.84 | 26000 | 1.97
DAIKIN |  | 201986969 | HRCU-A-CB-O | RX12RMVJU | FFQ12Q2VJU | Singlezone Non-ducted, Ceiling Placement | 13500 | 8300 | 2.9 | 8420 | 2.07
DAIKIN |  | 202521824 | HMSV-A-CB | 4MXL36TVJU |  | Multizone All Non-ducted | 36600 | 22400 | 2.78 | 36600 | 2
DAIKIN |  | 201986968 | HRCU-A-CB-O | RX09RMVJU | FFQ09Q2VJU | Singlezone Non-ducted, Ceiling Placement | 10000 | 6000 | 3.08 | 6920 | 2.16
DAIKIN |  | 201851577 | HMSV-A-CB | 3MXL24RMVJU |  | Multizone All Non-ducted | 24000 | 15500 | 2.61 | 21600 | 2.17
DAIKIN |  | 201871420 | HRCU-A-CB-O | RX18RMVJU | FFQ18Q2VJU | Singlezone Non-ducted, Ceiling Placement | 21600 | 14200 | 2.67 | 10900 | 2.03
DAIKIN |  | 201851575 | HMSV-A-CB | 3MXS24RMVJU |  | Multizone All Non-ducted | 24000 | 15500 | 2.61 | 18930 | 2.26
DAIKIN |  | 201871419 | HRCU-A-CB-O | RX15RMVJU | FFQ15Q2VJU | Singlezone Non-ducted, Ceiling Placement | 16200 | 10600 | 2.8 | 8160 | 2.26
DAIKIN |  | 201851572 | HRCU-A-CB | RX15RMVJU | FDMQ15RVJU | Singlezone Ducted, "Compact Ducted" | 18000 | 11500 | 2.88 | 9220 | 2.29
DAIKIN | Vista | 10318063 | HRCU-A-CB-O | RX18QMVJU | FFQ18Q2VJU | Singlezone Non-ducted, Ceiling Placement | 21600 | 14200 | 3.13 | 9700 | 2.24
DAIKIN | Vista | 9966775 | HRCU-A-CB-O | RX15QMVJU | FFQ15Q2VJU | Singlezone Non-ducted, Ceiling Placement | 16200 | 10600 | 3.57 | 7270 | 2.48
DAIKIN | MXL Aurora Series | 8849535 | HMSV-A-CB | 2MXL18QMVJU |  | Multizone All Non-ducted | 18940 | 12000 | 3.06 | 18930 | 2.12
DAIKIN | Vista | 9966569 | HRCU-A-CB-O | RX09QMVJU | FFQ09Q2VJU | Singlezone Non-ducted, Ceiling Placement | 10000 | 6000 | 3.91 | 6270 | 2.42
DAIKIN | MXL Aurora Series | 8849539 | HMSV-A-CB | 3MXL24QMVJU |  | Multizone All Non-ducted | 24000 | 15500 | 3.36 | 21600 | 2.17
DAIKIN | Vista | 9966684 | HRCU-A-CB-O | RX12QMVJU | FFQ12Q2VJU | Singlezone Non-ducted, Ceiling Placement | 13500 | 8300 | 3.47 | 7500 | 2.29
DAIKIN | MXS Series | 8103542 | HMSV-A-CB | 2MXS18NMVJU |  | Multizone All Non-ducted | 18900 | 12000 | 3.17 | 13150 | 2.75
DAIKIN | LV Series | 5265758 | HRCU-A-CB-O | RXS24LVJU | FTXS24LVJU | Singlezone Non-ducted Wall Placement | 25400 | 16400 | 3.12 | 14028 | 2.26
DAIKIN | MXS Series | 8103869 | HMSV-A-CB | 3MXS24NMVJU |  | Multizone All Non-ducted | 24000 | 15500 | 3.52 | 18930 | 2.26
DAIKIN | LV Series | 5265757 | HRCU-A-CB-O | RXS18LVJU | FTXS18LVJU | Singlezone Non-ducted Wall Placement | 21600 | 13900 | 3.42 | 11924 | 2.5
DAIKIN | LV Series | 5265756 | HRCU-A-CB-O | RXS15LVJU | FTXS15LVJU | Singlezone Non-ducted Wall Placement | 18000 | 11900 | 3.79 | 9972 | 2.68
DAIKIN | LV Series | 5265755 | HRCU-A-CB-O | RXS12LVJU | FTXS12LVJU | Singlezone Non-ducted Wall Placement | 14400 | 9200 | 4.02 | 8051 | 2.81
DAIKIN | LV Series | 5265753 | HRCU-A-CB-O | RXS09LVJU | FTXS09LVJU | Singlezone Non-ducted Wall Placement | 12000 | 7700 | 4.1 | 6968 | 2.43
DAIKIN | Aurora Series | 8849330 | HRCU-A-CB-O | RXL15QMVJU | FTX15NMVJU | Singlezone Non-ducted Wall Placement | 18300 | 11500 | 2.88 | 18254 | 2.27
DAIKIN | Aurora Series | 8849445 | HRCU-A-CB-O | RXL15QMVJU | FVXS15NVJU | Singlezone Non-ducted, Floor Placement | 18056 | 11500 | 2.76 | 18015 | 2.4
DAIKIN | Aurora Series | 8849459 | HRCU-A-CB-O | RXL09QMVJU | FVXS09NVJU | Singlezone Non-ducted, Floor Placement | 10089 | 6200 | 2.88 | 10065 | 2.14
DAIKIN | SkyAir | 202514058 | HRCU-A-CB | RZQ18TAVJU | FBQ18PVJU | Singlezone Ducted, "Compact Ducted" | 20000 | 13200 | 2.56 | 27939 | 1.93
DAIKIN | Aurora Series | 8849533 | HRCU-A-CB-O | RXL09QMVJU | FTX09NMVJU | Singlezone Non-ducted Wall Placement | 10900 | 6700 | 2.98 | 10918 | 1.98
DAIKIN | Aurora Series | 8849458 | HRCU-A-CB-O | RXL12QMVJU | FTX12NMVJU | Singlezone Non-ducted Wall Placement | 13600 | 8300 | 2.7 | 14330 | 2.26
DAY & NIGHT | Constant Comfort | 205921374 | HRCU-A-CB | DLCSRAH24AAK | DLFSAAH24XAK | Singlezone Ducted, Centrally Ducted | 29000 | 17500 | 2.56 | 26970 | 1.91
DAY & NIGHT | High Tier | 202463646 | HRCU-A-CB-O | DLCPRAH18AAK | DLFPHAH18XAK | Singlezone Non-ducted Wall Placement | 18000 | 12300 | 3.19 | 18000 | 2
DAY & NIGHT | High Tier | 202463647 | HRCU-A-CB-O | DLCPRAH24AAK | DLFPHAH24XAK | Singlezone Non-ducted Wall Placement | 24000 | 15450 | 3 | 24000 | 2
DAY & NIGHT |  | 201835635 | HRCU-A-CB | DLCSRAH24AAK | DLFSDAH24XAK | Singlezone Ducted, "Compact Ducted" | 24000 | 17400 | 2.96 | 30000 | 1.93
DAY & NIGHT |  | 201835610 | HRCU-A-CB-O | DLCSRAH12AAJ | DLFSHAH12XAJ | Singlezone Non-ducted Wall Placement | 11800 | 7100 | 2.57 | 7800 | 2.01
DAY & NIGHT |  | 201835602 | HRCU-A-CB-O | DLCPRAH09AAK | DLFPHAH09XAK | Singlezone Non-ducted Wall Placement | 10000 | 7200 | 2.78 | 13047 | 1.97
DAY & NIGHT | Mid-tier | 201835611 | HRCU-A-CB-O | DLCSRAH09AAK | DLFSHAH09XAK | Singlezone Non-ducted Wall Placement | 12000 | 7500 | 2.65 | 9840 | 2.1
DAY & NIGHT | Mid-tier | 201835634 | HRCU-A-CB-O | DLCSRAH18AAK | DLFSCAH18XAK | Singlezone Non-ducted, Ceiling Placement | 18000 | 12000 | 2.59 | 15710 | 2.4
DAY & NIGHT | Mid-tier | 201835629 | HRCU-A-CB-O | DLCSRAH09AAK | DLFSCAH09XAK | Singlezone Non-ducted, Ceiling Placement | 10000 | 6700 | 2.58 | 11870 | 1.94
DIRECT AIR |  | 9680948 | HRCU-A-CB-O | MOB30-12HFN1-MT0W | CS11M-12HRFN1-MU5W | Singlezone Non-ducted Wall Placement | 12000 | 7700 | 2.75 | 9134 | 1.94
DIRECT AIR |  | 203269784 | HMSV-A-CB | M4OH-36HFN1-M |  | Multizone All Non-ducted | 36000 | 23200 | 2.78 | 36037 | 1.96
DIRECT AIR |  | 9680950 | HRCU-A-CB-O | MOD31-24HFN1-MT0W | CS11M-23HRFN1-MT0W | Singlezone Non-ducted Wall Placement | 25000 | 15300 | 2.7 | 18099 | 2.07
DIRECT AIR |  | 9680949 | HRCU-A-CB-O | MOCA31-18HFN1-MT0W | CS11M-18HRFN1-MT0W | Singlezone Non-ducted Wall Placement | 18000 | 11400 | 2.72 | 11178 | 2.02
DIRECT AIR |  | 9680947 | HRCU-A-CB-O | MOBA30-09HFN1-MT0W | CS11M-09HRFN1-MX0W(A) | Singlezone Non-ducted Wall Placement | 9800 | 5800 | 2.74 | 7990 | 1.98
DIRECT AIR |  | 8994012 | HMSV-A-CB | M3OF-27HFN1-M |  | Multizone All Non-ducted | 28000 | 17200 | 2.82 | 16820 | 1.95
DIRECT AIR |  | 8989603 | HRCU-A-CB-O | MOBA30-09HFN1-MT0W | MSAEB-09HRFN1-MT0W | Singlezone Non-ducted Wall Placement | 9800 | 6300 | 2.68 | 6609 | 1.92
DIRECT AIR |  | 8775853 | HRCU-A-CB-O | MOD31-24HFN1-MT0W | MUEU-24HRFN1-M(C) | Singlezone Non-ducted Wall Placement | 24000 | 15000 | 2.85 | 17705 | 2.02
DIRECT AIR |  | 8775850 | HRCU-A-CB-O | MOCA31-18HFN1-MT0W | MUEU-18HRFN1-M(C) | Singlezone Non-ducted Wall Placement | 18000 | 12000 | 2.71 | 10274 | 2.11
DIRECT AIR |  | 8775849 | HRCU-A-CB-O | MOCA31-18HFN1-MT0W | CCA3U-18HRFN1-M(C) | Singlezone Non-ducted Wall Placement | 18000 | 12000 | 2.77 | 9410 | 1.98
DIRECT AIR |  | 8775842 | HRCU-A-CB-O | MOBA30-09HFN1-MT0W | CCA3U-09HRFN1-M(C) | Singlezone Non-ducted Wall Placement | 10000 | 5800 | 2.66 | 7878 | 1.97
DUCTLESSAIRE |  | 9150139 | HRCU-A-CB-O | DA1821-H2-O | DA1821-H2-I | Singlezone Non-ducted Wall Placement | 18000 | 10400 | 2.72 | 10953 | 1.9
ECOER |  | 202110530 | HRCU-A-CB | EODA18H-4860 | GN1836-P1 | Singlezone Ducted, Centrally Ducted | 36000 | 24000 | 2.5 | 26000 | 2.08
ECOER |  | 202337969 | HRCU-A-CB | EODA18H-2436 | EAHATN-24 | Singlezone Ducted, Centrally Ducted | 24000 | 15200 | 2.5 | 19200 | 2.34
ECOER |  | 202110529 | HRCU-A-CB | EODA18H-4860 | EAHATN-36 | Singlezone Ducted, Centrally Ducted | 36000 | 24000 | 2.5 | 28000 | 2.1
ELIOS |  | 206377755 | HRCU-A-CB-O | DE09HOS42230E4 | DE09HIW42230E4 | Singlezone Non-ducted Wall Placement | 10000 | 7200 | 2.78 | 13047 | 1.91
ELIOS |  | 206377757 | HRCU-A-CB-O | DE12HOS42230E4 | DE12HIW42230E4 | Singlezone Non-ducted Wall Placement | 12000 | 6800 | 2.62 | 13873 | 2.03
ELIOS |  | 203238504 | HMSV-A-CB | DE18HOM23230X2 |  | Multizone All Non-ducted | 19000 | 12000 | 2.79 | 10205 | 1.97
ELIOS |  | 205300168 | HRCU-A-CB | DE18HOS23230E2 | DM18HIDU230X5 | Singlezone Ducted, "Compact Ducted" | 18000 | 12000 | 2.61 | 10352 | 1.96
ELIOS |  | 205300169 | HRCU-A-CB | DE24HOS23230E2 | DM24HIDU230X5 | Singlezone Ducted, "Compact Ducted" | 24400 | 16000 | 2.69 | 18533 | 2.04
ELIOS |  | 205300173 | HRCU-A-CB | DE09HOS25230E3 | DM09HIDU230X5 | Singlezone Ducted, "Compact Ducted" | 10000 | 7200 | 2.74 | 8343 | 2.07
ELIOS |  | 205300178 | HRCU-A-CB-O | DE12HOS23230E2 | DM12HICU230X5 | Singlezone Non-ducted, Ceiling Placement | 12000 | 7500 | 2.68 | 7332 | 2.11
ELIOS |  | 205300180 | HRCU-A-CB-O | DE24HOS23230E2 | DM24HICU230X5 | Singlezone Non-ducted, Ceiling Placement | 24400 | 15800 | 2.56 | 16933 | 1.95
ELIOS |  | 204005786 | HMSV-A-CB | DE36HOM25230X3 |  | Multizone All Non-ducted | 36000 | 23200 | 2.78 | 36037 | 1.96
ELIOS |  | 203238503 | HRCU-A-CB-O | DE24HOS23230E2 | DE24HICU230X5 | Singlezone Non-ducted, Ceiling Placement | 24400 | 15800 | 2.56 | 16933 | 1.95
ELIOS |  | 203238506 | HMSV-A-CB | DE27HOM23230X2 |  | Multizone All Non-ducted | 28000 | 17200 | 2.8 | 17040 | 1.97
ELIOS |  | 203238499 | HRCU-A-CB-O | DE12HOS23230E2 | DE12HICU230X5 | Singlezone Non-ducted, Ceiling Placement | 12000 | 7500 | 2.68 | 7332 | 2.11
ELIOS |  | 203238496 | HRCU-A-CB | DE24HOS23230E2 | DE24HIDU230X5 | Singlezone Ducted, "Compact Ducted" | 24400 | 16000 | 2.69 | 18533 | 2.04
ELIOS |  | 203238495 | HRCU-A-CB | DE18HOS23230E2 | DE18HIDU230X5 | Singlezone Ducted, "Compact Ducted" | 18000 | 12000 | 2.61 | 10352 | 1.96
ELIOS |  | 204005778 | HRCU-A-CB | DE09HOS25230E3 | DE09HIDU230X5 | Singlezone Ducted, "Compact Ducted" | 10000 | 7200 | 2.74 | 8343 | 2.07
ELIOS |  | 203238488 | HRCU-A-CB-O | DE18HOS23230E2 | DE18HIW23230E3 | Singlezone Non-ducted Wall Placement | 18000 | 11400 | 2.72 | 11178 | 2.02
ELIOS |  | 203238486 | HRCU-A-CB-O | DE09HOS23230E2 | DE09HIW23230E3 | Singlezone Non-ducted Wall Placement | 9800 | 5800 | 2.74 | 7989 | 2
EMI |  | 8993363 | HRCU-A-CB-O | SZ1H09DAA | WALH09DAA | Singlezone Non-ducted Wall Placement | 9800 | 6400 | 2.76 | 7801 | 1.91
EMI |  | 8993367 | HRCU-A-CB-O | SZ1H18DAA | WALH18DAA | Singlezone Non-ducted Wall Placement | 18000 | 10400 | 2.72 | 10953 | 1.9
EMI |  | 204853571 | HMSV-A-CB | MZ2H18DAA |  | Multizone All Non-ducted | 19000 | 12000 | 2.79 | 10205 | 1.97
EMI |  | 204853572 | HMSV-A-CB | MZ3H27DAA |  | Multizone All Non-ducted | 28000 | 17200 | 2.8 | 17040 | 1.97
EMI |  | 203514060 | HMSV-A-CB | DHMZ436DA |  | Multizone All Non-ducted | 36000 | 23200 | 2.78 | 36037 | 1.96
FRASER-JOHNSTON |  | 10309108 | HRCU-A-CB | HL20B4821 | CM50DE3A1+MVC20DN21 | Singlezone Ducted, Centrally Ducted | 58000 | 42500 | 2.56 | 34000 | 2.51
FRIEDRICH | J-Series | 7086358 | HRCU-A-CB-O | MRH12Y3J | MWH12Y3J | Singlezone Non-ducted Wall Placement | 13600 | 8800 | 3.11 | 7500 | 2.31
FRIEDRICH | Floating Air Pro | 203383864 | HRCU-A-CB-O | FRHSR12A3A | FRHSW12A3A | Singlezone Non-ducted Wall Placement | 13000 | 8000 | 3.17 | 7865 | 2.35
FRIEDRICH | Floating Air Pro | 203383866 | HRCU-A-CB-O | FPHSR12A3A | FPHFW12A3A | Singlezone Non-ducted Wall Placement | 13000 | 7500 | 2.71 | 7824 | 1.98
FRIEDRICH | Floating Air Pro | 205104716 | HRCU-A-CB-O | FPHFR12A3A | FPHFC12A3B | Singlezone Non-ducted, Ceiling Placement | 12000 | 7000 | 2.53 | 7377 | 2.08
FRIEDRICH | Floating Air Pro | 205104719 | HRCU-A-CB-O | FPHFR18A3A | FPHFC18A3B | Singlezone Non-ducted, Ceiling Placement | 18000 | 11000 | 2.54 | 14750 | 2.3
FRIEDRICH | Floating Air Pro | 201763897 | HRCU-A-CB-O | MRH09Y3JA | MWH09Y3JA | Singlezone Non-ducted Wall Placement | 10500 | 6500 | 2.68 | 8052 | 2.15
FRIEDRICH | Floating Air Pro | 201763898 | HRCU-A-CB-O | MRH12Y3JA | MWH12Y3JA | Singlezone Non-ducted Wall Placement | 13000 | 8000 | 3.17 | 7865 | 2.35
FRIEDRICH | Floating Air Pro | 203383868 | HRCU-A-CB-O | FPHSR12A1A | FPHSW12A1A | Singlezone Non-ducted Wall Placement | 13000 | 7500 | 2.71 | 7377 | 2.08
FRIEDRICH | Floating Air Pro | 203383869 | HRCU-A-CB-O | FPHSR18A3A | FPHFW18A3A | Singlezone Non-ducted Wall Placement | 19000 | 11600 | 2.7 | 12730 | 2.16
FRIEDRICH | Floating Air Pro | 203383865 | HRCU-A-CB-O | FPHSR09A3A | FPHFW09A3A | Singlezone Non-ducted Wall Placement | 9500 | 5000 | 2.62 | 7438 | 2.12
FRIEDRICH | Floating Air Pro | 203383863 | HRCU-A-CB-O | FRHSR09A3A | FRHSW09A3A | Singlezone Non-ducted Wall Placement | 10500 | 6500 | 2.68 | 8052 | 2.15
FRIEDRICH |  | 10221177 | HRCU-A-CB-O | MRAD18Y3J | MWAD18Y3J | Singlezone Non-ducted Wall Placement | 19800 | 12471 | 2.67 | 8680 | 1.96
FRIGIDAIRE | FRIGIDAIRE FSH1BG SERIES | 10254908 | HRCU-A-CB | FSH1BG4CVRX36K | C6B(A,H)-X36(C,U)-C | Singlezone Ducted, Centrally Ducted | 34200 | 21800 | 2.66 | 20250 | 2.28
FRIGIDAIRE | FRIGIDAIRE FSH1BG SERIES | 10254904 | HRCU-A-CB | FSH1BG4CVRX36K | C6B(A,H)-X36(C,U)-C | Singlezone Ducted, Centrally Ducted | 34200 | 21800 | 2.66 | 20250 | 2.28
FRIGIDAIRE | FRIGIDAIRE FSH1BG SERIES | 10254899 | HRCU-A-CB | FSH1BG4CVRX36K | C6B(A,H)-X36(C,U)-B | Singlezone Ducted, Centrally Ducted | 34400 | 21800 | 2.66 | 20150 | 2.27
FRIGIDAIRE | FRIGIDAIRE FSH1BG SERIES | 10254880 | HRCU-A-CB | FSH1BG4CVRX24K | C6B(A,H)-X26(C,U)-B | Singlezone Ducted, Centrally Ducted | 22400 | 14200 | 2.77 | 12650 | 2.12
FRIGIDAIRE | FRIGIDAIRE FSH1BG SERIES | 10254875 | HRCU-A-CB | FSH1BG4CVRX24K | C6B(A,H)-X26(C,U)-B | Singlezone Ducted, Centrally Ducted | 22200 | 14100 | 2.58 | 12800 | 2.03
FRIGIDAIRE | FRIGIDAIRE FSH1BG SERIES | 10254871 | HRCU-A-CB | FSH1BG4CVRX24K | C6B(A,H)-X26(C,U)-B | Singlezone Ducted, Centrally Ducted | 22200 | 14100 | 2.58 | 12800 | 2.03
FRIGIDAIRE | FRIGIDAIRE FSH1BG SERIES | 10254885 | HRCU-A-CB | FSH1BG4CVRX36K | B6VMAX36K-B | Singlezone Ducted, Centrally Ducted | 34400 | 21800 | 2.66 | 20150 | 2.27
FRIGIDAIRE | FRIGIDAIRE FSH1BG SERIES | 10254866 | HRCU-A-CB | FSH1BG4CVRX24K | B6VMAX24K-B | Singlezone Ducted, Centrally Ducted | 22400 | 14200 | 2.77 | 12650 | 2.12
FRIGIDAIRE | FRIGIDAIRE FSH1BG SERIES | 10254927 | HRCU-A-CB | FSH1BG4CVRX48K | C6B(A,H)-X48(C,U)-C | Singlezone Ducted, Centrally Ducted | 44000 | 27800 | 2.63 | 27550 | 2.21
FRIGIDAIRE | FRIGIDAIRE FSH1BG SERIES | 10254913 | HRCU-A-CB | FSH1BG4CVRX48K | B6VMAX48K-C | Singlezone Ducted, Centrally Ducted | 44000 | 27800 | 2.63 | 27550 | 2.21
FUJITSU | AIRSTAGE J-II Series | 8693479 | HMSV-A-CB | AOU36RLAVM |  | Multizone All Ducted | 42000 | 26400 | 2.8 | 37900 | 2.68
FUJITSU | AIRSTAGE J-II Series | 8693481 | HMSV-A-CB | AOU36RLAVM |  | Multizone Mix of Non-ducted and Ducted | 42000 | 26000 | 2.79 | 37900 | 2.72
FUJITSU | Halcyon Multi-room Mini-Split Systems | 6998278 | HMSV-A-CB | AOU18RLXFZ | ASU12RLF1ASU7RLF1 | Multizone All Ducted | 22000 | 13900 | 2.59 | 14100 | 2.01
FUJITSU | Halcyon Multi-room Mini-Split Systems | 6998277 | HMSV-A-CB | AOU18RLXFZ | ASU12RLF1ASU9RLF1 | Multizone All Ducted | 22000 | 13900 | 2.59 | 13900 | 1.98
FUJITSU | Halcyon Single-room Mini-Split Systems Wall Mounted RLS3HY Series | 8703350 | HRCU-A-CB-O | AOU12RLS3 | ASU12RLS3Y | Singlezone Non-ducted Wall Placement | 16000 | 9600 | 3.31 | 16500 | 2.3
FUJITSU | J-Series | 8693480 | HMSV-A-CB | AOU36RLAVM |  | Multizone All Non-ducted | 42000 | 25800 | 2.8 | 37900 | 2.74
FUJITSU | Halcyon Multi-room Mini-Split Systems | 8033586 | HMSV-A-CB | AOU24RLXFZH |  | Multizone All Non-ducted | 25000 | 15400 | 2.61 | 25500 | 2.09
FUJITSU | J-Series | 8693477 | HMSV-A-CB | AOU48RLAVM |  | Multizone All Non-ducted | 54000 | 33000 | 2.84 | 41300 | 2.94
FUJITSU | Halcyon Single-room Mini-Split Systems Slim | 202534923 | HRCU-A-CB | AOU18RGLX | ARU18RGLX | Singlezone Ducted, "Compact Ducted" | 21000 | 12700 | 2.5 | 17990 | 2.45
FUJITSU | Halcyon Multi-room Mini-Split Systems | 8908615 | HMSV-A-CB | AOU36RLXFZH |  | Multizone All Non-ducted | 36400 | 21400 | 2.64 | 36407 | 2.02
FUJITSU | Halcyon Single-room Mini-Split Systems Wall mounted RLS3 Series | 8703348 | HRCU-A-CB-O | AOU9RLS3 | ASU9RLS3Y | Singlezone Non-ducted Wall Placement | 12000 | 7000 | 3.48 | 15000 | 2.09
FUJITSU | Halcyon Single-room Mini-Split Systems Wall Mounted RLF/RLX Series | 8718495 | HRCU-A-CB-O | AOU18RLXFW1 | ASU18RLF | Singlezone Non-ducted Wall Placement | 21600 | 14600 | 3.08 | 21600 | 2.43
FUJITSU | Halcyon Single-room Mini-Split Systems Wall Mounted RLF/RLX Series | 8779045 | HRCU-A-CB-O | AOU18RLXFWH | ASU18RLF | Singlezone Non-ducted Wall Placement | 21600 | 14600 | 3.01 | 21600 | 2.3
FUJITSU | Halcyon Single-room Mini-Split Systems Wall Mounted RLS3HY Series | 8703508 | HRCU-A-CB-O | AOU15RLS3H | ASU15RLS3Y | Singlezone Non-ducted Wall Placement | 18000 | 11200 | 3.07 | 20500 | 2.07
FUJITSU | Halcyon Single-room Mini-Split Systems Wall Mounted RLS3H Series | 8703506 | HRCU-A-CB-O | AOU12RLS3H | ASU12RLS3Y | Singlezone Non-ducted Wall Placement | 16000 | 9600 | 3.2 | 16500 | 2.15
FUJITSU | Halcyon Single-room Mini-Split Systems Wall mounted H Series | 8703349 | HRCU-A-CB-O | AOU9RLS3H | ASU9RLS3Y | Singlezone Non-ducted Wall Placement | 12000 | 7000 | 3.36 | 15000 | 1.95
FUJITSU | Halcyon Single-room Mini-Split Systems Wall mounted RLS3 Series | 8703507 | HRCU-A-CB-O | AOU15RLS3 | ASU15RLS3Y | Singlezone Non-ducted Wall Placement | 18000 | 11200 | 3.16 | 20500 | 2.18
FUJITSU | Halcyon Single-room Mini-Split Systems Wall Mounted RLF Series | 6961729 | HRCU-A-CB-O | AOU12RLFW1 | ASU12RLF1 | Singlezone Non-ducted Wall Placement | 16000 | 9400 | 2.87 | 12150 | 2.01
FUJITSU | Halcyon Single-room Mini-Split Systems Wall Mounted RLF Series | 6961728 | HRCU-A-CB-O | AOU9RLFW1 | ASU9RLF1 | Singlezone Non-ducted Wall Placement | 12000 | 7600 | 3.14 | 8530 | 1.97
FUJITSU | Halcyon Single-room Mini-Split Systems Compact Cassette | 5751313 | HRCU-A-CB-O | AOU12RLFC | AUU12RLF | Singlezone Non-ducted Wall Placement | 16000 | 10200 | 2.58 | 16500 | 2.15
FUJITSU | Halcyon Single-room Mini-Split Systems Wall Mounted RLB Series | 7937663 | HRCU-A-CB-O | AOU18RLB | ASU18RLB | Singlezone Non-ducted Wall Placement | 18000 | 11500 | 2.93 | 15400 | 2.07
FUJITSU | Halcyon Single-room Mini-Split Systems Floor Mounted RLFFH Series | 6936996 | HRCU-A-CB-O | AOU12RLFF | AGU12RLF | Singlezone Non-ducted, Floor Placement | 16000 | 10600 | 2.61 | 15000 | 2.03
FUJITSU | Halcyon Single-room Mini-Split Systems Floor Mounted RLFFH Series | 6936995 | HRCU-A-CB-O | AOU9RLFF | AGU9RLF | Singlezone Non-ducted, Floor Placement | 12000 | 7500 | 2.82 | 14000 | 1.95
FUJITSU | Halcyon Single-room Mini-Split Systems | 8779046 | HRCU-A-CB-O | AOU24RLXFWH | ASU24RLF | Singlezone Non-ducted Wall Placement | 25200 | 18000 | 2.5 | 25220 | 2.06
FUJITSU | Halcyon Single-room Mini-Split Systems | 8718545 | HRCU-A-CB-O | AOU24RLXFW1 | ASU24RLF | Singlezone Non-ducted Wall Placement | 25200 | 18000 | 2.69 | 25220 | 2.15
FUJITSU | Halcyon Multi-room Mini-Split Systems | 204740071 | HRCU-A-CB-O | AOUG15LZAH1 | ASUG15LZAS | Singlezone Non-ducted Wall Placement | 18000 | 11200 | 3.16 | 21000 | 2.12
FUJITSU | Halcyon Multi-room Mini-Split Systems | 204740070 | HRCU-A-CB-O | AOUG15LZAS1 | ASUG15LZAS | Singlezone Non-ducted Wall Placement | 18000 | 11200 | 3.25 | 21000 | 2.24
FUJITSU | Halcyon Multi-room Mini-Split Systems | 204740069 | HRCU-A-CB-O | AOUG12LZAH1 | ASUG12LZAS | Singlezone Non-ducted Wall Placement | 16000 | 10000 | 3.22 | 16600 | 2.16
FUJITSU | Halcyon Multi-room Mini-Split Systems | 204740068 | HRCU-A-CB-O | AOUG12LZAS1 | ASUG12LZAS | Singlezone Non-ducted Wall Placement | 16000 | 10000 | 3.33 | 16600 | 2.32
FUJITSU | Halcyon Multi-room Mini-Split Systems | 204752938 | HRCU-A-CB-O | AOUG12LMAS1 | ASUG12LMAS | Singlezone Non-ducted Wall Placement | 16000 | 10300 | 2.9 | 10700 | 2.45
FUJITSU | Halcyon Multi-room Mini-Split Systems | 204740066 | HRCU-A-CB-O | AOUG09LZAS1 | ASUG09LZAS | Singlezone Non-ducted Wall Placement | 12000 | 7400 | 3.61 | 15400 | 2.15
FUJITSU | Halcyon Multi-room Mini-Split Systems | 204752937 | HRCU-A-CB-O | AOUG09LMAS1 | ASUG09LMAS | Singlezone Non-ducted Wall Placement | 12000 | 7400 | 3.19 | 8500 | 2.03
FUJITSU | Halcyon Multi-room Mini-Split Systems | 204740067 | HRCU-A-CB-O | AOUG09LZAH1 | ASUG09LZAS | Singlezone Non-ducted Wall Placement | 12000 | 7400 | 3.5 | 15400 | 2.01
GE Appliances |  | 205291990 | HRCU-A-CB-O | ASH118URDSD* | ASYW18URDWD* | Singlezone Non-ducted Wall Placement | 20000 | 15300 | 2.7 | 25000 | 2.27
GE Appliances | Endure | 204878533 | HMSV-A-CB | ASH436NCDW** |  | Multizone All Non-ducted | 36000 | 22000 | 2.5 | 36000 | 2
GE Appliances | Summit | 202588313 | HRCU-A-CB | ASH118PRDWA | ASYW18PRDWB | Singlezone Non-ducted Wall Placement | 22000 | 14000 | 2.5 | 17000 | 1.9
GE Appliances |  | 203862745 | HMSV-A-CB | ASH220NCDWA |  | Multizone All Non-ducted | 20000 | 14000 | 2.77 | 20000 | 2.03
GE Appliances |  | 205291989 | HRCU-A-CB-O | ASH112URDSD* | ASYW12URDWD* | Singlezone Non-ducted Wall Placement | 14500 | 9300 | 3.21 | 17000 | 2.31
GE Appliances |  | 205291988 | HRCU-A-CB-O | ASH109URDSD* | ASYW09URDWD* | Singlezone Non-ducted Wall Placement | 10000 | 6500 | 2.89 | 12000 | 2.11
GIBSON | Lomo | 9000997 | HRCU-A-CB-O | GXH09(2.6)LSK4DH | GHH09(2.6)LUK4DH | Singlezone Non-ducted Wall Placement | 11000 | 6800 | 2.66 | 8680 | 2.04
GIBSON | U-Crown | 9135472 | HRCU-A-CB-O | GXH09(2.6)KSK4DH | GHH09(2.6)KSK4DH | Singlezone Non-ducted Wall Placement | 9000 | 5500 | 2.88 | 10488 | 1.98
GIBSON | Lomo | 9001000 | HRCU-A-CB-O | GXH24(7.0)LSK4DH | GHH24(7.0)LUK4DH | Singlezone Non-ducted Wall Placement | 23000 | 14600 | 2.61 | 22861 | 2.02
GIBSON | U-Crown | 9135474 | HRCU-A-CB-O | GXH18(5.2)KSK4DH | GHH18(5.2)KSK4DH | Singlezone Non-ducted Wall Placement | 19000 | 12700 | 2.5 | 19190 | 2.85
GIBSON | Lomo | 9000998 | HRCU-A-CB-O | GXH12(3.5)LSK4DH | GHH12(3.5)LUK4DH | Singlezone Non-ducted Wall Placement | 13000 | 7100 | 2.6 | 8611 | 1.91
GIBSON | Flex Match | 9965378 | HMSV-A-CB | GXH42(12.3)FMK4DH |  | Multizone Mix of Non-ducted and Ducted | 42500 | 26500 | 2.88 | 21356 | 2.01
GREE | Ultra heat | 206249116 | HRCU-A-CB | GUD36W/A-D(U) | GUD24AH2/A-D(U) | Singlezone Ducted, Centrally Ducted | 24000 | 16300 | 2.7 | 24000 | 2.1
GREE | GMV5 Mini | 8654211 | HMSV-A-CB | GMV-48WL/B-T(U) |  | Multizone All Non-ducted | 54000 | 38000 | 2.6 | 54000 | 2
GREE |  | 206335348 | HRCU-A-CB-O | MULTIE24HP230V1AO |  | Multizone All Non-ducted | 25600 | 13200 | 2.58 | 14270 | 2.09
GREE |  | 205564529 | HRCU-A-CB | GUD36W/A-D(U) | GUD24A/A-D(U) | Singlezone Ducted, Centrally Ducted | 24000 | 16300 | 2.7 | 24000 | 2.1
GREE | Sapphire | 10157571 | HRCU-A-CB-O | SAP24HP230V1AO | SAP24HP230V1AH | Singlezone Non-ducted Wall Placement | 24000 | 15500 | 2.86 | 26443 | 2.15
GREE | Vireo | 9959454 | HRCU-A-CB-O | VIR12HP230V1BO | VIR12HP230V1BH | Singlezone Non-ducted Wall Placement | 13000 | 7100 | 2.6 | 9065 | 2.04
GREE | Sapphire | 10149900 | HRCU-A-CB-O | SAP09HP230V1AO | SAP09HP230V1AH | Singlezone Non-ducted Wall Placement | 9000 | 5600 | 2.88 | 12976 | 2.09
GREE |  | 202360989 | HRCU-A-CB-O | GWH09ACD-D3DNA1A/O | GWH09QD-D3DN***/I | Singlezone Non-ducted Wall Placement | 9000 | 5600 | 2.88 | 12977 | 2.09
GREE |  | 9116197 | HRCU-A-CB-O | GWH12YD-D3DNA1A/O | GWH12QD-D3DN***/I | Singlezone Non-ducted Wall Placement | 12200 | 8100 | 2.86 | 13000 | 2.08
GREE |  | 9102794 | HRCU-A-CB-O | GWH24YE-D3DNA1A/O | GWH24QE-D3DN***/I | Singlezone Non-ducted Wall Placement | 24000 | 15500 | 2.86 | 26443 | 2.15
GREE |  | 9102074 | HRCU-A-CB-O | GWH18YE-D3DNA1A/O | GWH18QE-D3DN***/I | Singlezone Non-ducted Wall Placement | 18000 | 14200 | 2.87 | 21500 | 2.03
GREE | Extreme Series | 9944775 | HRCU-A-CB-O | GWH09YD-D3DNA1A/O | GWH09AAD-D3DN***/I | Singlezone Non-ducted Wall Placement | 9000 | 5600 | 2.88 | 12977 | 2.09
GREE | U-Crown Series | 7607465 | HRCU-A-CB-O | GWH09UC-D3DNA4C/O | GWH09UC-D3DN***/I | Singlezone Non-ducted Wall Placement | 9000 | 5500 | 2.83 | 10488 | 2.05
GREE | Extreme Series | 9123256 | HRCU-A-CB-O | GWH24YE-D3DNA1A/O | GWH24AAE-D3DN***/I | Singlezone Non-ducted Wall Placement | 24000 | 15500 | 2.86 | 26443 | 2.15
GREE |  | 204325176 | HRCU-A-CB-O | GWH09ACD-D3DNA1A/O | GWH09AAD-D3DN***/I | Singlezone Non-ducted Wall Placement | 9000 | 5600 | 2.88 | 12977 | 2.09
GREE | Extreme Series | 9944776 | HRCU-A-CB-O | GWH12YD-D3DNA1A/O | GWH12AAD-D3DN***/I | Singlezone Non-ducted Wall Placement | 12200 | 8100 | 2.86 | 13000 | 2.08
GREE | Sapphire | 10149903 | HRCU-A-CB-O | SAP12HP230V1AO | SAP12HP230V1AH | Singlezone Non-ducted Wall Placement | 12200 | 8100 | 2.86 | 13000 | 2.08
GREE | U-Crown Series | 7607467 | HRCU-A-CB-O | GWH12UC-D3DNA4C/O | GWH12UC-D3DN***/I | Singlezone Non-ducted Wall Placement | 13000 | 8500 | 2.54 | 13000 | 2.76
GREE | Lomo 23 Series | 7091971 | HRCU-A-CB-O | GWH12QC-D3DNA1D/O | GWH12QC-D3DN***/I | Singlezone Non-ducted Wall Placement | 13000 | 7100 | 2.6 | 9065 | 2.04
GREE | Free Match G-Series | 9084227 | HMSV-A-CB | GWHD(36)ND3GO |  | Multizone All Non-ducted | 42500 | 26500 | 2.88 | 21356 | 2.01
GREE | U-Crown Series | 7607469 | HRCU-A-CB-O | GWH18UC-D3DNA4C/O | GWH18UC-D3DN***/I | Singlezone Non-ducted Wall Placement | 19000 | 12717 | 2.5 | 19190 | 2.85
HAIER | Arctic Multi | 204878399 | HMSV-A-CB-O | 4U36EH2VH** |  | Multizone All Non-ducted | 36000 | 22000 | 2.5 | 36000 | 2
HAIER | Arctic Next Gen | 205291903 | HRCU-A-CB-O | 1U18EH2VHD* | AW18EH2VHD* | Singlezone Non-ducted Wall Placement | 20000 | 15300 | 2.7 | 25000 | 2.27
HAIER | Arctic Next Gen | 205291901 | HRCU-A-CB-O | 1U09EH2VHD* | AW09EH2VHD* | Singlezone Non-ducted Wall Placement | 10000 | 6500 | 2.89 | 12000 | 2.11
HAIER | Arctic Next Gen | 205291902 | HRCU-A-CB-O | 1U12EH2VHD* | AW12EH2VHD* | Singlezone Non-ducted Wall Placement | 14500 | 9300 | 3.21 | 17000 | 2.31
HAIER | Advanced | 10338838 | HRCU-A-CB-O | 1U12ES2VHA | AW12ES2VH* | Singlezone Non-ducted Wall Placement | 16000 | 12220 | 3.01 | 10160 | 2.46
HAIER | Advanced | 10338837 | HRCU-A-CB-O | 1U09ES2VHA | AW09ES2VH* | Singlezone Non-ducted Wall Placement | 10000 | 7400 | 3.44 | 10000 | 2.48
HAIER | Advanced | 10092556 | HRCU-A-CB-O | 1U18ES2VHA | AW18ES2VH | Singlezone Non-ducted Wall Placement | 22000 | 14000 | 2.74 | 14900 | 2.08
HAIER | Advanced | 10092555 | HRCU-A-CB-O | 1U24ES2VHA | AW24ES2VH | Singlezone Non-ducted Wall Placement | 27600 | 18500 | 2.85 | 20500 | 2.15
HAIER | Arctic | 8862047 | HRCU-A-CB-O | 1U09EH2VHA | AW09EH2VHA | Singlezone Non-ducted Wall Placement | 12000 | 9000 | 3.22 | 12000 | 2.23
HAIER | Arctic | 8862057 | HRCU-A-CB-O | 1U18EH2VHA | AW18EH2VHA | Singlezone Non-ducted Wall Placement | 20400 | 18500 | 2.85 | 20400 | 1.9
HAIER | Advanced Plus | 202583710 | HRCU-A-CB | 1U18AP2VHA | AW18ES2VHB | Singlezone Non-ducted Wall Placement | 22000 | 14000 | 2.5 | 17000 | 1.9
HAXXAIR |  | 205921367 | HRCU-A-CB-O | HVHSC-18T2D | HAHC-18T2D | Singlezone Non-ducted, Ceiling Placement | 19000 | 11000 | 2.9 | 14750 | 2.3
HAXXAIR |  | 203999084 | HRCU-A-CB-O | HAH-12T2D | HVH-12T2D | Singlezone Non-ducted Wall Placement | 13000 | 7500 | 2.71 | 7824 | 2.12
HAXXAIR |  | 203999081 | HRCU-A-CB-O | HAH-18T2D | HVH-18T2D | Singlezone Non-ducted Wall Placement | 19000 | 11600 | 2.7 | 12730 | 2.16
HEIL | QuietComfort | 205921375 | HRCU-A-CB | DLCSRAH24AAK | DLFSAAH24XAK | Singlezone Ducted, Centrally Ducted | 29000 | 17500 | 2.56 | 26970 | 1.91
HEIL | High Tier | 202463649 | HRCU-A-CB-O | DLCPRAH24AAK | DLFPHAH24XAK | Singlezone Non-ducted Wall Placement | 24000 | 15450 | 3 | 24000 | 2
HEIL | High Tier | 202463648 | HRCU-A-CB-O | DLCPRAH18AAK | DLFPHAH18XAK | Singlezone Non-ducted Wall Placement | 18000 | 12300 | 3.19 | 18000 | 2
HEIL |  | 201835718 | HRCU-A-CB | DLCSRAH24AAK | DLFSDAH24XAK | Singlezone Ducted, "Compact Ducted" | 24000 | 17400 | 2.96 | 30000 | 1.93
HEIL |  | 201835668 | HRCU-A-CB-O | DLCSRAH12AAJ | DLFSHAH12XAJ | Singlezone Non-ducted Wall Placement | 11800 | 7100 | 2.57 | 7800 | 2.01
HEIL |  | 201835653 | HRCU-A-CB-O | DLCPRAH09AAK | DLFPHAH09XAK | Singlezone Non-ducted Wall Placement | 10000 | 7200 | 2.78 | 13047 | 1.97
HEIL | Mid-tier | 201835670 | HRCU-A-CB-O | DLCSRAH09AAK | DLFSHAH09XAK | Singlezone Non-ducted Wall Placement | 12000 | 7500 | 2.65 | 9840 | 2.1
HEIL | Mid-tier | 201835716 | HRCU-A-CB-O | DLCSRAH18AAK | DLFSCAH18XAK | Singlezone Non-ducted, Ceiling Placement | 18000 | 12000 | 2.59 | 15710 | 2.4
HEIL | Mid-tier | 201835706 | HRCU-A-CB-O | DLCSRAH09AAK | DLFSCAH09XAK | Singlezone Non-ducted, Ceiling Placement | 10000 | 6700 | 2.58 | 11870 | 1.94
HISENSE |  | 203845999 | HRCU-A-CB-O | AST-12UW3SXE01 | AST-12UW3SXE**01 | Singlezone Non-ducted Wall Placement | 13000 | 7500 | 2.71 | 9800 | 1.95
HISENSE |  | 203378283 | HRCU-A-CB-O | AST-18UW3SBB00 | AST-18UW3SBB**00 | Singlezone Non-ducted Wall Placement | 19000 | 11600 | 2.7 | 13273 | 2.21
HISENSE |  | 201981253 | HRCU-A-CB-O | AS-09UW3SXE00 | AS-09UW3SXE**00 | Singlezone Non-ducted Wall Placement | 10500 | 6500 | 3.12 | 9250 | 2.36
HISENSE |  | 201981254 | HRCU-A-CB-O | AS-12UW3SXA00 | AS-12UW3SXA**00 | Singlezone Non-ducted Wall Placement | 13000 | 8000 | 3.17 | 12030 | 2.41
HISENSE |  | 205013613 | HRCU-A-CB-O | AUW-18U3SF | ACT-18UR3SGB | Singlezone Non-ducted, Ceiling Placement | 18000 | 11000 | 2.54 | 14750 | 2.3
HISENSE |  | 204976793 | HRCU-A-CB-O | AUW-12U3SS | ACT-12UR3SCA | Singlezone Non-ducted, Ceiling Placement | 12000 | 7000 | 2.53 | 7376 | 2.08
KANIONco |  | 205645144 | HMSV-A-CB | KWSMO-18R410AIH |  | Multizone All Non-ducted | 19000 | 12000 | 2.79 | 10205 | 1.97
KANIONco |  | 204760839 | HRCU-A-CB-O | KWSM-09IR410AHS21 | KWSM-09IR410AHS21 | Singlezone Non-ducted Wall Placement | 9800 | 6400 | 2.76 | 7801 | 1.91
KANIONco |  | 205645145 | HMSV-A-CB | KWSMO-30R410AIH |  | Multizone All Non-ducted | 28000 | 17200 | 2.8 | 17040 | 1.97
KARDA |  | 205724750 | HMSV-A-CB | 2KARDA27MZ3 |  | Multizone All Non-ducted | 28000 | 17200 | 2.8 | 17040 | 1.97
KARDA |  | 205823033 | HMSV-A-CB | 2KARDA18MZ2 |  | Multizone All Non-ducted | 19000 | 12000 | 2.79 | 10205 | 1.97
KARDA |  | 202608467 | HMSV-A-CB | 2PAMSH27-MZO3 |  | Multizone All Non-ducted | 28000 | 17200 | 2.82 | 16820 | 1.95
KEEPRITE | ProComfort | 205921376 | HRCU-A-CB | DLCSRAH24AAK | DLFSAAH24XAK | Singlezone Ducted, Centrally Ducted | 29000 | 17500 | 2.56 | 26970 | 1.91
KEEPRITE | High Tier | 202463651 | HRCU-A-CB-O | DLCPRAH24AAK | DLFPHAH24XAK | Singlezone Non-ducted Wall Placement | 24000 | 15450 | 3 | 24000 | 2
KEEPRITE | High Tier | 202463650 | HRCU-A-CB-O | DLCPRAH18AAK | DLFPHAH18XAK | Singlezone Non-ducted Wall Placement | 18000 | 12300 | 3.19 | 18000 | 2
KEEPRITE |  | 201835719 | HRCU-A-CB | DLCSRAH24AAK | DLFSDAH24XAK | Singlezone Ducted, "Compact Ducted" | 24000 | 17400 | 2.96 | 30000 | 1.93
KEEPRITE |  | 201835669 | HRCU-A-CB-O | DLCSRAH12AAJ | DLFSHAH12XAJ | Singlezone Non-ducted Wall Placement | 11800 | 7100 | 2.57 | 7800 | 2.01
KEEPRITE |  | 201835652 | HRCU-A-CB-O | DLCPRAH09AAK | DLFPHAH09XAK | Singlezone Non-ducted Wall Placement | 10000 | 7200 | 2.78 | 13047 | 1.97
KEEPRITE | Mid-tier | 201835671 | HRCU-A-CB-O | DLCSRAH09AAK | DLFSHAH09XAK | Singlezone Non-ducted Wall Placement | 12000 | 7500 | 2.65 | 9840 | 2.1
KEEPRITE | Mid-tier | 201835717 | HRCU-A-CB-O | DLCSRAH18AAK | DLFSCAH18XAK | Singlezone Non-ducted, Ceiling Placement | 18000 | 12000 | 2.59 | 15710 | 2.4
KEEPRITE | Mid-tier | 201835707 | HRCU-A-CB-O | DLCSRAH09AAK | DLFSCAH09XAK | Singlezone Non-ducted, Ceiling Placement | 10000 | 6700 | 2.58 | 11870 | 1.94
KENMORE | Mid-Tier | 205921377 | HRCU-A-CB | DLCSRAH24AAK | DLFSAAH24XAK | Singlezone Ducted, Centrally Ducted | 29000 | 17500 | 2.56 | 26970 | 1.91
KENMORE | High Tier | 202463653 | HRCU-A-CB-O | DLCPRAH24AAK | DLFPHAH24XAK | Singlezone Non-ducted Wall Placement | 24000 | 15450 | 3 | 24000 | 2
KENMORE | High Tier | 202463652 | HRCU-A-CB-O | DLCPRAH18AAK | DLFPHAH18XAK | Singlezone Non-ducted Wall Placement | 18000 | 12300 | 3.19 | 18000 | 2
KENMORE |  | 201835764 | HRCU-A-CB-O | DLCSRAH12AAJ | DLFSHAH12XAJ | Singlezone Non-ducted Wall Placement | 11800 | 7100 | 2.57 | 7800 | 2.01
KENMORE |  | 201835815 | HRCU-A-CB | DLCSRAH24AAK | DLFSDAH24XAK | Singlezone Ducted, "Compact Ducted" | 24000 | 17400 | 2.96 | 30000 | 1.93
KENMORE |  | 201835749 | HRCU-A-CB-O | DLCPRAH09AAK | DLFPHAH09XAK | Singlezone Non-ducted Wall Placement | 10000 | 7200 | 2.78 | 13047 | 1.97
KENMORE | Mid-tier | 201835766 | HRCU-A-CB-O | DLCSRAH09AAK | DLFSHAH09XAK | Singlezone Non-ducted Wall Placement | 12000 | 7500 | 2.65 | 9840 | 2.1
KENMORE | Mid-tier | 201835813 | HRCU-A-CB-O | DLCSRAH18AAK | DLFSCAH18XAK | Singlezone Non-ducted, Ceiling Placement | 18000 | 12000 | 2.59 | 15710 | 2.4
KENMORE | Mid-tier | 201835803 | HRCU-A-CB-O | DLCSRAH09AAK | DLFSCAH09XAK | Singlezone Non-ducted, Ceiling Placement | 10000 | 6700 | 2.58 | 11870 | 1.94
KERR |  | 202110997 | HRCU-A-CB | A-KMH09SU-1 | B-KMH09DU-1 | Singlezone Ducted, "Compact Ducted" | 10000 | 7200 | 2.74 | 8343 | 2.07
KERR |  | 201866481 | HMSV-A-CB | A-KMH36QU-1 |  | Multizone All Non-ducted | 36000 | 23200 | 2.78 | 36037 | 1.96
KERR |  | 206221393 | HRCU-A-CB-O | A-KMH24SU-1A | B-KMH24SU-1A | Singlezone Non-ducted Wall Placement | 30000 | 19400 | 2.95 | 26000 | 2.07
KERR |  | 205747697 | HRCU-A-CB-O | A-KMH18SU-1A | B-KMH18SU-1A | Singlezone Non-ducted Wall Placement | 18000 | 10900 | 2.58 | 11178 | 2.02
KINGHOME |  | 205756438 | HRCU-A-CB | KU36UHO | KU24UHI | Singlezone Ducted, Centrally Ducted | 24000 | 16300 | 2.7 | 24000 | 2.1
KINGHOME |  | 10338836 | HRCU-A-CB-O | KW18HUCA4DO | KW18HUCA4DI | Singlezone Non-ducted Wall Placement | 19000 | 12700 | 2.5 | 19190 | 2.85
KINGHOME |  | 10333040 | HRCU-A-CB-O | KW18HQ2B8DO | KW18HQ2B8DI | Singlezone Non-ducted Wall Placement | 19800 | 12400 | 2.51 | 21500 | 2.03
KINGHOME |  | 10333037 | HRCU-A-CB-O | KW12HQ2B8DO | KW12HQ2B8DI | Singlezone Non-ducted Wall Placement | 13000 | 7100 | 2.81 | 8000 | 2.73
KINGHOME |  | 10338140 | HRCU-A-CB-O | KW24HQ2B8DO | KW24HQ2B8DI | Singlezone Non-ducted Wall Placement | 23000 | 14600 | 2.73 | 22553 | 2.07
KINGHOME |  | 10333036 | HRCU-A-CB-O | KW09HQ2B8DO | KW09HQ2B8DI | Singlezone Non-ducted Wall Placement | 11000 | 6800 | 2.66 | 12976 | 2.09
KINGHOME |  | 10338834 | HRCU-A-CB-O | KW09HUCA4DO | KW09HUCA4DI | Singlezone Non-ducted Wall Placement | 9000 | 5380 | 2.97 | 10500 | 2.05
KINGHOME |  | 10338835 | HRCU-A-CB-O | KW12HUCA4DO | KW12HUCA4DI | Singlezone Non-ducted Wall Placement | 13000 | 8500 | 2.62 | 10200 | 2.01
KINGHOME |  | 10338157 | HRCU-A-CB-O | KW09HTBA3DO | KW09HTBA3DI | Singlezone Non-ducted Wall Placement | 9800 | 5800 | 2.7 | 8000 | 2.13
KINGHOME |  | 10338158 | HRCU-A-CB-O | KW12HTBA3DO | KW12HTBA3DI | Singlezone Non-ducted Wall Placement | 13000 | 8000 | 3.13 | 8300 | 2.15
KINGHOME |  | 10338159 | HRCU-A-CB-O | KW18HTCA3DO | KW18HTCA3DI | Singlezone Non-ducted Wall Placement | 19000 | 12100 | 2.81 | 15400 | 1.97
LENNOX | ELITE XP20 SERIES | 205743190 | HRCU-A-CB | XP20-036-230B** | CR33-50/60+TDR+TXV | Singlezone Ducted, Centrally Ducted | 32000 | 20600 | 2.51 | 17200 | 2.1
LENNOX | ELITE XP20 SERIES | 205743191 | HRCU-A-CB | XP20-036-230B** | CR33-50/60+TDR+TXV | Singlezone Ducted, Centrally Ducted | 32000 | 20600 | 2.52 | 17200 | 2.1
LENNOX | ELITE XP20 SERIES | 206322100 | HRCU-A-CB | XP20-036-230B** | CR33-50/60+TDR+TXV | Singlezone Ducted, Centrally Ducted | 32000 | 20600 | 2.51 | 17200 | 2.1
LENNOX | ELITE XP20 SERIES | 206322101 | HRCU-A-CB | XP20-036-230B** | CR33-50/60+TDR+TXV | Singlezone Ducted, Centrally Ducted | 32000 | 20600 | 2.51 | 17200 | 2.1
LENNOX | ELITE XP20 SERIES | 206322102 | HRCU-A-CB | XP20-036-230B** | CR33-50/60+TDR+TXV | Singlezone Ducted, Centrally Ducted | 32000 | 20600 | 2.52 | 17200 | 2.1
LENNOX |  | 201771988 | HMSV-A-CB | MLA030S4M-1P |  | Multizone All Non-ducted | 28000 | 18000 | 2.75 | 28160 | 2.04
LENNOX |  | 203343587 | HMSV-A-CB | MPB030S4M-2P |  | Multizone All Non-ducted | 28000 | 17200 | 2.82 | 16820 | 1.95
LENNOX |  | 10058816 | HRCU-A-CB | MPB009S4S-1P | MMDA009S4-2P | Singlezone Ducted, "Compact Ducted" | 10000 | 6200 | 2.84 | 8071 | 2
LENNOX |  | 201771989 | HMSV-A-CB | MLA036S4M-1P |  | Multizone All Non-ducted | 36000 | 23200 | 2.78 | 36000 | 1.96
LENNOX |  | 201953307 | HRCU-A-CB | XP20-036-230A** | CBA38MV-042-230 | Singlezone Ducted, Centrally Ducted | 33000 | 21400 | 2.51 | 18600 | 2.16
LENNOX | DAVE LENNOX SIGNATURE XP25 SERIES | 202073556 | HRCU-A-CB | XP25-048-230-** | CBA38MV-060-230*+TDR | Singlezone Ducted, Centrally Ducted | 47000 | 30000 | 2.5 | 25200 | 2.1
LENNOX | DAVE LENNOX SIGNATURE XP25 SERIES | 201930688 | HRCU-A-CB | XP25-036-230-** | CBA38MV-042-230*+TDR | Singlezone Ducted, Centrally Ducted | 33800 | 21400 | 2.57 | 18600 | 2.11
LENNOX | ELITE XP20 SERIES | 201842145 | HRCU-A-CB | XP20-060-230A** | CBA38MV-060-230*+TDR | Singlezone Ducted, Centrally Ducted | 54500 | 36200 | 2.5 | 30800 | 2.17
LENNOX | ELITE XP20 SERIES | 8550434 | HRCU-A-CB | XP20-024-230A** | CR33-48B*+TDR+TXV | Singlezone Ducted, Centrally Ducted | 22000 | 14700 | 2.53 | 12300 | 2.11
LENNOX | ELITE XP20 SERIES | 8550433 | HRCU-A-CB | XP20-024-230A** | CR33-48B*+TDR+TXV | Singlezone Ducted, Centrally Ducted | 22000 | 14700 | 2.53 | 12300 | 2.11
LENNOX | ELITE XP20 SERIES | 8550432 | HRCU-A-CB | XP20-024-230A** | CR33-48B*+TDR+TXV | Singlezone Ducted, Centrally Ducted | 22000 | 14700 | 2.52 | 12300 | 2.1
LENNOX | ELITE XP20 SERIES | 201842143 | HRCU-A-CB | XP20-024-230A** | CBA38MV-030-230*+TDR | Singlezone Ducted, Centrally Ducted | 21600 | 14000 | 2.53 | 12400 | 2.2
LENNOX | ELITE XP20 SERIES | 201953305 | HRCU-A-CB | XP20-036-230A** | CBA38MV-042-230*+TDR | Singlezone Ducted, Centrally Ducted | 33000 | 21400 | 2.51 | 18600 | 2.16
LENNOX |  | 201796630 | HRCU-A-CB-O | MPB009S4S-1P | MWMA009S4-3P | Singlezone Non-ducted Wall Placement | 9800 | 5800 | 2.74 | 7990 | 1.98
LENNOX |  | 201796631 | HRCU-A-CB-O | MPB012S4S-1P | MWMA012S4-3P | Singlezone Non-ducted Wall Placement | 12000 | 7700 | 2.75 | 9134 | 1.94
LENNOX |  | 201796629 | HRCU-A-CB-O | MPB012S4S-1L | MWMB012S4-2L | Singlezone Non-ducted Wall Placement | 12000 | 7600 | 2.59 | 6885 | 2
LENNOX |  | 10058835 | HRCU-A-CB-O | MPB018S4S-1P | M22A018S4-2P | Singlezone Non-ducted Wall Placement | 18000 | 12000 | 2.77 | 9410 | 1.98
LENNOX |  | 10058834 | HRCU-A-CB-O | MPB018S4S-1P | M22A018S4-1P | Singlezone Non-ducted Wall Placement | 18000 | 12000 | 2.77 | 9410 | 1.98
LENNOX |  | 10058831 | HRCU-A-CB-O | MPB009S4S-1P | M22A009S4-2P | Singlezone Non-ducted Wall Placement | 10000 | 5800 | 2.66 | 7878 | 1.97
LENNOX |  | 10058830 | HRCU-A-CB-O | MPB009S4S-1P | M22A009S4-1P | Singlezone Non-ducted Wall Placement | 10000 | 5800 | 2.66 | 7878 | 1.97
LENNOX |  | 10058827 | HRCU-A-CB-O | MPB024S4S-1P | MCFA024S4-2P | Singlezone Non-ducted Wall Placement | 24000 | 15000 | 2.85 | 17705 | 2.02
LENNOX |  | 10058826 | HRCU-A-CB-O | MPB024S4S-1P | MCFA024S4-1P | Singlezone Non-ducted Wall Placement | 24000 | 15000 | 2.85 | 17705 | 2.02
LENNOX |  | 10058825 | HRCU-A-CB-O | MPB018S4S-1P | MCFB018S4-2P | Singlezone Non-ducted Wall Placement | 18000 | 12000 | 2.71 | 10274 | 2.11
LENNOX |  | 10056176 | HRCU-A-CB-O | MPB024S4S-1P | MWMA024S4-2P | Singlezone Non-ducted Wall Placement | 25000 | 15300 | 2.7 | 18099 | 2.07
LENNOX |  | 10056175 | HRCU-A-CB-O | MPB024S4S-1P | MWMA024S4-1P | Singlezone Non-ducted Wall Placement | 25000 | 15300 | 2.7 | 18099 | 2.07
LENNOX |  | 10056172 | HRCU-A-CB-O | MPB012S4S-1P | MWMA012S4-2P | Singlezone Non-ducted Wall Placement | 12000 | 7700 | 2.75 | 9134 | 1.94
LENNOX |  | 10056174 | HRCU-A-CB-O | MPB018S4S-1P | MWMA018S4-2P | Singlezone Non-ducted Wall Placement | 18000 | 11400 | 2.72 | 11178 | 2.02
LENNOX |  | 10056173 | HRCU-A-CB-O | MPB018S4S-1P | MWMA018S4-1P | Singlezone Non-ducted Wall Placement | 18000 | 11400 | 2.72 | 11178 | 2.02
LENNOX |  | 10056171 | HRCU-A-CB-O | MPB012S4S-1P | MWMA012S4-1P | Singlezone Non-ducted Wall Placement | 12000 | 7700 | 2.75 | 9134 | 1.94
LENNOX |  | 10056170 | HRCU-A-CB-O | MPB009S4S-1P | MWMA009S4-2P | Singlezone Non-ducted Wall Placement | 9800 | 5800 | 2.74 | 7990 | 1.98
LENNOX |  | 10056168 | HRCU-A-CB-O | MPB012S4S-1L | MWMB012S4-1L | Singlezone Non-ducted Wall Placement | 12000 | 7600 | 2.59 | 6885 | 2
LENNOX |  | 10056169 | HRCU-A-CB-O | MPB009S4S-1P | MWMA009S4-1P | Singlezone Non-ducted Wall Placement | 9800 | 5800 | 2.74 | 7990 | 1.98
LENNOX |  | 9920055 | HMSV-A-CB | MLA036S4M-1P |  | Multizone All Non-ducted | 36000 | 23200 | 2.78 | 36000 | 1.96
LENNOX |  | 201796628 | HRCU-A-CB-O | MPB009S4S-1L | MWMB009S4-2L | Singlezone Non-ducted Wall Placement | 11000 | 6500 | 2.8 | 6776 | 1.95
LG |  | 206221544 | HMSV-A-CB | LMU240HV |  | Multizone All Non-ducted | 24600 | 15200 | 2.89 | 18000 | 2.42
LG |  | 206221551 | HMSV-A-CB | LMU240HV |  | Multizone All Ducted | 23000 | 14500 | 2.64 | 17700 | 2.36
LG | LG | 206221552 | HMSV-A-CB | LMU240HV |  | Multizone Mix of Non-ducted and Ducted | 23800 | 14800 | 2.75 | 17850 | 2.39
LG |  | 206221543 | HMSR-A-CB | LMU180HV |  | Multizone All Non-ducted | 22000 | 14500 | 2.66 | 17700 | 2.3
LG |  | 206221550 | HMSV-A-CB | LMU180HV |  | Multizone Mix of Non-ducted and Ducted | 21000 | 13700 | 2.56 | 17450 | 2.26
LG |  | 205788771 | HRCU-A-CB-O | LUU480HHV | LCN489HV | Singlezone Non-ducted, Ceiling Placement | 52000 | 32600 | 2.99 | 52000 | 2.22
LG |  | 205788770 | HRCU-A-CB | LUU420HHV | LHN428HV | Singlezone Ducted, "Compact Ducted" | 48000 | 28400 | 2.92 | 48000 | 2.04
LG |  | 205788766 | HRCU-A-CB | LUU180HHV | LDN187HV4 | Singlezone Ducted, "Compact Ducted" | 20000 | 12200 | 2.52 | 20000 | 3.29
LG |  | 205788777 | HRCU-A-CB | LUU480HHV | LVN480HV | Singlezone Ducted, Centrally Ducted | 50000 | 30800 | 2.84 | 50000 | 2.11
LG |  | 205788776 | HRCU-A-CB | LUU420HHV | LVN420HV | Singlezone Ducted, Centrally Ducted | 48000 | 29200 | 2.88 | 48000 | 2.04
LG |  | 205788765 | HRCU-A-CB-O | LUU420HHV | LCN429HV | Singlezone Non-ducted, Ceiling Placement | 48000 | 29200 | 3.1 | 48000 | 2.04
LG |  | 205788772 | HRCU-A-CB | LUU480HHV | LHN488HV | Singlezone Ducted, "Compact Ducted" | 50000 | 31600 | 2.92 | 50000 | 2.17
LG | Prestige (Canada) | 6233140 | HRCU-A-CB-O | LAU120HYV | LAN120HYV | Singlezone Non-ducted Wall Placement | 13600 | 8400 | 3.57 | 13720 | 2.74
LG |  | 203381517 | HRCU-A-CB-O | LUU127HV | LCN128HV4 | Singlezone Non-ducted, Ceiling Placement | 14000 | 9100 | 2.72 | 10500 | 1.91
LG |  | 203161150 | HRCU-A-CB-O | LUU249HV | LCN248HV | Singlezone Non-ducted, Ceiling Placement | 27000 | 17500 | 2.73 | 23600 | 2
LG |  | 10516997 | HMSV-A-CB | LMU240HHV |  | Multizone Mix of Non-ducted and Ducted | 25000 | 16300 | 2.54 | 25000 | 2
LG | LGRED | 204825178 | HRCU-A-CB-O | LAU120HYV3 | LAN120HYV3 | Singlezone Non-ducted Wall Placement | 13600 | 8300 | 3.12 | 13600 | 2.91
LG | LGRED | 204825177 | HRCU-A-CB-O | LAU090HYV3 | LAN090HYV3 | Singlezone Non-ducted Wall Placement | 11000 | 6700 | 3.44 | 11000 | 3.13
LG | LG | 10570123 | HRCU-A-CB-O | LSU120HSV5 | LSN120HSV5 | Singlezone Non-ducted Wall Placement | 13600 | 8200 | 2.79 | 11930 | 2.38
LG |  | 10443472 | HMSV-A-CB | LMU360HHV |  | Multizone All Non-ducted | 41000 | 28000 | 2.9 | 41000 | 2.11
LG | LG | 10567391 | HRCU-A-CB-O | LSU180HSV5 | LSN180HSV5 | Singlezone Non-ducted Wall Placement | 21600 | 13250 | 2.77 | 19300 | 2.28
LG | LG | 10567390 | HRCU-A-CB-O | LSU180HSV5 | LAN180HSV5 | Singlezone Non-ducted Wall Placement | 21600 | 13250 | 2.77 | 19300 | 2.28
LG | LG | 10567394 | HRCU-A-CB-O | LSU090HSV5 | LSN090HSV5 | Singlezone Non-ducted Wall Placement | 10900 | 6600 | 3.39 | 9570 | 2.8
LG | LG | 10570122 | HRCU-A-CB-O | LSU120HSV5 | LAN120HSV5 | Singlezone Non-ducted Wall Placement | 13600 | 8350 | 2.85 | 11930 | 2.38
LG | LG | 10567393 | HRCU-A-CB-O | LSU090HSV5 | LAN090HSV5 | Singlezone Non-ducted Wall Placement | 10900 | 6690 | 3.44 | 9570 | 2.8
LG |  | 8584526 | HRCU-A-CB-O | LAU240HYV1 | LAN240HYV1 | Singlezone Non-ducted Wall Placement | 27000 | 17200 | 2.8 | 23690 | 2.24
LG |  | 7947563 | HRCU-A-CB-O | LAU090HYV1 | LAN090HYV1 | Singlezone Non-ducted Wall Placement | 11000 | 6750 | 3.47 | 11220 | 2.88
LG |  | 9680935 | HRCU-A-CB-O | LAU150HYV2 | LAN150HYV2 | Singlezone Non-ducted Wall Placement | 18000 | 11000 | 2.88 | 18940 | 2.57
LG |  | 10445111 | HMSV-A-CB | LMU360HHV |  | Multizone Mix of Non-ducted and Ducted | 40500 | 27500 | 2.68 | 40500 | 2.06
LG |  | 10443475 | HMSV-A-CB | LMU360HHV |  | Multizone All Ducted | 40000 | 27000 | 2.5 | 40000 | 2.01
LG |  | 10445374 | HMSV-A-CB | LMU240HHV |  | Multizone All Non-ducted | 26000 | 17400 | 2.8 | 26000 | 2.1
LG |  | 10445376 | HMSV-A-CB | LMU300HHV |  | Multizone All Non-ducted | 28600 | 18900 | 2.8 | 28600 | 2.16
LG |  | 8111358 | HMSV-A-CB | LMU480HV |  | Multizone All Non-ducted | 54000 | 34080 | 3.31 | 38900 | 2.52
LG |  | 10443474 | HMSV-A-CB | LMU420HHV |  | Multizone All Ducted | 45000 | 29000 | 2.71 | 45000 | 2.07
LG |  | 10444103 | HMSV-A-CB | LMU420HHV |  | Multizone Mix of Non-ducted and Ducted | 45000 | 29000 | 2.75 | 45000 | 2.11
LG |  | 8111355 | HMSV-A-CB | LMU30CHV |  | Multizone All Non-ducted | 32000 | 19600 | 2.74 | 20622 | 2.5
LG |  | 7184507 | HMSV-A-CB | LMU24CHV |  | Multizone Mix of Non-ducted and Ducted | 23250 | 14250 | 2.59 | 14109 | 2.43
LG |  | 8584525 | HRCU-A-CB-O | LAU180HYV1 | LAN180HYV1 | Singlezone Non-ducted Wall Placement | 22000 | 13000 | 2.78 | 19300 | 2.37
LG |  | 9680934 | HRCU-A-CB-O | LAU180HYV2 | LAN180HYV2 | Singlezone Non-ducted Wall Placement | 22000 | 13500 | 2.75 | 22600 | 2.37
LG |  | 7180063 | HMSV-A-CB | LMU36CHV |  | Multizone All Non-ducted | 36000 | 20000 | 2.62 | 22057 | 2.49
LG |  | 203161351 | HRCU-A-CB | LUU189HV | LVN181HV4 | Singlezone Ducted, Centrally Ducted | 20000 | 13000 | 2.7 | 20500 | 1.94
LG |  | 203381526 | HRCU-A-CB-O | LUU097HV | LCN098HV4 | Singlezone Non-ducted, Ceiling Placement | 11000 | 7000 | 2.93 | 8250 | 2.1
LG |  | 9122552 | HRCU-A-CB-O | LSU243HLV | LSN243HLV | Singlezone Non-ducted Wall Placement | 27000 | 17900 | 2.79 | 23690 | 2.07
LG |  | 7180062 | HMSV-A-CB | LMU24CHV |  | Multizone All Non-ducted | 24000 | 14500 | 2.72 | 14595 | 2.59
LG |  | 8931559 | HRCU-A-CB | LUU127HV | LDN127HV4 | Singlezone Ducted, "Compact Ducted" | 16000 | 10000 | 2.71 | 12000 | 1.95
LG |  | 10570124 | HRCU-A-CB-O | LGU121HSV3 | LGN121HSV3 | Singlezone Non-ducted Wall Placement | 13600 | 8200 | 2.79 | 11930 | 2.38
LG |  | 7484109 | HRCU-A-CB-O | LSU090HSV4 | LAN090HSV4 | Singlezone Non-ducted Wall Placement | 10800 | 6600 | 3.45 | 9570 | 2.8
LG |  | 5859619 | HRCU-A-CB-O | LUU187HV | LCN187HV | Singlezone Non-ducted, Ceiling Placement | 20000 | 12500 | 2.88 | 11271 | 2.25
LG |  | 10399150 | HRCU-A-CB | LUU368HV | LVN360HV4 | Singlezone Ducted, Centrally Ducted | 40000 | 25600 | 2.73 | 30000 | 2
LG |  | 10443471 | HMSV-A-CB | LMU420HHV |  | Multizone All Non-ducted | 45000 | 29000 | 2.8 | 45000 | 2.15
LG | LONG PIPE | 204825182 | HRCU-A-CB-O | LSU243HLV3 | LSN243HLV3 | Singlezone Non-ducted Wall Placement | 26000 | 15800 | 2.66 | 23700 | 2.24
LG | LGRED | 204825179 | HRCU-A-CB-O | LAU150HYV3 | LAN150HYV3 | Singlezone Non-ducted Wall Placement | 18000 | 10900 | 3.51 | 18950 | 2.55
LG | LGRED | 204825180 | HRCU-A-CB-O | LAU180HYV3 | LAN180HYV3 | Singlezone Non-ducted Wall Placement | 21600 | 13100 | 3.1 | 21540 | 2.44
LG | LGRED | 204825181 | HRCU-A-CB-O | LAU240HYV3 | LAN240HYV3 | Singlezone Non-ducted Wall Placement | 26000 | 15800 | 2.66 | 23700 | 2.24
LUXAIRE |  | 10309107 | HRCU-A-CB | HL20B4821 | CM50DE3A1+MVC20DN21 | Singlezone Ducted, Centrally Ducted | 58000 | 42500 | 2.56 | 34000 | 2.51
MAXI AIR |  | 203238010 | HRCU-A-CB-O | YS21F-18HRDN1 | YS21F-18HRDN1 | Singlezone Non-ducted Wall Placement | 18000 | 10400 | 2.72 | 10953 | 1.9
MAX-R |  | 205982980 | HRCU-A-CB-O | MAX-R 18K35 GR38 (OUT) | MAX-R 18K35 GR38 (INT) | Singlezone Non-ducted Wall Placement | 18000 | 14200 | 2.87 | 21500 | 2.03
MAX-R |  | 205982979 | HRCU-A-CB-O | MAX-R 12K35 GR38 (OUT) | MAX-R 12K35 GR38 (INT) | Singlezone Non-ducted Wall Placement | 12200 | 8100 | 2.86 | 13000 | 2.08
MAX-R |  | 205982977 | HRCU-A-CB-O | MAX-R 12K30 GR23 (OUT) | MAX-R 12K30 GR23 (INT) | Singlezone Non-ducted Wall Placement | 13000 | 7100 | 2.6 | 9065 | 2.04
MAX-R |  | 204012251 | HMSV-A-CB | MAX-R(MZ)36K30 |  | Multizone All Non-ducted | 36000 | 23200 | 2.78 | 36037 | 1.96
MAYTAG | MAYTAG PSH1BG SERIES | 10296737 | HRCU-A-CB | PSH1BG4CVRX36K | C6B(A,H)-X36(C,U)-C | Singlezone Ducted, Centrally Ducted | 34200 | 21800 | 2.66 | 20250 | 2.28
MAYTAG | MAYTAG PSH1BG SERIES | 10296736 | HRCU-A-CB | PSH1BG4CVRX36K | C6B(A,H)-X36(C,U)-B | Singlezone Ducted, Centrally Ducted | 34400 | 21800 | 2.66 | 20150 | 2.27
MAYTAG | MAYTAG PSH1BG SERIES | 10296731 | HRCU-A-CB | PSH1BG4CVRX24K | C6B(A,H)-X26(C,U)-B | Singlezone Ducted, Centrally Ducted | 22400 | 14200 | 2.77 | 12650 | 2.12
MAYTAG | MAYTAG PSH1BG SERIES | 10296730 | HRCU-A-CB | PSH1BG4CVRX24K | C6B(A,H)-X26(C,U)-B | Singlezone Ducted, Centrally Ducted | 22200 | 14100 | 2.58 | 12800 | 2.03
MAYTAG | MAYTAG PSH1BG SERIES | 10296733 | HRCU-A-CB | PSH1BG4CVRX36K | B6VMAX36K-B | Singlezone Ducted, Centrally Ducted | 34400 | 21800 | 2.66 | 20150 | 2.27
MAYTAG | MAYTAG PSH1BG SERIES | 10296728 | HRCU-A-CB | PSH1BG4CVRX24K | B6VMAX24K-B | Singlezone Ducted, Centrally Ducted | 22400 | 14200 | 2.77 | 12650 | 2.12
MAYTAG | MAYTAG PSH1BG SERIES | 10296742 | HRCU-A-CB | PSH1BG4CVRX48K | C6B(A,H)-X48(C,U)-C | Singlezone Ducted, Centrally Ducted | 44000 | 27800 | 2.63 | 27550 | 2.21
MAYTAG | MAYTAG PSH1BG SERIES | 10296739 | HRCU-A-CB | PSH1BG4CVRX48K | B6VMAX48K-C | Singlezone Ducted, Centrally Ducted | 44000 | 27800 | 2.63 | 27550 | 2.21
MDV |  | 206330124 | HRCU-A-CB | MOX230-12HFN1-MV5W | MTIU-12HWFN1-M | Singlezone Ducted, "Compact Ducted" | 12000 | 8300 | 2.8 | 10460 | 2.51
MDV |  | 206330121 | HRCU-A-CB | MOX230-09HFN1-MW5W | MTIU-09HWFN1-M | Singlezone Ducted, "Compact Ducted" | 10000 | 6300 | 2.88 | 7630 | 2.17
MDV |  | 206330119 | HRCU-A-CB-O | MOX230-12HFN1-MV5W | MCA3U-12HRFN1-M(C) | Singlezone Non-ducted, Ceiling Placement | 12000 | 7800 | 2.86 | 8120 | 2.22
MDV |  | 205993845 | HRCU-A-CB-O | MOX330-09HFN1-MY5W | MSEPB-09HRFN1-MY5W(GA) | Singlezone Non-ducted Wall Placement | 11800 | 7500 | 3.01 | 11109 | 1.97
MDV |  | 205993844 | HRCU-A-CB-O | MOX230-12HFN1-BW0W | MSEPB-12HRFN1-BW0W | Singlezone Non-ducted Wall Placement | 12100 | 7400 | 2.68 | 7094 | 2.19
MDV |  | 205993852 | HRCU-A-CB-O | MOX330-09HFN1-MY5W | CS11M-09HRFN1-MX0W(A) | Singlezone Non-ducted Wall Placement | 11500 | 7100 | 2.85 | 9898 | 1.9
MDV |  | 205993851 | HRCU-A-CB-O | MOX230-12HFN1-BW0W | MS11M-12HRFN1-BV0W | Singlezone Non-ducted Wall Placement | 12400 | 6800 | 2.55 | 5688 | 2.01
MDV |  | 206369560 | HRCU-A-CB-O | MOX430-18HFN1-MT8W | MSEPC-18HRFN1-MU0W | Singlezone Non-ducted Wall Placement | 19000 | 12700 | 2.55 | 12388 | 2.24
MDV |  | 206361865 | HRCU-A-CB-O | MOX230-09HFN1-MW5W | MSAG11B-09HRFN1-MV8W(GA) | Singlezone Non-ducted Wall Placement | 10000 | 6100 | 2.98 | 8564 | 2.22
MDV |  | 206369511 | HRCU-A-CB-O | MOX230-09HFN1-MT0W | MSAG11A-09HRFN1-MT0W | Singlezone Non-ducted Wall Placement | 10000 | 6000 | 2.51 | 6933 | 1.97
MDV |  | 206369559 | HRCU-A-CB-O | MOX230-12HFN1-MV5W | MSEPB-12HRFN1-MW5W(GA) | Singlezone Non-ducted Wall Placement | 12000 | 8000 | 2.86 | 8981 | 2.19
MDV |  | 206369561 | HRCU-A-CB-O | MOD33-24HFN1-MT0W | MSEPD-24HRFN1-MU0W | Singlezone Non-ducted Wall Placement | 25000 | 14200 | 2.7 | 17500 | 2.04
MDV |  | 206369558 | HRCU-A-CB-O | MOX230-09HFN1-MW5W | MSEPB-09HRFN1-MY5W(GA) | Singlezone Non-ducted Wall Placement | 10000 | 6100 | 2.98 | 8581 | 2.19
MDV |  | 206361864 | HRCU-A-CB-O | MOX230-12HFN1-BW0W | MSAG11B-12HRFN1-BU5W | Singlezone Non-ducted Wall Placement | 12000 | 8200 | 2.86 | 6858 | 2.07
MDV |  | 206361866 | HRCU-A-CB-O | MOX230-12HFN1-MV5W | MSAG11B-12HRFN1-MV0W(GA) | Singlezone Non-ducted Wall Placement | 12000 | 8000 | 2.86 | 7697 | 2.03
MDV |  | 206361859 | HRCU-A-CB-O | MOX430-18HFN1-MT8W | MSAG11D-18HRFN1-MT8W | Singlezone Non-ducted Wall Placement | 18000 | 11900 | 2.56 | 12829 | 2.35
MDV |  | 206361867 | HRCU-A-CB-O | MOD33-24HFN1-MT0W | MSAG11D-23HRFN1-MU0W | Singlezone Non-ducted Wall Placement | 26000 | 16800 | 2.61 | 19542 | 2.22
MDV |  | 205823026 | HRCU-A-CB | MOE30U-32HFN1-M-[X] | MTI-32HWFN1-M | Singlezone Ducted, "Compact Ducted" | 38000 | 25000 | 2.88 | 49282 | 2.19
MDV |  | 205746254 | HRCU-A-CB-O | MOX430-17HFN1-MT0W | CS11M-18HRFN1-MT0W | Singlezone Non-ducted Wall Placement | 18000 | 10900 | 2.58 | 11178 | 2.02
MDV |  | 205746255 | HRCU-A-CB-O | MOD30-24HFN1-MU0W | CS11M-23HRFN1-MT0W | Singlezone Non-ducted Wall Placement | 30000 | 19400 | 2.95 | 26000 | 2.07
MDV |  | 8740675 | HRCU-A-CB-O | MOD31-24HFN1-MT0W | MUEU-24HRFN1-M(C) | Singlezone Non-ducted, Floor Placement | 24000 | 15000 | 2.85 | 17817 | 1.9
MDV |  | 8856676 | HMSV-A-CB | M3OF-27HFN1-M |  | Multizone All Non-ducted | 28000 | 17200 | 2.8 | 17040 | 1.97
MDV |  | 8856675 | HMSV-A-CB | M2OF-18HFN1-M |  | Multizone All Non-ducted | 19000 | 12000 | 2.79 | 10205 | 1.97
MDV |  | 200059299 | HRCU-A-CB | MOD31-24HFN1-MT0W | MTIU-24HWFN1-M | Singlezone Ducted, "Compact Ducted" | 24400 | 16000 | 2.69 | 18533 | 2.04
MDV |  | 200059283 | HRCU-A-CB-O | MOCA30-12HFN1-MZ50W | MSOP1B-12HRFN1-MZ50W | Singlezone Non-ducted Wall Placement | 12000 | 6800 | 2.62 | 13873 | 2.03
MDV |  | 200059281 | HRCU-A-CB-O | MOCA30-09HFN1-MZA5W | MSOP1B-09HRFN1-MZA5W | Singlezone Non-ducted Wall Placement | 10000 | 7200 | 2.78 | 13047 | 1.91
MDV |  | 8779182 | HRCU-A-CB-O | MOB01-12HFN1-BT0W | MSMBB-12HRFN1-BT0W | Singlezone Non-ducted Wall Placement | 11800 | 7100 | 2.54 | 6192 | 1.99
MDV |  | 8719215 | HRCU-A-CB-O | MOCA31-18HFN1-MT0W | MSABE-18HRFN1-MT0W | Singlezone Non-ducted Wall Placement | 18000 | 10400 | 2.72 | 10953 | 1.9
MDV |  | 8688148 | HRCU-A-CB-O | MOBA30-09HFN1-MT0W | MSABB-09HRFN1-MT0W | Singlezone Non-ducted Wall Placement | 9800 | 6400 | 2.76 | 7801 | 1.91
MDV |  | 202415590 | HRCU-A-CB-O | MOD30-22HFN1-MW5W | MSAB2F-22HRFN1-MW5W | Singlezone Non-ducted Wall Placement | 24000 | 15400 | 3.01 | 25624 | 2.1
MDV |  | 202415591 | HRCU-A-CB-O | MOD30-18HFN1-MZ22W | MSAB2F-18HRFN1-MZ22W | Singlezone Non-ducted Wall Placement | 18000 | 12300 | 3.19 | 17920 | 2.13
MDV |  | 8740674 | HRCU-A-CB-O | MOD31-24HFN1-MT0W | MCDU-24HRFN1-M(C) | Singlezone Non-ducted, Ceiling Placement | 24400 | 15800 | 2.56 | 16933 | 1.95
MDV |  | 9101401 | HRCU-A-CB-O | MOBA30-09HFN1-MT0W | CS11M-09HRFN1-MX0W(A) | Singlezone Non-ducted Wall Placement | 9800 | 5800 | 2.74 | 7989 | 2
MDV |  | 9101403 | HRCU-A-CB-O | MOCA31-18HFN1-MT0W | CS11M-18HRFN1-MT0W | Singlezone Non-ducted Wall Placement | 18000 | 11400 | 2.72 | 11178 | 2.02
MDV |  | 8994415 | HMSV-A-CB | M4OH-36HFN1-M |  | Multizone All Non-ducted | 36000 | 23200 | 2.78 | 36037 | 1.96
MDV |  | 8740672 | HRCU-A-CB-O | MOCA31-18HFN1-MT0W | MUEU-18HRFN1-M(C) | Singlezone Non-ducted, Floor Placement | 18000 | 12000 | 2.71 | 10508 | 1.94
MDV |  | 200059297 | HRCU-A-CB | MOCA31-18HFN1-MT0W | MTIU-18HWFN1-M | Singlezone Ducted, "Compact Ducted" | 18000 | 12000 | 2.61 | 10352 | 1.96
MDV |  | 8739928 | HRCU-A-CB-O | MOB30-12HFN1-MT0W | CCA3U-12HRFN1-M(C) | Singlezone Non-ducted, Ceiling Placement | 12000 | 7500 | 2.68 | 7332 | 2.11
MDV |  | 200059289 | HRCU-A-CB | MOB30-09HFN1-MX0W | MTIU-09HWFN1-M | Singlezone Ducted, "Compact Ducted" | 10000 | 7200 | 2.74 | 8343 | 2.07
MIDEA | Excel | 205962795 | HRCU-A-CB | 38MAQB24R--3 | 40MBAAQ24XA3 | Singlezone Ducted, Centrally Ducted | 29000 | 17500 | 2.56 | 26970 | 1.91
MIDEA | Advantage | 205921378 | HRCU-A-CB | DLCSRAH24AAK | DLFSAAH24XAK | Singlezone Ducted, Centrally Ducted | 29000 | 17500 | 2.56 | 26970 | 1.91
MIDEA |  | 9006310 | HMSV-A-CB | M2OF-18HFN1-M |  | Multizone All Non-ducted | 19000 | 12000 | 2.79 | 10205 | 1.97
MIDEA |  | 9006311 | HMSV-A-CB | M3OF-27HFN1-M |  | Multizone All Non-ducted | 28000 | 17200 | 2.8 | 17040 | 1.97
MIDEA | Excel | 201846989 | HRCU-A-CB-O | 38MAQB12R--3 | DHMSHAQ12XA3 | Singlezone Non-ducted Wall Placement | 12000 | 7800 | 2.66 | 12010 | 1.98
MIDEA | Max | 202463655 | HRCU-A-CB-O | DLCPRAH24AAK | DLFPHAH24XAK | Singlezone Non-ducted Wall Placement | 24000 | 15450 | 3 | 24000 | 2
MIDEA | Max | 202463654 | HRCU-A-CB-O | DLCPRAH18AAK | DLFPHAH18XAK | Singlezone Non-ducted Wall Placement | 18000 | 12300 | 3.19 | 18000 | 2
MIDEA | Elevate | 202463641 | HRCU-A-CB-O | 38MPRAQ24AA3 | DHMPHAQ24XA3 | Singlezone Non-ducted Wall Placement | 24000 | 15450 | 3 | 24000 | 2
MIDEA | Elevate | 202463640 | HRCU-A-CB-O | 38MPRAQ18AA3 | DHMPHAQ18XA3 | Singlezone Non-ducted Wall Placement | 18000 | 12300 | 3.19 | 18000 | 2
MIDEA |  | 201753970 | HRCU-A-CB-O | 38MPRAQ09AA3 | DHMPHAQ09XA3 | Singlezone Non-ducted Wall Placement | 10000 | 7200 | 2.78 | 13000 | 2.01
MIDEA |  | 201753971 | HRCU-A-CB-O | 38MPRAQ12AA3 | DHMPHAQ12XA3 | Singlezone Non-ducted Wall Placement | 12000 | 6800 | 2.66 | 13887 | 2
MIDEA |  | 201796612 | HRCU-A-CB | DLCSRAH24AAK | DLFSDAH24XAK | Singlezone Ducted, "Compact Ducted" | 24000 | 17400 | 2.96 | 30000 | 1.93
MIDEA |  | 201756546 | HRCU-A-CB-O | DLCSRAH12AAJ | DLFSHAH12XAJ | Singlezone Non-ducted Wall Placement | 11800 | 7100 | 2.57 | 7800 | 2.01
MIDEA |  | 201753972 | HRCU-A-CB-O | DLCPRAH09AAK | DLFPHAH09XAK | Singlezone Non-ducted Wall Placement | 10000 | 7200 | 2.78 | 13047 | 1.97
MIDEA | Advantage | 201756547 | HRCU-A-CB-O | DLCSRAH09AAK | DLFSHAH09XAK | Singlezone Non-ducted Wall Placement | 12000 | 7500 | 2.65 | 9840 | 2.1
MIDEA | Excel | 201846987 | HRCU-A-CB-O | 38MAQB12R--1 | DHMSHAQ12XA1 | Singlezone Non-ducted Wall Placement | 12000 | 7600 | 2.59 | 6490 | 1.94
MIDEA | Mid-tier | 201796611 | HRCU-A-CB-O | DLCSRAH18AAK | DLFSCAH18XAK | Singlezone Non-ducted, Ceiling Placement | 18000 | 12000 | 2.59 | 15710 | 2.4
MIDEA | Mid-tier | 201796606 | HRCU-A-CB-O | DLCSRAH09AAK | DLFSCAH09XAK | Singlezone Non-ducted, Ceiling Placement | 10000 | 6700 | 2.58 | 11870 | 1.94
MIDEA | Excel | 201847005 | HMSV-A-CB | 38MGRQ48E--3 |  | Multizone All Non-ducted | 48000 | 29600 | 2.7 | 36340 | 1.98
MIDEA | Excel | 201847004 | HMSV-A-CB | 38MGRQ36D--3 |  | Multizone All Non-ducted | 36000 | 23200 | 2.78 | 36080 | 1.96
MIDEA | Excel | 204722815 | HMSV-A-CB | 38MGRQ30D--3 |  | Multizone All Non-ducted | 28000 | 17400 | 2.79 | 28220 | 2.04
MIDEA | Excel | 201847001 | HMSV-A-CB | 38MGRQ18B--3 |  | Multizone All Non-ducted | 19000 | 12000 | 2.79 | 13990 | 2.15
Mitsubishi Electric | M-Series | 201754299 | HRCU-A-CB-O | MUZ-FH12NAH | MSZ-FH12NA** | Singlezone Non-ducted Wall Placement | 13600 | 8100 | 2.83 | 13600 | 2.07
Mitsubishi Electric | S-Series | 204834270 | HMSV-A-CB-O | PUMY-P36NKMU3 |  | Multizone All Non-ducted | 42000 | 26400 | 2.56 | 29000 | 2.2
Mitsubishi Electric | S-Series | 204834276 | HMSV-A-CB-O | PUMY-P60NKMU3 |  | Multizone All Non-ducted | 66000 | 41500 | 2.63 | 57000 | 2
Mitsubishi Electric | P-Series H2i | 204276762 | HRCU-A-CB-O | PUZ-HA24NHA | PCA-A24KA7 | Singlezone Non-ducted, Ceiling Placement | 26000 | 17700 | 2.63 | 26000 | 1.9
Mitsubishi Electric | P-Series H2i | 204276538 | HRCU-A-CB-O | PUZ-HA24NHA | PLA-A24EA7 | Singlezone Non-ducted, Ceiling Placement | 26000 | 17300 | 3.09 | 26000 | 2.01
Mitsubishi Electric | M-Series H2i | 204834292 | HMSV-A-CB-O | MXZ-4C36NAHZ2 |  | Multizone All Non-ducted | 45000 | 30000 | 2.85 | 45000 | 2
Mitsubishi Electric | M-Series H2i | 204834294 | HMSV-A-CB-O | MXZ-5C42NAHZ2 |  | Multizone All Non-ducted | 48000 | 32000 | 2.8 | 48000 | 2
Mitsubishi Electric | M-Series H2i | 204834293 | HMSV-A-CB | MXZ-4C36NAHZ2 |  | Multizone All Ducted | 45000 | 34000 | 2.59 | 45000 | 2
Mitsubishi Electric | M-Series H2i | 204926512 | HMSV-A-CB | MXZ-4C36NAHZ2 |  | Multizone Mix of Non-ducted and Ducted | 45000 | 32000 | 2.69 | 45000 | 2
Mitsubishi Electric | S-Series | 202412084 | HMSV-A-CB | PUMY-P36NKMU2 |  | Multizone All Non-ducted | 42000 | 26400 | 2.56 | 29000 | 2.2
Mitsubishi Electric | S-Series | 202412089 | HMSV-A-CB | PUMY-P60NKMU2 |  | Multizone All Non-ducted | 66000 | 41500 | 2.63 | 57000 | 2
Mitsubishi Electric | M-Series | 201754425 | HRCU-A-CB-O | MUZ-FE09NAH | MSZ-FE09NA | Singlezone Non-ducted Wall Placement | 10900 | 6700 | 2.93 | 11200 | 2.06
Mitsubishi Electric | M-Series | 201754295 | HRCU-A-CB-O | MUZ-FE12NAH | MSZ-FE12NA** | Singlezone Non-ducted Wall Placement | 13600 | 7800 | 2.72 | 12500 | 2.3
Mitsubishi Electric | M-Series | 201754308 | HRCU-A-CB-O | MUZ-GE15NAH2 | MSZ-GE15NA | Singlezone Non-ducted Wall Placement | 18000 | 11300 | 2.88 | 12560 | 2.07
Mitsubishi Electric | M-Series | 201754305 | HRCU-A-CB-O | MUZ-GE12NAH2 | MSZ-GE12NA | Singlezone Non-ducted Wall Placement | 14400 | 8800 | 2.87 | 9080 | 2.22
Mitsubishi Electric | M-Series | 201754646 | HRCU-A-CB-O | MUZ-GE09NAH2 | MSZ-GE09NA | Singlezone Non-ducted Wall Placement | 10900 | 6600 | 2.76 | 7130 | 2.03
Mitsubishi Electric | M-Series H2i | 204627044 | HRCU-A-CB | SUZ-KA12NAHZ | PEAD-A12AA | Singlezone Ducted, "Compact Ducted" | 15000 | 9000 | 2.72 | 15000 | 2.09
Mitsubishi Electric | P-Series H2i | 204276761 | HRCU-A-CB-O | PUZ-HA24NHA | PKA-A24KA7 | Singlezone Non-ducted Wall Placement | 26000 | 17200 | 2.75 | 26000 | 2
Mitsubishi Electric | M-Series H2i | 204627020 | HRCU-A-CB | SUZ-KA12NAHZ | SEZ-KD12NA4 | Singlezone Ducted, "Compact Ducted" | 15000 | 9000 | 2.56 | 15000 | 2.2
Mitsubishi Electric | M-Series | 202392035 | HRCU-A-CB-O | SUZ-KA09NAH2 | MLZ-KP09NA | Singlezone Non-ducted, Ceiling Placement | 12000 | 7700 | 2.72 | 6100 | 2.52
Mitsubishi Electric | M-Series | 202392027 | HRCU-A-CB | SUZ-KA09NA2 | SEZ-KD09NA | Singlezone Ducted, "Compact Ducted" | 12000 | 7600 | 2.53 | 6000 | 2.44
Mitsubishi Electric | M-Series | 202392018 | HRCU-A-CB-O | SUZ-KA09NA2 | MLZ-KP09NA | Singlezone Non-ducted, Ceiling Placement | 12000 | 7700 | 3.22 | 6100 | 3.08
Mitsubishi Electric | M-Series | 201849577 | HRCU-A-CB-O | MUZ-GL09NAH-U1 | MSZ-GL09NA-U1 | Singlezone Non-ducted Wall Placement | 10900 | 6700 | 2.58 | 8000 | 2.39
Mitsubishi Electric | M-Series | 201754314 | HRCU-A-CB-O | MUZ-GL18NAH-U1 | MSZ-GL18NA-U1 | Singlezone Non-ducted Wall Placement | 21600 | 13800 | 2.53 | 15100 | 2.21
Mitsubishi Electric | M-Series H2i | 201754298 | HRCU-A-CB-O | MUZ-FH12NA | MSZ-FH12NA | Singlezone Non-ducted Wall Placement | 13600 | 8000 | 3.26 | 13600 | 2.21
Mitsubishi Electric | Mitsubishi Electric | 201754311 | HRCU-A-CB-O | MUZ-GL12NA-U1 | MSZ-GL12NA-U1 | Singlezone Non-ducted Wall Placement | 14400 | 9200 | 3.1 | 10200 | 2.93
Mitsubishi Electric | Mitsubishi Electric | 201754303 | HRCU-A-CB-O | MUZ-FH18NAH2 | MSZ-FH18NA | Singlezone Non-ducted Wall Placement | 20300 | 12480 | 2.93 | 20900 | 2.06
Mitsubishi Electric | Mitsubishi Electric | 201754315 | HRCU-A-CB-O | MUZ-GL18NA-U1 | MSZ-GL18NA-U1 | Singlezone Non-ducted Wall Placement | 21600 | 13800 | 2.73 | 15100 | 2.35
Mitsubishi Electric | M-Series | 202392036 | HRCU-A-CB-O | SUZ-KA12NAH2 | MLZ-KP12NA | Singlezone Non-ducted, Ceiling Placement | 15400 | 9900 | 2.52 | 7900 | 2.09
Mitsubishi Electric | S-Series | 202426337 | HMSV-A-CB | PUMY-P36NKMU2 |  | Multizone Mix of Non-ducted and Ducted | 42000 | 28728 | 2.68 | 29000 | 2.09
Mitsubishi Electric | S-Series H2i | 202426335 | HMSV-A-CB | PUMY-HP36NKMU |  | Multizone Mix of Non-ducted and Ducted | 42000 | 45898 | 3.05 | 42000 | 1.95
Mitsubishi Electric | M-Series | 202392056 | HRCU-A-CB | SUZ-KA18NAH2 | SVZ-KP18NA | Singlezone Ducted, Centrally Ducted | 21600 | 14000 | 2.6 | 12200 | 2.63
Mitsubishi Electric | M-Series | 202392054 | HRCU-A-CB | SUZ-KA18NA2 | SVZ-KP18NA | Singlezone Ducted, Centrally Ducted | 21600 | 14000 | 2.81 | 12200 | 2.88
Mitsubishi Electric | M-Series | 202392053 | HRCU-A-CB | SUZ-KA12NA2 | SVZ-KP12NA | Singlezone Ducted, Centrally Ducted | 15000 | 9900 | 2.59 | 7800 | 2.75
Mitsubishi Electric | M-Series | 202392034 | HRCU-A-CB | SUZ-KA18NAH2 | SEZ-KD18NA | Singlezone Ducted, "Compact Ducted" | 21600 | 13900 | 2.65 | 10700 | 2.34
Mitsubishi Electric | M-Series | 202392030 | HRCU-A-CB | SUZ-KA18NA2 | SEZ-KD18NA | Singlezone Ducted, "Compact Ducted" | 21600 | 13900 | 2.87 | 12000 | 2.88
Mitsubishi Electric | M-Series | 202392029 | HRCU-A-CB | SUZ-KA15NA2 | SEZ-KD15NA | Singlezone Ducted, "Compact Ducted" | 18000 | 11700 | 2.68 | 10000 | 2.55
Mitsubishi Electric | M-Series | 202392023 | HRCU-A-CB-O | SUZ-KA18NA2 | SLZ-KF18NA | Singlezone Non-ducted, Ceiling Placement | 19700 | 12900 | 2.68 | 9800 | 2.37
Mitsubishi Electric | M-Series | 202392021 | HRCU-A-CB-O | SUZ-KA09NA2 | SLZ-KF09NA | Singlezone Non-ducted, Ceiling Placement | 11000 | 6900 | 2.5 | 5600 | 3.04
Mitsubishi Electric | M-Series | 202392019 | HRCU-A-CB-O | SUZ-KA12NA2 | MLZ-KP12NA | Singlezone Non-ducted, Ceiling Placement | 15400 | 9900 | 2.84 | 7900 | 2.36
Mitsubishi Electric | M-Series | 202392020 | HRCU-A-CB-O | SUZ-KA18NA2 | MLZ-KP18NA | Singlezone Non-ducted, Ceiling Placement | 20000 | 13100 | 2.63 | 10700 | 2.55
Mitsubishi Electric | P-Series | 201754450 | HRCU-A-CB-O | PUZ-A12NKA7*** | PLA-A12EA* | Singlezone Non-ducted, Ceiling Placement | 14000 | 10100 | 2.53 | 13000 | 2.01
Mitsubishi Electric | M-Series | 201754310 | HRCU-A-CB-O | MUZ-GL12NAH-U1 | MSZ-GL12NA-U1 | Singlezone Non-ducted Wall Placement | 14400 | 9200 | 2.7 | 10200 | 2.6
Mitsubishi Electric | M-Series | 202490340 | HRCU-A-CB-O | MUZ-GL24NA-U2 | MSZ-GL24NA-U1 | Singlezone Non-ducted Wall Placement | 27600 | 16000 | 2.65 | 20200 | 1.98
Mitsubishi Electric | Mitsubishi Electric | 201754316 | HRCU-A-CB-O | MUZ-GL24NA-U1 | MSZ-GL24NA-U1 | Singlezone Non-ducted Wall Placement | 27600 | 16000 | 2.65 | 20200 | 1.98
Mitsubishi Electric | M-Series | 201754911 | HRCU-A-CB-O | MXZ-4C36NAHZ |  | Multizone All Non-ducted | 45000 | 34000 | 2.85 | 45000 | 2.42
Mitsubishi Electric | M-Series | 201754904 | HRCU-A-CB-O | MXZ-3C24NAHZ2 |  | Multizone All Non-ducted | 25000 | 14000 | 2.53 | 25000 | 1.92
Mitsubishi Electric | Mitsubishi Electric | 201754648 | HRCU-A-CB-O | MUZ-GL09NA-U1 | MSZ-GL09NA-U1 | Singlezone Non-ducted Wall Placement | 10900 | 6700 | 3.12 | 8000 | 2.76
Mitsubishi Electric | M-Series | 201754302 | HRCU-A-CB-O | MUZ-FH18NA2 | MSZ-FH18NA2 | Singlezone Non-ducted Wall Placement | 20300 | 13700 | 3.04 | 20300 | 2.01
Mitsubishi Electric | Mitsubishi Electric | 201754297 | HRCU-A-CB-O | MUZ-FH09NAH | MSZ-FH09NA** | Singlezone Non-ducted Wall Placement | 10900 | 6700 | 2.73 | 10900 | 2.73
Mitsubishi Electric | M-Series | 201754637 | HRCU-A-CB-O | MXZ-8C60NA-U* |  | Multizone All Non-ducted | 66000 | 41500 | 2.5 | 57000 | 2.07
Mitsubishi Electric | Mitsubishi Electric | 201754642 | HRCU-A-CB-O | MXZ-2C20NA2 |  | Multizone All Non-ducted | 22000 | 12500 | 2.82 | 11100 | 2.03
Mitsubishi Electric | Mitsubishi Electric | 201754640 | HRCU-A-CB-O | PUMY-P60NKMU1 |  | Multizone All Non-ducted | 66000 | 41500 | 2.6 | 57000 | 1.9
Mitsubishi Electric | Mitsubishi Electric | 201754447 | HRCU-A-CB-O | PUMY-P48NKMU* |  | Multizone All Non-ducted | 54000 | 31400 | 2.92 | 36400 | 2.2
Mitsubishi Electric | Mitsubishi Electric | 201754445 | HRCU-A-CB-O | PUMY-P36NKMU* |  | Multizone All Non-ducted | 42000 | 26400 | 2.99 | 29000 | 2.3
Mitsubishi Electric | Mitsubishi Electric | 201754444 | HMSV-A-CB | PUMY-P36NKMU* |  | Multizone All Ducted | 42000 | 26600 | 2.6 | 30000 | 2.25
Mitsubishi Electric | M-Series | 202732309 | HMSV-A-CB | MXZ-2C20NAHZ2 | MSZ-FH09NAMSZ-FH09NA | Multizone All Non-ducted | 22000 | 13000 | 2.63 | 22000 | 2.07
Mitsubishi Electric | M-Series | 201754926 | HRCU-A-CB-O | MXZ-5C42NAHZ |  | Multizone All Non-ducted | 48000 | 35800 | 2.87 | 48000 | 2.51
Mitsubishi Electric | Mitsubishi Electric | 201754319 | HRCU-A-CB-O | PUZ-A36NKA7 | PLA-A36EA7 | Singlezone Non-ducted, Ceiling Placement | 38000 | 22000 | 2.59 | 21600 | 2.43
Mitsubishi Electric | M-Series | 201755020 | HRCU-A-CB | MXZ-4C36NAHZ |  | Multizone Mix of Non-ducted and Ducted | 45000 | 35000 | 2.53 | 45000 | 2.12
Mitsubishi Electric | Mitsubishi Electric | 201755026 | HRCU-A-CB | PUMY-P36NKMU* |  | Multizone Mix of Non-ducted and Ducted | 42000 | 26500 | 2.78 | 29000 | 2.24
Mitsubishi Electric | M-Series | 202680594 | HRCU-A-CB-O | MUZ-GL09NA*** | MSZ-GL09NA*** | Singlezone Non-ducted Wall Placement | 10900 | 6700 | 3.12 | 8000 | 2.76
Mitsubishi Electric | M-Series | 202680595 | HRCU-A-CB-O | MUZ-GL12NA*** | MSZ-GL12NA*** | Singlezone Non-ducted Wall Placement | 14400 | 9200 | 3.1 | 10200 | 2.93
Mitsubishi Electric | M-Series | 202680598 | HRCU-A-CB-O | MUZ-GL12NAH*** | MSZ-GL12NA*** | Singlezone Non-ducted Wall Placement | 14400 | 9200 | 2.7 | 10200 | 2.6
Mitsubishi Electric | M-Series | 202680597 | HRCU-A-CB-O | MUZ-GL09NAH*** | MSZ-GL09NA*** | Singlezone Non-ducted Wall Placement | 10900 | 6700 | 2.58 | 8000 | 2.39
Mitsubishi Electric | Mitsubishi Electric | 201754427 | HRCU-A-CB-O | MUZ-FH06NAH | MSZ-FH06NA** | Singlezone Non-ducted Wall Placement | 8700 | 5900 | 2.74 | 8700 | 2.45
Mitsubishi Electric | M-Series H2i | 201754426 | HRCU-A-CB-O | MUZ-FH06NA | MSZ-FH06NA** | Singlezone Non-ducted Wall Placement | 8700 | 5900 | 3.46 | 8700 | 2.8
Mitsubishi Electric | M-Series | 201754293 | HRCU-A-CB-O | MUFZ-KJ18NAHZ | MFZ-KJ18NA | Singlezone Non-ducted, Floor Placement | 21000 | 12800 | 2.62 | 21000 | 2.05
Mitsubishi Electric | M-Series; KJ-Series | 201754291 | HRCU-A-CB-O | MUFZ-KJ12NAHZ | MFZ-KJ12NA | Singlezone Non-ducted, Floor Placement | 13000 | 8800 | 2.77 | 13000 | 2.1
Mitsubishi Electric | M-Series | 201754416 | HRCU-A-CB-O | MUFZ-KJ09NAHZ | MFZ-KJ09NA | Singlezone Non-ducted, Floor Placement | 11000 | 7500 | 2.75 | 11000 | 2.01
Mitsubishi Electric | M-Series H2i | 201754296 | HRCU-A-CB-O | MUZ-FH09NA | MSZ-FH09NA | Singlezone Non-ducted Wall Placement | 10900 | 6700 | 3.27 | 10900 | 2.37
MOOVAIR |  | 206377756 | HRCU-A-CB-O | DM12HOS42230E4 | DM12HIW42230E4 | Singlezone Non-ducted Wall Placement | 12000 | 6800 | 2.62 | 13873 | 2.03
MOOVAIR |  | 206377754 | HRCU-A-CB-O | DM09HOS42230E4 | DM09HIW42230E4 | Singlezone Non-ducted Wall Placement | 10000 | 7200 | 2.78 | 13047 | 1.91
MOOVAIR |  | 204005752 | HMSV-A-CB | DM36HOM25230X3 |  | Multizone All Non-ducted | 36000 | 23200 | 2.78 | 36037 | 1.96
MOOVAIR |  | 204005738 | HRCU-A-CB | DM18HOS23230E2 | DM18HIDU230X5 | Singlezone Ducted, "Compact Ducted" | 18000 | 12000 | 2.61 | 10352 | 1.96
MOOVAIR |  | 204005745 | HRCU-A-CB-O | DM12HOS23230E2 | DM12HICU230X5 | Singlezone Non-ducted, Ceiling Placement | 12000 | 7500 | 2.68 | 7332 | 2.11
MOOVAIR |  | 204005740 | HRCU-A-CB | DM09HOS25230E3 | DM09HIDU230X5 | Singlezone Ducted, "Compact Ducted" | 10000 | 7200 | 2.74 | 8343 | 2.07
MOOVAIR |  | 203238518 | HMSV-A-CB | DM27HOM23230X2 |  | Multizone All Non-ducted | 28000 | 17200 | 2.8 | 17040 | 1.97
MOOVAIR |  | 203238516 | HMSV-A-CB | DM18HOM23230X2 |  | Multizone All Non-ducted | 19000 | 12000 | 2.79 | 10205 | 1.97
MOOVAIR |  | 204005739 | HRCU-A-CB | DM24HOS23230E2 | DM24HIDU230X5 | Singlezone Ducted, "Compact Ducted" | 24400 | 16000 | 2.69 | 18533 | 2.04
MOOVAIR |  | 204005747 | HRCU-A-CB-O | DM24HOS23230E2 | DM24HICU230X5 | Singlezone Non-ducted, Ceiling Placement | 24400 | 15800 | 2.56 | 16933 | 1.95
MOOVAIR |  | 203238512 | HRCU-A-CB-O | DM18HOS23230E2 | DM18HIW23230E3 | Singlezone Non-ducted Wall Placement | 18000 | 11400 | 2.72 | 11178 | 2.02
MOOVAIR |  | 203238509 | HRCU-A-CB-O | DM09HOS23230E2 | DM09HIW23230E3 | Singlezone Non-ducted Wall Placement | 9800 | 5800 | 2.74 | 7989 | 2
MRCOOL |  | 8977707 | HMSV-A-CB | MULTI2-18HP230V1 |  | Multizone All Non-ducted | 19000 | 12000 | 2.79 | 10205 | 1.97
MRCOOL |  | 8977708 | HMSV-A-CB | MULTI3-27HP230V1 |  | Multizone All Non-ducted | 28000 | 17200 | 2.8 | 17040 | 1.97
MRCOOL |  | 204783913 | HRCU-A-CB-O | O-ES-18-HP-C-230 | O-18-HP-WMAH-230A | Singlezone Non-ducted Wall Placement | 18000 | 11400 | 2.72 | 11178 | 2.02
MRCOOL |  | 204783911 | HRCU-A-CB-O | O-ES-09-HP-C-230 | O-09-HP-WMAH-230A | Singlezone Non-ducted Wall Placement | 9800 | 5800 | 2.74 | 7989 | 2
NAPOLEON |  | 203363530 | HMSV-A-CB | NMZO-27F-B |  | Multizone All Non-ducted | 28000 | 17200 | 2.8 | 17040 | 1.97
NAPOLEON |  | 8952861 | HRCU-A-CB-O | NH21-09F-O | NH21-09F-I | Singlezone Non-ducted Wall Placement | 9800 | 6400 | 2.76 | 7801 | 1.91
NAPOLEON |  | 8952863 | HRCU-A-CB-O | NH21-18F-O | NH21-18F-I | Singlezone Non-ducted Wall Placement | 18000 | 10400 | 2.72 | 10953 | 1.9
NAPOLEON |  | 205309937 | HRCU-A-CB-O | NH21-18F-O | NH25-18F-I | Singlezone Non-ducted Wall Placement | 18000 | 11400 | 2.72 | 11178 | 2.02
NAPOLEON |  | 205309935 | HRCU-A-CB-O | NH21-09F-O | NH25-09F-I | Singlezone Non-ducted Wall Placement | 9800 | 5800 | 2.74 | 7989 | 2
NUTONE | NUTONE FSH1BG SERIES | 10254910 | HRCU-A-CB | FSH1BG4CVRX36K | C6B(A,H)-X36(C,U)-C | Singlezone Ducted, Centrally Ducted | 34200 | 21800 | 2.66 | 20250 | 2.28
NUTONE | NUTONE FSH1BG SERIES | 10254905 | HRCU-A-CB | FSH1BG4CVRX36K | C6B(A,H)-X36(C,U)-C | Singlezone Ducted, Centrally Ducted | 34200 | 21800 | 2.66 | 20250 | 2.28
NUTONE | NUTONE FSH1BG SERIES | 10254901 | HRCU-A-CB | FSH1BG4CVRX36K | C6B(A,H)-X36(C,U)-B | Singlezone Ducted, Centrally Ducted | 34400 | 21800 | 2.66 | 20150 | 2.27
NUTONE | NUTONE FSH1BG SERIES | 10254882 | HRCU-A-CB | FSH1BG4CVRX24K | C6B(A,H)-X26(C,U)-B | Singlezone Ducted, Centrally Ducted | 22400 | 14200 | 2.77 | 12650 | 2.12
NUTONE | NUTONE FSH1BG SERIES | 10254877 | HRCU-A-CB | FSH1BG4CVRX24K | C6B(A,H)-X26(C,U)-B | Singlezone Ducted, Centrally Ducted | 22200 | 14100 | 2.58 | 12800 | 2.03
NUTONE | NUTONE FSH1BG SERIES | 10254872 | HRCU-A-CB | FSH1BG4CVRX24K | C6B(A,H)-X26(C,U)-B | Singlezone Ducted, Centrally Ducted | 22200 | 14100 | 2.58 | 12800 | 2.03
NUTONE | NUTONE FSH1BG SERIES | 10254887 | HRCU-A-CB | FSH1BG4CVRX36K | B6VMAX36K-B | Singlezone Ducted, Centrally Ducted | 34400 | 21800 | 2.66 | 20150 | 2.27
NUTONE | NUTONE FSH1BG SERIES | 10254868 | HRCU-A-CB | FSH1BG4CVRX24K | B6VMAX24K-B | Singlezone Ducted, Centrally Ducted | 22400 | 14200 | 2.77 | 12650 | 2.12
NUTONE | NUTONE FSH1BG SERIES | 10254929 | HRCU-A-CB | FSH1BG4CVRX48K | C6B(A,H)-X48(C,U)-C | Singlezone Ducted, Centrally Ducted | 44000 | 27800 | 2.63 | 27550 | 2.21
NUTONE | NUTONE FSH1BG SERIES | 10254915 | HRCU-A-CB | FSH1BG4CVRX48K | B6VMAX48K-C | Singlezone Ducted, Centrally Ducted | 44000 | 27800 | 2.63 | 27550 | 2.21
ONYX | ONYX FSH1BG SERIES | 202083623 | HRCU-A-CB | FSH1BG4CVRX36K | C6B(A,H)-X36(C,U)-C | Singlezone Ducted, Centrally Ducted | 34200 | 21800 | 2.66 | 20250 | 2.28
ONYX | ONYX FSH1BG SERIES | 202083624 | HRCU-A-CB | FSH1BG4CVRX36K | C6B(A,H)-X36(C,U)-C | Singlezone Ducted, Centrally Ducted | 34200 | 21800 | 2.66 | 20250 | 2.28
ONYX | ONYX FSH1BG SERIES | 202083622 | HRCU-A-CB | FSH1BG4CVRX36K | C6B(A,H)-X36(C,U)-B | Singlezone Ducted, Centrally Ducted | 34400 | 21800 | 2.66 | 20150 | 2.27
ONYX | ONYX FSH1BG SERIES | 202083619 | HRCU-A-CB | FSH1BG4CVRX24K | C6B(A,H)-X26(C,U)-B | Singlezone Ducted, Centrally Ducted | 22400 | 14200 | 2.77 | 12650 | 2.12
ONYX | ONYX FSH1BG SERIES | 202083618 | HRCU-A-CB | FSH1BG4CVRX24K | C6B(A,H)-X26(C,U)-B | Singlezone Ducted, Centrally Ducted | 22200 | 14100 | 2.58 | 12800 | 2.03
ONYX | ONYX FSH1BG SERIES | 202083617 | HRCU-A-CB | FSH1BG4CVRX24K | C6B(A,H)-X26(C,U)-B | Singlezone Ducted, Centrally Ducted | 22200 | 14100 | 2.58 | 12800 | 2.03
ONYX | ONYX FSH1BG SERIES | 202083641 | HRCU-A-CB | FSH1BG4CVRX36K | B6VMAX36K-B | Singlezone Ducted, Centrally Ducted | 34400 | 21800 | 2.66 | 20150 | 2.27
ONYX | ONYX FSH1BG SERIES | 202083640 | HRCU-A-CB | FSH1BG4CVRX24K | B6VMAX24K-B | Singlezone Ducted, Centrally Ducted | 22400 | 14200 | 2.77 | 12650 | 2.12
ONYX | ONYX FSH1BG SERIES | 202083627 | HRCU-A-CB | FSH1BG4CVRX48K | C6B(A,H)-X48(C,U)-C | Singlezone Ducted, Centrally Ducted | 44000 | 27800 | 2.63 | 27550 | 2.21
ONYX | ONYX FSH1BG SERIES | 202083642 | HRCU-A-CB | FSH1BG4CVRX48K | B6VMAX48K-C | Singlezone Ducted, Centrally Ducted | 44000 | 27800 | 2.63 | 27550 | 2.21
PANASONIC | Exterios XE | 201900302 | HRCU-A-CB-O | CU-XE15SKUA-1 | CS-XE15SKUA-1 | Singlezone Non-ducted Wall Placement | 17200 | 18200 | 5.23 | 17200 | 1.98
PANASONIC | Wall Mounted | 9571162 | HRCU-A-CB-O | CU-XE15SKUA | CS-XE15SKUA | Singlezone Non-ducted Wall Placement | 18000 | 11000 | 3.16 | 15700 | 1.98
PANASONIC | Exterios E | 7958200 | HRCU-A-CB-O | CU-E18RKUA | CS-E18RKUAW | Singlezone Non-ducted Wall Placement | 21600 | 12000 | 2.71 | 10100 | 2.24
PANASONIC | RAC Multi E | 10221199 | HMSV-A-CB | CU-3E19RBU-5 |  | Multizone All Non-ducted | 26000 | 20800 | 2.57 | 18900 | 2.1
PANASONIC | Low-Profile Ducted | 9125308 | HRCU-A-CB | CU-E9SD3UA | CS-E9SD3UAW | Singlezone Ducted, "Compact Ducted" | 9000 | 7900 | 2.54 | 7800 | 2.06
PANASONIC | ClimaPure XE Series | 205047853 | HRCU-A-CB-O | CU-XE15WKUA | CS-XE15WKUAW | Singlezone Non-ducted Wall Placement | 17200 | 11000 | 3.16 | 17200 | 2.1
PANASONIC | ClimaPure XE Series | 205047852 | HRCU-A-CB-O | CU-XE12WKUA | CS-XE12WKUAW | Singlezone Non-ducted Wall Placement | 12000 | 10000 | 2.79 | 12000 | 2.21
PANASONIC | ClimaPure XE Series | 205047851 | HRCU-A-CB-O | CU-XE9WKUA | CS-XE9WKUAW | Singlezone Non-ducted Wall Placement | 10900 | 8000 | 3.13 | 11000 | 2.3
PANASONIC | ClimaPure XE Series | 205047854 | HRCU-A-CB-O | CU-XE18WKUA | CS-XE18WKUAW | Singlezone Non-ducted Wall Placement | 20400 | 14000 | 2.93 | 20400 | 2.31
PAYNE | Mid-Tier | 205921386 | HRCU-A-CB | 38MAQB24R--3 | 40MBAAQ24XA3 | Singlezone Ducted, Centrally Ducted | 29000 | 17500 | 2.56 | 26970 | 1.91
PAYNE | Mid-tier | 201846969 | HRCU-A-CB-O | 38MAQB12R--3 | DHMSHAQ12XA3 | Singlezone Non-ducted Wall Placement | 12000 | 7800 | 2.66 | 12010 | 1.98
PAYNE | High Tier | 202463638 | HRCU-A-CB-O | 38MPRAQ18AA3 | DHMPHAQ18XA3 | Singlezone Non-ducted Wall Placement | 18000 | 12300 | 3.19 | 18000 | 2
PAYNE | High Tier | 202463639 | HRCU-A-CB-O | 38MPRAQ24AA3 | DHMPHAQ24XA3 | Singlezone Non-ducted Wall Placement | 24000 | 15450 | 3 | 24000 | 2
PAYNE |  | 201753410 | HRCU-A-CB-O | 38MPRAQ09AA3 | DHMPHAQ09XA3 | Singlezone Non-ducted Wall Placement | 10000 | 7200 | 2.78 | 13000 | 2.01
PAYNE |  | 201753413 | HRCU-A-CB-O | 38MPRAQ12AA3 | DHMPHAQ12XA3 | Singlezone Non-ducted Wall Placement | 12000 | 6800 | 2.66 | 13887 | 2
PAYNE | Mid-tier | 201846967 | HRCU-A-CB-O | 38MAQB12R--1 | DHMSHAQ12XA1 | Singlezone Non-ducted Wall Placement | 12000 | 7600 | 2.59 | 6490 | 1.94
PAYNE | Mid-tier | 201846985 | HMSV-A-CB | 38MGRQ48E--3 |  | Multizone All Non-ducted | 48000 | 29600 | 2.7 | 36340 | 1.98
PAYNE | Mid-tier | 204722816 | HMSV-A-CB | 38MGRQ30D--3 |  | Multizone All Non-ducted | 28000 | 17400 | 2.79 | 28220 | 2.04
PAYNE | Mid-tier | 201846984 | HMSV-A-CB | 38MGRQ36D--3 |  | Multizone All Non-ducted | 36000 | 23200 | 2.78 | 36080 | 1.96
PAYNE | Mid-tier | 201846981 | HMSV-A-CB | 38MGRQ18B--3 |  | Multizone All Non-ducted | 19000 | 12000 | 2.79 | 13990 | 2.15
PERFECTAIRE |  | 205645138 | HMSV-A-CB | 2PAMS36-HH-MZO4 |  | Multizone All Non-ducted | 36000 | 23200 | 2.78 | 36037 | 1.96
PERFECTAIRE |  | 202585746 | HMSV-A-CB | 2PAMSH27-MZO3 |  | Multizone All Non-ducted | 28000 | 17200 | 2.82 | 16820 | 1.95
RUNTRU |  | 205118701 | HRCU-A-CB-O | M4THS1824A11N** | M4MHW1824A1N0** | Singlezone Non-ducted Wall Placement | 23000 | 14600 | 2.61 | 22861 | 2.02
SAMSUNG | FJM Max Heat | 10348192 | HMSV-A-CB | AJ020MCS3CH |  | Multizone All Non-ducted | 22000 | 13000 | 2.63 | 22000 | 1.95
SAMSUNG | Smart Whisper Max Heat | 201993481 | HRCU-A-CB-O | AR18NSWSPWKX | AR18NSWSPWKN | Singlezone Non-ducted Wall Placement | 20600 | 13000 | 2.86 | 21040 | 2.11
SAMSUNG | FJM Max Heat | 205291859 | HMSV-A-CB | AJ036TXS4CH |  | Multizone All Non-ducted | 36600 | 19500 | 2.61 | 36600 | 2.04
SAMSUNG | FJM Max Heat | 205291856 | HMSV-A-CB | AJ020TXS3CH |  | Multizone All Non-ducted | 22000 | 10500 | 2.63 | 22000 | 1.95
SENVILLE |  | 8858354 | HMSV-A-CB | SENA/18HF/MOZ |  | Multizone All Non-ducted | 19000 | 12000 | 2.79 | 10205 | 1.97
SENVILLE |  | 8858355 | HMSV-A-CB | SENA/30HF/MOZ |  | Multizone All Non-ducted | 28000 | 17200 | 2.8 | 17040 | 1.97
SHARP | Eco-inverter | 8740799 | HRCU-A-CB-O | AE-X12TU | AY-XPC12TU | Singlezone Non-ducted Wall Placement | 14000 | 8400 | 2.8 | 9300 | 2.31
SHARP | Eco-inverter | 8674934 | HRCU-A-CB-O | AE-X18TU | AY-XPC18TU | Singlezone Non-ducted Wall Placement | 21600 | 12000 | 2.59 | 12900 | 2.55
SHARP | Eco-inverter | 8950554 | HMSV-A-CB | AE-X2M20TU |  | Multizone All Non-ducted | 22000 | 14000 | 2.95 | 14800 | 3.03
SHARP | Eco-inverter | 8796398 | HRCU-A-CB-O | AE-X12THU | AY-XP12THU | Singlezone Non-ducted Wall Placement | 14000 | 8500 | 3.41 | 14000 | 2.55
SMART COMFORT | High Tier | 202463659 | HRCU-A-CB-O | DLCPRAH24AAK | DLFPHAH24XAK | Singlezone Non-ducted Wall Placement | 24000 | 15450 | 3 | 24000 | 2
SMART COMFORT | High Tier | 202463658 | HRCU-A-CB-O | DLCPRAH18AAK | DLFPHAH18XAK | Singlezone Non-ducted Wall Placement | 18000 | 12300 | 3.19 | 18000 | 2
SMART COMFORT | Mid-tier | 202119262 | HRCU-A-CB-O | DLCSRAH09AAK | DLFSHAH09XAK | Singlezone Non-ducted Wall Placement | 12000 | 7500 | 2.65 | 9840 | 2.1
SMART COMFORT | Mid-tier | 202119282 | HRCU-A-CB-O | DLCSRAH18AAK | DLFSCAH18XAK | Singlezone Non-ducted, Ceiling Placement | 18000 | 12000 | 2.59 | 15710 | 2.4
SMART COMFORT | Mid-tier | 202119277 | HRCU-A-CB-O | DLCSRAH09AAK | DLFSCAH09XAK | Singlezone Non-ducted, Ceiling Placement | 10000 | 6700 | 2.58 | 11870 | 1.94
TEMPSTAR | QuietComfort | 205921379 | HRCU-A-CB | DLCSRAH24AAK | DLFSAAH24XAK | Singlezone Ducted, Centrally Ducted | 29000 | 17500 | 2.56 | 26970 | 1.91
TEMPSTAR | High Tier | 202463657 | HRCU-A-CB-O | DLCPRAH24AAK | DLFPHAH24XAK | Singlezone Non-ducted Wall Placement | 24000 | 15450 | 3 | 24000 | 2
TEMPSTAR | High Tier | 202463656 | HRCU-A-CB-O | DLCPRAH18AAK | DLFPHAH18XAK | Singlezone Non-ducted Wall Placement | 18000 | 12300 | 3.19 | 18000 | 2
TEMPSTAR |  | 201835814 | HRCU-A-CB | DLCSRAH24AAK | DLFSDAH24XAK | Singlezone Ducted, "Compact Ducted" | 24000 | 17400 | 2.96 | 30000 | 1.93
TEMPSTAR |  | 201835765 | HRCU-A-CB-O | DLCSRAH12AAJ | DLFSHAH12XAJ | Singlezone Non-ducted Wall Placement | 11800 | 7100 | 2.57 | 7800 | 2.01
TEMPSTAR |  | 201835748 | HRCU-A-CB-O | DLCPRAH09AAK | DLFPHAH09XAK | Singlezone Non-ducted Wall Placement | 10000 | 7200 | 2.78 | 13047 | 1.97
TEMPSTAR | Mid-tier | 201835767 | HRCU-A-CB-O | DLCSRAH09AAK | DLFSHAH09XAK | Singlezone Non-ducted Wall Placement | 12000 | 7500 | 2.65 | 9840 | 2.1
TEMPSTAR | Mid-tier | 201835812 | HRCU-A-CB-O | DLCSRAH18AAK | DLFSCAH18XAK | Singlezone Non-ducted, Ceiling Placement | 18000 | 12000 | 2.59 | 15710 | 2.4
TEMPSTAR | Mid-tier | 201835802 | HRCU-A-CB-O | DLCSRAH09AAK | DLFSCAH09XAK | Singlezone Non-ducted, Ceiling Placement | 10000 | 6700 | 2.58 | 11870 | 1.94
TOSHIBA CARRIER |  | 3638309 | HRCU-A-CB-O | RAV-SP300AT2-UL | RAV-SP300UT-UL | Singlezone Non-ducted, Ceiling Placement | 33400 | 19700 | 3.09 | 18700 | 2.04
TOSHIBA CARRIER |  | 3638311 | HRCU-A-CB-O | RAV-SP360AT2-UL | RAV-SP360UT-UL | Singlezone Non-ducted, Ceiling Placement | 36000 | 23200 | 3.01 | 22400 | 2.04
TOSHIBA CARRIER |  | 9854722 | HRCU-A-CB-O | RAV-SP300AT2-UL | RAV-SP301BT-UL | Singlezone Ducted, "Compact Ducted" | 34000 | 20600 | 2.99 | 20900 | 2.2
TOSHIBA CARRIER |  | 9854795 | HRCU-A-CB-O | RAV-SP360AT2-UL | RAV-SP361BT-UL | Singlezone Ducted, "Compact Ducted" | 40000 | 21400 | 2.69 | 21100 | 2.22
TOSHIBA CARRIER | Toshiba-Carrier VRF | 10052879 | HMSV-A-CB | MCY-MAP0487HS-UL |  | Multizone All Non-ducted | 54000 | 32000 | 2.87 | 38800 | 2.09
TOSOT |  | 205756439 | HRCU-A-CB | TU36-24WADU | TU24-36AADU | Singlezone Ducted, Centrally Ducted | 24000 | 16300 | 2.7 | 24000 | 2.1
TOSOT | Lomo Plus | 10062018 | HRCU-A-CB-O | TW09HQ3D6DO | TW09HQ3D6DI | Singlezone Non-ducted Wall Placement | 9000 | 5600 | 2.88 | 12977 | 2.09
TOSOT | Lomo Plus | 10062021 | HRCU-A-CB-O | TW24HQ3D6DO | TW24HQ3D6DI | Singlezone Non-ducted Wall Placement | 24000 | 15500 | 2.86 | 26443 | 2.15
TOSOT |  | 202134392 | HRCU-A-CB-O | TW12HQ2A3DO | TW12HQ2A3DI | Singlezone Non-ducted Wall Placement | 13000 | 7100 | 2.6 | 9065 | 2.04
TOSOT |  | 9108746 | HRCU-A-CB-O | TW12HQ2C2DO | TW12HQ2C2DI | Singlezone Non-ducted Wall Placement | 13000 | 7100 | 2.6 | 9065 | 2.04
TOSOT | Lomo Plus | 10062019 | HRCU-A-CB-O | TW12HQ3D6DO | TW12HQ3D6DI | Singlezone Non-ducted Wall Placement | 12200 | 8100 | 2.86 | 13000 | 2.08
TOSOT | Multi Zone | 10064023 | HMSV-A-CB | TM36H4O |  | Multizone All Non-ducted | 42500 | 26500 | 2.88 | 21356 | 2.01
TRANE |  | 9057065 | HMSV-A-CB | 4TXM2230A15N0** |  | Multizone All Non-ducted | 42000 | 27000 | 2.93 | 21356 | 2.01
TRANE | XV19 | 201922059 | HRCU-A-CB | 4TWL9048A1 | 4PX*DU60BS3 | Singlezone Ducted, Centrally Ducted | 44500 | 30800 | 3.34 | 24960 | 2.23
TRANE | XV19 | 201922158 | HRCU-A-CB | 4TWL9048A1 | TEM8A0C60V51+TDR | Singlezone Ducted, Centrally Ducted | 46000 | 31400 | 3.22 | 25420 | 2.4
TRANE | XV19 | 201922157 | HRCU-A-CB | 4TWL9048A1 | TEM8A0C48V41+TDR | Singlezone Ducted, Centrally Ducted | 46500 | 31400 | 3.2 | 25320 | 2.41
TRANE | XV20i | 8759415 | HRCU-A-CB | 4TWV0036A1 | 4PX*CU48BS3 | Singlezone Ducted, Centrally Ducted | 33200 | 26600 | 3.22 | 20220 | 1.9
TRANE | XV20i | 8761421 | HRCU-A-CB | 4TWV0036A1 | 4TXCC007DS3 | Singlezone Ducted, Centrally Ducted | 33200 | 26600 | 3.22 | 20220 | 1.9
TRANE | XV18 | 8761468 | HRCU-A-CB | 4TWV8036A1 | 4TXCC007DS3 | Singlezone Ducted, Centrally Ducted | 32600 | 26400 | 3.25 | 20360 | 1.91
TRANE | XV18 | 8761494 | HRCU-A-CB | 4TWV8037A1 | 4TXCC007DS3 | Singlezone Ducted, Centrally Ducted | 33200 | 26600 | 3.22 | 20220 | 1.9
TRANE | XV20i | 8939381 | HRCU-A-CB | 4TWV0036A1 | 4TXFH036CZ3 | Singlezone Ducted, Centrally Ducted | 32200 | 26400 | 3.25 | 20740 | 1.92
TRANE | XV18 | 8761473 | HRCU-A-CB | 4TWV8036A1 | 4TXCC007DS3 | Singlezone Ducted, Centrally Ducted | 32800 | 26600 | 3.25 | 20500 | 1.91
TRANE | XV20i | 10093495 | HRCU-A-CB | 4TWV0036A1 | TAM9A0B30V31 | Singlezone Ducted, Centrally Ducted | 32600 | 26200 | 3.17 | 20220 | 1.92
TRANE | XV18 | 10093504 | HRCU-A-CB | 4TWV8036A1 | TAM9A0B30V31 | Singlezone Ducted, Centrally Ducted | 32000 | 26600 | 3.25 | 20760 | 1.95
TRANE | XV18 | 10093505 | HRCU-A-CB | 4TWV8036A1 | TAM9A0C36V31 | Singlezone Ducted, Centrally Ducted | 32200 | 26200 | 3.25 | 20500 | 1.91
TRANE | XV18 | 10093507 | HRCU-A-CB | 4TWV8037A1 | TAM9A0B30V31 | Singlezone Ducted, Centrally Ducted | 32600 | 26200 | 3.17 | 20220 | 1.92
TRANE | XV18 | 10093512 | HRCU-A-CB | 4TWV8048A1 | TAM9A0C60V51 | Singlezone Ducted, Centrally Ducted | 41500 | 36200 | 4.57 | 28680 | 1.9
TRANE | XV20i | 10153699 | HRCU-A-CB | 4TWV0036A1 | TEM8A0C48V41+TDR | Singlezone Ducted, Centrally Ducted | 31000 | 25200 | 3.08 | 19700 | 1.94
TRANE | XV20i | 10153703 | HRCU-A-CB | 4TWV0048A1 | TEM8A0C48V41+TDR | Singlezone Ducted, Centrally Ducted | 42000 | 35600 | 4.42 | 27980 | 1.92
TRANE | XV18 | 10153714 | HRCU-A-CB | 4TWV8036A1 | TEM8A0C36V31+TDR | Singlezone Ducted, Centrally Ducted | 31600 | 25600 | 3.13 | 20040 | 1.94
TRANE | XV18 | 10153717 | HRCU-A-CB | 4TWV8036A1 | TEM8A0C48V41+TDR | Singlezone Ducted, Centrally Ducted | 31000 | 25400 | 3.08 | 20040 | 1.96
TRANE | XV18 | 10153718 | HRCU-A-CB | 4TWV8036A1 | TEM8A0D48V41+TDR | Singlezone Ducted, Centrally Ducted | 31600 | 25800 | 3.07 | 20100 | 1.96
TRANE | XV18 | 10153724 | HRCU-A-CB | 4TWV8037A1 | TEM8A0C48V41+TDR | Singlezone Ducted, Centrally Ducted | 31000 | 25200 | 3.08 | 19700 | 1.94
TRANE | XV18 | 10153725 | HRCU-A-CB | 4TWV8037A1 | TEM8A0D48V41+TDR | Singlezone Ducted, Centrally Ducted | 31800 | 25800 | 3.05 | 20000 | 1.97
TRANE | XV18 | 10153729 | HRCU-A-CB | 4TWV8048A1 | TEM8A0C60V51+TDR | Singlezone Ducted, Centrally Ducted | 44500 | 36800 | 4.49 | 28520 | 1.92
TRANE | XV18 | 10153734 | HRCU-A-CB | 4TWV8049A1 | TEM8A0C48V41+TDR | Singlezone Ducted, Centrally Ducted | 42000 | 35600 | 4.42 | 27980 | 1.92
TRANE |  | 6750459 | HRCU-A-CB | 4TWV8024A1 | *AM8C0B30V21 | Singlezone Ducted, Centrally Ducted | 20000 | 16800 | 2.5 | 13000 | 2.07
TRANE |  | 6749942 | HRCU-A-CB | 4TWV0024A1 | *AM8C0B30V21 | Singlezone Ducted, Centrally Ducted | 20200 | 16800 | 2.5 | 13000 | 2.07
TRANE |  | 7151531 | HRCU-A-CB-O | 4TXK2709A10N0AA | 4MXW2709A10N0AA | Singlezone Non-ducted Wall Placement | 9800 | 5800 | 2.7 | 8000 | 2.13
TRANE |  | 7151533 | HRCU-A-CB-O | 4TXK2712A10NAA | 4MXW2712A10N0AA | Singlezone Non-ducted Wall Placement | 13000 | 8000 | 3.13 | 8300 | 2.15
TRANE |  | 9150123 | HRCU-A-CB-O | 4TXK3812A10NU** | 4MXW3812A10NU** | Singlezone Non-ducted Wall Placement | 12200 | 8100 | 3.21 | 13304 | 2.18
TRANE |  | 7151535 | HRCU-A-CB-O | 4TXK2718A10N0AA | 4MXW2718A10N0AA | Singlezone Non-ducted Wall Placement | 19000 | 12100 | 2.81 | 15400 | 1.97
TRANE | TruComfort XV18 | 10093511 | HRCU-A-CB | 4TWV8048A1 | TAM9A0C48V41 | Singlezone Ducted, Centrally Ducted | 41000 | 36400 | 4.52 | 28780 | 1.93
TRANE |  | 9150127 | HRCU-A-CB-O | 4TXK3824A10NU** | 4MXW3824A10NU** | Singlezone Non-ducted Wall Placement | 24000 | 15500 | 2.89 | 24233 | 2.23
TRANE | XV18 | 10153721 | HRCU-A-CB | 4TWV8037A1 | TEM8A0C36V31+TDR | Singlezone Ducted, Centrally Ducted | 31800 | 25600 | 3.07 | 19500 | 1.94
TRANE | XV20i | 10153696 | HRCU-A-CB | 4TWV0036A1 | TEM8A0C36V31+TDR | Singlezone Ducted, Centrally Ducted | 31800 | 25600 | 3.07 | 19500 | 1.94
TRANE |  | 202703126 | HRCU-A-CB-O | 4TXK2324A10N0** | 4MXW2324A10N0** | Singlezone Non-ducted Wall Placement | 23000 | 14600 | 2.61 | 22861 | 2.02
TRANE | XV20i | 10153700 | HRCU-A-CB | 4TWV0036A1 | TEM8A0D48V41+TDR | Singlezone Ducted, Centrally Ducted | 31800 | 25800 | 3.05 | 20000 | 1.97
Trane / Mitsubishi Electric |  | 202732310 | HMSV-A-CB | NTXMPH20A122AA | NTXWPH09A112AANTXWPH09A112AA | Multizone All Non-ducted | 22000 | 13000 | 2.63 | 22000 | 2.07
Trane / Mitsubishi Electric |  | 204276766 | HRCU-A-CB-O | TRUZH0241HA00NA | TPKA0A0241KA70A | Singlezone Non-ducted Wall Placement | 26000 | 17200 | 2.75 | 26000 | 2
Trane / Mitsubishi Electric |  | 204813325 | HRCU-A-CB-O | TRUZA0361KA70B* | TPLA0A0361EA70A | Singlezone Non-ducted, Ceiling Placement | 38000 | 22000 | 2.59 | 21600 | 2.43
Trane / Mitsubishi Electric |  | 204813326 | HRCU-A-CB-O | TRUZA0361KA70N* | TPLA0A0361EA70A | Singlezone Non-ducted, Ceiling Placement | 38000 | 22000 | 2.59 | 21600 | 2.43
Trane / Mitsubishi Electric |  | 204834283 | HMSV-A-CB-O | TUMYP0601AK43** |  | Multizone All Non-ducted | 66000 | 41500 | 2.63 | 57000 | 2
Trane / Mitsubishi Electric |  | 202850711 | HMSV-A-CB-O | TUMYP0601AK42** |  | Multizone All Non-ducted | 66000 | 41500 | 2.63 | 57000 | 2
Trane / Mitsubishi Electric |  | 202850709 | HMSV-A-CB-O | TUMYP0361AK42** |  | Multizone All Non-ducted | 42000 | 26400 | 2.56 | 29000 | 2.2
Trane / Mitsubishi Electric |  | 204276540 | HRCU-A-CB-O | TRUZH0241HA00NA | TPLA0A0241EA70A | Singlezone Non-ducted, Ceiling Placement | 26000 | 17300 | 3.09 | 26000 | 2.01
Trane / Mitsubishi Electric |  | 204813315 | HRCU-A-CB-O | TRUZA0121KA70B* | TPLA0A0121EA70A | Singlezone Non-ducted, Ceiling Placement | 14000 | 10100 | 2.53 | 13000 | 2.01
Trane / Mitsubishi Electric |  | 204834277 | HMSV-A-CB-O | TUMYP0361AK43** |  | Multizone All Non-ducted | 42000 | 26400 | 2.56 | 29000 | 2.2
Trane / Mitsubishi Electric |  | 204813316 | HRCU-A-CB-O | TRUZA0121KA70N* | TPLA0A0121EA70A | Singlezone Non-ducted, Ceiling Placement | 14000 | 10100 | 2.53 | 13000 | 2.01
Trane / Mitsubishi Electric | Nv Series Pro Heat | 204834286 | HMSV-A-CB-O | NTXMPH42A152B* |  | Multizone All Non-ducted | 48000 | 32000 | 2.8 | 48000 | 2
Trane / Mitsubishi Electric | Nv Series Pro Heat | 204834284 | HMSV-A-CB-O | NTXMPH36A142B* |  | Multizone All Non-ducted | 45000 | 30000 | 2.85 | 45000 | 2
Trane / Mitsubishi Electric | Nv Series Pro Heat | 204834285 | HMSV-A-CB | NTXMPH36A142B* |  | Multizone All Ducted | 45000 | 34000 | 2.59 | 45000 | 2
Trane / Mitsubishi Electric | Nv Series Pro Heat | 204926530 | HMSV-A-CB | NTXMPH36A142B* |  | Multizone Mix of Non-ducted and Ducted | 45000 | 32000 | 2.69 | 45000 | 2
Trane / Mitsubishi Electric | Nv Series Pro Heat | 204793344 | HRCU-A-CB | NTXSKH12A112AA | TPEADA0121AA70A | Singlezone Ducted, "Compact Ducted" | 15000 | 9000 | 2.72 | 15000 | 2.09
Trane / Mitsubishi Electric | Nv Series Pro Heat | 204793342 | HRCU-A-CB | NTXSKH12A112AA | NTXDKS12A112AA | Singlezone Ducted, "Compact Ducted" | 15000 | 9000 | 2.56 | 15000 | 2.2
Trane / Mitsubishi Electric | M-Series H2i | 202354909 | HMSV-A-CB | NTXMPH36A142AA |  | Multizone All Non-ducted | 45000 | 34000 | 2.85 | 45000 | 2.42
Trane / Mitsubishi Electric | M-Series H2i | 202354905 | HMSV-A-CB | NTXMPH24A132AA |  | Multizone All Non-ducted | 25000 | 14000 | 2.53 | 25000 | 1.92
Trane / Mitsubishi Electric | M-Series H2i | 202373723 | HRCU-A-CB-O | NTXSPB06A112AA | NTXWPH06A112AA | Singlezone Non-ducted Wall Placement | 8700 | 5900 | 2.74 | 8700 | 2.45
Trane / Mitsubishi Electric | M-Series | 202392233 | HRCU-A-CB-O | NTXSKS18A112AA | NTXUKS18A112AA | Singlezone Non-ducted, Ceiling Placement | 20000 | 13100 | 2.63 | 10700 | 2.55
Trane / Mitsubishi Electric | M-Series | 202392231 | HRCU-A-CB | NTXSKS18A112AA | NTXDKS18A112AA | Singlezone Ducted, "Compact Ducted" | 21600 | 13900 | 2.87 | 12000 | 2.88
Trane / Mitsubishi Electric | M-Series | 202392237 | HRCU-A-CB-O | NTXSKS18A112AA | NTXCKS18A112AA | Singlezone Non-ducted, Ceiling Placement | 19700 | 12900 | 2.68 | 9800 | 2.37
Trane / Mitsubishi Electric | M-Series | 202392219 | HRCU-A-CB-O | NTXSKS12A112AA | NTXUKS12A112AA | Singlezone Non-ducted, Ceiling Placement | 15400 | 9900 | 2.84 | 7900 | 2.36
Trane / Mitsubishi Electric | M-Series | 202392225 | HRCU-A-CB | NTXSKS15A112AA | NTXDKS15A112AA | Singlezone Ducted, "Compact Ducted" | 18000 | 11700 | 2.68 | 10000 | 2.55
Trane / Mitsubishi Electric | M-Series | 202392213 | HRCU-A-CB-O | NTXSKS09A112AA | NTXCKS09A112AA | Singlezone Non-ducted, Ceiling Placement | 11000 | 6900 | 2.5 | 5600 | 3.04
Trane / Mitsubishi Electric | M-Series | 202392209 | HRCU-A-CB-O | NTXSKS09A112AA | NTXUKS09A112AA | Singlezone Non-ducted, Ceiling Placement | 12000 | 7700 | 3.22 | 6100 | 3.08
Trane / Mitsubishi Electric | M-Series | 202392207 | HRCU-A-CB | NTXSKS09A112AA | NTXDKS09A112AA | Singlezone Ducted, "Compact Ducted" | 12000 | 7600 | 2.53 | 6000 | 2.44
Trane / Mitsubishi Electric | M-Series | 202373736 | HRCU-A-CB-O | NTXSST24A112AA | NTXWST24A112AA | Singlezone Non-ducted Wall Placement | 27600 | 16000 | 2.65 | 20200 | 1.98
Trane / Mitsubishi Electric | M-Series H2i | 202373745 | HMSV-A-CB | NTXMPH42A152AA |  | Multizone All Non-ducted | 48000 | 35800 | 2.87 | 48000 | 2.51
Trane / Mitsubishi Electric | M-Series | 202373732 | HRCU-A-CB-O | NTXSST09A112AA | NTXWST09A112AA | Singlezone Non-ducted Wall Placement | 10900 | 6700 | 3.12 | 8000 | 2.76
Trane / Mitsubishi Electric | M-Series H2i | 202373730 | HRCU-A-CB-O | NTXSPH18A112AA | NTXWPH18A112AA | Singlezone Non-ducted Wall Placement | 20300 | 13700 | 3.04 | 20300 | 2.01
Trane / Mitsubishi Electric | M-Series H2i | 202373727 | HRCU-A-CB-O | NTXSPB12A112AA | NTXWPH12A112AA | Singlezone Non-ducted Wall Placement | 13600 | 8100 | 2.83 | 13600 | 2.07
Trane / Mitsubishi Electric | M-Series H2i | 202373725 | HRCU-A-CB-O | NTXSPB09A112AA | NTXWPH09A112AA | Singlezone Non-ducted Wall Placement | 10900 | 6700 | 2.73 | 10900 | 2.73
Trane / Mitsubishi Electric | M-Series | 202373748 | HMSV-A-CB | NTXMMX60A182AA |  | Multizone All Non-ducted | 66000 | 41500 | 2.5 | 57000 | 2.07
Trane / Mitsubishi Electric | M-Series | 202373742 | HMSV-A-CB | NTXMMX20A122AA |  | Multizone All Non-ducted | 22000 | 12500 | 2.82 | 11100 | 2.03
Trane / Mitsubishi Electric | M-Series | 202373735 | HRCU-A-CB-O | NTXSST18A112AA | NTXWST18A112AA | Singlezone Non-ducted Wall Placement | 21600 | 13800 | 2.73 | 15100 | 2.35
Trane / Mitsubishi Electric | M-Series | 202373733 | HRCU-A-CB-O | NTXSST12A112AA | NTXWST12A112AA | Singlezone Non-ducted Wall Placement | 14400 | 9200 | 3.1 | 10200 | 2.93
Trane / Mitsubishi Electric | M-Series H2i | 202373731 | HRCU-A-CB-O | NTXSPB18A112AA | NTXWPH18A112AA | Singlezone Non-ducted Wall Placement | 20300 | 12480 | 2.93 | 20900 | 2.06
Trane / Mitsubishi Electric | M-Series H2i | 202373726 | HRCU-A-CB-O | NTXSPH12A112AA | NTXWPH12A112AA | Singlezone Non-ducted Wall Placement | 13600 | 8000 | 3.26 | 13600 | 2.21
Trane / Mitsubishi Electric | M-Series H2i | 202373724 | HRCU-A-CB-O | NTXSPH09A112AA | NTXWPH09A112AA | Singlezone Non-ducted Wall Placement | 10900 | 6700 | 3.27 | 10900 | 2.37
Trane / Mitsubishi Electric | M-Series H2i | 202373722 | HRCU-A-CB-O | NTXSPH06A112AA | NTXWPH06A112AA | Singlezone Non-ducted Wall Placement | 8700 | 5900 | 3.46 | 8700 | 2.8
Trane / Mitsubishi Electric | M-Series H2i | 202373719 | HRCU-A-CB-O | NTXSPF18A112AA | NTXFKS18A112AA | Singlezone Non-ducted, Floor Placement | 21000 | 12800 | 2.62 | 21000 | 2.05
Trane / Mitsubishi Electric | M-Series H2i | 202373717 | HRCU-A-CB-O | NTXSPF12A112AA | NTXFKS12A112AA | Singlezone Non-ducted, Floor Placement | 13000 | 8800 | 2.77 | 13000 | 2.1
Trane / Mitsubishi Electric | M-Series H2i | 202366334 | HMSV-A-CB | NTXMPH36A142AA |  | Multizone Mix of Non-ducted and Ducted | 45000 | 35000 | 2.54 | 47360 | 2.24
Trane / Mitsubishi Electric | M-Series H2i | 202373716 | HRCU-A-CB-O | NTXSPF09A112AA | NTXFKS09A112AA | Singlezone Non-ducted, Floor Placement | 11000 | 7500 | 2.75 | 11000 | 2.01
Trane / Mitsubishi Electric | M-Series | 202392211 | HRCU-A-CB | NTXSKS09A112AA | PEAD-A09AA7 | Singlezone Ducted, "Compact Ducted" | 12000 | 7600 | 2.53 | 6100 | 2.93
Trane / Mitsubishi Electric | M-Series | 202392239 | HRCU-A-CB | NTXSKS18A112AA | NTXAMT18A112AA | Singlezone Ducted, Centrally Ducted | 21600 | 14000 | 2.81 | 12200 | 2.88
Trane / Mitsubishi Electric | M-Series | 202392223 | HRCU-A-CB | NTXSKS12A112AA | NTXAMT12A112AA | Singlezone Ducted, Centrally Ducted | 15000 | 9900 | 2.59 | 7800 | 2.75
VALIEV |  | 205497614 | HRCU-A-CB-O | VWSM-18IR410AHS21 | VWSM-18IR410AHS21 | Singlezone Non-ducted Wall Placement | 18000 | 10400 | 2.72 | 10953 | 1.9
WABBAN | Mistral Series | 201903165 | HRCU-A-CB-O | BB12HQ2A3DO | BB12HQ2A3DI | Singlezone Non-ducted Wall Placement | 13000 | 7100 | 2.81 | 8000 | 2.73
WABBAN | Mistral Series | 201903164 | HRCU-A-CB-O | BB09HQ2A3DO | BB09HQ2A3DI | Singlezone Non-ducted Wall Placement | 11000 | 6800 | 2.66 | 12977 | 2.09
WABBAN | Mistral Series | 201903167 | HRCU-A-CB-O | BB18HQ2A3DO | BB18HQ2A3DI | Singlezone Non-ducted Wall Placement | 19800 | 12400 | 2.51 | 21500 | 2.03
WABBAN | Mistral Series | 201903168 | HRCU-A-CB-O | BB24HQ2A3DO | BB24HQ2A3DI | Singlezone Non-ducted Wall Placement | 23000 | 14600 | 2.73 | 22553 | 2.07
WABBAN | Yukon Series | 201903174 | HRCU-A-CB-O | BB18HQ3D6DO | BB18HQ3D6DI | Singlezone Non-ducted Wall Placement | 18000 | 14200 | 2.87 | 21500 | 2.03
WABBAN | Yukon Series | 201903175 | HRCU-A-CB-O | BB24HQ3D6DO | BB24HQ3D6DI | Singlezone Non-ducted Wall Placement | 24000 | 15500 | 2.89 | 22553 | 3.63
WABBAN | Yukon Series | 201903173 | HRCU-A-CB-O | BB12HQ3D6DO | BB12HQ3D6DI | Singlezone Non-ducted Wall Placement | 12200 | 8100 | 3.21 | 8000 | 2.73
WABBAN | Multi Zone | 201903181 | HMSV-A-CB | BBM42H4O |  | Multizone All Non-ducted | 45000 | 29000 | 2.68 | 25356 | 2.09
Weathermaker | Mid-Tier | 205921382 | HRCU-A-CB | 38MAQB24R--3 | 40MBAAQ24XA3 | Singlezone Ducted, Centrally Ducted | 29000 | 17500 | 2.56 | 26970 | 1.91
WESTINGHOUSE |  | 205417832 | HRCU-A-CB-O | WHP09SZA21S | WHP09WMA21S | Singlezone Non-ducted Wall Placement | 9500 | 5000 | 2.76 | 7438 | 2.14
WESTINGHOUSE |  | 205417834 | HRCU-A-CB-O | WHP12SZA21S | WHP12WMA21S | Singlezone Non-ducted Wall Placement | 13000 | 7500 | 2.71 | 9800 | 2.07
WESTINGHOUSE |  | 205417836 | HRCU-A-CB-O | WHP18SZA21S | WHP18WMA21S | Singlezone Non-ducted Wall Placement | 19000 | 11600 | 2.79 | 13146 | 2.11
Willis |  | 9038626 | HRCU-A-CB-O | WSM09MH20S/O | WSM09MH20S/I | Singlezone Non-ducted Wall Placement | 9800 | 6300 | 2.68 | 6700 | 1.94
YORK |  | 10309025 | HRCU-A-CB | YZV48B21 | CM50DE3A1+MVC20DN21 | Singlezone Ducted, Centrally Ducted | 58000 | 42500 | 2.56 | 34000 | 2.51
ZEPHYR |  | 204580064 | HRCU-A-CB-O | ZE-12CA22EXT | ZE-12CA22INT | Singlezone Non-ducted Wall Placement | 13000 | 7500 | 2.71 | 7823 | 2.12
ZEPHYR |  | 204580063 | HRCU-A-CB-O | ZE-18CA22EXT | ZE-18CA22INT | Singlezone Non-ducted Wall Placement | 19000 | 11600 | 2.7 | 12730 | 2.16

## September 2019
APS Eligible Small ASHP Models |  |  | Disclaimer: The Massachusetts Department of Energy Resources (DOER) has not investigated, and expressly disclaims any duty to investigate, any company, product, service, process, procedure, design, or the like, which may be presented on the aforementioned list. The presentation of these companies does not constitute endorsement, warranty, or guaranty, by DOER of any company, product, service, process, procedure, design, or the like.
Updated September 2019
Brand (if applicable) | Model Name (if applicable) | AHRI Certificate No. | AHRI Type | Outdoor Unit Model | Indoor Unit Model | Ducting Configuration | Rated Capacity 47°F (btu/hr) | Rated Capacity 17°F (btu/hr) | COP at Rated Capacity 17°F | Maximum Capacity 5°F (btu/hr) | COP at Max. Capacity 5°F
ACD | UHD-38 | 202132789 | HRCU-A-CB-O | UHD24KCH22S-O | UHD24KCH22S-I | Singlezone Non-ducted Wall Placement | 24000 | 15500 | 2.89 | 22553 | 2.07
ACD | UHD-38 | 202110485 | HRCU-A-CB-O | UHD18KCH25S-O | UHD18KCH25S-I | Singlezone Non-ducted Wall Placement | 18000 | 14200 | 2.87 | 21500 | 2.03
ACD | MPD-22 | 202110503 | HMSV-A-CB | MPD36KCH21S-O |  | Multizone All Non-ducted | 42500 | 26500 | 2.88 | 21356 | 2.01
ACD | UHD-38 | 202110484 | HRCU-A-CB-O | UHD12KCH31S-O | UHD12KCH31S-I | Singlezone Non-ducted Wall Placement | 12200 | 8100 | 3.21 | 8000 | 2.73
ACD | OCD-23 | 201863353 | HRCU-A-CB-O | OCD24KCH20S-O | OCD24KCH20S-I | Singlezone Non-ducted Wall Placement | 23000 | 14600 | 2.73 | 22553 | 2.07
ACD | OCD-23 | 201863351 | HRCU-A-CB-O | OCD12KCH22S-O | OCD12KCH22S-I | Singlezone Non-ducted Wall Placement | 13000 | 7100 | 2.81 | 8000 | 2.73
ACD | OCD-23 | 201863352 | HRCU-A-CB-O | OCD18KCH20S-O | OCD18KCH20S-I | Singlezone Non-ducted Wall Placement | 19800 | 12400 | 2.51 | 21500 | 2.03
ACD | OCD-23 | 201863350 | HRCU-A-CB-O | OCD09KCH23S-O | OCD09KCH23S-I | Singlezone Non-ducted Wall Placement | 11000 | 6800 | 2.66 | 12976 | 2.09
AireForce | AIREFORCE FSH1BG SERIES | 202134884 | HRCU-A-CB | FSH1BG4CVRX48K | B6VMAX48K-C | Singlezone Ducted, Centrally Ducted | 44000 | 27800 | 2.63 | 27550 | 2.21
AireForce | AIREFORCE FSH1BG SERIES | 202134890 | HRCU-A-CB | FSH1BG4CVRX60K | B6VMAX60K-C | Singlezone Ducted, Centrally Ducted | 56000 | 32000 | 2.53 | 33500 | 2.31
AireForce | AIREFORCE FSH1BG SERIES | 202134881 | HRCU-A-CB | FSH1BG4CVRX48K | C6B(A,H)-X48(C,U)-C | Singlezone Ducted, Centrally Ducted | 44200 | 28000 | 2.56 | 27800 | 2.2
AireForce | AIREFORCE FSH1BG SERIES | 202134882 | HRCU-A-CB | FSH1BG4CVRX48K | C6B(A,H)-X48(C,U)-C | Singlezone Ducted, Centrally Ducted | 44200 | 28000 | 2.56 | 27800 | 2.2
AireForce | AIREFORCE FSH1BG SERIES | 202134883 | HRCU-A-CB | FSH1BG4CVRX48K | C6B(A,H)-X48(C,U)-C | Singlezone Ducted, Centrally Ducted | 44000 | 27800 | 2.63 | 27550 | 2.21
AireForce | AIREFORCE FSH1BG SERIES | 202134887 | HRCU-A-CB | FSH1BG4CVRX60K | C6B(A,H)-X60(C,U)-C | Singlezone Ducted, Centrally Ducted | 56000 | 32000 | 2.53 | 33500 | 2.31
AireForce | AIREFORCE FSH1BG SERIES | 202134874 | HRCU-A-CB | FSH1BG4CVRX24K | B6VMAX24K-B | Singlezone Ducted, Centrally Ducted | 22400 | 14200 | 2.77 | 12650 | 2.12
AireForce | AIREFORCE FSH1BG SERIES | 202134880 | HRCU-A-CB | FSH1BG4CVRX36K | B6VMAX36K-B | Singlezone Ducted, Centrally Ducted | 34400 | 21800 | 2.66 | 20150 | 2.27
AireForce | AIREFORCE FSH1BG SERIES | 202134871 | HRCU-A-CB | FSH1BG4CVRX24K | C6B(A,H)-X26(C,U)-B | Singlezone Ducted, Centrally Ducted | 22200 | 14100 | 2.58 | 12800 | 2.03
AireForce | AIREFORCE FSH1BG SERIES | 202134872 | HRCU-A-CB | FSH1BG4CVRX24K | C6B(A,H)-X26(C,U)-B | Singlezone Ducted, Centrally Ducted | 22200 | 14100 | 2.58 | 12800 | 2.03
AireForce | AIREFORCE FSH1BG SERIES | 202134873 | HRCU-A-CB | FSH1BG4CVRX24K | C6B(A,H)-X26(C,U)-B | Singlezone Ducted, Centrally Ducted | 22400 | 14200 | 2.77 | 12650 | 2.12
AireForce | AIREFORCE FSH1BG SERIES | 202134877 | HRCU-A-CB | FSH1BG4CVRX36K | C6B(A,H)-X36(C,U)-B | Singlezone Ducted, Centrally Ducted | 34400 | 21800 | 2.66 | 20150 | 2.27
AireForce | AIREFORCE FSH1BG SERIES | 202134875 | HRCU-A-CB | FSH1BG4CVRX36K | C6B(A,H)-X36(C,U)-B | Singlezone Ducted, Centrally Ducted | 34200 | 21800 | 2.66 | 20250 | 2.28
AireForce | AIREFORCE FSH1BG SERIES | 202134876 | HRCU-A-CB | FSH1BG4CVRX36K | C6B(A,H)-X36(C,U)-B | Singlezone Ducted, Centrally Ducted | 34200 | 21800 | 2.66 | 20250 | 2.28
AireForce | AIREFORCE FSH1BG SERIES | 202134878 | HRCU-A-CB | FSH1BG4CVRX36K | C6B(A,H)-X36(C,U)-C | Singlezone Ducted, Centrally Ducted | 34200 | 21800 | 2.66 | 20250 | 2.28
AireForce | AIREFORCE FSH1BG SERIES | 202134879 | HRCU-A-CB | FSH1BG4CVRX36K | C6B(A,H)-X36(C,U)-C | Singlezone Ducted, Centrally Ducted | 34200 | 21800 | 2.66 | 20250 | 2.28
AIRTEMP | U-Crown | 202443314 | HRCU-A-CB-O | GXH09(2.6)KSK4DH | GHH09(2.6)KSK4DH | Singlezone Non-ducted Wall Placement | 9000 | 5500 | 2.88 | 10488 | 1.98
AIRTEMP | Lomo | 202443309 | HRCU-A-CB-O | GXH09(2.6)LSK4DH | GHH09(2.6)LUK4DH | Singlezone Non-ducted Wall Placement | 11000 | 6800 | 2.66 | 8680 | 2.04
AIRTEMP | Lomo | 202443310 | HRCU-A-CB-O | GXH12(3.5)LSK4DH | GHH12(3.5)LUK4DH | Singlezone Non-ducted Wall Placement | 13000 | 7100 | 2.6 | 8611 | 1.91
AIRTEMP | Lomo | 202443312 | HRCU-A-CB-O | GXH24(7.0)LSK4DH | GHH24(7.0)LUK4DH | Singlezone Non-ducted Wall Placement | 23000 | 14600 | 2.61 | 22861 | 2.02
AIRTEMP | U-Crown | 202443316 | HRCU-A-CB-O | GXH18(5.2)KSK4DH | GHH18(5.2)KSK4DH | Singlezone Non-ducted Wall Placement | 19000 | 12700 | 2.5 | 19190 | 2.85
AMANA | AVZC20 | 10324704 | HRCU-A-CB | AVZC200241A* | CA*F3642*6D*+MBVC1200**-1A*+TX | Singlezone Ducted, Centrally Ducted | 23600 | 15200 | 2.99 | 11400 | 2.09
AMANA | AVZC20 | 10324706 | HRCU-A-CB | AVZC200481A* | CA*F4961*6D*+MBVC2000**-1A*+TX | Singlezone Ducted, Centrally Ducted | 45500 | 34000 | 3.4 | 26000 | 1.97
AMANA | AVZC20 | 10324707 | HRCU-A-CB | AVZC200601A* | CA*F4961*6D*+MBVC2000**-1A*+TX | Singlezone Ducted, Centrally Ducted | 50000 | 34000 | 2.87 | 26000 | 1.98
AMERICAN STANDARD | AccuComfort Platinum 18 | 10093463 | HRCU-A-CB | 4A6V8048A1 | TAM9A0C48V41 | Singlezone Ducted, Centrally Ducted | 41000 | 34400 | 4.27 | 28780 | 1.93
AMERICAN STANDARD |  | 9150128 | HRCU-A-CB-O | 4TXK3824A10NU** | 4MXW3824A10NU** | Singlezone Non-ducted Wall Placement | 24000 | 15500 | 2.89 | 24233 | 2.23
AMERICAN STANDARD |  | 9150124 | HRCU-A-CB-O | 4TXK3812A10NU** | 4MXW3812A10NU** | Singlezone Non-ducted Wall Placement | 12200 | 8100 | 3.21 | 13304 | 2.18
AMERICAN STANDARD |  | 7151532 | HRCU-A-CB-O | 4TXK2712A10NAA | 4MXW2712A10N0AA | Singlezone Non-ducted Wall Placement | 13000 | 8000 | 3.13 | 8300 | 2.15
AMERICAN STANDARD |  | 7151534 | HRCU-A-CB-O | 4TXK2718A10N0AA | 4MXW2718A10N0AA | Singlezone Non-ducted Wall Placement | 19000 | 12100 | 2.81 | 15400 | 1.97
AMERICAN STANDARD |  | 7151530 | HRCU-A-CB-O | 4TXK2709A10N0AA | 4MXW2709A10N0AA | Singlezone Non-ducted Wall Placement | 9800 | 5800 | 2.7 | 8000 | 2.13
AMERICAN STANDARD | AccuComfort Platinum 18 | 6750455 | HRCU-A-CB | 4A6V8024A1 | *AM8C0B30V21 | Singlezone Ducted, Centrally Ducted | 20000 | 16800 | 2.5 | 13000 | 2.07
AMERICAN STANDARD | AccuComfort Platinum 20 | 6749789 | HRCU-A-CB | 4A6V0024A1 | *AM8C0B30V21 | Singlezone Ducted, Centrally Ducted | 20200 | 16800 | 2.5 | 13000 | 2.07
American Standard / Mitsubishi Electric | M-Series H2i | 202366328 | HMSV-A-CB | NAXMPH36A142AA |  | Multizone Mix of Non-ducted and Ducted | 45000 | 35000 | 2.54 | 47360 | 2.24
American Standard / Mitsubishi Electric | M-Series H2i | 202373684 | HRCU-A-CB-O | NAXSPH09A112AA | NAXWPH09A112AA | Singlezone Non-ducted Wall Placement | 10900 | 6700 | 3.27 | 10900 | 2.37
American Standard / Mitsubishi Electric | M-Series H2i | 202373676 | HRCU-A-CB-O | NAXSPF09A112AA | NAXFKS09A112AA | Singlezone Non-ducted, Floor Placement | 11000 | 7500 | 2.75 | 11000 | 2.01
American Standard / Mitsubishi Electric | M-Series H2i | 202373677 | HRCU-A-CB-O | NAXSPF12A112AA | NAXFKS12A112AA | Singlezone Non-ducted, Floor Placement | 13000 | 8800 | 2.77 | 13000 | 2.1
American Standard / Mitsubishi Electric | M-Series H2i | 202373679 | HRCU-A-CB-O | NAXSPF18A112AA | NAXFKS18A112AA | Singlezone Non-ducted, Floor Placement | 21000 | 12800 | 2.62 | 21000 | 2.05
American Standard / Mitsubishi Electric | M-Series H2i | 202373682 | HRCU-A-CB-O | NAXSPH06A112AA | NAXWPH06A112AA | Singlezone Non-ducted Wall Placement | 8700 | 5900 | 3.46 | 8700 | 2.8
American Standard / Mitsubishi Electric | M-Series | 202373693 | HRCU-A-CB-O | NAXSST12A112AA | NAXWST12A112AA | Singlezone Non-ducted Wall Placement | 14400 | 9200 | 3.1 | 10200 | 2.93
American Standard / Mitsubishi Electric | M-Series H2i | 202373686 | HRCU-A-CB-O | NAXSPH12A112AA | NAXWPH12A112AA | Singlezone Non-ducted Wall Placement | 13600 | 8000 | 3.26 | 13600 | 2.21
American Standard / Mitsubishi Electric | M-Series H2i | 202373691 | HRCU-A-CB-O | NAXSPB18A112AA | NAXWPH18A112AA | Singlezone Non-ducted Wall Placement | 20300 | 12480 | 2.93 | 20900 | 2.06
American Standard / Mitsubishi Electric | M-Series | 202373708 | HMSV-A-CB | NAXMMX60A182AA |  | Multizone All Non-ducted | 66000 | 41500 | 2.5 | 57000 | 2.07
American Standard / Mitsubishi Electric | M-Series | 202373695 | HRCU-A-CB-O | NAXSST18A112AA | NAXWST18A112AA | Singlezone Non-ducted Wall Placement | 21600 | 13800 | 2.73 | 15100 | 2.35
American Standard / Mitsubishi Electric | M-Series H2i | 202354893 | HMSV-A-CB | NAXMPH24A132AA |  | Multizone All Non-ducted | 25000 | 14000 | 2.53 | 25000 | 1.92
American Standard / Mitsubishi Electric | M-Series H2i | 202354897 | HMSV-A-CB | NAXMPH36A142AA |  | Multizone All Non-ducted | 45000 | 34000 | 2.85 | 45000 | 2.42
American Standard / Mitsubishi Electric | M-Series H2i | 202373690 | HRCU-A-CB-O | NAXSPH18A112AA | NAXWPH18A112AA | Singlezone Non-ducted Wall Placement | 20300 | 13700 | 3.04 | 20300 | 2.01
American Standard / Mitsubishi Electric | M-Series | 202373692 | HRCU-A-CB-O | NAXSST09A112AA | NAXWST09A112AA | Singlezone Non-ducted Wall Placement | 10900 | 6700 | 3.12 | 8000 | 2.76
American Standard / Mitsubishi Electric | M-Series H2i | 202373705 | HMSV-A-CB | NAXMPH42A152AA |  | Multizone All Non-ducted | 48000 | 35800 | 2.87 | 48000 | 2.51
American Standard / Mitsubishi Electric | M-Series H2i | 202373685 | HRCU-A-CB-O | NAXSPB09A112AA | NAXWPH09A112AA | Singlezone Non-ducted Wall Placement | 10900 | 6700 | 2.73 | 10900 | 2.73
American Standard / Mitsubishi Electric | M-Series H2i | 202373687 | HRCU-A-CB-O | NAXSPB12A112AA | NAXWPH12A112AA | Singlezone Non-ducted Wall Placement | 13600 | 8100 | 2.83 | 13600 | 2.07
American Standard / Mitsubishi Electric | M-Series | 202373696 | HRCU-A-CB-O | NAXSST24A112AA | NAXWST24A112AA | Singlezone Non-ducted Wall Placement | 27600 | 16000 | 2.65 | 20200 | 1.98
American Standard / Mitsubishi Electric | M-Series | 202392212 | HRCU-A-CB | NAXSKS09A112AA | PEAD-A09AA7 | Singlezone Ducted, Centrally Ducted | 12000 | 7600 | 2.53 | 6100 | 2.93
American Standard / Mitsubishi Electric | M-Series | 202392210 | HRCU-A-CB-O | NAXSKS09A112AA | NAXUKS09A112AA | Singlezone Non-ducted, Ceiling Placement | 12000 | 7700 | 3.22 | 6100 | 3.08
American Standard / Mitsubishi Electric | M-Series | 202392208 | HRCU-A-CB | NAXSKS09A112AA | NAXDKS09A112AA | Singlezone Ducted, "Compact Ducted" | 12000 | 7600 | 2.53 | 6000 | 2.44
American Standard / Mitsubishi Electric | M-Series | 202392214 | HRCU-A-CB-O | NAXSKS09A112AA | NAXCKS09A112AA | Singlezone Non-ducted, Ceiling Placement | 11000 | 6900 | 2.5 | 5600 | 3.04
American Standard / Mitsubishi Electric | M-Series | 202392220 | HRCU-A-CB-O | NAXSKS12A112AA | NAXUKS12A112AA | Singlezone Non-ducted, Ceiling Placement | 15400 | 9900 | 2.84 | 7900 | 2.36
American Standard / Mitsubishi Electric | M-Series | 202392224 | HRCU-A-CB | NAXSKS12A112AA | NAXAMT12A112AA | Singlezone Ducted, Centrally Ducted | 15000 | 9900 | 2.59 | 7800 | 2.75
American Standard / Mitsubishi Electric | M-Series | 202392226 | HRCU-A-CB | NAXSKS15A112AA | NAXDKS15A112AA | Singlezone Ducted, "Compact Ducted" | 18000 | 11700 | 2.68 | 10000 | 2.55
American Standard / Mitsubishi Electric | M-Series | 202392232 | HRCU-A-CB | NAXSKS18A112AA | NAXDKS18A112AA | Singlezone Ducted, "Compact Ducted" | 21600 | 13900 | 2.87 | 12000 | 2.88
American Standard / Mitsubishi Electric | M-Series | 202392240 | HRCU-A-CB | NAXSKS18A112AA | NAXAMT18A112AA | Singlezone Ducted, Centrally Ducted | 21600 | 14000 | 2.81 | 12200 | 2.88
American Standard / Mitsubishi Electric | M-Series | 202392234 | HRCU-A-CB-O | NAXSKS18A112AA | NAXUKS18A112AA | Singlezone Non-ducted, Ceiling Placement | 20000 | 13100 | 2.63 | 10700 | 2.55
American Standard / Mitsubishi Electric | M-Series | 202392238 | HRCU-A-CB-O | NAXSKS18A112AA | NAXCKS18A112AA | Singlezone Non-ducted, Ceiling Placement | 19700 | 12900 | 2.68 | 9800 | 2.37
American Standard / Mitsubishi Electric | M-Series | 202373702 | HMSV-A-CB | NAXMMX20A122AA |  | Multizone All Non-ducted | 22000 | 12500 | 2.82 | 11100 | 2.03
American Standard / Mitsubishi Electric | M-Series H2i | 202373683 | HRCU-A-CB-O | NAXSPB06A112AA | NAXWPH06A112AA | Singlezone Non-ducted Wall Placement | 8700 | 5900 | 2.74 | 8700 | 2.45
ARCOAIRE | Mid-tier | 201835532 | HRCU-A-CB-O | DLCSRAH09AAK | DLFSCAH09XAK | Singlezone Non-ducted, Ceiling Placement | 10000 | 6700 | 2.58 | 11870 | 1.94
ARCOAIRE | Mid-tier | 201835537 | HRCU-A-CB-O | DLCSRAH18AAK | DLFSCAH18XAK | Singlezone Non-ducted, Ceiling Placement | 18000 | 12000 | 2.59 | 15710 | 2.4
ARCOAIRE | Mid-tier | 201835520 | HRCU-A-CB-O | DLCSRAH36AAK | DLFSHAH36XAK | Singlezone Non-ducted Wall Placement | 36000 | 20600 | 2.55 | 18930 | 2.56
ARCOAIRE | Mid-tier | 201835515 | HRCU-A-CB-O | DLCSRAH09AAK | DLFSHAH09XAK | Singlezone Non-ducted Wall Placement | 12000 | 7500 | 2.65 | 9840 | 2.1
ARCOAIRE |  | 201835506 | HRCU-A-CB-O | DLCPRAH09AAK | DLFPHAH09XAK | Singlezone Non-ducted Wall Placement | 10000 | 7200 | 2.78 | 13047 | 1.97
ARCOAIRE |  | 201835514 | HRCU-A-CB-O | DLCSRAH12AAJ | DLFSHAH12XAJ | Singlezone Non-ducted Wall Placement | 11800 | 7100 | 2.57 | 7800 | 2.01
ARCOAIRE |  | 201835538 | HRCU-A-CB | DLCSRAH24AAK | DLFSDAH24XAK | Singlezone Ducted, "Compact Ducted" | 24000 | 17400 | 2.96 | 30000 | 1.93
ARCOAIRE | High Tier | 202463642 | HRCU-A-CB-O | DLCPRAH18AAK | DLFPHAH18XAK | Singlezone Non-ducted Wall Placement | 18000 | 12300 | 3.19 | 18000 | 2
ARCOAIRE | High Tier | 202463643 | HRCU-A-CB-O | DLCPRAH24AAK | DLFPHAH24XAK | Singlezone Non-ducted Wall Placement | 24000 | 15450 | 3 | 24000 | 2
BOSCH | Bosch Climate 5000 ductless minisplit series | 9966839 | HRCU-A-CB-O | BMS500-AAS012-0CSXXA | BMS500-AAU012-0AHXXA | Singlezone Non-ducted Wall Placement | 12000 | 7500 | 2.56 | 5736 | 2.03
BOSCH | Bosch Climate 5000 ductless minisplit series | 9966838 | HRCU-A-CB-O | BMS500-AAS009-1CSXXA | BMS500-AAU009-1AHXXA | Singlezone Non-ducted Wall Placement | 9800 | 6300 | 2.68 | 6609 | 1.92
BOSCH | Bosch Climate 5000 ductless minisplit series | 9966837 | HRCU-A-CB-O | BMS500-AAS009-0CSXXA | BMS500-AAU009-0AHXXA | Singlezone Non-ducted Wall Placement | 9800 | 5800 | 2.74 | 6516 | 2.05
BOSCH |  | 10333757 | HRCU-A-CB | BOVA-60HDN1-M18M | BVA-36WN1-M18B | Singlezone Ducted, Centrally Ducted | 35200 | 24000 | 2.71 | 28000 | 2.05
BOSCH | IDS1.0 | 8860508 | HRCU-A-CB | BOVA-36HDN1-M18M | BVA-24WN1-M18 | Singlezone Ducted, Centrally Ducted | 24000 | 19000 | 2.64 | 18500 | 2.21
BOSCH | IDS1.0 | 8860510 | HRCU-A-CB | BOVA-60HDN1-M18M | BVA-48WN1-M18 | Singlezone Ducted, Centrally Ducted | 46500 | 35000 | 2.64 | 34400 | 2.85
BOSCH | IDS2.0 | 202868494 | HRCU-A-CB | BOVA-36HDN1-M20G | BVA-24WN1-M20 | Singlezone Ducted, Centrally Ducted | 24000 | 23000 | 2.6 | 20000 | 2.5
BOSCH | IDS2.0 | 202868496 | HRCU-A-CB | BOVA-36HDN1-M20G | BVA-36WN1-M20 | Singlezone Ducted, Centrally Ducted | 34200 | 28000 | 2.6 | 23000 | 2.41
BOSCH | IDS2.0 | 202868497 | HRCU-A-CB | BOVA-60HDN1-M20G | BVA-60WN1-M20 | Singlezone Ducted, Centrally Ducted | 56000 | 44000 | 2.5 | 40000 | 2.38
BOSCH | IDS2.0 | 203025023 | HRCU-A-CB | BOVA-60HDN1-M20G | BMA*4248DNTF | Singlezone Ducted, Centrally Ducted | 47000 | 35000 | 2.5 | 31800 | 2.39
BOSCH | IDS2.0 | 203025020 | HRCU-A-CB | BOVA-60HDN1-M20G | BMA*4248CNTF | Singlezone Ducted, Centrally Ducted | 46500 | 35000 | 2.5 | 31600 | 2.41
BOSCH | IDS2.0 | 203025026 | HRCU-A-CB | BOVA-60HDN1-M20G | BMA*4248DNTF | Singlezone Ducted, Centrally Ducted | 47000 | 35000 | 2.5 | 31800 | 2.39
BOSCH | IDS2.0 | 203025029 | HRCU-A-CB | BOVA-60HDN1-M20G | BMA*4860DNTF | Singlezone Ducted, Centrally Ducted | 54000 | 38000 | 2.6 | 34000 | 2.5
BOSCH | IDS2.0 | 203025032 | HRCU-A-CB | BOVA-60HDN1-M20G | BMA*4860DNTF | Singlezone Ducted, Centrally Ducted | 54000 | 38000 | 2.6 | 34000 | 2.5
BROAN | BROAN FSH1BG SERIES | 10254912 | HRCU-A-CB | FSH1BG4CVRX48K | B6VMAX48K-C | Singlezone Ducted, Centrally Ducted | 44000 | 27800 | 2.63 | 27550 | 2.21
BROAN | BROAN FSH1BG SERIES | 10254931 | HRCU-A-CB | FSH1BG4CVRX60K | B6VMAX60K-C | Singlezone Ducted, Centrally Ducted | 56000 | 32000 | 2.53 | 33500 | 2.31
BROAN | BROAN FSH1BG SERIES | 10254917 | HRCU-A-CB | FSH1BG4CVRX48K | C6B(A,H)-X48(C,U)-C | Singlezone Ducted, Centrally Ducted | 44200 | 28000 | 2.56 | 27800 | 2.2
BROAN | BROAN FSH1BG SERIES | 10254921 | HRCU-A-CB | FSH1BG4CVRX48K | C6B(A,H)-X48(C,U)-C | Singlezone Ducted, Centrally Ducted | 44200 | 28000 | 2.56 | 27800 | 2.2
BROAN | BROAN FSH1BG SERIES | 10254926 | HRCU-A-CB | FSH1BG4CVRX48K | C6B(A,H)-X48(C,U)-C | Singlezone Ducted, Centrally Ducted | 44000 | 27800 | 2.63 | 27550 | 2.21
BROAN | BROAN FSH1BG SERIES | 10254945 | HRCU-A-CB | FSH1BG4CVRX60K | C6B(A,H)-X60(C,U)-C | Singlezone Ducted, Centrally Ducted | 56000 | 32000 | 2.53 | 33500 | 2.31
BROAN | BROAN FSH1BG SERIES | 10254865 | HRCU-A-CB | FSH1BG4CVRX24K | B6VMAX24K-B | Singlezone Ducted, Centrally Ducted | 22400 | 14200 | 2.77 | 12650 | 2.12
BROAN | BROAN FSH1BG SERIES | 10254884 | HRCU-A-CB | FSH1BG4CVRX36K | B6VMAX36K-B | Singlezone Ducted, Centrally Ducted | 34400 | 21800 | 2.66 | 20150 | 2.27
BROAN | BROAN FSH1BG SERIES | 10254870 | HRCU-A-CB | FSH1BG4CVRX24K | C6B(A,H)-X26(C,U)-B | Singlezone Ducted, Centrally Ducted | 22200 | 14100 | 2.58 | 12800 | 2.03
BROAN | BROAN FSH1BG SERIES | 10254874 | HRCU-A-CB | FSH1BG4CVRX24K | C6B(A,H)-X26(C,U)-B | Singlezone Ducted, Centrally Ducted | 22200 | 14100 | 2.58 | 12800 | 2.03
BROAN | BROAN FSH1BG SERIES | 10254879 | HRCU-A-CB | FSH1BG4CVRX24K | C6B(A,H)-X26(C,U)-B | Singlezone Ducted, Centrally Ducted | 22400 | 14200 | 2.77 | 12650 | 2.12
BROAN | BROAN FSH1BG SERIES | 10254898 | HRCU-A-CB | FSH1BG4CVRX36K | C6B(A,H)-X36(C,U)-B | Singlezone Ducted, Centrally Ducted | 22400 | 14200 | 2.77 | 12650 | 2.12
BROAN | BROAN FSH1BG SERIES | 10254889 | HRCU-A-CB | FSH1BG4CVRX36K | C6B(A,H)-X36(C,U)-B | Singlezone Ducted, Centrally Ducted | 34200 | 21800 | 2.66 | 20250 | 2.28
BROAN | BROAN FSH1BG SERIES | 10254893 | HRCU-A-CB | FSH1BG4CVRX36K | C6B(A,H)-X36(C,U)-B | Singlezone Ducted, Centrally Ducted | 34200 | 21800 | 2.66 | 20250 | 2.28
BROAN | BROAN FSH1BG SERIES | 10254903 | HRCU-A-CB | FSH1BG4CVRX36K | C6B(A,H)-X36(C,U)-C | Singlezone Ducted, Centrally Ducted | 34200 | 21800 | 2.66 | 20250 | 2.28
BROAN | BROAN FSH1BG SERIES | 10254907 | HRCU-A-CB | FSH1BG4CVRX36K | C6B(A,H)-X36(C,U)-C | Singlezone Ducted, Centrally Ducted | 34200 | 21800 | 2.66 | 20250 | 2.28
BRYANT | Preferred | 8738647 | HRCU-A-CB-O | 38MAQB12R--1 | 619PAQ012BBMA | Singlezone Non-ducted Wall Placement | 12000 | 7600 | 2.59 | 6490 | 1.94
BRYANT | Preferred Series | 8738645 | HRCU-A-CB-O | 38MAQB12R--3 | 619PEQ012BBMA | Singlezone Non-ducted Wall Placement | 11800 | 7800 | 2.66 | 12010 | 1.98
BRYANT | Preferred Series | 8738646 | HRCU-A-CB-O | 38MAQB09R--3 | 619PEQ009BBMA | Singlezone Non-ducted Wall Placement | 10900 | 6900 | 2.73 | 10900 | 1.98
BRYANT | Preferred Series | 9118462 | HMSV-A-CB | 38MGRQ18B--3 |  | Multizone All Non-ducted | 19000 | 12000 | 2.81 | 13990 | 2.15
BRYANT | Preferred Series | 9118474 | HMSV-A-CB | 38MGRQ36D--3 |  | Multizone All Non-ducted | 36000 | 23200 | 2.79 | 36080 | 1.96
BRYANT | Preferred Series | 9118478 | HMSV-A-CB | 38MGRQ48E--3 |  | Multizone All Non-ducted | 48000 | 29600 | 2.7 | 36340 | 1.98
BRYANT | Preferred Series | 9854627 | HMSV-A-CB | 38MGRQ30D--3 |  | Multizone All Non-ducted | 28000 | 17400 | 2.79 | 28220 | 2.04
BRYANT | Evolution Series | 9893462 | HRCU-A-CB | 280ANV024000 | FE4ANF002L+UI | Singlezone Ducted, Centrally Ducted | 24000 | 25200 | 2.56 | 19800 | 2.07
BRYANT | Evolution Series | 9893463 | HRCU-A-CB | 280ANV024000 | FE4AN(B,F)003+UI | Singlezone Ducted, Centrally Ducted | 23800 | 25000 | 2.54 | 19800 | 2.07
BRYANT | Bryant® Extreme Heat Pump | 9893473 | HRCU-A-CB | 280ANV024*0**A* | CAP**3617AL*+UI & 98(6*B,7*A)42060V17*** | Singlezone Ducted, Centrally Ducted | 24000 | 25200 | 2.5 | 21779 | 2.22
BRYANT | Bryant® Extreme Heat Pump | 9893474 | HRCU-A-CB | 280ANV024*0**A* | CAP**3617AL*+UI & 98(6*B,7*A)42080V17*** | Singlezone Ducted, Centrally Ducted | 24000 | 25200 | 2.51 | 21779 | 2.24
BRYANT | Bryant® Extreme Heat Pump | 9893475 | HRCU-A-CB | 280ANV024*0**A* | CAP**3621AL*+UI & 98(6*B,7*A)42060V17*** | Singlezone Ducted, Centrally Ducted | 24000 | 25200 | 2.5 | 21779 | 2.22
BRYANT | Bryant® Extreme Heat Pump | 9893476 | HRCU-A-CB | 280ANV024*0**A* | CAP**3621AL*+UI & 98(6*B,7*A)42080V17*** | Singlezone Ducted, Centrally Ducted | 24000 | 25200 | 2.51 | 21779 | 2.24
BRYANT | Bryant® Extreme Heat Pump | 9893477 | HRCU-A-CB | 280ANV024*0**A* | CAP**4221AL*+UI & 98(6*B,7*A)42060V17*** | Singlezone Ducted, Centrally Ducted | 23800 | 25200 | 2.54 | 21565 | 2.27
BRYANT | Bryant® Extreme Heat Pump | 9893478 | HRCU-A-CB | 280ANV024*0**A* | CAP**4221AL*+UI & 98(6*B,7*A)42080V17*** | Singlezone Ducted, Centrally Ducted | 23800 | 25200 | 2.56 | 21565 | 2.28
BRYANT | Bryant® Extreme Heat Pump | 9893479 | HRCU-A-CB | 280ANV024*0**A* | CAP**4224AL*+UI & 98(6*B,7*A)66120V24*** | Singlezone Ducted, Centrally Ducted | 23600 | 25000 | 2.57 | 21352 | 2.28
BRYANT | Bryant® Extreme Heat Pump | 9893482 | HRCU-A-CB | 280ANV024*0**A* | CAP**4821AL*+UI & 98(6*B,7*A)42060V17*** | Singlezone Ducted, Centrally Ducted | 23200 | 25000 | 2.67 | 20924 | 2.39
BRYANT | Bryant® Extreme Heat Pump | 9893483 | HRCU-A-CB | 280ANV024*0**A* | CAP**4821AL*+UI & 98(6*B,7*A)42080V17*** | Singlezone Ducted, Centrally Ducted | 23200 | 24800 | 2.68 | 20924 | 2.39
BRYANT | Bryant® Extreme Heat Pump | 9893484 | HRCU-A-CB | 280ANV024*0**A* | CAP**4824AL*+UI & 98(6*B,7*A)66120V24*** | Singlezone Ducted, Centrally Ducted | 23000 | 24800 | 2.68 | 20711 | 2.39
BRYANT | Bryant® Extreme Heat Pump | 9893485 | HRCU-A-CB | 280ANV024*0**A* | CAP**6021AL*+UI & 98(6*B,7*A)42060V17*** | Singlezone Ducted, Centrally Ducted | 22800 | 24600 | 2.71 | 20711 | 2.41
BRYANT | Bryant® Extreme Heat Pump | 9893486 | HRCU-A-CB | 280ANV024*0**A* | CAP**6021AL*+UI & 98(6*B,7*A)42080V17*** | Singlezone Ducted, Centrally Ducted | 22800 | 24600 | 2.71 | 20711 | 2.41
BRYANT | Bryant® Extreme Heat Pump | 9893487 | HRCU-A-CB | 280ANV024*0**A* | CAP**6024AL*+UI & 98(6*B,7*A)66120V24*** | Singlezone Ducted, Centrally Ducted | 22600 | 24400 | 2.71 | 20497 | 2.41
BRYANT | Bryant® Extreme Heat Pump | 9893489 | HRCU-A-CB | 280ANV024*0**A* | CNPV*3617AL*+UI & 98(6*B,7*A)42080V17*** | Singlezone Ducted, Centrally Ducted | 24000 | 25200 | 2.5 | 21779 | 2.22
BRYANT | Bryant® Extreme Heat Pump | 9893491 | HRCU-A-CB | 280ANV024*0**A* | CNPV*3621AL*+UI & 98(6*B,7*A)42080V17*** | Singlezone Ducted, Centrally Ducted | 24000 | 25200 | 2.5 | 21779 | 2.22
BRYANT | Bryant® Extreme Heat Pump | 9893492 | HRCU-A-CB | 280ANV024*0**A* | CNPV*4217AL*+UI & 98(6*B,7*A)42060V17*** | Singlezone Ducted, Centrally Ducted | 23400 | 25200 | 2.62 | 21138 | 2.33
BRYANT | Bryant® Extreme Heat Pump | 9893493 | HRCU-A-CB | 280ANV024*0**A* | CNPV*4217AL*+UI & 98(6*B,7*A)42080V17*** | Singlezone Ducted, Centrally Ducted | 23400 | 25200 | 2.62 | 21138 | 2.33
BRYANT | Bryant® Extreme Heat Pump | 9893494 | HRCU-A-CB | 280ANV024*0**A* | CNPV*4221AL*+UI & 98(6*B,7*A)42060V17*** | Singlezone Ducted, Centrally Ducted | 23600 | 25200 | 2.54 | 21352 | 2.26
BRYANT | Bryant® Extreme Heat Pump | 9893495 | HRCU-A-CB | 280ANV024*0**A* | CNPV*4221AL*+UI & 98(6*B,7*A)42080V17*** | Singlezone Ducted, Centrally Ducted | 23400 | 25200 | 2.54 | 21138 | 2.26
BRYANT | Bryant® Extreme Heat Pump | 9893497 | HRCU-A-CB | 280ANV024*0**A* | CNPV*4821AL*+UI & 98(6*B,7*A)42080V17*** | Singlezone Ducted, Centrally Ducted | 23200 | 25000 | 2.67 | 20924 | 2.39
BRYANT | Bryant® Extreme Heat Pump | 9893498 | HRCU-A-CB | 280ANV024*0**A* | CNPV*4824AL*+UI & 98(6*B,7*A)66120V24*** | Singlezone Ducted, Centrally Ducted | 23200 | 25000 | 2.7 | 20924 | 2.41
BRYANT | Bryant® Extreme Heat Pump | 9893496 | HRCU-A-CB | 280ANV024*0**A* | CNPV*4821AL*+UI & 98(6*B,7*A)42060V17*** | Singlezone Ducted, Centrally Ducted | 23400 | 25000 | 2.67 | 21138 | 2.38
BRYANT | Bryant® Extreme Heat Pump | 9893499 | HRCU-A-CB | 280ANV024*0**A* | CNPV*6024AL*+UI & 98(6*B,7*A)66120V24*** | Singlezone Ducted, Centrally Ducted | 23400 | 25000 | 2.7 | 21138 | 2.41
BRYANT | Bryant® Extreme Heat Pump | 9893500 | HRCU-A-CB | 280ANV024*0**A* | CSPH*3612AL*+UI & 98(6*B,7*A)42060V17*** | Singlezone Ducted, Centrally Ducted | 24000 | 25200 | 2.62 | 21779 | 2.33
BRYANT | Bryant® Extreme Heat Pump | 9893501 | HRCU-A-CB | 280ANV024*0**A* | CSPH*3612AL*+UI & 98(6*B,7*A)42080V17*** | Singlezone Ducted, Centrally Ducted | 23800 | 25200 | 2.65 | 21565 | 2.36
BRYANT | Bryant® Extreme Heat Pump | 9893502 | HRCU-A-CB | 280ANV024*0**A* | CSPH*3612AL*+UI & 98(6*B,7*A)66120V24*** | Singlezone Ducted, Centrally Ducted | 23800 | 25000 | 2.65 | 21565 | 2.36
BRYANT | Bryant® Extreme Heat Pump | 9893503 | HRCU-A-CB | 280ANV024*0**A* | CSPH*4212AL*+UI & 98(6*B,7*A)42060V17*** | Singlezone Ducted, Centrally Ducted | 23800 | 25200 | 2.68 | 21565 | 2.38
BRYANT | Bryant® Extreme Heat Pump | 9893505 | HRCU-A-CB | 280ANV024*0**A* | CSPH*4212AL*+UI & 98(6*B,7*A)66120V24*** | Singlezone Ducted, Centrally Ducted | 23600 | 25000 | 2.67 | 21352 | 2.38
BRYANT | Bryant® Extreme Heat Pump | 9893504 | HRCU-A-CB | 280ANV024*0**A* | CSPH*4212AL*+UI & 98(6*B,7*A)42080V17*** | Singlezone Ducted, Centrally Ducted | 23800 | 25000 | 2.67 | 21565 | 2.38
BRYANT | Bryant® Extreme Heat Pump | 9893506 | HRCU-A-CB | 280ANV024*0**A* | CSPH*4812AL*+UI & 98(6*B,7*A)42060V17*** | Singlezone Ducted, Centrally Ducted | 23400 | 25000 | 2.7 | 21138 | 2.41
BRYANT | Bryant® Extreme Heat Pump | 9893507 | HRCU-A-CB | 280ANV024*0**A* | CSPH*4812AL*+UI & 98(6*B,7*A)42080V17*** | Singlezone Ducted, Centrally Ducted | 23400 | 25000 | 2.7 | 21138 | 2.41
BRYANT | Bryant® Extreme Heat Pump | 9893508 | HRCU-A-CB | 280ANV024*0**A* | CSPH*4812AL*+UI & 98(6*B,7*A)66120V24*** | Singlezone Ducted, Centrally Ducted | 23200 | 25000 | 2.73 | 20924 | 2.43
BRYANT | Bryant® Extreme Heat Pump | 9893509 | HRCU-A-CB | 280ANV024*0**A* | CSPH*6012AL*+UI & 98(6*B,7*A)42060V17*** | Singlezone Ducted, Centrally Ducted | 23600 | 25000 | 2.7 | 21352 | 2.41
BRYANT | Bryant® Extreme Heat Pump | 9893510 | HRCU-A-CB | 280ANV024*0**A* | CSPH*6012AL*+UI & 98(6*B,7*A)42080V17*** | Singlezone Ducted, Centrally Ducted | 23400 | 25000 | 2.73 | 21138 | 2.44
BRYANT | Bryant® Extreme Heat Pump | 9893511 | HRCU-A-CB | 280ANV024*0**A* | CSPH*6012AL*+UI & 98(6*B,7*A)66120V24*** | Singlezone Ducted, Centrally Ducted | 23400 | 25000 | 2.73 | 21138 | 2.44
BRYANT | Bryant® Extreme Heat Pump | 9893514 | HRCU-A-CB | 280ANV024*0**A* | CAP**3621AL*+UI & 98(6*B,7*A)66100V21*** | Singlezone Ducted, Centrally Ducted | 23000 | 25000 | 2.52 | 20711 | 2.24
BRYANT | Bryant® Extreme Heat Pump | 9893516 | HRCU-A-CB | 280ANV024*0**A* | CAP**4221AL*+UI & 98(6*B,7*A)60080V21*** | Singlezone Ducted, Centrally Ducted | 23000 | 25000 | 2.57 | 20711 | 2.28
BRYANT | Bryant® Extreme Heat Pump | 9893517 | HRCU-A-CB | 280ANV024*0**A* | CAP**4221AL*+UI & 98(6*B,7*A)66100V21*** | Singlezone Ducted, Centrally Ducted | 23000 | 25000 | 2.57 | 20711 | 2.28
BRYANT | Bryant® Extreme Heat Pump | 9893521 | HRCU-A-CB | 280ANV024*0**A* | CAP**4821AL*+UI & 98(6*B,7MA)60060V21*** | Singlezone Ducted, Centrally Ducted | 22800 | 24800 | 2.71 | 20711 | 2.41
BRYANT | Bryant® Extreme Heat Pump | 9893519 | HRCU-A-CB | 280ANV024*0**A* | CAP**4224AL*+UI & 98(6*B,7*A)60080V21*** | Singlezone Ducted, Centrally Ducted | 23000 | 25000 | 2.57 | 20711 | 2.28
BRYANT | Bryant® Extreme Heat Pump | 9893520 | HRCU-A-CB | 280ANV024*0**A* | CAP**4224AL*+UI & 98(6*B,7*A)66100V21*** | Singlezone Ducted, Centrally Ducted | 23000 | 25000 | 2.57 | 20711 | 2.28
BRYANT | Bryant® Extreme Heat Pump | 9893522 | HRCU-A-CB | 280ANV024*0**A* | CAP**4821AL*+UI & 98(6*B,7*A)60080V21*** | Singlezone Ducted, Centrally Ducted | 22800 | 24800 | 2.71 | 20711 | 2.41
BRYANT | Bryant® Extreme Heat Pump | 9893523 | HRCU-A-CB | 280ANV024*0**A* | CAP**4821AL*+UI & 98(6*B,7*A)66100V21*** | Singlezone Ducted, Centrally Ducted | 22800 | 24800 | 2.71 | 20711 | 2.41
BRYANT | Bryant® Extreme Heat Pump | 9893524 | HRCU-A-CB | 280ANV024*0**A* | CAP**4824AL*+UI & 98(6*B,7MA)60060V21*** | Singlezone Ducted, Centrally Ducted | 22800 | 24800 | 2.71 | 20711 | 2.41
BRYANT | Bryant® Extreme Heat Pump | 9893525 | HRCU-A-CB | 280ANV024*0**A* | CAP**4824AL*+UI & 98(6*B,7*A)60080V21*** | Singlezone Ducted, Centrally Ducted | 22800 | 24800 | 2.71 | 20711 | 2.41
BRYANT | Bryant® Extreme Heat Pump | 9893526 | HRCU-A-CB | 280ANV024*0**A* | CAP**4824AL*+UI & 98(6*B,7*A)66100V21*** | Singlezone Ducted, Centrally Ducted | 22800 | 24800 | 2.74 | 20711 | 2.44
BRYANT | Bryant® Extreme Heat Pump | 9893529 | HRCU-A-CB | 280ANV024*0**A* | CAP**6021AL*+UI & 98(6*B,7*A)66100V21*** | Singlezone Ducted, Centrally Ducted | 23000 | 24800 | 2.71 | 20711 | 2.41
BRYANT | Bryant® Extreme Heat Pump | 9893527 | HRCU-A-CB | 280ANV024*0**A* | CAP**6021AL*+UI & 98(6*B,7MA)60060V21*** | Singlezone Ducted, Centrally Ducted | 23000 | 24800 | 2.68 | 20711 | 2.39
BRYANT | Bryant® Extreme Heat Pump | 9893528 | HRCU-A-CB | 280ANV024*0**A* | CAP**6021AL*+UI & 98(6*B,7*A)60080V21*** | Singlezone Ducted, Centrally Ducted | 23000 | 24800 | 2.71 | 20711 | 2.41
BRYANT | Bryant® Extreme Heat Pump | 9893530 | HRCU-A-CB | 280ANV024*0**A* | CAP**6024AL*+UI & 98(6*B,7MA)60060V21*** | Singlezone Ducted, Centrally Ducted | 23000 | 24800 | 2.68 | 20711 | 2.39
BRYANT | Bryant® Extreme Heat Pump | 9893531 | HRCU-A-CB | 280ANV024*0**A* | CAP**6024AL*+UI & 98(6*B,7*A)60080V21*** | Singlezone Ducted, Centrally Ducted | 23000 | 24800 | 2.71 | 20711 | 2.41
BRYANT | Bryant® Extreme Heat Pump | 9893532 | HRCU-A-CB | 280ANV024*0**A* | CAP**6024AL*+UI & 98(6*B,7*A)66100V21*** | Singlezone Ducted, Centrally Ducted | 23000 | 24800 | 2.71 | 20711 | 2.41
BRYANT | Bryant® Extreme Heat Pump | 9893534 | HRCU-A-CB | 280ANV024*0**A* | CNPV*3621AL*+UI & 98(6*B,7*A)60080V21*** | Singlezone Ducted, Centrally Ducted | 23400 | 25200 | 2.5 | 21138 | 2.22
BRYANT | Bryant® Extreme Heat Pump | 9893535 | HRCU-A-CB | 280ANV024*0**A* | CNPV*3621AL*+UI & 98(6*B,7*A)66100V21*** | Singlezone Ducted, Centrally Ducted | 23400 | 25200 | 2.5 | 21138 | 2.22
BRYANT | Bryant® Extreme Heat Pump | 9893536 | HRCU-A-CB | 280ANV024*0**A* | CNPV*4221AL*+UI & 98(6*B,7MA)60060V21*** | Singlezone Ducted, Centrally Ducted | 23400 | 25200 | 2.54 | 21138 | 2.26
BRYANT | Bryant® Extreme Heat Pump | 9893537 | HRCU-A-CB | 280ANV024*0**A* | CNPV*4221AL*+UI & 98(6*B,7*A)60080V21*** | Singlezone Ducted, Centrally Ducted | 23200 | 25200 | 2.56 | 20924 | 2.29
BRYANT | Bryant® Extreme Heat Pump | 9893539 | HRCU-A-CB | 280ANV024*0**A* | CNPV*4824AL*+UI & 98(6*B,7MA)60060V21*** | Singlezone Ducted, Centrally Ducted | 23200 | 25000 | 2.67 | 20924 | 2.39
BRYANT | Bryant® Extreme Heat Pump | 9893538 | HRCU-A-CB | 280ANV024*0**A* | CNPV*4221AL*+UI & 98(6*B,7*A)66100V21*** | Singlezone Ducted, Centrally Ducted | 23200 | 25000 | 2.57 | 20924 | 2.29
BRYANT | Bryant® Extreme Heat Pump | 9893540 | HRCU-A-CB | 280ANV024*0**A* | CNPV*4824AL*+UI & 98(6*B,7*A)60080V21*** | Singlezone Ducted, Centrally Ducted | 23000 | 25000 | 2.68 | 20711 | 2.39
BRYANT | Bryant® Extreme Heat Pump | 9893542 | HRCU-A-CB | 280ANV024*0**A* | CNPV*6024AL*+UI & 98(6*B,7MA)60060V21*** | Singlezone Ducted, Centrally Ducted | 23400 | 25000 | 2.67 | 21138 | 2.38
BRYANT | Bryant® Extreme Heat Pump | 9893541 | HRCU-A-CB | 280ANV024*0**A* | CNPV*4824AL*+UI & 98(6*B,7*A)66100V21*** | Singlezone Ducted, Centrally Ducted | 23000 | 25000 | 2.71 | 20711 | 2.41
BRYANT | Bryant® Extreme Heat Pump | 9893543 | HRCU-A-CB | 280ANV024*0**A* | CNPV*6024AL*+UI & 98(6*B,7*A)60080V21*** | Singlezone Ducted, Centrally Ducted | 23200 | 25000 | 2.7 | 20924 | 2.41
BRYANT | Bryant® Extreme Heat Pump | 9893544 | HRCU-A-CB | 280ANV024*0**A* | CNPV*6024AL*+UI & 98(6*B,7*A)66100V21*** | Singlezone Ducted, Centrally Ducted | 23200 | 25000 | 2.7 | 20924 | 2.41
BRYANT | Bryant® Extreme Heat Pump | 9893545 | HRCU-A-CB | 280ANV024*0**A* | CSPH*3612AL*+UI & 98(6*B,7MA)60060V21*** | Singlezone Ducted, Centrally Ducted | 23200 | 25200 | 2.62 | 20924 | 2.33
BRYANT | Bryant® Extreme Heat Pump | 9893546 | HRCU-A-CB | 280ANV024*0**A* | CSPH*3612AL*+UI & 98(6*B,7*A)60080V21*** | Singlezone Ducted, Centrally Ducted | 23200 | 25000 | 2.62 | 20924 | 2.33
BRYANT | Bryant® Extreme Heat Pump | 9893549 | HRCU-A-CB | 280ANV024*0**A* | CSPH*4212AL*+UI & 98(6*B,7*A)60080V21*** | Singlezone Ducted, Centrally Ducted | 23200 | 25000 | 2.7 | 20924 | 2.41
BRYANT | Bryant® Extreme Heat Pump | 9893548 | HRCU-A-CB | 280ANV024*0**A* | CSPH*4212AL*+UI & 98(6*B,7MA)60060V21*** | Singlezone Ducted, Centrally Ducted | 23200 | 25000 | 2.67 | 20924 | 2.39
BRYANT | Bryant® Extreme Heat Pump | 9893547 | HRCU-A-CB | 280ANV024*0**A* | CSPH*3612AL*+UI & 98(6*B,7*A)66100V21*** | Singlezone Ducted, Centrally Ducted | 23200 | 25000 | 2.62 | 20924 | 2.33
BRYANT | Bryant® Extreme Heat Pump | 9893550 | HRCU-A-CB | 280ANV024*0**A* | CSPH*4212AL*+UI & 98(6*B,7*A)66100V21*** | Singlezone Ducted, Centrally Ducted | 23000 | 25000 | 2.68 | 20711 | 2.39
BRYANT | Bryant® Extreme Heat Pump | 9893551 | HRCU-A-CB | 280ANV024*0**A* | CSPH*4812AL*+UI & 98(6*B,7MA)60060V21*** | Singlezone Ducted, Centrally Ducted | 23200 | 25000 | 2.7 | 20924 | 2.41
BRYANT | Bryant® Extreme Heat Pump | 9893552 | HRCU-A-CB | 280ANV024*0**A* | CSPH*4812AL*+UI & 98(6*B,7*A)60080V21*** | Singlezone Ducted, Centrally Ducted | 23000 | 25000 | 2.71 | 20711 | 2.41
BRYANT | Bryant® Extreme Heat Pump | 9893553 | HRCU-A-CB | 280ANV024*0**A* | CSPH*4812AL*+UI & 98(6*B,7*A)66100V21*** | Singlezone Ducted, Centrally Ducted | 23000 | 24800 | 2.71 | 20711 | 2.41
BRYANT | Bryant® Extreme Heat Pump | 9893554 | HRCU-A-CB | 280ANV024*0**A* | CSPH*6012AL*+UI & 98(6*B,7MA)60060V21*** | Singlezone Ducted, Centrally Ducted | 23200 | 25000 | 2.73 | 20924 | 2.43
BRYANT | Bryant® Extreme Heat Pump | 9893555 | HRCU-A-CB | 280ANV024*0**A* | CSPH*6012AL*+UI & 98(6*B,7*A)60080V21*** | Singlezone Ducted, Centrally Ducted | 23200 | 25000 | 2.82 | 20924 | 2.43
BRYANT | Evolution Series | 9893556 | HRCU-A-CB | 280ANV036000 | FE4ANB006L+UI | Singlezone Ducted, Centrally Ducted | 33400 | 31600 | 2.81 | 23600 | 2.2
BRYANT | Evolution Series | 9893607 | HRCU-A-CB | 280ANV036000 | FE4ANF002L+UI | Singlezone Ducted, Centrally Ducted | 35404 | 33496 | 2.61 | 33496 | 2.74
BRYANT | Evolution Series | 9893608 | HRCU-A-CB | 280ANV036000 | FE4AN(B,F)003L+UI | Singlezone Ducted, Centrally Ducted | 35738 | 33812 | 2.64 | 25252 | 2.07
BRYANT | Evolution Series | 9893614 | HRCU-A-CB | 280ANV036000 | FE4AN(B,F)005L+UI | Singlezone Ducted, Centrally Ducted | 33400 | 31600 | 2.62 | 23600 | 2.06
BRYANT | Bryant® Extreme Heat Pump | 9893647 | HRCU-A-CB | 280ANV036*0**A* | CSPH*4212AL*+UI & 98(6*B,7*A)66120V24*** | Singlezone Ducted, Centrally Ducted | 34600 | 30200 | 2.51 | 26705 | 2.3
BRYANT | Bryant® Extreme Heat Pump | 9893664 | HRCU-A-CB | 280ANV036*0**A* | CAP**4821AL*+UI & 98(6*B,7*A)60080V21*** | Singlezone Ducted, Centrally Ducted | 33600 | 30000 | 2.51 | 25934 | 2.35
BRYANT | Bryant® Extreme Heat Pump | 9893665 | HRCU-A-CB | 280ANV036*0**A* | CAP**4821AL*+UI & 98(6*B,7*A)66100V21*** | Singlezone Ducted, Centrally Ducted | 33600 | 29800 | 2.54 | 25934 | 2.37
BRYANT | Bryant® Extreme Heat Pump | 9893667 | HRCU-A-CB | 280ANV036*0**A* | CAP**4824AL*+UI & 98(6*B,7*A)60080V21*** | Singlezone Ducted, Centrally Ducted | 33600 | 29800 | 2.54 | 25934 | 2.32
BRYANT | Bryant® Extreme Heat Pump | 9893668 | HRCU-A-CB | 280ANV036*0**A* | CAP**4824AL*+UI & 98(6*B,7*A)66100V21*** | Singlezone Ducted, Centrally Ducted | 33600 | 29800 | 2.54 | 25934 | 2.39
BRYANT | Bryant® Extreme Heat Pump | 9893679 | HRCU-A-CB | 280ANV036*0**A* | CNPV*4821AL*+UI & 98(6*B,7*A)60080V21*** | Singlezone Ducted, Centrally Ducted | 33800 | 30000 | 2.51 | 25934 | 2.32
BRYANT | Bryant® Extreme Heat Pump | 9893680 | HRCU-A-CB | 280ANV036*0**A* | CNPV*4821AL*+UI & 98(6*B,7*A)66100V21*** | Singlezone Ducted, Centrally Ducted | 33800 | 30000 | 2.54 | 25934 | 2.37
BRYANT | Bryant® Extreme Heat Pump | 9893682 | HRCU-A-CB | 280ANV036*0**A* | CNPV*4824AL*+UI & 98(6*B,7*A)60080V21*** | Singlezone Ducted, Centrally Ducted | 33800 | 30000 | 2.51 | 25934 | 2.32
BRYANT | Bryant® Extreme Heat Pump | 9893683 | HRCU-A-CB | 280ANV036*0**A* | CNPV*4824AL*+UI & 98(6*B,7*A)66100V21*** | Singlezone Ducted, Centrally Ducted | 33800 | 30000 | 2.54 | 25934 | 2.37
BRYANT | Bryant® Extreme Heat Pump | 9893691 | HRCU-A-CB | 280ANV036*0**A* | CSPH*4212AL*+UI & 98(6*B,7*A)60080V21*** | Singlezone Ducted, Centrally Ducted | 34000 | 30200 | 2.54 | 26191 | 2.33
BRYANT | Bryant® Extreme Heat Pump | 9893694 | HRCU-A-CB | 280ANV036*0**A* | CSPH*4812AL*+UI & 98(6*B,7*A)60080V21*** | Singlezone Ducted, Centrally Ducted | 33800 | 30000 | 2.54 | 25934 | 2.35
BRYANT | Bryant® Extreme Heat Pump | 9893692 | HRCU-A-CB | 280ANV036*0**A* | CSPH*4212AL*+UI & 98(6*B,7*A)66100V21*** | Singlezone Ducted, Centrally Ducted | 33800 | 30000 | 2.54 | 25934 | 2.39
BRYANT | Bryant® Extreme Heat Pump | 9893695 | HRCU-A-CB | 280ANV036*0**A* | CSPH*4812AL*+UI & 98(6*B,7*A)66100V21*** | Singlezone Ducted, Centrally Ducted | 33800 | 30000 | 2.54 | 25934 | 2.39
BRYANT | Evolution | 201753409 | HRCU-A-CB-O | 38MPRAQ09AA3 | 619PHAQ09XA3 | Singlezone Non-ducted Wall Placement | 10000 | 7200 | 2.78 | 13000 | 2.01
BRYANT | Evolution | 202463636 | HRCU-A-CB-O | 38MPRAQ18AA3 | 619PHAQ18XA3 | Singlezone Non-ducted Wall Placement | 18000 | 12300 | 3.19 | 18000 | 2
BRYANT | Evolution | 202463637 | HRCU-A-CB-O | 38MPRAQ24AA3 | 619PHAQ24XA3 | Singlezone Non-ducted Wall Placement | 24000 | 15450 | 3 | 24000 | 2
CARRIER | Performance | 8738634 | HRCU-A-CB-O | 38MAQB12R--1 | 40MAQB12B--1 | Singlezone Non-ducted Wall Placement | 12000 | 7600 | 2.59 | 6490 | 1.94
CARRIER |  | 7992954 | HRCU-A-CB-O | 38GRQB09---301 | 40GRQB09H--301 | Singlezone Non-ducted Wall Placement | 9000 | 5500 | 2.88 | 10488 | 1.98
CARRIER |  | 7992956 | HRCU-A-CB-O | 38GRQB12---301 | 40GRQB12H--301 | Singlezone Non-ducted Wall Placement | 13000 | 13000 | 3.15 | 13000 | 2.76
CARRIER |  | 7992958 | HRCU-A-CB-O | 38GRQB18---301 | 40GRQB18H--301 | Singlezone Non-ducted Wall Placement | 19000 | 12717 | 2.5 | 19190 | 2.85
CARRIER |  | 8738635 | HRCU-A-CB-O | 38MAQB09R--3 | 40MAQB09B--3 | Singlezone Non-ducted Wall Placement | 10900 | 6900 | 2.73 | 10900 | 1.98
CARRIER |  | 8738636 | HRCU-A-CB-O | 38MAQB12R--3 | 40MAQB12B--3 | Singlezone Non-ducted Wall Placement | 11800 | 7800 | 2.66 | 12010 | 1.98
CARRIER |  | 9118461 | HMSV-A-CB | 38MGRQ18B--3 |  | Multizone All Non-ducted | 19000 | 12000 | 2.81 | 13990 | 2.15
CARRIER |  | 9118473 | HMSV-A-CB | 38MGRQ36D--3 |  | Multizone All Non-ducted | 36000 | 23200 | 2.79 | 36080 | 1.96
CARRIER |  | 9118477 | HMSV-A-CB | 38MGRQ48E--3 |  | Multizone All Non-ducted | 48000 | 29600 | 2.7 | 36340 | 1.98
CARRIER |  | 9854626 | HMSV-A-CB | 38MGRQ30D--3 |  | Multizone All Non-ducted | 28000 | 17400 | 2.79 | 28220 | 2.04
CARRIER |  | 9892512 | HRCU-A-CB | 25VNA024A*030* | FE4ANF002L + UI | Singlezone Ducted, Centrally Ducted | 24000 | 25200 | 2.56 | 19800 | 2.07
CARRIER |  | 9892513 | HRCU-A-CB | 25VNA024A*030* | FE4AN(B,F)003L+UI | Singlezone Ducted, Centrally Ducted | 23800 | 25000 | 2.54 | 19800 | 2.07
CARRIER | Infinity® 20 Heat Pump with Greenspeed® Intelligence | 9892523 | HRCU-A-CB | 25VNA024A*030* | CAP**3617AL*+UI & 59*N*A060V17**14 | Singlezone Ducted, Centrally Ducted | 24000 | 25200 | 2.5 | 21779 | 2.22
CARRIER | Infinity® 20 Heat Pump with Greenspeed® Intelligence | 9892524 | HRCU-A-CB | 25VNA024A*030* | CAP**3617AL*+UI & 59*N*A080V17**14 | Singlezone Ducted, Centrally Ducted | 24000 | 25200 | 2.51 | 21779 | 2.24
CARRIER | Infinity® 20 Heat Pump with Greenspeed® Intelligence | 9892525 | HRCU-A-CB | 25VNA024A*030* | CAP**3621AL*+UI & 59*N*A060V17**14 | Singlezone Ducted, Centrally Ducted | 24000 | 25200 | 2.5 | 21779 | 2.22
CARRIER | Infinity® 20 Heat Pump with Greenspeed® Intelligence | 9892526 | HRCU-A-CB | 25VNA024A*030* | CAP**3621AL*+UI & 59*N*A080V17**14 | Singlezone Ducted, Centrally Ducted | 24000 | 25200 | 2.51 | 21779 | 2.24
CARRIER | Infinity® 20 Heat Pump with Greenspeed® Intelligence | 9892528 | HRCU-A-CB | 25VNA024A*030* | CAP**4221AL*+UI & 59*N*A080V17**14 | Singlezone Ducted, Centrally Ducted | 23800 | 25200 | 2.56 | 21565 | 2.28
CARRIER | Infinity® 20 Heat Pump with Greenspeed® Intelligence | 9892527 | HRCU-A-CB | 25VNA024A*030* | CAP**4221AL*+UI & 59*N*A060V17**14 | Singlezone Ducted, Centrally Ducted | 23800 | 25200 | 2.54 | 21565 | 2.27
CARRIER | Infinity® 20 Heat Pump with Greenspeed® Intelligence | 9892529 | HRCU-A-CB | 25VNA024A*030* | CAP**4224AL*+UI & 59*N*A120V24**22 | Singlezone Ducted, Centrally Ducted | 23600 | 25000 | 2.57 | 21352 | 2.28
CARRIER | Infinity® 20 Heat Pump with Greenspeed® Intelligence | 9892532 | HRCU-A-CB | 25VNA024A*030* | CAP**4821AL*+UI & 59*N*A060V17**14 | Singlezone Ducted, Centrally Ducted | 23200 | 25000 | 2.67 | 20924 | 2.39
CARRIER | Infinity® 20 Heat Pump with Greenspeed® Intelligence | 9892533 | HRCU-A-CB | 25VNA024A*030* | CAP**4821AL*+UI & 59*N*A080V17**14 | Singlezone Ducted, Centrally Ducted | 23200 | 24800 | 2.68 | 20924 | 2.39
CARRIER | Infinity® 20 Heat Pump with Greenspeed® Intelligence | 9892535 | HRCU-A-CB | 25VNA024A*030* | CAP**6021AL*+UI & 59*N*A060V17**14 | Singlezone Ducted, Centrally Ducted | 22800 | 24600 | 2.71 | 20711 | 2.41
CARRIER | Infinity® 20 Heat Pump with Greenspeed® Intelligence | 9892534 | HRCU-A-CB | 25VNA024A*030* | CAP**4824AL*+UI & 59*N*A120V24**22 | Singlezone Ducted, Centrally Ducted | 23000 | 24800 | 2.68 | 20711 | 2.39
CARRIER | Infinity® 20 Heat Pump with Greenspeed® Intelligence | 9892536 | HRCU-A-CB | 25VNA024A*030* | CAP**6021AL*+UI & 59*N*A080V17**14 | Singlezone Ducted, Centrally Ducted | 22800 | 24600 | 2.71 | 20711 | 2.41
CARRIER | Infinity® 20 Heat Pump with Greenspeed® Intelligence | 9892537 | HRCU-A-CB | 25VNA024A*030* | CAP**6024AL*+UI & 59*N*A120V24**22 | Singlezone Ducted, Centrally Ducted | 22600 | 24400 | 2.71 | 20497 | 2.41
CARRIER | Infinity® 20 Heat Pump with Greenspeed® Intelligence | 9892539 | HRCU-A-CB | 25VNA024A*030* | CNPV*3617AL*+UI & 59*N*A080V17**14 | Singlezone Ducted, Centrally Ducted | 24000 | 25200 | 2.5 | 21779 | 2.22
CARRIER | Infinity® 20 Heat Pump with Greenspeed® Intelligence | 9892541 | HRCU-A-CB | 25VNA024A*030* | CNPV*3621AL*+UI & 59*N*A080V17**14 | Singlezone Ducted, Centrally Ducted | 24000 | 25200 | 2.5 | 21779 | 2.22
CARRIER | Infinity® 20 Heat Pump with Greenspeed® Intelligence | 9892542 | HRCU-A-CB | 25VNA024A*030* | CNPV*4217AL*+UI & 59*N*A060V17**14 | Singlezone Ducted, Centrally Ducted | 23400 | 25200 | 2.62 | 21138 | 2.33
CARRIER | Infinity® 20 Heat Pump with Greenspeed® Intelligence | 9892543 | HRCU-A-CB | 25VNA024A*030* | CNPV*4217AL*+UI & 59*N*A080V17**14 | Singlezone Ducted, Centrally Ducted | 23400 | 25200 | 2.62 | 21138 | 2.33
CARRIER | Infinity® 20 Heat Pump with Greenspeed® Intelligence | 9892544 | HRCU-A-CB | 25VNA024A*030* | CNPV*4221AL*+UI & 59*N*A060V17**14 | Singlezone Ducted, Centrally Ducted | 23600 | 25200 | 2.54 | 21352 | 2.26
CARRIER | Infinity® 20 Heat Pump with Greenspeed® Intelligence | 9892545 | HRCU-A-CB | 25VNA024A*030* | CNPV*4221AL*+UI & 59*N*A080V17**14 | Singlezone Ducted, Centrally Ducted | 23400 | 25200 | 2.54 | 21138 | 2.26
CARRIER | Infinity® 20 Heat Pump with Greenspeed® Intelligence | 9892546 | HRCU-A-CB | 25VNA024A*030* | CNPV*4821AL*+UI & 59*N*A060V17**14 | Singlezone Ducted, Centrally Ducted | 23400 | 25000 | 2.67 | 21138 | 2.38
CARRIER | Infinity® 20 Heat Pump with Greenspeed® Intelligence | 9892547 | HRCU-A-CB | 25VNA024A*030* | CNPV*4821AL*+UI & 59*N*A080V17**14 | Singlezone Ducted, Centrally Ducted | 23200 | 25000 | 2.67 | 20924 | 2.39
CARRIER | Infinity® 20 Heat Pump with Greenspeed® Intelligence | 9892548 | HRCU-A-CB | 25VNA024A*030* | CNPV*4824AL*+UI & 59*N*A120V24**22 | Singlezone Ducted, Centrally Ducted | 23200 | 25000 | 2.7 | 20924 | 2.41
CARRIER | Infinity® 20 Heat Pump with Greenspeed® Intelligence | 9892549 | HRCU-A-CB | 25VNA024A*030* | CNPV*6024AL*+UI & 59*N*A120V24**22 | Singlezone Ducted, Centrally Ducted | 23400 | 25000 | 2.7 | 21138 | 2.41
CARRIER | Infinity® 20 Heat Pump with Greenspeed® Intelligence | 9892550 | HRCU-A-CB | 25VNA024A*030* | CSPH*3612AL*+UI & 59*N*A060V17**14 | Singlezone Ducted, Centrally Ducted | 24000 | 25200 | 2.62 | 21779 | 2.33
CARRIER | Infinity® 20 Heat Pump with Greenspeed® Intelligence | 9892552 | HRCU-A-CB | 25VNA024A*030* | CSPH*3612AL*+UI & 59*N*A120V24**22 | Singlezone Ducted, Centrally Ducted | 23800 | 25000 | 2.65 | 21565 | 2.36
CARRIER | Infinity® 20 Heat Pump with Greenspeed® Intelligence | 9892553 | HRCU-A-CB | 25VNA024A*030* | CSPH*4212AL*+UI & 59*N*A060V17**14 | Singlezone Ducted, Centrally Ducted | 23800 | 25200 | 2.68 | 21565 | 2.38
CARRIER | Infinity® 20 Heat Pump with Greenspeed® Intelligence | 9892551 | HRCU-A-CB | 25VNA024A*030* | CSPH*3612AL*+UI & 59*N*A080V17**14 | Singlezone Ducted, Centrally Ducted | 23800 | 25200 | 2.65 | 21565 | 2.36
CARRIER | Infinity® 20 Heat Pump with Greenspeed® Intelligence | 9892554 | HRCU-A-CB | 25VNA024A*030* | CSPH*4212AL*+UI & 59*N*A080V17**14 | Singlezone Ducted, Centrally Ducted | 23800 | 25000 | 2.67 | 21565 | 2.38
CARRIER | Infinity® 20 Heat Pump with Greenspeed® Intelligence | 9892555 | HRCU-A-CB | 25VNA024A*030* | CSPH*4212AL*+UI & 59*N*A120V24**22 | Singlezone Ducted, Centrally Ducted | 23600 | 25000 | 2.67 | 21352 | 2.38
CARRIER | Infinity® 20 Heat Pump with Greenspeed® Intelligence | 9892556 | HRCU-A-CB | 25VNA024A*030* | CSPH*4812AL*+UI & 59*N*A060V17**14 | Singlezone Ducted, Centrally Ducted | 23400 | 25000 | 2.7 | 21138 | 2.41
CARRIER | Infinity® 20 Heat Pump with Greenspeed® Intelligence | 9892557 | HRCU-A-CB | 25VNA024A*030* | CSPH*4812AL*+UI & 59*N*A080V17**14 | Singlezone Ducted, Centrally Ducted | 23400 | 25000 | 2.7 | 21138 | 2.41
CARRIER | Infinity® 20 Heat Pump with Greenspeed® Intelligence | 9892558 | HRCU-A-CB | 25VNA024A*030* | CSPH*4812AL*+UI & 59*N*A120V24**22 | Singlezone Ducted, Centrally Ducted | 23200 | 25000 | 2.73 | 20924 | 2.43
CARRIER | Infinity® 20 Heat Pump with Greenspeed® Intelligence | 9892559 | HRCU-A-CB | 25VNA024A*030* | CSPH*6012AL*+UI & 59*N*A060V17**14 | Singlezone Ducted, Centrally Ducted | 23600 | 25000 | 2.7 | 21352 | 2.41
CARRIER | Infinity® 20 Heat Pump with Greenspeed® Intelligence | 9892560 | HRCU-A-CB | 25VNA024A*030* | CSPH*6012AL*+UI & 59*N*A080V17**14 | Singlezone Ducted, Centrally Ducted | 23400 | 25000 | 2.73 | 21138 | 2.44
CARRIER | Infinity® 20 Heat Pump with Greenspeed® Intelligence | 9892561 | HRCU-A-CB | 25VNA024A*030* | CSPH*6012AL*+UI & 59*N*A120V24**22 | Singlezone Ducted, Centrally Ducted | 23400 | 25000 | 2.73 | 21138 | 2.44
CARRIER | Infinity® 20 Heat Pump with Greenspeed® Intelligence | 9892564 | HRCU-A-CB | 25VNA024A*030* | CAP**3621AL*+UI & 59*N*A100V21**22 | Singlezone Ducted, Centrally Ducted | 23000 | 25000 | 2.52 | 20711 | 2.24
CARRIER | Infinity® 20 Heat Pump with Greenspeed® Intelligence | 9892566 | HRCU-A-CB | 25VNA024A*030* | CAP**4221AL*+UI & 59*N*A080V21**20 | Singlezone Ducted, Centrally Ducted | 23000 | 25000 | 2.57 | 20711 | 2.28
CARRIER | Infinity® 20 Heat Pump with Greenspeed® Intelligence | 9892567 | HRCU-A-CB | 25VNA024A*030* | CAP**4221AL*+UI & 59*N*A100V21**22 | Singlezone Ducted, Centrally Ducted | 23000 | 25000 | 2.57 | 20711 | 2.28
CARRIER | Infinity® 20 Heat Pump with Greenspeed® Intelligence | 9892569 | HRCU-A-CB | 25VNA024A*030* | CAP**4224AL*+UI & 59*N*A080V21**20 | Singlezone Ducted, Centrally Ducted | 23000 | 25000 | 2.57 | 20711 | 2.28
CARRIER | Infinity® 20 Heat Pump with Greenspeed® Intelligence | 9892570 | HRCU-A-CB | 25VNA024A*030* | CAP**4224AL*+UI & 59*N*A100V21**22 | Singlezone Ducted, Centrally Ducted | 23000 | 25000 | 2.57 | 20711 | 2.28
CARRIER | Infinity® 20 Heat Pump with Greenspeed® Intelligence | 9892572 | HRCU-A-CB | 25VNA024A*030* | CAP**4821AL*+UI & 59*N*A080V21**20 | Singlezone Ducted, Centrally Ducted | 22800 | 24800 | 2.71 | 20711 | 2.41
CARRIER | Infinity® 20 Heat Pump with Greenspeed® Intelligence | 9892571 | HRCU-A-CB | 25VNA024A*030* | CAP**4821AL*+UI & 59MN7A060V21**20 | Singlezone Ducted, Centrally Ducted | 22800 | 24800 | 2.71 | 20711 | 2.41
CARRIER | Infinity® 20 Heat Pump with Greenspeed® Intelligence | 9892573 | HRCU-A-CB | 25VNA024A*030* | CAP**4821AL*+UI & 59*N*A100V21**22 | Singlezone Ducted, Centrally Ducted | 22800 | 24800 | 2.71 | 20711 | 2.41
CARRIER | Infinity® 20 Heat Pump with Greenspeed® Intelligence | 9892574 | HRCU-A-CB | 25VNA024A*030* | CAP**4824AL*+UI & 59MN7A060V21**20 | Singlezone Ducted, Centrally Ducted | 22800 | 24800 | 2.71 | 20711 | 2.41
CARRIER | Infinity® 20 Heat Pump with Greenspeed® Intelligence | 9892575 | HRCU-A-CB | 25VNA024A*030* | CAP**4824AL*+UI & 59*N*A080V21**20 | Singlezone Ducted, Centrally Ducted | 22800 | 24800 | 2.71 | 20711 | 2.41
CARRIER | Infinity® 20 Heat Pump with Greenspeed® Intelligence | 9892576 | HRCU-A-CB | 25VNA024A*030* | CAP**4824AL*+UI & 59*N*A100V21**22 | Singlezone Ducted, Centrally Ducted | 22800 | 24800 | 2.74 | 20711 | 2.44
CARRIER | Infinity® 20 Heat Pump with Greenspeed® Intelligence | 9892578 | HRCU-A-CB | 25VNA024A*030* | CAP**6021AL*+UI & 59*N*A080V21**20 | Singlezone Ducted, Centrally Ducted | 23000 | 24800 | 2.71 | 20711 | 2.41
CARRIER | Infinity® 20 Heat Pump with Greenspeed® Intelligence | 9892577 | HRCU-A-CB | 25VNA024A*030* | CAP**6021AL*+UI & 59MN7A060V21**20 | Singlezone Ducted, Centrally Ducted | 23000 | 24800 | 2.68 | 20711 | 2.39
CARRIER | Infinity® 20 Heat Pump with Greenspeed® Intelligence | 9892579 | HRCU-A-CB | 25VNA024A*030* | CAP**6021AL*+UI & 59*N*A100V21**22 | Singlezone Ducted, Centrally Ducted | 23000 | 24800 | 2.71 | 20711 | 2.41
CARRIER | Infinity® 20 Heat Pump with Greenspeed® Intelligence | 9892580 | HRCU-A-CB | 25VNA024A*030* | CAP**6024AL*+UI & 59MN7A060V21**20 | Singlezone Ducted, Centrally Ducted | 23000 | 24800 | 2.68 | 20711 | 2.39
CARRIER | Infinity® 20 Heat Pump with Greenspeed® Intelligence | 9892581 | HRCU-A-CB | 25VNA024A*030* | CAP**6024AL*+UI & 59*N*A080V21**20 | Singlezone Ducted, Centrally Ducted | 23000 | 24800 | 2.71 | 20711 | 2.41
CARRIER | Infinity® 20 Heat Pump with Greenspeed® Intelligence | 9892582 | HRCU-A-CB | 25VNA024A*030* | CAP**6024AL*+UI & 59*N*A100V21**22 | Singlezone Ducted, Centrally Ducted | 23000 | 24800 | 2.71 | 20711 | 2.41
CARRIER | Infinity® 20 Heat Pump with Greenspeed® Intelligence | 9892584 | HRCU-A-CB | 25VNA024A*030* | CNPV*3621AL*+UI & 59*N*A080V21**20 | Singlezone Ducted, Centrally Ducted | 23400 | 25200 | 2.5 | 21138 | 2.22
CARRIER | Infinity® 20 Heat Pump with Greenspeed® Intelligence | 9892585 | HRCU-A-CB | 25VNA024A*030* | CNPV*3621AL*+UI & 59*N*A100V21**22 | Singlezone Ducted, Centrally Ducted | 23400 | 25200 | 2.5 | 21138 | 2.22
CARRIER | Infinity® 20 Heat Pump with Greenspeed® Intelligence | 9892586 | HRCU-A-CB | 25VNA024A*030* | CNPV*4221AL*+UI & 59MN7A060V21**20 | Singlezone Ducted, Centrally Ducted | 23400 | 25200 | 2.54 | 21138 | 2.26
CARRIER | Infinity® 20 Heat Pump with Greenspeed® Intelligence | 9892587 | HRCU-A-CB | 25VNA024A*030* | CNPV*4221AL*+UI & 59*N*A080V21**20 | Singlezone Ducted, Centrally Ducted | 23200 | 25200 | 2.56 | 20924 | 2.29
CARRIER | Infinity® 20 Heat Pump with Greenspeed® Intelligence | 9892588 | HRCU-A-CB | 25VNA024A*030* | CNPV*4221AL*+UI & 59*N*A100V21**22 | Singlezone Ducted, Centrally Ducted | 23200 | 25000 | 2.57 | 20924 | 2.29
CARRIER | Infinity® 20 Heat Pump with Greenspeed® Intelligence | 9892589 | HRCU-A-CB | 25VNA024A*030* | CNPV*4824AL*+UI & 59MN7A060V21**20 | Singlezone Ducted, Centrally Ducted | 23200 | 25000 | 2.67 | 20924 | 2.39
CARRIER | Infinity® 20 Heat Pump with Greenspeed® Intelligence | 9892590 | HRCU-A-CB | 25VNA024A*030* | CNPV*4824AL*+UI & 59*N*A080V21**20 | Singlezone Ducted, Centrally Ducted | 23000 | 25000 | 2.68 | 20711 | 2.39
CARRIER | Infinity® 20 Heat Pump with Greenspeed® Intelligence | 9892591 | HRCU-A-CB | 25VNA024A*030* | CNPV*4824AL*+UI & 59*N*A100V21**22 | Singlezone Ducted, Centrally Ducted | 23000 | 25000 | 2.71 | 20711 | 2.41
CARRIER | Infinity® 20 Heat Pump with Greenspeed® Intelligence | 9892592 | HRCU-A-CB | 25VNA024A*030* | CNPV*6024AL*+UI & 59MN7A060V21**20 | Singlezone Ducted, Centrally Ducted | 23400 | 25000 | 2.67 | 21138 | 2.38
CARRIER | Infinity® 20 Heat Pump with Greenspeed® Intelligence | 9892593 | HRCU-A-CB | 25VNA024A*030* | CNPV*6024AL*+UI & 59*N*A080V21**20 | Singlezone Ducted, Centrally Ducted | 23200 | 25000 | 2.7 | 20924 | 2.41
CARRIER | Infinity® 20 Heat Pump with Greenspeed® Intelligence | 9892594 | HRCU-A-CB | 25VNA024A*030* | CNPV*6024AL*+UI & 59*N*A100V21**22 | Singlezone Ducted, Centrally Ducted | 23200 | 25000 | 2.7 | 20924 | 2.41
CARRIER | Infinity® 20 Heat Pump with Greenspeed® Intelligence | 9892596 | HRCU-A-CB | 25VNA024A*030* | CSPH*3612AL*+UI & 59*N*A080V21**20 | Singlezone Ducted, Centrally Ducted | 23200 | 25000 | 2.62 | 20924 | 2.33
CARRIER | Infinity® 20 Heat Pump with Greenspeed® Intelligence | 9892595 | HRCU-A-CB | 25VNA024A*030* | CSPH*3612AL*+UI & 59MN7A060V21**20 | Singlezone Ducted, Centrally Ducted | 23200 | 25200 | 2.62 | 20924 | 2.33
CARRIER | Infinity® 20 Heat Pump with Greenspeed® Intelligence | 9892597 | HRCU-A-CB | 25VNA024A*030* | CSPH*3612AL*+UI & 59*N*A100V21**22 | Singlezone Ducted, Centrally Ducted | 23200 | 25000 | 2.62 | 20924 | 2.33
CARRIER | Infinity® 20 Heat Pump with Greenspeed® Intelligence | 9892598 | HRCU-A-CB | 25VNA024A*030* | CSPH*4212AL*+UI & 59MN7A060V21**20 | Singlezone Ducted, Centrally Ducted | 23200 | 25000 | 2.67 | 20924 | 2.39
CARRIER | Infinity® 20 Heat Pump with Greenspeed® Intelligence | 9892599 | HRCU-A-CB | 25VNA024A*030* | CSPH*4212AL*+UI & 59*N*A080V21**20 | Singlezone Ducted, Centrally Ducted | 23200 | 25000 | 2.7 | 20924 | 2.41
CARRIER | Infinity® 20 Heat Pump with Greenspeed® Intelligence | 9892600 | HRCU-A-CB | 25VNA024A*030* | CSPH*4212AL*+UI & 59*N*A100V21**22 | Singlezone Ducted, Centrally Ducted | 23000 | 25000 | 2.68 | 20711 | 2.39
CARRIER | Infinity® 20 Heat Pump with Greenspeed® Intelligence | 9892601 | HRCU-A-CB | 25VNA024A*030* | CSPH*4812AL*+UI & 59MN7A060V21**20 | Singlezone Ducted, Centrally Ducted | 23200 | 25000 | 2.7 | 20924 | 2.41
CARRIER | Infinity® 20 Heat Pump with Greenspeed® Intelligence | 9892603 | HRCU-A-CB | 25VNA024A*030* | CSPH*4812AL*+UI & 59*N*A100V21**22 | Singlezone Ducted, Centrally Ducted | 23000 | 24800 | 2.71 | 20711 | 2.41
CARRIER | Infinity® 20 Heat Pump with Greenspeed® Intelligence | 9892602 | HRCU-A-CB | 25VNA024A*030* | CSPH*4812AL*+UI & 59*N*A080V21**20 | Singlezone Ducted, Centrally Ducted | 23000 | 25000 | 2.71 | 20711 | 2.41
CARRIER | Infinity® 20 Heat Pump with Greenspeed® Intelligence | 9892604 | HRCU-A-CB | 25VNA024A*030* | CSPH*6012AL*+UI & 59MN7A060V21**20 | Singlezone Ducted, Centrally Ducted | 23200 | 25000 | 2.73 | 20924 | 2.43
CARRIER | Infinity® 20 Heat Pump with Greenspeed® Intelligence | 9892605 | HRCU-A-CB | 25VNA024A*030* | CSPH*6012AL*+UI & 59*N*A080V21**20 | Singlezone Ducted, Centrally Ducted | 23200 | 25000 | 2.82 | 20924 | 2.43
CARRIER | Infinity® 20 Heat Pump with Greenspeed® Intelligence | 9892606 | HRCU-A-CB | 25VNA024A*030* | CSPH*6012AL*+UI & 59*N*A100V21**22 | Singlezone Ducted, Centrally Ducted | 23200 | 25000 | 2.82 | 20924 | 2.43
CARRIER |  | 9892607 | HRCU-A-CB | 25VNA036A*030* | FE4ANB006L+UI | Singlezone Ducted, Centrally Ducted | 33400 | 31600 | 2.81 | 23600 | 2.2
CARRIER |  | 9892659 | HRCU-A-CB | 25VNA036A*030* | FE4AN(B,F)003L+UI | Singlezone Ducted, Centrally Ducted | 35738 | 33812 | 2.64 | 25252 | 2.07
CARRIER |  | 9892658 | HRCU-A-CB | 25VNA036A*030* | FE4ANF002L+UI | Singlezone Ducted, Centrally Ducted | 35404 | 33496 | 2.61 | 33496 | 2.74
CARRIER |  | 9892665 | HRCU-A-CB | 25VNA036A*030* | FE4AN(B,F)005L+UI | Singlezone Ducted, Centrally Ducted | 33400 | 31600 | 2.62 | 23600 | 2.06
CARRIER | Infinity® 20 Heat Pump with Greenspeed® Intelligence | 9892698 | HRCU-A-CB | 25VNA036A*030* | CSPH*4212AL*+UI & 59*N*A120V24**22 | Singlezone Ducted, Centrally Ducted | 34600 | 30200 | 2.51 | 26705 | 2.3
CARRIER | Infinity® 20 Heat Pump with Greenspeed® Intelligence | 9892715 | HRCU-A-CB | 25VNA036A*030* | CAP**4821AL*+UI & 59*N*A080V21**20 | Singlezone Ducted, Centrally Ducted | 33600 | 30000 | 2.51 | 25934 | 2.35
CARRIER | Infinity® 20 Heat Pump with Greenspeed® Intelligence | 9892716 | HRCU-A-CB | 25VNA036A*030* | CAP**4821AL*+UI & 59*N*A100V21**22 | Singlezone Ducted, Centrally Ducted | 33600 | 29800 | 2.54 | 25934 | 2.37
CARRIER | Infinity® 20 Heat Pump with Greenspeed® Intelligence | 9892719 | HRCU-A-CB | 25VNA036A*030* | CAP**4824AL*+UI & 59*N*A100V21**22 | Singlezone Ducted, Centrally Ducted | 33600 | 29800 | 2.54 | 25934 | 2.39
CARRIER | Infinity® 20 Heat Pump with Greenspeed® Intelligence | 9892718 | HRCU-A-CB | 25VNA036A*030* | CAP**4824AL*+UI & 59*N*A080V21**20 | Singlezone Ducted, Centrally Ducted | 33600 | 29800 | 2.54 | 25934 | 2.32
CARRIER | Infinity® 20 Heat Pump with Greenspeed® Intelligence | 9892730 | HRCU-A-CB | 25VNA036A*030* | CNPV*4821AL*+UI & 59*N*A080V21**20 | Singlezone Ducted, Centrally Ducted | 33800 | 30000 | 2.51 | 25934 | 2.32
CARRIER | Infinity® 20 Heat Pump with Greenspeed® Intelligence | 9892731 | HRCU-A-CB | 25VNA036A*030* | CNPV*4821AL*+UI & 59*N*A100V21**22 | Singlezone Ducted, Centrally Ducted | 33800 | 30000 | 2.54 | 25934 | 2.37
CARRIER | Infinity® 20 Heat Pump with Greenspeed® Intelligence | 9892733 | HRCU-A-CB | 25VNA036A*030* | CNPV*4824AL*+UI & 59*N*A080V21**20 | Singlezone Ducted, Centrally Ducted | 33800 | 30000 | 2.51 | 25934 | 2.32
CARRIER | Infinity® 20 Heat Pump with Greenspeed® Intelligence | 9892734 | HRCU-A-CB | 25VNA036A*030* | CNPV*4824AL*+UI & 59*N*A100V21**22 | Singlezone Ducted, Centrally Ducted | 33800 | 30000 | 2.54 | 25934 | 2.37
CARRIER | Infinity® 20 Heat Pump with Greenspeed® Intelligence | 9892742 | HRCU-A-CB | 25VNA036A*030* | CSPH*4212AL*+UI & 59*N*A080V21**20 | Singlezone Ducted, Centrally Ducted | 34000 | 30200 | 2.54 | 26191 | 2.33
CARRIER | Infinity® 20 Heat Pump with Greenspeed® Intelligence | 9892743 | HRCU-A-CB | 25VNA036A*030* | CSPH*4212AL*+UI & 59*N*A100V21**22 | Singlezone Ducted, Centrally Ducted | 33800 | 30000 | 2.54 | 25934 | 2.39
CARRIER | Infinity® 20 Heat Pump with Greenspeed® Intelligence | 9892745 | HRCU-A-CB | 25VNA036A*030* | CSPH*4812AL*+UI & 59*N*A080V21**20 | Singlezone Ducted, Centrally Ducted | 33800 | 30000 | 2.54 | 25934 | 2.35
CARRIER | Infinity® 20 Heat Pump with Greenspeed® Intelligence | 9892746 | HRCU-A-CB | 25VNA036A*030* | CSPH*4812AL*+UI & 59*N*A100V21**22 | Singlezone Ducted, Centrally Ducted | 33800 | 30000 | 2.54 | 25934 | 2.39
CARRIER | Infinity | 201753411 | HRCU-A-CB-O | 38MPRAQ12AA3 | 40MPHAQ12XA3 | Singlezone Non-ducted Wall Placement | 12000 | 6800 | 2.66 | 13887 | 2
CARRIER | Infinity | 201753408 | HRCU-A-CB-O | 38MPRAQ09AA3 | 40MPHAQ09XA3 | Singlezone Non-ducted Wall Placement | 10000 | 7200 | 2.78 | 13000 | 2.01
CARRIER | Infinity | 202463635 | HRCU-A-CB-O | 38MPRAQ24AA3 | 40MPHAQ24XA3 | Singlezone Non-ducted Wall Placement | 24000 | 15450 | 3 | 24000 | 2
CARRIER | Infinity | 202463634 | HRCU-A-CB-O | 38MPRAQ18AA3 | 40MPHAQ18XA3 | Singlezone Non-ducted Wall Placement | 18000 | 12300 | 3.19 | 18000 | 2
CENTURY |  | 201862958 | HMSV-A-CB | A-VMH28TU-1 |  | Multizone All Non-ducted | 31400 | 18000 | 2.75 | 26357 | 1.97
CENTURY |  | 201862959 | HMSV-A-CB | A-VMH36QU-1 |  | Multizone All Non-ducted | 36000 | 23200 | 2.78 | 36000 | 1.96
CHAMPION HEATING AND COOLING |  | 10309109 | HRCU-A-CB | HL20B4821 | CM50DE3A1+MVC20DN21 | Singlezone Ducted, Centrally Ducted | 58000 | 42500 | 2.56 | 34000 | 2.51
COLEMAN |  | 10309106 | HRCU-A-CB | HC20B4821 | CM50DE3A1+MVC20DN21 | Singlezone Ducted, Centrally Ducted | 58000 | 42500 | 2.56 | 34000 | 2.51
COMFORT-AIRE |  | 201810035 | HMSV-A-CB | A-VMH28TU-1 |  | Multizone All Non-ducted | 31400 | 18000 | 2.75 | 26357 | 1.97
COMFORT-AIRE |  | 201810036 | HMSV-A-CB | A-VMH36QU-1 |  | Multizone All Non-ducted | 36000 | 23200 | 2.78 | 36000 | 1.96
COMFORTMAKER | Mid-tier | 201835581 | HRCU-A-CB-O | DLCSRAH09AAK | DLFSCAH09XAK | Singlezone Non-ducted, Ceiling Placement | 10000 | 6700 | 2.58 | 11870 | 1.94
COMFORTMAKER | Mid-tier | 201835586 | HRCU-A-CB-O | DLCSRAH18AAK | DLFSCAH18XAK | Singlezone Non-ducted, Ceiling Placement | 18000 | 12000 | 2.59 | 15710 | 2.4
COMFORTMAKER | Mid-tier | 201835568 | HRCU-A-CB-O | DLCSRAH36AAK | DLFSHAH36XAK | Singlezone Non-ducted Wall Placement | 36000 | 20600 | 2.55 | 18930 | 2.56
COMFORTMAKER | Mid-tier | 201835563 | HRCU-A-CB-O | DLCSRAH09AAK | DLFSHAH09XAK | Singlezone Non-ducted Wall Placement | 12000 | 7500 | 2.65 | 9840 | 2.1
COMFORTMAKER |  | 201835554 | HRCU-A-CB-O | DLCPRAH09AAK | DLFPHAH09XAK | Singlezone Non-ducted Wall Placement | 10000 | 7200 | 2.78 | 13047 | 1.97
COMFORTMAKER |  | 201835562 | HRCU-A-CB-O | DLCSRAH12AAJ | DLFSHAH12XAJ | Singlezone Non-ducted Wall Placement | 11800 | 7100 | 2.57 | 7800 | 2.01
COMFORTMAKER |  | 201835587 | HRCU-A-CB | DLCSRAH24AAK | DLFSDAH24XAK | Singlezone Ducted, "Compact Ducted" | 24000 | 17400 | 2.96 | 30000 | 1.93
COMFORTMAKER | High Tier | 202463644 | HRCU-A-CB-O | DLCPRAH18AAK | DLFPHAH18XAK | Singlezone Non-ducted Wall Placement | 18000 | 12300 | 3.19 | 18000 | 2
COMFORTMAKER | High Tier | 202463645 | HRCU-A-CB-O | DLCPRAH24AAK | DLFPHAH24XAK | Singlezone Non-ducted Wall Placement | 24000 | 15450 | 3 | 24000 | 2
DAIKIN | SkyAir | 202514058 | HRCU-A-CB | RZQ18TAVJU | FBQ18PVJU | Singlezone Ducted, "Compact Ducted" | 20000 | 13200 | 2.56 | 27939 | 1.93
DAIKIN | Aurora Series | 8849459 | HRCU-A-CB-O | RXL09QMVJU | FVXS09NVJU | Singlezone Non-ducted, Floor Placement | 10089 | 6200 | 2.88 | 10065 | 2.14
DAIKIN | Aurora Series | 8849445 | HRCU-A-CB-O | RXL15QMVJU | FVXS15NVJU | Singlezone Non-ducted, Floor Placement | 18056 | 11500 | 2.76 | 18015 | 2.4
DAIKIN | Aurora Series | 8849330 | HRCU-A-CB-O | RXL15QMVJU | FTX15NMVJU | Singlezone Non-ducted Wall Placement | 18300 | 11500 | 2.88 | 18254 | 2.27
DAIKIN | LV Series | 5265753 | HRCU-A-CB-O | RXS09LVJU | FTXS09LVJU | Singlezone Non-ducted Wall Placement | 12000 | 7700 | 4.1 | 6968 | 2.43
DAIKIN | LV Series | 5265755 | HRCU-A-CB-O | RXS12LVJU | FTXS12LVJU | Singlezone Non-ducted Wall Placement | 14400 | 9200 | 4.02 | 8051 | 2.81
DAIKIN | LV Series | 5265756 | HRCU-A-CB-O | RXS15LVJU | FTXS15LVJU | Singlezone Non-ducted Wall Placement | 18000 | 11900 | 3.79 | 9972 | 2.68
DAIKIN | LV Series | 5265757 | HRCU-A-CB-O | RXS18LVJU | FTXS18LVJU | Singlezone Non-ducted Wall Placement | 21600 | 13900 | 3.42 | 11924 | 2.5
DAIKIN | MXS Series | 8103869 | HMSV-A-CB | 3MXS24NMVJU |  | Multizone All Non-ducted | 24000 | 15500 | 3.52 | 18930 | 2.26
DAIKIN | LV Series | 5265758 | HRCU-A-CB-O | RXS24LVJU | FTXS24LVJU | Singlezone Non-ducted Wall Placement | 25400 | 16400 | 3.12 | 14028 | 2.26
DAIKIN | MXS Series | 8103542 | HMSV-A-CB | 2MXS18NMVJU |  | Multizone All Non-ducted | 18900 | 12000 | 3.17 | 13150 | 2.75
DAIKIN | Aurora Series | 8849458 | HRCU-A-CB-O | RXL12QMVJU | FTX12NMVJU | Singlezone Non-ducted Wall Placement | 13679 | 8300 | 2.7 | 14330 | 2.26
DAIKIN | Aurora Series | 8849533 | HRCU-A-CB-O | RXL09QMVJU | FTX09NMVJU | Singlezone Non-ducted Wall Placement | 10942 | 6700 | 2.98 | 10918 | 1.98
DAIKIN | Vista | 9966684 | HRCU-A-CB-O | RX12QMVJU | FFQ12Q2VJU | Singlezone Non-ducted, Ceiling Placement | 13500 | 8300 | 3.47 | 7500 | 2.29
DAIKIN | MXL Aurora Series | 8849539 | HMSV-A-CB | 3MXL24QMVJU |  | Multizone All Non-ducted | 24000 | 15500 | 3.36 | 21600 | 2.17
DAIKIN | Vista | 9966569 | HRCU-A-CB-O | RX09QMVJU | FFQ09Q2VJU | Singlezone Non-ducted, Ceiling Placement | 10000 | 6000 | 3.91 | 6270 | 2.42
DAIKIN | MXL Aurora Series | 8849535 | HMSV-A-CB | 2MXL18QMVJU |  | Multizone All Non-ducted | 18940 | 12000 | 3.06 | 18930 | 2.12
DAIKIN | Vista | 9966775 | HRCU-A-CB-O | RX15QMVJU | FFQ15Q2VJU | Singlezone Non-ducted, Ceiling Placement | 16200 | 10600 | 3.57 | 7270 | 2.48
DAIKIN |  | 201851574 | HRCU-A-CB | RX24RMVJU | FDMQ24RVJU | Singlezone Ducted, "Compact Ducted" | 24000 | 15000 | 2.78 | 13760 | 2.24
DAIKIN | Vista | 10318063 | HRCU-A-CB-O | RX18QMVJU | FFQ18Q2VJU | Singlezone Non-ducted, Ceiling Placement | 21600 | 14200 | 3.13 | 9700 | 2.24
DAIKIN |  | 201851572 | HRCU-A-CB | RX15RMVJU | FDMQ15RVJU | Singlezone Ducted, "Compact Ducted" | 18000 | 11500 | 2.88 | 9220 | 2.29
DAIKIN |  | 201871419 | HRCU-A-CB-O | RX15RMVJU | FFQ15Q2VJU | Singlezone Non-ducted, Ceiling Placement | 16200 | 10600 | 2.8 | 8160 | 2.26
DAIKIN |  | 201851573 | HRCU-A-CB | RX18RMVJU | FDMQ18RVJU | Singlezone Ducted, "Compact Ducted" | 21600 | 13600 | 2.69 | 12470 | 2.21
DAIKIN |  | 201851575 | HMSV-A-CB | 3MXS24RMVJU |  | Multizone All Non-ducted | 24000 | 15500 | 2.61 | 18930 | 2.26
DAIKIN |  | 201871420 | HRCU-A-CB-O | RX18RMVJU | FFQ18Q2VJU | Singlezone Non-ducted, Ceiling Placement | 21600 | 14200 | 2.67 | 10900 | 2.03
DAIKIN |  | 201851577 | HMSV-A-CB | 3MXL24RMVJU |  | Multizone All Non-ducted | 24000 | 15500 | 2.61 | 21600 | 2.17
DAIKIN |  | 201986968 | HRCU-A-CB-O | RX09RMVJU | FFQ09Q2VJU | Singlezone Non-ducted, Ceiling Placement | 10000 | 6000 | 3.08 | 6920 | 2.16
DAIKIN |  | 202521824 | HMSV-A-CB | 4MXL36TVJU |  | Multizone All Non-ducted | 36600 | 22400 | 2.78 | 36600 | 2
DAIKIN |  | 201986969 | HRCU-A-CB-O | RX12RMVJU | FFQ12Q2VJU | Singlezone Non-ducted, Ceiling Placement | 13500 | 8300 | 2.9 | 8420 | 2.07
DAIKIN | DZ20VC | 10324713 | HRCU-A-CB | DZ20VC0481B* | CA*F4961*6D*+MBVC2000**-1A*+TXV | Singlezone Ducted, Centrally Ducted | 45500 | 28400 | 2.84 | 26000 | 1.97
DAIKIN | DZ20VC | 10324709 | HRCU-A-CB | DZ20VC0241B* | CA*F3642*6D*+MBVC1200**-1A*+TXV | Singlezone Ducted, Centrally Ducted | 23600 | 13000 | 2.56 | 11400 | 2.09
DAIKIN | DZ20VC | 10324715 | HRCU-A-CB | DZ20VC0601B | CA*F4961*6D*+MBVC2000**-1A*+TXV | Singlezone Ducted, Centrally Ducted | 50000 | 32000 | 2.7 | 26000 | 1.98
DAIKIN | DZ20VC | 10595346 | HRCU-A-CB | DZ20VC0241B* | CHPF3642C6C*+MBVC1200**-1A*+TXV | Singlezone Ducted, Centrally Ducted | 23400 | 13000 | 2.61 | 11648 | 2.13
DAIKIN | Sky air | 202517170 | HRCU-A-CB-O | RZQ30TAVJU | FTQ30TAVJU*A* | Singlezone Ducted, Centrally Ducted | 36750 | 24559 | 2.97 | 44209 | 2.14
DAY & NIGHT | Mid-tier | 201835629 | HRCU-A-CB-O | DLCSRAH09AAK | DLFSCAH09XAK | Singlezone Non-ducted, Ceiling Placement | 10000 | 6700 | 2.58 | 11870 | 1.94
DAY & NIGHT | Mid-tier | 201835634 | HRCU-A-CB-O | DLCSRAH18AAK | DLFSCAH18XAK | Singlezone Non-ducted, Ceiling Placement | 18000 | 12000 | 2.59 | 15710 | 2.4
DAY & NIGHT | Mid-tier | 201835616 | HRCU-A-CB-O | DLCSRAH36AAK | DLFSHAH36XAK | Singlezone Non-ducted Wall Placement | 36000 | 20600 | 2.55 | 18930 | 2.56
DAY & NIGHT | Mid-tier | 201835611 | HRCU-A-CB-O | DLCSRAH09AAK | DLFSHAH09XAK | Singlezone Non-ducted Wall Placement | 12000 | 7500 | 2.65 | 9840 | 2.1
DAY & NIGHT |  | 201835602 | HRCU-A-CB-O | DLCPRAH09AAK | DLFPHAH09XAK | Singlezone Non-ducted Wall Placement | 10000 | 7200 | 2.78 | 13047 | 1.97
DAY & NIGHT |  | 201835610 | HRCU-A-CB-O | DLCSRAH12AAJ | DLFSHAH12XAJ | Singlezone Non-ducted Wall Placement | 11800 | 7100 | 2.57 | 7800 | 2.01
DAY & NIGHT |  | 201835635 | HRCU-A-CB | DLCSRAH24AAK | DLFSDAH24XAK | Singlezone Ducted, "Compact Ducted" | 24000 | 17400 | 2.96 | 30000 | 1.93
DAY & NIGHT | High Tier | 202463647 | HRCU-A-CB-O | DLCPRAH24AAK | DLFPHAH24XAK | Singlezone Non-ducted Wall Placement | 24000 | 15450 | 3 | 24000 | 2
DAY & NIGHT | High Tier | 202463646 | HRCU-A-CB-O | DLCPRAH18AAK | DLFPHAH18XAK | Singlezone Non-ducted Wall Placement | 18000 | 12300 | 3.19 | 18000 | 2
DIRECT AIR |  | 8775842 | HRCU-A-CB-O | MOBA30-09HFN1-MT0W | CCA3U-09HRFN1-M(C) | Singlezone Non-ducted Wall Placement | 10000 | 5800 | 2.66 | 7878 | 1.97
DIRECT AIR |  | 8775849 | HRCU-A-CB-O | MOCA31-18HFN1-MT0W | CCA3U-18HRFN1-M(C) | Singlezone Non-ducted Wall Placement | 18000 | 12000 | 2.77 | 9410 | 1.98
DIRECT AIR |  | 8775850 | HRCU-A-CB-O | MOCA31-18HFN1-MT0W | MUEU-18HRFN1-M(C) | Singlezone Non-ducted Wall Placement | 18000 | 12000 | 2.71 | 10274 | 2.11
DIRECT AIR |  | 8775853 | HRCU-A-CB-O | MOD31-24HFN1-MT0W | MUEU-24HRFN1-M(C) | Singlezone Non-ducted Wall Placement | 24000 | 15000 | 2.85 | 17705 | 2.02
DIRECT AIR |  | 8989603 | HRCU-A-CB-O | MOBA30-09HFN1-MT0W | MSAEB-09HRFN1-MT0W | Singlezone Non-ducted Wall Placement | 9800 | 6300 | 2.68 | 6609 | 1.92
DIRECT AIR |  | 8994012 | HMSV-A-CB | M3OF-27HFN1-M |  | Multizone All Non-ducted | 28000 | 17200 | 2.82 | 16820 | 1.95
DIRECT AIR |  | 9680948 | HRCU-A-CB-O | MOCA31-18HFN1-MT0W | CS11M-12HRFN1-MU5W | Singlezone Non-ducted Wall Placement | 12000 | 7700 | 2.75 | 9134 | 1.94
DIRECT AIR |  | 9680947 | HRCU-A-CB-O | MOBA30-09HFN1-MT0W | CS11M-09HRFN1-MX0W(A) | Singlezone Non-ducted Wall Placement | 9800 | 5800 | 2.74 | 7990 | 1.98
DIRECT AIR |  | 9680949 | HRCU-A-CB-O | MOCA31-18HFN1-MT0W | CS11M-18HRFN1-MT0W | Singlezone Non-ducted Wall Placement | 18000 | 11400 | 2.72 | 11178 | 2.02
DIRECT AIR |  | 9680950 | HRCU-A-CB-O | MOD31-24HFN1-MT0W | CS11M-23HRFN1-MT0W | Singlezone Non-ducted Wall Placement | 25000 | 15300 | 2.7 | 18099 | 2.07
ECOER |  | 202110529 | HRCU-A-CB | EODA18H-4860 | EAHATN-36 | Singlezone Ducted, Centrally Ducted | 36000 | 24000 | 2.5 | 26000 | 2.08
ECOER |  | 202110530 | HRCU-A-CB | EODA18H-4860 | GN1836-P1 | Singlezone Ducted, Centrally Ducted | 36000 | 24000 | 2.5 | 26000 | 2.08
EMI |  | 8993367 | HRCU-A-CB-O | SZ1H18DAA | WALH18DAA | Singlezone Non-ducted Wall Placement | 18000 | 10400 | 2.72 | 10952 | 1.9
FRASER-JOHNSTON |  | 10309108 | HRCU-A-CB | HL20B4821 | CM50DE3A1+MVC20DN21 | Singlezone Ducted, Centrally Ducted | 58000 | 42500 | 2.56 | 34000 | 2.51
FRIEDRICH | J-Series | 201763898 | HRCU-A-CB-O | MRH12Y3JA | MWH12Y3JA | Singlezone Non-ducted Wall Placement | 13000 | 8000 | 3.17 | 13130 | 2.33
FRIEDRICH |  | 10221177 | HRCU-A-CB-O | MRAD18Y3J | MWAD18Y3J | Singlezone Non-ducted Wall Placement | 19800 | 12471 | 2.67 | 8680 | 1.96
FRIGIDAIRE | FRIGIDAIRE FSH1BG SERIES | 10254913 | HRCU-A-CB | FSH1BG4CVRX48K | B6VMAX48K-C | Singlezone Ducted, Centrally Ducted | 44000 | 27800 | 2.63 | 27550 | 2.21
FRIGIDAIRE | FRIGIDAIRE FSH1BG SERIES | 10254932 | HRCU-A-CB | FSH1BG4CVRX60K | B6VMAX60K-C | Singlezone Ducted, Centrally Ducted | 56000 | 32000 | 2.53 | 33500 | 2.31
FRIGIDAIRE | FRIGIDAIRE FSH1BG SERIES | 10254922 | HRCU-A-CB | FSH1BG4CVRX48K | C6B(A,H)-X48(C,U)-C | Singlezone Ducted, Centrally Ducted | 44200 | 28000 | 2.56 | 27800 | 2.2
FRIGIDAIRE | FRIGIDAIRE FSH1BG SERIES | 10254918 | HRCU-A-CB | FSH1BG4CVRX48K | C6B(A,H)-X48(C,U)-C | Singlezone Ducted, Centrally Ducted | 44000 | 28000 | 2.56 | 27800 | 2.2
FRIGIDAIRE | FRIGIDAIRE FSH1BG SERIES | 10254927 | HRCU-A-CB | FSH1BG4CVRX48K | C6B(A,H)-X48(C,U)-C | Singlezone Ducted, Centrally Ducted | 44000 | 27800 | 2.63 | 27550 | 2.21
FRIGIDAIRE | FRIGIDAIRE FSH1BG SERIES | 10254946 | HRCU-A-CB | FSH1BG4CVRX60K | C6B(A,H)-X60(C,U)-C | Singlezone Ducted, Centrally Ducted | 56000 | 32000 | 2.53 | 33500 | 2.31
FRIGIDAIRE | FRIGIDAIRE FSH1BG SERIES | 10254866 | HRCU-A-CB | FSH1BG4CVRX24K | B6VMAX24K-B | Singlezone Ducted, Centrally Ducted | 22400 | 14200 | 2.77 | 12650 | 2.12
FRIGIDAIRE | FRIGIDAIRE FSH1BG SERIES | 10254885 | HRCU-A-CB | FSH1BG4CVRX36K | B6VMAX36K-B | Singlezone Ducted, Centrally Ducted | 34400 | 21800 | 2.66 | 20150 | 2.27
FRIGIDAIRE | FRIGIDAIRE FSH1BG SERIES | 10254871 | HRCU-A-CB | FSH1BG4CVRX24K | C6B(A,H)-X26(C,U)-B | Singlezone Ducted, Centrally Ducted | 22200 | 14100 | 2.58 | 12800 | 2.03
FRIGIDAIRE | FRIGIDAIRE FSH1BG SERIES | 10254875 | HRCU-A-CB | FSH1BG4CVRX24K | C6B(A,H)-X26(C,U)-B | Singlezone Ducted, Centrally Ducted | 22200 | 14100 | 2.58 | 12800 | 2.03
FRIGIDAIRE | FRIGIDAIRE FSH1BG SERIES | 10254880 | HRCU-A-CB | FSH1BG4CVRX24K | C6B(A,H)-X26(C,U)-B | Singlezone Ducted, Centrally Ducted | 22400 | 14200 | 2.77 | 12650 | 2.12
FRIGIDAIRE | FRIGIDAIRE FSH1BG SERIES | 10254899 | HRCU-A-CB | FSH1BG4CVRX36K | C6B(A,H)-X36(C,U)-B | Singlezone Ducted, Centrally Ducted | 34400 | 21800 | 2.66 | 20150 | 2.27
FRIGIDAIRE | FRIGIDAIRE FSH1BG SERIES | 10254890 | HRCU-A-CB | FSH1BG4CVRX36K | C6B(A,H)-X36(C,U)-B | Singlezone Ducted, Centrally Ducted | 34200 | 21800 | 2.66 | 20250 | 2.28
FRIGIDAIRE | FRIGIDAIRE FSH1BG SERIES | 10254894 | HRCU-A-CB | FSH1BG4CVRX36K | C6B(A,H)-X36(C,U)-B | Singlezone Ducted, Centrally Ducted | 34600 | 22000 | 2.69 | 20250 | 2.28
FRIGIDAIRE | FRIGIDAIRE FSH1BG SERIES | 10254904 | HRCU-A-CB | FSH1BG4CVRX36K | C6B(A,H)-X36(C,U)-C | Singlezone Ducted, Centrally Ducted | 34200 | 21800 | 2.66 | 20250 | 2.28
FRIGIDAIRE | FRIGIDAIRE FSH1BG SERIES | 10254908 | HRCU-A-CB | FSH1BG4CVRX36K | C6B(A,H)-X36(C,U)-C | Singlezone Ducted, Centrally Ducted | 34200 | 21800 | 2.66 | 20250 | 2.28
FRIGIDAIRE |  | 8718583 | HRCU-A-CB-O | FFHP093CS2 | FFHP093WS2 | Singlezone Non-ducted Wall Placement | 11000 | 7800 | 2.75 | 10200 | 2.06
FRIGIDAIRE |  | 8718584 | HRCU-A-CB-O | FFHP123CS2 | FFHP123WS2 | Singlezone Non-ducted Wall Placement | 13000 | 7500 | 2.62 | 8800 | 2.03
FUJITSU | Halcyon Multi-room Mini-Split Systems | 8908615 | HMSV-A-CB | AOU36RLXFZH |  | Multizone All Non-ducted | 36400 | 21400 | 2.64 | 36407 | 2.02
FUJITSU | Halcyon Single-room Mini-Split Systems Slim | 202534923 | HRCU-A-CB | AOU18RGLX | ARU18RGLX | Singlezone Ducted, "Compact Ducted" | 21000 | 12700 | 2.5 | 17990 | 2.45
FUJITSU | Halcyon Single-room Mini-Split Systems | 8718545 | HRCU-A-CB-O | AOU24RLXFW1 | ASU24RLF | Singlezone Non-ducted Wall Placement | 21850 | 16720 | 2.5 | 25220 | 2.15
FUJITSU | Halcyon Single-room Mini-Split Systems Floor Mounted RLFFH Series | 6936995 | HRCU-A-CB-O | AOU9RLFF | AGU9RLF | Singlezone Non-ducted, Floor Placement | 12000 | 7500 | 2.82 | 14000 | 1.95
FUJITSU | Halcyon Single-room Mini-Split Systems Floor Mounted RLFFH Series | 6936996 | HRCU-A-CB-O | AOU12RLFF | AGU12RLF | Singlezone Non-ducted, Floor Placement | 16000 | 10600 | 2.61 | 15000 | 2.03
FUJITSU | Halcyon Single-room Mini-Split Systems Wall Mounted RLB Series | 7937663 | HRCU-A-CB-O | AOU18RLB | ASU18RLB | Singlezone Non-ducted Wall Placement | 18000 | 11500 | 2.93 | 15400 | 2.07
FUJITSU | Halcyon Single-room Mini-Split Systems Compact Cassette | 5751311 | HRCU-A-CB-O | AOU9RLFC | AUU9RLF | Singlezone Non-ducted Wall Placement | 12000 | 9400 | 2.87 | 15000 | 2.35
FUJITSU | Halcyon Single-room Mini-Split Systems Slim Duct | 5751312 | HRCU-A-CB | AOU9RLFC | ARU9RLF | Singlezone Ducted, "Compact Ducted" | 12000 | 9400 | 2.87 | 15000 | 2.35
FUJITSU | Halcyon Single-room Mini-Split Systems Compact Cassette | 5751313 | HRCU-A-CB-O | AOU12RLFC | AUU12RLF | Singlezone Non-ducted Wall Placement | 16000 | 10200 | 2.58 | 16500 | 2.15
FUJITSU | Halcyon Single-room Mini-Split Systems Slim Duct | 5751314 | HRCU-A-CB | AOU12RLFC | ARU12RLF | Singlezone Ducted, "Compact Ducted" | 16000 | 10200 | 2.58 | 16500 | 2.15
FUJITSU | Halcyon Single-room Mini-Split Systems Wall Mounted RLF Series | 6961728 | HRCU-A-CB-O | AOU9RLFW1 | ASU9RLF1 | Singlezone Non-ducted Wall Placement | 12000 | 7600 | 3.14 | 8530 | 1.97
FUJITSU | Halcyon Single-room Mini-Split Systems Wall Mounted RLF Series | 6961729 | HRCU-A-CB-O | AOU12RLFW1 | ASU12RLF1 | Singlezone Non-ducted Wall Placement | 16000 | 9400 | 2.87 | 12150 | 2.01
FUJITSU | J-Series | 8693477 | HMSV-A-CB | AOU48RLAVM |  | Multizone All Non-ducted | 54000 | 33000 | 2.84 | 41300 | 2.94
FUJITSU | Halcyon Multi-room Mini-Split Systems | 8033586 | HMSV-A-CB | AOU24RLXFZH |  | Multizone All Non-ducted | 25000 | 15400 | 2.61 | 25500 | 2.09
FUJITSU | J-Series | 8693480 | HMSV-A-CB | AOU36RLAVM |  | Multizone All Non-ducted | 42000 | 25800 | 2.8 | 37900 | 2.74
FUJITSU | Halcyon Single-room Mini-Split Systems Wall mounted RLS3 Series | 8703348 | HRCU-A-CB-O | AOU9RLS3 | ASU9RLS3Y | Singlezone Non-ducted Wall Placement | 12000 | 7000 | 3.48 | 15000 | 2.09
FUJITSU | Halcyon Single-room Mini-Split Systems Wall Mounted RLS3H Series | 8703506 | HRCU-A-CB-O | AOU12RLS3H | ASU12RLS3Y | Singlezone Non-ducted Wall Placement | 16000 | 9600 | 3.2 | 16500 | 2.15
FUJITSU | Halcyon Single-room Mini-Split Systems Wall mounted H Series | 8703349 | HRCU-A-CB-O | AOU9RLS3H | ASU9RLS3Y | Singlezone Non-ducted Wall Placement | 12000 | 7000 | 3.36 | 15000 | 1.95
FUJITSU | Halcyon Single-room Mini-Split Systems Wall mounted RLS3 Series | 8703507 | HRCU-A-CB-O | AOU15RLS3 | ASU15RLS3Y | Singlezone Non-ducted Wall Placement | 18000 | 11200 | 3.16 | 20500 | 2.18
FUJITSU | Halcyon Single-room Mini-Split Systems Wall Mounted RLS3HY Series | 8703508 | HRCU-A-CB-O | AOU15RLS3H | ASU15RLS3Y | Singlezone Non-ducted Wall Placement | 18000 | 11200 | 3.07 | 20500 | 2.07
FUJITSU | Halcyon Single-room Mini-Split Systems Wall Mounted RLS3HY Series | 8703350 | HRCU-A-CB-O | AOU12RLS3 | ASU12RLS3Y | Singlezone Non-ducted Wall Placement | 16000 | 9600 | 3.31 | 16500 | 2.3
FUJITSU | Halcyon Single-room Mini-Split Systems Wall Mounted RLF/RLX Series | 8718495 | HRCU-A-CB-O | AOU18RLXFW1 | ASU18RLF | Singlezone Non-ducted Wall Placement | 21600 | 14600 | 3.08 | 21600 | 2.43
FUJITSU | Halcyon Single-room Mini-Split Systems Wall Mounted RLF/RLX Series | 8779045 | HRCU-A-CB-O | AOU18RLXFWH | ASU18RLF | Singlezone Non-ducted Wall Placement | 21600 | 14600 | 3.01 | 21600 | 2.3
GE Appliances | Summit | 202588313 | HRCU-A-CB | ASH118PRDWA | ASYW18PRDWB | Singlezone Non-ducted Wall Placement | 22000 | 14000 | 2.5 | 17000 | 1.9
GIBSON | Flex Match | 9965378 | HMSV-A-CB | GXH42(12.3)FMK4DH |  | Multizone Mix of Non-ducted and Ducted | 42500 | 26500 | 2.88 | 21356 | 2.01
GIBSON | Lomo | 9000997 | HRCU-A-CB-O | GXH09(2.6)LSK4DH | GHH09(2.6)LUK4DH | Singlezone Non-ducted Wall Placement | 11000 | 6800 | 2.66 | 8680 | 2.04
GIBSON | Lomo | 9000998 | HRCU-A-CB-O | GXH12(3.5)LSK4DH | GHH12(3.5)LUK4DH | Singlezone Non-ducted Wall Placement | 13000 | 7100 | 2.6 | 8611 | 1.91
GIBSON | Lomo | 9001000 | HRCU-A-CB-O | GXH24(7.0)LSK4DH | GHH24(7.0)LUK4DH | Singlezone Non-ducted Wall Placement | 23000 | 14600 | 2.61 | 22861 | 2.02
GIBSON | Flex Match | 9001024 | HMSV-A-CB | GXH36(10.6)FMK4DH |  | Multizone All Non-ducted | 42500 | 24800 | 2.69 | 21356 | 2.01
GIBSON | Flex Match | 9001025 | HMSV-A-CB | GXH42(12.3)FMK4DH |  | Multizone All Non-ducted | 45000 | 29000 | 3.15 | 21356 | 2.01
GIBSON | U-Crown | 9135472 | HRCU-A-CB-O | GXH09(2.6)KSK4DH | GHH09(2.6)KSK4DH | Singlezone Non-ducted Wall Placement | 9000 | 5500 | 2.88 | 10488 | 1.98
GIBSON | U-Crown | 9135474 | HRCU-A-CB-O | GXH18(5.2)KSK4DH | GHH18(5.2)KSK4DH | Singlezone Non-ducted Wall Placement | 19000 | 12700 | 2.5 | 19190 | 2.85
GREE | Extreme Series | 9944776 | HRCU-A-CB-O | GWH12YD-D3DNA1A/O | GWH12AAD-D3DN***/I | Singlezone Non-ducted Wall Placement | 12200 | 8100 | 3.21 | 8000 | 2.73
GREE |  | 9956333 | HRCU-A-CB-O | VIR24HP230V1BO | VIR24HP230V1BH | Singlezone Non-ducted Wall Placement | 23000 | 14600 | 2.61 | 22861 | 2.02
GREE | Sapphire | 10149903 | HRCU-A-CB-O | SAP12HP230V1AO | SAP12HP230V1AH | Singlezone Non-ducted Wall Placement | 12200 | 8100 | 3.21 | 8000 | 2.73
GREE | Sapphire | 10157570 | HRCU-A-CB-O | SAP18HP230V1AO | SAP18HP230V1AH | Singlezone Non-ducted Wall Placement | 18000 | 14200 | 2.87 | 21500 | 2.03
GREE | Lomo 23 Series | 7070719 | HRCU-A-CB-O | GWH24QE-D3DNA1D/O | GWH24QE-D3DN***/I | Singlezone Non-ducted Wall Placement | 23000 | 14600 | 2.61 | 22861 | 2.02
GREE | U-Crown Series | 7607469 | HRCU-A-CB-O | GWH18UC-D3DNA4C/O | GWH18UC-D3DN***/I | Singlezone Non-ducted Wall Placement | 19000 | 12717 | 2.5 | 19190 | 2.85
GREE | Free Match G-Series | 9084227 | HMSV-A-CB | GWHD(36)ND3GO |  | Multizone All Non-ducted | 42500 | 26500 | 2.88 | 21356 | 2.01
GREE | Extreme Series | 9114294 | HRCU-A-CB-O | GWH18YE-D3DNA1A/O | GWH18AAE-D3DN***/I | Singlezone Non-ducted Wall Placement | 18000 | 14000 | 2.83 | 21500 | 2.03
GREE | U-Crown Series | 7607465 | HRCU-A-CB-O | GWH09UC-D3DNA4C/O | GWH09UC-D3DN***/I | Singlezone Non-ducted Wall Placement | 9000 | 5500 | 2.88 | 10488 | 1.98
GREE | Extreme Series | 9123256 | HRCU-A-CB-O | GWH24YE-D3DNA1A/O | GWH24AAE-D3DN***/I | Singlezone Non-ducted Wall Placement | 24000 | 15737 | 2.94 | 22553 | 2.07
GREE | U-Crown Series | 7607467 | HRCU-A-CB-O | GWH12UC-D3DNA4C/O | GWH12UC-D3DN***/I | Singlezone Non-ducted Wall Placement | 13000 | 13000 | 3.15 | 13000 | 2.76
GREE | Sapphire | 10157571 | HRCU-A-CB-O | Sap24HP230V1AO | Sap24HP230V1AH | Singlezone Non-ducted Wall Placement | 24000 | 15500 | 2.89 | 22553 | 2.07
HAIER | Advanced Plus | 202583710 | HRCU-A-CB | 1U18AP2VHA | AW18ES2VHB | Singlezone Non-ducted Wall Placement | 22000 | 14000 | 2.5 | 17000 | 1.9
HAIER | Arctic | 8862057 | HRCU-A-CB-O | 1U18EH2VHA | AW18EH2VHA | Singlezone Non-ducted Wall Placement | 20400 | 18500 | 2.85 | 20400 | 1.9
HAIER | Arctic | 8862047 | HRCU-A-CB-O | 1U09EH2VHA | AW09EH2VHA | Singlezone Non-ducted Wall Placement | 12000 | 9000 | 3.22 | 12000 | 2.23
HAIER | Advanced | 10092555 | HRCU-A-CB-O | 1U24ES2VHA | AW24ES2VH | Singlezone Non-ducted Wall Placement | 27600 | 18500 | 2.85 | 20500 | 2.15
HAIER | Advanced | 10092556 | HRCU-A-CB-O | 1U18ES2VHA | AW18ES2VH | Singlezone Non-ducted Wall Placement | 22000 | 14000 | 2.74 | 14900 | 2.08
HAIER | Advanced | 10338837 | HRCU-A-CB-O | 1U09ES2VHA | AW09ES2VH* | Singlezone Non-ducted Wall Placement | 10000 | 7400 | 3.44 | 10000 | 2.48
HAIER | Advanced | 10338838 | HRCU-A-CB-O | 1U12ES2VHA | AW12ES2VH* | Singlezone Non-ducted Wall Placement | 16000 | 12220 | 3.01 | 10160 | 2.46
HEIL | Mid-tier | 201835706 | HRCU-A-CB-O | DLCSRAH09AAK | DLFSCAH09XAK | Singlezone Non-ducted, Ceiling Placement | 10000 | 6700 | 2.58 | 11870 | 1.94
HEIL | Mid-tier | 201835716 | HRCU-A-CB-O | DLCSRAH18AAK | DLFSCAH18XAK | Singlezone Non-ducted, Ceiling Placement | 18000 | 12000 | 2.59 | 15710 | 2.4
HEIL | Mid-tier | 201835680 | HRCU-A-CB-O | DLCSRAH36AAK | DLFSHAH36XAK | Singlezone Non-ducted Wall Placement | 36000 | 20600 | 2.55 | 18930 | 2.56
HEIL | Mid-tier | 201835670 | HRCU-A-CB-O | DLCSRAH09AAK | DLFSHAH09XAK | Singlezone Non-ducted Wall Placement | 12000 | 7500 | 2.65 | 9840 | 2.1
HEIL |  | 201835653 | HRCU-A-CB-O | DLCPRAH09AAK | DLFPHAH09XAK | Singlezone Non-ducted Wall Placement | 10000 | 7200 | 2.78 | 13047 | 1.97
HEIL |  | 201835668 | HRCU-A-CB-O | DLCSRAH12AAJ | DLFSHAH12XAJ | Singlezone Non-ducted Wall Placement | 11800 | 7100 | 2.57 | 7800 | 2.01
HEIL |  | 201835718 | HRCU-A-CB | DLCSRAH24AAK | DLFSDAH24XAK | Singlezone Ducted, "Compact Ducted" | 24000 | 17400 | 2.96 | 30000 | 1.93
HEIL | High Tier | 202463648 | HRCU-A-CB-O | DLCPRAH18AAK | DLFPHAH18XAK | Singlezone Non-ducted Wall Placement | 18000 | 12300 | 3.19 | 18000 | 2
HEIL | High Tier | 202463649 | HRCU-A-CB-O | DLCPRAH24AAK | DLFPHAH24XAK | Singlezone Non-ducted Wall Placement | 24000 | 15450 | 3 | 24000 | 2
HISENSE | AS-09UW3SVE**(**indicate panel) | 201910439 | HRCU-A-CB-O | AS-09UW3SVE | AS-09UW3SVE** | Singlezone Non-ducted Wall Placement | 9500 | 5000 | 2.62 | 7400 | 2.13
HISENSE | AS-12UW3SXE**(**indicate panel) | 201910443 | HRCU-A-CB-O | AS-12UW3SXE | AS-12UW3SXE ** | Singlezone Non-ducted Wall Placement | 13000 | 7500 | 2.71 | 7800 | 2.26
HISENSE | AS-18UW3SBB**(**indicate panel) | 201912599 | HRCU-A-CB-O | AS-18UW3SBB | AS-18UW3SBB**(**indicate panel) | Singlezone Non-ducted Wall Placement | 19000 | 11600 | 2.7 | 13273 | 2.21
HISENSE | AS-09UW3SXE**00（** indicate panel） | 201981253 | HRCU-A-CB-O | AS-09UW3SXE00 | AS-09UW3SXE**00（** indicate panel） | Singlezone Non-ducted Wall Placement | 10500 | 6500 | 2.68 | 9250 | 2.26
HISENSE | AS-12UW3SXA**00（** indicate panel） | 201981254 | HRCU-A-CB-O | AS-12UW3SXA00 | AS-12UW3SXA**00（** indicate panel） | Singlezone Non-ducted Wall Placement | 13000 | 8000 | 3.17 | 12030 | 2.41
KARDA |  | 202608467 | HMSV-A-CB | 2PAMSH27-MZO3 |  | Multizone All Non-ducted | 28000 | 17200 | 2.82 | 16820 | 1.95
KEEPRITE | Mid-tier | 201835707 | HRCU-A-CB-O | DLCSRAH09AAK | DLFSCAH09XAK | Singlezone Non-ducted, Ceiling Placement | 10000 | 6700 | 2.58 | 11870 | 1.94
KEEPRITE | Mid-tier | 201835717 | HRCU-A-CB-O | DLCSRAH18AAK | DLFSCAH18XAK | Singlezone Non-ducted, Ceiling Placement | 18000 | 12000 | 2.59 | 15710 | 2.4
KEEPRITE | Mid-tier | 201835681 | HRCU-A-CB-O | DLCSRAH36AAK | DLFSHAH36XAK | Singlezone Non-ducted Wall Placement | 36000 | 20600 | 2.55 | 18930 | 2.56
KEEPRITE | Mid-tier | 201835671 | HRCU-A-CB-O | DLCSRAH09AAK | DLFSHAH09XAK | Singlezone Non-ducted Wall Placement | 12000 | 7500 | 2.65 | 9840 | 2.1
KEEPRITE |  | 201835652 | HRCU-A-CB-O | DLCPRAH09AAK | DLFPHAH09XAK | Singlezone Non-ducted Wall Placement | 10000 | 7200 | 2.78 | 13047 | 1.97
KEEPRITE |  | 201835669 | HRCU-A-CB-O | DLCSRAH12AAJ | DLFSHAH12XAJ | Singlezone Non-ducted Wall Placement | 11800 | 7100 | 2.57 | 7800 | 2.01
KEEPRITE |  | 201835719 | HRCU-A-CB | DLCSRAH24AAK | DLFSDAH24XAK | Singlezone Ducted, "Compact Ducted" | 24000 | 17400 | 2.96 | 30000 | 1.93
KEEPRITE | High Tier | 202463650 | HRCU-A-CB-O | DLCPRAH18AAK | DLFPHAH18XAK | Singlezone Non-ducted Wall Placement | 18000 | 12300 | 3.19 | 18000 | 2
KEEPRITE | High Tier | 202463651 | HRCU-A-CB-O | DLCPRAH24AAK | DLFPHAH24XAK | Singlezone Non-ducted Wall Placement | 24000 | 15450 | 3 | 24000 | 2
KENMORE | Mid-tier | 201835803 | HRCU-A-CB-O | DLCSRAH09AAK | DLFSCAH09XAK | Singlezone Non-ducted, Ceiling Placement | 10000 | 6700 | 2.58 | 11870 | 1.94
KENMORE | Mid-tier | 201835813 | HRCU-A-CB-O | DLCSRAH18AAK | DLFSCAH18XAK | Singlezone Non-ducted, Ceiling Placement | 18000 | 12000 | 2.59 | 15710 | 2.4
KENMORE | Mid-tier | 201835776 | HRCU-A-CB-O | DLCSRAH36AAK | DLFSHAH36XAK | Singlezone Non-ducted Wall Placement | 36000 | 20600 | 2.55 | 18930 | 2.56
KENMORE | Mid-tier | 201835766 | HRCU-A-CB-O | DLCSRAH09AAK | DLFSHAH09XAK | Singlezone Non-ducted Wall Placement | 12000 | 7500 | 2.65 | 9840 | 2.1
KENMORE |  | 201835749 | HRCU-A-CB-O | DLCPRAH09AAK | DLFPHAH09XAK | Singlezone Non-ducted Wall Placement | 10000 | 7200 | 2.78 | 13047 | 1.97
KENMORE |  | 201835815 | HRCU-A-CB | DLCSRAH24AAK | DLFSDAH24XAK | Singlezone Ducted, "Compact Ducted" | 24000 | 17400 | 2.96 | 30000 | 1.93
KENMORE |  | 201835764 | HRCU-A-CB-O | DLCSRAH12AAJ | DLFSHAH12XAJ | Singlezone Non-ducted Wall Placement | 11800 | 7100 | 2.57 | 7800 | 2.01
KENMORE | High Tier | 202463652 | HRCU-A-CB-O | DLCPRAH18AAK | DLFPHAH18XAK | Singlezone Non-ducted Wall Placement | 18000 | 12300 | 3.19 | 18000 | 2
KENMORE | High Tier | 202463653 | HRCU-A-CB-O | DLCPRAH24AAK | DLFPHAH24XAK | Singlezone Non-ducted Wall Placement | 24000 | 15450 | 3 | 24000 | 2
KERR |  | 201866480 | HMSV-A-CB | A-KMH28TU-1 |  | Multizone All Non-ducted | 28000 | 18000 | 2.75 | 26357 | 1.93
KINGHOME |  | 10338835 | HRCU-A-CB-O | KW12HUCA4DO | KW12HUCA4DI | Singlezone Non-ducted Wall Placement | 13000 | 8500 | 2.62 | 10200 | 2.01
KINGHOME |  | 10338834 | HRCU-A-CB-O | KW09HUCA4DO | KW09HUCA4DI | Singlezone Non-ducted Wall Placement | 9000 | 5380 | 2.97 | 10500 | 2.05
KINGHOME |  | 10333036 | HRCU-A-CB-O | KW09HQ2B8DO | KW09HQ2B8DI | Singlezone Non-ducted Wall Placement | 11000 | 6800 | 2.66 | 12976 | 2.09
KINGHOME |  | 10338140 | HRCU-A-CB-O | KW24HQ2B8DO | KW24HQ2B8DI | Singlezone Non-ducted Wall Placement | 23000 | 14600 | 2.73 | 22553 | 2.07
KINGHOME |  | 10333037 | HRCU-A-CB-O | KW12HQ2B8DO | KW12HQ2B8DI | Singlezone Non-ducted Wall Placement | 13000 | 7100 | 2.81 | 8000 | 2.73
KINGHOME |  | 10333040 | HRCU-A-CB-O | KW18HQ2B8DO | KW18HQ2B8DI | Singlezone Non-ducted Wall Placement | 19800 | 12400 | 2.51 | 21500 | 2.03
LENNOX |  | 201796628 | HRCU-A-CB-O | MPB009S4S-1L | MWMB009S4-2L | Singlezone Non-ducted Wall Placement | 11000 | 6500 | 2.8 | 6776 | 1.95
LENNOX |  | 9920054 | HMSV-A-CB | MLA030S4M-1P |  | Multizone All Non-ducted | 28000 | 18000 | 2.75 | 28160 | 2.04
LENNOX |  | 9920055 | HMSV-A-CB | MLA036S4M-1P |  | Multizone All Non-ducted | 36000 | 23200 | 2.78 | 36000 | 1.96
LENNOX |  | 10056169 | HRCU-A-CB-O | MPB009S4S-1P | MWMA009S4-1P | Singlezone Non-ducted Wall Placement | 9800 | 5800 | 2.74 | 7990 | 1.98
LENNOX |  | 10056168 | HRCU-A-CB-O | MPB012S4S-1L | MWMB012S4-1L | Singlezone Non-ducted Wall Placement | 12000 | 7600 | 2.59 | 6885 | 2
LENNOX |  | 10056170 | HRCU-A-CB-O | MPB009S4S-1P | MWMA009S4-2P | Singlezone Non-ducted Wall Placement | 9800 | 5800 | 2.74 | 7990 | 1.98
LENNOX |  | 10056171 | HRCU-A-CB-O | MPB012S4S-1P | MWMA012S4-1P | Singlezone Non-ducted Wall Placement | 12000 | 7700 | 2.75 | 9134 | 1.94
LENNOX |  | 10056173 | HRCU-A-CB-O | MPB018S4S-1P | MWMA018S4-1P | Singlezone Non-ducted Wall Placement | 18000 | 11400 | 2.72 | 11178 | 2.02
LENNOX |  | 10056174 | HRCU-A-CB-O | MPB018S4S-1P | MWMA018S4-2P | Singlezone Non-ducted Wall Placement | 18000 | 11400 | 2.72 | 11178 | 2.02
LENNOX |  | 10056172 | HRCU-A-CB-O | MPB012S4S-1P | MWMA012S4-2P | Singlezone Non-ducted Wall Placement | 12000 | 7700 | 2.75 | 9134 | 1.94
LENNOX |  | 10056175 | HRCU-A-CB-O | MPB024S4S-1P | MWMA024S4-1P | Singlezone Non-ducted Wall Placement | 25000 | 15300 | 2.7 | 18099 | 2.07
LENNOX |  | 10058816 | HRCU-A-CB | MPB009S4S-1P | MMDA009S4-2P | Multizone All Ducted | 10000 | 6200 | 2.84 | 8071 | 2
LENNOX |  | 10056176 | HRCU-A-CB-O | MPB024S4S-1P | MWMA024S4-2P | Singlezone Non-ducted Wall Placement | 25000 | 15300 | 2.7 | 18099 | 2.07
LENNOX |  | 10058825 | HRCU-A-CB-O | MPB018S4S-1P | MCFB018S4-2P | Singlezone Non-ducted Wall Placement | 18000 | 12000 | 2.71 | 10274 | 2.11
LENNOX |  | 10058826 | HRCU-A-CB-O | MPB024S4S-1P | MCFA024S4-1P | Singlezone Non-ducted Wall Placement | 24000 | 15000 | 2.85 | 17705 | 2.02
LENNOX |  | 10058827 | HRCU-A-CB-O | MPB024S4S-1P | MCFA024S4-2P | Singlezone Non-ducted Wall Placement | 24000 | 15000 | 2.85 | 17705 | 2.02
LENNOX |  | 10058830 | HRCU-A-CB-O | MPB009S4S-1P | M22A009S4-1P | Singlezone Non-ducted Wall Placement | 10000 | 5800 | 2.66 | 7878 | 1.97
LENNOX |  | 10058831 | HRCU-A-CB-O | MPB009S4S-1P | M22A009S4-2P | Singlezone Non-ducted Wall Placement | 10000 | 5800 | 2.66 | 7878 | 1.97
LENNOX |  | 10058834 | HRCU-A-CB-O | MPB018S4S-1P | M22A018S4-1P | Singlezone Non-ducted Wall Placement | 18000 | 12000 | 2.77 | 9410 | 1.98
LENNOX |  | 10058835 | HRCU-A-CB-O | MPB018S4S-1P | M22A018S4-2P | Singlezone Non-ducted Wall Placement | 18000 | 12000 | 2.77 | 9410 | 1.98
LENNOX |  | 10062012 | HMSV-A-CB | MPB030S4M-1P |  | Multizone All Non-ducted | 28000 | 17200 | 2.82 | 16820 | 1.95
LENNOX |  | 201796629 | HRCU-A-CB-O | MPB012S4S-1L | MWMB012S4-2L | Singlezone Non-ducted Wall Placement | 12000 | 7600 | 2.59 | 6885 | 2
LENNOX |  | 201796631 | HRCU-A-CB-O | MPB012S4S-1P | MWMA012S4-3P | Singlezone Non-ducted Wall Placement | 12000 | 7700 | 2.75 | 9134 | 1.94
LENNOX |  | 201796630 | HRCU-A-CB-O | MPB009S4S-1P | MWMA009S4-3P | Singlezone Non-ducted Wall Placement | 9800 | 5800 | 2.74 | 7990 | 1.98
LENNOX | ELITE XP20 SERIES | 201953305 | HRCU-A-CB | XP20-036-230A** | CBA38MV-042-230*+TDR | Singlezone Ducted, Centrally Ducted | 33000 | 21400 | 2.51 | 18600 | 2.16
LENNOX | ELITE XP20 SERIES | 201842143 | HRCU-A-CB | XP20-024-230A** | CBA38MV-030-230*+TDR | Singlezone Ducted, Centrally Ducted | 21600 | 14000 | 2.53 | 12400 | 2.2
LENNOX | ELITE XP20 SERIES | 8550432 | HRCU-A-CB | XP20-024-230A** | CR33-48B*+TDR+TXV | Singlezone Ducted, Centrally Ducted | 22000 | 14700 | 2.52 | 12300 | 2.1
LENNOX | ELITE XP20 SERIES | 8550433 | HRCU-A-CB | XP20-024-230A** | CR33-48B*+TDR+TXV | Singlezone Ducted, Centrally Ducted | 22000 | 14700 | 2.53 | 12300 | 2.11
LENNOX | ELITE XP20 SERIES | 8550434 | HRCU-A-CB | XP20-024-230A** | CR33-48B*+TDR+TXV | Singlezone Ducted, Centrally Ducted | 22000 | 14700 | 2.53 | 12300 | 2.11
LENNOX | ELITE XP20 SERIES | 201842145 | HRCU-A-CB | XP20-060-230A** | CBA38MV-060-230*+TDR | Singlezone Ducted, Centrally Ducted | 54500 | 36200 | 2.5 | 30800 | 2.17
LENNOX | DAVE LENNOX SIGNATURE XP25 SERIES | 201930688 | HRCU-A-CB | XP25-036-230-** | CBA38MV-042-230*+TDR | Singlezone Ducted, Centrally Ducted | 33800 | 21400 | 2.57 | 18600 | 2.11
LENNOX | DAVE LENNOX SIGNATURE XP25 SERIES | 202073556 | HRCU-A-CB | XP25-048-230-** | CBA38MV-060-230*+TDR | Singlezone Ducted, Centrally Ducted | 47000 | 30000 | 2.5 | 25200 | 2.1
LENNOX |  | 201953307 | HRCU-A-CB | XP20-036-230A** | CBA38MV-042-230 | Singlezone Ducted, Centrally Ducted | 33000 | 21400 | 2.51 | 18600 | 2.16
LG |  | 10399150 | HRCU-A-CB | LUU368HV | LVN360HV4 | Singlezone Ducted, Centrally Ducted | 40000 | 25600 | 2.73 | 30000 | 2
LG |  | 5859619 | HRCU-A-CB-O | LUU187HV | LCN187HV | Singlezone Non-ducted, Ceiling Placement | 20000 | 12500 | 2.88 | 11271 | 2.25
LG |  | 7484109 | HRCU-A-CB-O | LSU090HSV4 | LAN090HSV4 | Singlezone Non-ducted Wall Placement | 10800 | 6600 | 3.45 | 9570 | 2.8
LG |  | 10570124 | HRCU-A-CB-O | LGU121HSV3 | LGN121HSV3 | Singlezone Non-ducted Wall Placement | 13600 | 8200 | 2.79 | 11930 | 2.38
LG |  | 8931559 | HRCU-A-CB | LUU127HV | LDN127HV4 | Singlezone Ducted, "Compact Ducted" | 16000 | 10000 | 2.71 | 12000 | 1.95
LG |  | 7180062 | HMSV-A-CB | LMU24CHV |  | Multizone All Non-ducted | 24000 | 14500 | 2.72 | 14595 | 2.59
LG |  | 9122552 | HRCU-A-CB-O | LSU243HLV | LSN243HLV | Singlezone Non-ducted Wall Placement | 27000 | 17900 | 2.79 | 23690 | 2.07
LG |  | 203381526 | HRCU-A-CB-O | LUU097HV | LCN098HV4 | Singlezone Non-ducted, Ceiling Placement | 11000 | 7000 | 2.93 | 8250 | 2.1
LG |  | 7180063 | HMSV-A-CB | LMU36CHV |  | Multizone All Non-ducted | 36000 | 20000 | 2.62 | 22057 | 2.49
LG |  | 9680934 | HRCU-A-CB-O | LAU180HYV2 | LAN180HYV2 | Singlezone Non-ducted Wall Placement | 22000 | 13500 | 2.75 | 22600 | 2.37
LG |  | 8584525 | HRCU-A-CB-O | LAU180HYV1 | LAN180HYV1 | Singlezone Non-ducted Wall Placement | 22000 | 13000 | 2.78 | 19300 | 2.37
LG |  | 7184507 | HMSV-A-CB | LMU24CHV |  | Multizone Mix of Non-ducted and Ducted | 23250 | 14250 | 2.59 | 14109 | 2.43
LG |  | 8111355 | HMSV-A-CB | LMU30CHV |  | Multizone All Non-ducted | 32000 | 19600 | 2.74 | 20622 | 2.5
LG |  | 10444103 | HMSV-A-CB | LMU420HHV |  | Multizone Mix of Non-ducted and Ducted | 45000 | 29000 | 2.75 | 45000 | 2.11
LG |  | 10443474 | HMSV-A-CB | LMU420HHV |  | Multizone All Ducted | 45000 | 29000 | 2.71 | 45000 | 2.07
LG |  | 10443471 | HMSV-A-CB | LMU420HHV |  | Multizone All Non-ducted | 45000 | 29000 | 2.8 | 45000 | 2.15
LG |  | 8111358 | HMSV-A-CB | LMU480HV |  | Multizone All Non-ducted | 54000 | 34080 | 3.31 | 38900 | 2.52
LG |  | 10445376 | HMSV-A-CB | LMU300HHV |  | Multizone All Non-ducted | 28600 | 18900 | 2.8 | 28600 | 2.16
LG |  | 10443472 | HMSV-A-CB | LMU360HHV |  | Multizone All Non-ducted | 41000 | 28000 | 2.9 | 41000 | 2.11
LG |  | 10445374 | HMSV-A-CB | LMU240HHV |  | Multizone All Non-ducted | 26000 | 17400 | 2.8 | 26000 | 2.1
LG |  | 10443475 | HMSV-A-CB | LMU360HHV |  | Multizone All Ducted | 40000 | 27000 | 2.5 | 40000 | 2.01
LG |  | 10445111 | HMSV-A-CB | LMU360HHV |  | Multizone Mix of Non-ducted and Ducted | 40500 | 27500 | 2.68 | 40500 | 2.06
LG |  | 7849625 | HRCU-A-CB-O | LAU120HYV1 | LAN120HYV1 | Singlezone Non-ducted Wall Placement | 12000 | 7360 | 3.54 | 13720 | 2.74
LG |  | 9680935 | HRCU-A-CB-O | LAU150HYV2 | LAN150HYV2 | Singlezone Non-ducted Wall Placement | 18000 | 11000 | 2.88 | 18940 | 2.57
LG |  | 7947563 | HRCU-A-CB-O | LAU090HYV1 | LAN090HYV1 | Singlezone Non-ducted Wall Placement | 11000 | 6750 | 3.47 | 11220 | 2.88
LG |  | 8584526 | HRCU-A-CB-O | LAU240HYV1 | LAN240HYV1 | Singlezone Non-ducted Wall Placement | 27000 | 17200 | 2.8 | 23690 | 2.24
LG | LG | 10567393 | HRCU-A-CB-O | LSU090HSV5 | LAN090HSV5 | Singlezone Non-ducted Wall Placement | 10900 | 6690 | 3.44 | 9570 | 2.8
LG | LG | 10570122 | HRCU-A-CB-O | LSU120HSV5 | LAN120HSV5 | Singlezone Non-ducted Wall Placement | 13600 | 8350 | 2.85 | 11930 | 2.38
LG | LG | 10567394 | HRCU-A-CB-O | LSU090HSV5 | LSN090HSV5 | Singlezone Non-ducted Wall Placement | 10900 | 6600 | 3.39 | 9570 | 2.8
LG | LG | 10570123 | HRCU-A-CB-O | LSU120HSV5 | LSN120HSV5 | Singlezone Non-ducted Wall Placement | 13600 | 8350 | 2.85 | 11930 | 2.38
LG | LG | 10567390 | HRCU-A-CB-O | LSU180HSV5 | LAN180HSV5 | Singlezone Non-ducted Wall Placement | 21600 | 13250 | 2.77 | 19300 | 2.28
LG | LG | 10567391 | HRCU-A-CB-O | LSU180HSV5 | LSN180HSV5 | Singlezone Non-ducted Wall Placement | 21600 | 13250 | 2.77 | 19300 | 2.28
LUXAIRE |  | 10309107 | HRCU-A-CB | HL20B4821 | CM50DE3A1+MVC20DN21 | Singlezone Ducted, Centrally Ducted | 58000 | 42500 | 2.56 | 34000 | 2.51
MAYTAG | MAYTAG PSH1BG SERIES | 10296739 | HRCU-A-CB | PSH1BG4CVRX48K | B6VMAX48K-C | Singlezone Ducted, Centrally Ducted | 44000 | 27800 | 2.63 | 27550 | 2.21
MAYTAG | MAYTAG PSH1BG SERIES | 10296743 | HRCU-A-CB | PSH1BG4CVRX60K | B6VMAX60K-C | Singlezone Ducted, Centrally Ducted | 56000 | 32000 | 2.53 | 33500 | 2.31
MAYTAG | MAYTAG PSH1BG SERIES | 10296742 | HRCU-A-CB | PSH1BG4CVRX48K | C6B(A,H)-X48(C,U)-C | Singlezone Ducted, Centrally Ducted | 44000 | 27800 | 2.63 | 27550 | 2.21
MAYTAG | MAYTAG PSH1BG SERIES | 10296740 | HRCU-A-CB | PSH1BG4CVRX48K | C6B(A,H)-X48(C,U)-C | Singlezone Ducted, Centrally Ducted | 44000 | 28000 | 2.56 | 27800 | 2.2
MAYTAG | MAYTAG PSH1BG SERIES | 10296745 | HRCU-A-CB | PSH1BG4CVRX60K | C6B(A,H)-X60(C,U)-C | Singlezone Ducted, Centrally Ducted | 44200 | 28000 | 2.56 | 27800 | 2.14
MAYTAG | MAYTAG PSH1BG SERIES | 10296746 | HRCU-A-CB | PSH1BG4CVRX60K | C6B(A,H)-X60(C,U)-C | Singlezone Ducted, Centrally Ducted | 56000 | 32000 | 2.53 | 33500 | 2.31
MAYTAG | MAYTAG PSH1BG SERIES | 10296728 | HRCU-A-CB | PSH1BG4CVRX24K | B6VMAX24K-B | Singlezone Ducted, Centrally Ducted | 22400 | 14200 | 2.77 | 12650 | 2.12
MAYTAG | MAYTAG PSH1BG SERIES | 10296733 | HRCU-A-CB | PSH1BG4CVRX36K | B6VMAX36K-B | Singlezone Ducted, Centrally Ducted | 34400 | 21800 | 2.66 | 20150 | 2.27
MAYTAG | MAYTAG PSH1BG SERIES | 10296730 | HRCU-A-CB | PSH1BG4CVRX24K | C6B(A,H)-X26(C,U)-B | Singlezone Ducted, Centrally Ducted | 22200 | 14100 | 2.58 | 12800 | 2.03
MAYTAG | MAYTAG PSH1BG SERIES | 10296731 | HRCU-A-CB | PSH1BG4CVRX24K | C6B(A,H)-X26(C,U)-B | Singlezone Ducted, Centrally Ducted | 22400 | 14200 | 2.77 | 12650 | 2.12
MAYTAG | MAYTAG PSH1BG SERIES | 10296736 | HRCU-A-CB | PSH1BG4CVRX36K | C6B(A,H)-X36(C,U)-B | Singlezone Ducted, Centrally Ducted | 34400 | 21800 | 2.66 | 20150 | 2.27
MAYTAG | MAYTAG PSH1BG SERIES | 10296734 | HRCU-A-CB | PSH1BG4CVRX36K | C6B(A,H)-X36(C,U)-B | Singlezone Ducted, Centrally Ducted | 34200 | 21800 | 2.66 | 20250 | 2.28
MAYTAG | MAYTAG PSH1BG SERIES | 10296737 | HRCU-A-CB | PSH1BG4CVRX36K | C6B(A,H)-X36(C,U)-C | Singlezone Ducted, Centrally Ducted | 34200 | 21800 | 2.66 | 20250 | 2.28
MAYTAG | M1200 | 5597453 | HRCU-A-CB | PSH4BG024K | B6VMAX024K-B | Singlezone Ducted, Centrally Ducted | 22400 | 14200 | 2.77 | 12600 | 2.05
MAYTAG | M1200 | 5597457 | HRCU-A-CB | PSH4BG036K | B6VMAX036K-B | Singlezone Ducted, Centrally Ducted | 34400 | 21800 | 2.66 | 20100 | 2.27
MIDEA | Mid-tier | 201796606 | HRCU-A-CB-O | DLCSRAH09AAK | DLFSCAH09XAK | Singlezone Non-ducted, Ceiling Placement | 10000 | 6700 | 2.58 | 11870 | 1.94
MIDEA | Mid-tier | 201796611 | HRCU-A-CB-O | DLCSRAH18AAK | DLFSCAH18XAK | Singlezone Non-ducted, Ceiling Placement | 18000 | 12000 | 2.59 | 15710 | 2.4
MIDEA | Excel | 201846987 | HRCU-A-CB-O | 38MAQB12R--1 | DHMSHAQ12XA1 | Singlezone Non-ducted Wall Placement | 12000 | 7600 | 2.59 | 6490 | 1.94
MIDEA | Advantage | 201756552 | HRCU-A-CB-O | DLCSRAH36AAK | DLFSHAH36XAK | Singlezone Non-ducted Wall Placement | 36000 | 20600 | 2.55 | 18930 | 2.56
MIDEA | Advantage | 201756547 | HRCU-A-CB-O | DLCSRAH09AAK | DLFSHAH09XAK | Singlezone Non-ducted Wall Placement | 12000 | 7500 | 2.65 | 9840 | 2.1
MIDEA |  | 201753972 | HRCU-A-CB-O | DLCPRAH09AAK | DLFPHAH09XAK | Singlezone Non-ducted Wall Placement | 10000 | 7200 | 2.78 | 13047 | 1.97
MIDEA |  | 201756546 | HRCU-A-CB-O | DLCSRAH12AAJ | DLFSHAH12XAJ | Singlezone Non-ducted Wall Placement | 11800 | 7100 | 2.57 | 7800 | 2.01
MIDEA |  | 201796612 | HRCU-A-CB | DLCSRAH24AAK | DLFSDAH24XAK | Singlezone Ducted, "Compact Ducted" | 24000 | 17400 | 2.96 | 30000 | 1.93
MIDEA |  | 201753971 | HRCU-A-CB-O | 38MPRAQ12AA3 | DHMPHAQ12XA3 | Singlezone Non-ducted Wall Placement | 12000 | 6800 | 2.66 | 13887 | 2
MIDEA |  | 201753970 | HRCU-A-CB-O | 38MPRAQ09AA3 | DHMPHAQ09XA3 | Singlezone Non-ducted Wall Placement | 10000 | 7200 | 2.78 | 13000 | 2.01
MIDEA | Elevate | 202463640 | HRCU-A-CB-O | 38MPRAQ18AA3 | DHMPHAQ18XA3 | Singlezone Non-ducted Wall Placement | 18000 | 12300 | 3.19 | 18000 | 2
MIDEA | Elevate | 202463641 | HRCU-A-CB-O | 38MPRAQ24AA3 | DHMPHAQ24XA3 | Singlezone Non-ducted Wall Placement | 24000 | 15450 | 3 | 24000 | 2
MIDEA | Max | 202463654 | HRCU-A-CB-O | DLCPRAH18AAK | DLFPHAH18XAK | Singlezone Non-ducted Wall Placement | 18000 | 12300 | 3.19 | 18000 | 2
MIDEA | Max | 202463655 | HRCU-A-CB-O | DLCPRAH24AAK | DLFPHAH24XAK | Singlezone Non-ducted Wall Placement | 24000 | 15450 | 3 | 24000 | 2
MITSUBISHI ELECTRIC | Mitsubishi Electric | 201755026 | HRCU-A-CB | PUMY-P36NKMU* |  | Multizone Mix of Non-ducted and Ducted | 42000 | 26500 | 2.78 | 29000 | 2.24
MITSUBISHI ELECTRIC | M-Series | 201755020 | HRCU-A-CB | MXZ-4C36NAHZ |  | Multizone Mix of Non-ducted and Ducted | 45000 | 35000 | 2.53 | 45000 | 2.12
MITSUBISHI ELECTRIC | Mitsubishi Electric | 201754319 | HRCU-A-CB-O | PUZ-A36NKA7 | PLA-A36EA7 | Singlezone Non-ducted, Ceiling Placement | 38000 | 22000 | 2.59 | 21600 | 2.43
MITSUBISHI ELECTRIC | M-Series; KJ-Series | 201754291 | HRCU-A-CB-O | MUFZ-KJ12NAHZ | MFZ-KJ12NA | Singlezone Non-ducted, Floor Placement | 13000 | 8800 | 2.77 | 13000 | 2.1
MITSUBISHI ELECTRIC | M-Series | 201754416 | HRCU-A-CB-O | MUFZ-KJ09NAHZ | MFZ-KJ09NA | Singlezone Non-ducted, Floor Placement | 11000 | 7500 | 2.75 | 11000 | 2.01
MITSUBISHI ELECTRIC | M-Series | 201754293 | HRCU-A-CB-O | MUFZ-KJ18NAHZ | MFZ-KJ18NA | Singlezone Non-ducted, Floor Placement | 21000 | 12800 | 2.62 | 21000 | 2.05
MITSUBISHI ELECTRIC | M-Series | 201754434 | HRCU-A-CB-O | MUZ-HM15NA-U1 | MSZ-HM15NA-U1 | Singlezone Non-ducted Wall Placement | 18000 | 11500 | 2.55 | 12240 | 2.12
MITSUBISHI ELECTRIC | M-Series | 201754926 | HRCU-A-CB-O | MXZ-5C42NAHZ |  | Multizone All Non-ducted | 48000 | 35800 | 2.87 | 48000 | 2.51
MITSUBISHI ELECTRIC | M-Series | 202732309 | HMSV-A-CB | MXZ-2C20NAHZ2 | MSZ-FH09NAMSZ-FH09NA | Multizone All Non-ducted | 22000 | 13000 | 2.63 | 22000 | 2.07
MITSUBISHI ELECTRIC | Mitsubishi Electric | 201754444 | HMSV-A-CB | PUMY-P36NKMU* |  | Multizone All Ducted | 42000 | 26600 | 2.6 | 30000 | 2.25
MITSUBISHI ELECTRIC | Mitsubishi Electric | 201754445 | HRCU-A-CB-O | PUMY-P36NKMU* |  | Multizone All Non-ducted | 42000 | 26400 | 2.99 | 29000 | 2.3
MITSUBISHI ELECTRIC | Mitsubishi Electric | 201754447 | HRCU-A-CB-O | PUMY-P48NKMU* |  | Multizone All Non-ducted | 54000 | 31400 | 2.92 | 36400 | 2.2
MITSUBISHI ELECTRIC | Mitsubishi Electric | 201754640 | HRCU-A-CB-O | PUMY-P60NKMU1 |  | Multizone All Non-ducted | 66000 | 41500 | 2.6 | 57000 | 1.9
MITSUBISHI ELECTRIC | Mitsubishi Electric | 201754642 | HRCU-A-CB-O | MXZ-2C20NA2 |  | Multizone All Non-ducted | 22000 | 12500 | 2.82 | 11100 | 2.03
MITSUBISHI ELECTRIC | M-Series | 201754637 | HRCU-A-CB-O | MXZ-8C60NA-U* |  | Multizone All Non-ducted | 66000 | 41500 | 2.5 | 57000 | 2.07
MITSUBISHI ELECTRIC | Mitsubishi Electric | 201754299 | HRCU-A-CB-O | MUZ-FH12NAH | MSZ-FH12NAH | Singlezone Non-ducted Wall Placement | 13600 | 8100 | 2.83 | 13600 | 2.07
MITSUBISHI ELECTRIC | Mitsubishi Electric | 201754297 | HRCU-A-CB-O | MUZ-FH09NAH | MSZ-FH09NA** | Singlezone Non-ducted Wall Placement | 10900 | 6700 | 2.73 | 10900 | 2.73
MITSUBISHI ELECTRIC | M-Series | 201754302 | HRCU-A-CB-O | MUZ-FH18NA2 | MSZ-FH18NA2 | Singlezone Non-ducted Wall Placement | 20300 | 13700 | 3.04 | 20300 | 2.01
MITSUBISHI ELECTRIC | Mitsubishi Electric | 201754648 | HRCU-A-CB-O | MUZ-GL09NA-U1 | MSZ-GL09NA-U1 | Singlezone Non-ducted Wall Placement | 10900 | 6700 | 3.12 | 8000 | 2.76
MITSUBISHI ELECTRIC | M-Series | 201754904 | HRCU-A-CB-O | MXZ-3C24NAHZ2 |  | Multizone All Non-ducted | 25000 | 14000 | 2.53 | 25000 | 1.92
MITSUBISHI ELECTRIC | M-Series | 201754911 | HRCU-A-CB-O | MXZ-4C36NAHZ |  | Multizone All Non-ducted | 45000 | 34000 | 2.85 | 45000 | 2.42
MITSUBISHI ELECTRIC | Mitsubishi Electric | 201754316 | HRCU-A-CB-O | MUZ-GL24NA-U1 | MSZ-GL24NA-U1 | Singlezone Non-ducted Wall Placement | 27600 | 16000 | 2.65 | 20200 | 1.98
MITSUBISHI ELECTRIC | Mitsubishi Electric | 201754318 | HRCU-A-CB-O | PUZ-A24NHA7 | PLA-A24EA7 | Singlezone Non-ducted Wall Placement | 26000 | 14900 | 2.73 | 13000 | 2.72
MITSUBISHI ELECTRIC | M-Series | 202490340 | HRCU-A-CB-O | MUZ-GL24NA-U2 | MSZ-GL24NA-U1 | Singlezone Non-ducted Wall Placement | 27600 | 16000 | 2.65 | 20200 | 1.98
MITSUBISHI ELECTRIC | M-Series | 201754310 | HRCU-A-CB-O | MUZ-GL12NAH-U1 | MSZ-GL12NA-U1 | Singlezone Non-ducted Wall Placement | 14400 | 9200 | 2.7 | 10200 | 2.6
MITSUBISHI ELECTRIC | P-Series | 201754450 | HRCU-A-CB-O | PUZ-A12NKA7*** | PLA-A12EA* | Singlezone Non-ducted, Ceiling Placement | 14000 | 10100 | 2.53 | 13000 | 2.01
MITSUBISHI ELECTRIC | M-Series | 202392020 | HRCU-A-CB-O | SUZ-KA18NA2 | MLZ-KP18NA | Singlezone Non-ducted, Ceiling Placement | 20000 | 13100 | 2.63 | 10700 | 2.55
MITSUBISHI ELECTRIC | M-Series | 202392019 | HRCU-A-CB-O | SUZ-KA12NA2 | MLZ-KP12NA | Singlezone Non-ducted, Ceiling Placement | 15400 | 9900 | 2.84 | 7900 | 2.36
MITSUBISHI ELECTRIC | M-Series | 202392021 | HRCU-A-CB-O | SUZ-KA09NA2 | SLZ-KF09NA | Singlezone Non-ducted, Ceiling Placement | 11000 | 6900 | 2.5 | 5600 | 3.04
MITSUBISHI ELECTRIC | M-Series | 202392023 | HRCU-A-CB-O | SUZ-KA18NA2 | SLZ-KF18NA | Singlezone Non-ducted, Ceiling Placement | 19700 | 12900 | 2.68 | 9800 | 2.37
MITSUBISHI ELECTRIC | M-Series | 202392029 | HRCU-A-CB | SUZ-KA15NA2 | SEZ-KD15NA | Singlezone Ducted, "Compact Ducted" | 18000 | 11700 | 2.68 | 10000 | 2.55
MITSUBISHI ELECTRIC | M-Series | 202392030 | HRCU-A-CB | SUZ-KA18NA2 | SEZ-KD18NA | Singlezone Ducted, "Compact Ducted" | 21600 | 13900 | 2.87 | 12000 | 2.88
MITSUBISHI ELECTRIC | M-Series | 202392034 | HRCU-A-CB | SUZ-KA18NAH2 | SEZ-KD18NA | Singlezone Ducted, "Compact Ducted" | 21600 | 13900 | 2.65 | 10700 | 2.34
MITSUBISHI ELECTRIC | M-Series | 202392038 | HRCU-A-CB | SUZ-KA09NA2 | PEAD-A09AA | Singlezone Ducted, Centrally Ducted | 12000 | 7600 | 2.53 | 6100 | 2.93
MITSUBISHI ELECTRIC | M-Series | 202392040 | HRCU-A-CB | SUZ-KA18NA2 | PEAD-A18AA | Singlezone Ducted, Centrally Ducted | 21600 | 14000 | 2.85 | 12000 | 2.86
MITSUBISHI ELECTRIC | M-Series | 202392046 | HRCU-A-CB | SUZ-KA18NAH2 | PEAD-A18AA | Singlezone Ducted, Centrally Ducted | 21600 | 14000 | 2.63 | 12000 | 2.61
MITSUBISHI ELECTRIC | M-Series | 202392053 | HRCU-A-CB | SUZ-KA12NA2 | SVZ-KP12NA | Singlezone Ducted, Centrally Ducted | 15000 | 9900 | 2.59 | 7800 | 2.75
MITSUBISHI ELECTRIC | M-Series | 202392054 | HRCU-A-CB | SUZ-KA18NA2 | SVZ-KP18NA | Singlezone Ducted, Centrally Ducted | 21600 | 14000 | 2.81 | 12200 | 2.88
MITSUBISHI ELECTRIC | M-Series | 202392056 | HRCU-A-CB | SUZ-KA18NAH2 | SVZ-KP18NA | Singlezone Ducted, Centrally Ducted | 21600 | 14000 | 2.6 | 12200 | 2.63
MITSUBISHI ELECTRIC | M-Series | 202392060 | HRCU-A-CB | SUZ-KA12NA2 | PEAD-A12AA | Singlezone Ducted, Centrally Ducted | 15000 | 9900 | 2.71 | 7900 | 2.86
MITSUBISHI ELECTRIC | S-Series | 202412084 | HMSV-A-CB | PUMY-P36NKMU2 |  | Multizone All Non-ducted | 42000 | 28728 | 2.79 | 29000 | 2.2
MITSUBISHI ELECTRIC | S-Series H2i | 202412085 | HMSV-A-CB | PUMY-HP36NKMU |  | Multizone All Non-ducted | 42000 | 45898 | 3.17 | 42000 | 2
MITSUBISHI ELECTRIC | S-Series | 202412087 | HMSV-A-CB | PUMY-P48NKMU2 |  | Multizone All Non-ducted | 54000 | 36936 | 2.79 | 36800 | 2.1
MITSUBISHI ELECTRIC | S-Series H2i | 202412088 | HMSV-A-CB | PUMY-HP48NKMU |  | Multizone All Non-ducted | 54000 | 59011 | 3.18 | 54000 | 2
MITSUBISHI ELECTRIC | S-Series | 202412089 | HMSV-A-CB | PUMY-P60NKMU2 |  | Multizone All Non-ducted | 66000 | 45144 | 2.86 | 57000 | 2
MITSUBISHI ELECTRIC | S-Series | 202423532 | HMSV-A-CB | PUMY-P36NKMU2 |  | Multizone All Ducted | 42000 | 28728 | 2.58 | 29000 | 2
MITSUBISHI ELECTRIC | S-Series H2i | 202423533 | HMSV-A-CB | PUMY-HP36NKMU |  | Multizone All Ducted | 42000 | 45898 | 2.94 | 42000 | 1.9
MITSUBISHI ELECTRIC | S-Series H2i | 202426335 | HMSV-A-CB | PUMY-HP36NKMU |  | Multizone Mix of Non-ducted and Ducted | 42000 | 45898 | 3.05 | 42000 | 1.95
MITSUBISHI ELECTRIC | S-Series | 202426337 | HMSV-A-CB | PUMY-P36NKMU2 |  | Multizone Mix of Non-ducted and Ducted | 42000 | 28728 | 2.68 | 29000 | 2.09
MITSUBISHI ELECTRIC | M-Series | 202392036 | HRCU-A-CB-O | SUZ-KA12NAH2 | MLZ-KP12NA | Singlezone Non-ducted, Ceiling Placement | 15400 | 9900 | 2.52 | 7900 | 2.09
MITSUBISHI ELECTRIC | Mitsubishi Electric | 201754315 | HRCU-A-CB-O | MUZ-GL18NA-U1 | MSZ-GL18NA-U1 | Singlezone Non-ducted Wall Placement | 21600 | 13800 | 2.73 | 15100 | 2.35
MITSUBISHI ELECTRIC | Mitsubishi Electric | 201754427 | HRCU-A-CB-O | MUZ-FH06NAH | MSZ-FH06NAH | Singlezone Non-ducted Wall Placement | 8700 | 5900 | 2.74 | 8700 | 2.45
MITSUBISHI ELECTRIC | M-Series H2i | 201754296 | HRCU-A-CB-O | MUZ-FH09NA | MSZ-FH09NA | Singlezone Non-ducted Wall Placement | 10900 | 6700 | 3.27 | 10900 | 2.37
MITSUBISHI ELECTRIC | Mitsubishi Electric | 201754303 | HRCU-A-CB-O | MUZ-FH18NAH2 | MSZ-FH18NA | Singlezone Non-ducted Wall Placement | 20300 | 12480 | 2.93 | 20900 | 2.06
MITSUBISHI ELECTRIC | Mitsubishi Electric | 201754311 | HRCU-A-CB-O | MUZ-GL12NA-U1 | MSZ-GL12NA-U1 | Singlezone Non-ducted Wall Placement | 14400 | 9200 | 3.1 | 10200 | 2.93
MITSUBISHI ELECTRIC | M-Series H2i | 201754298 | HRCU-A-CB-O | MUZ-FH12NA | MSZ-FH12NA | Singlezone Non-ducted Wall Placement | 13600 | 8000 | 3.26 | 13600 | 2.21
MITSUBISHI ELECTRIC | M-Series | 201754314 | HRCU-A-CB-O | MUZ-GL18NAH-U1 | MSZ-GL18NA-U1 | Singlezone Non-ducted Wall Placement | 21600 | 13800 | 2.53 | 15100 | 2.21
MITSUBISHI ELECTRIC | M-Series | 201849577 | HRCU-A-CB-O | MUZ-GL09NAH-U1 | MSZ-GL09NA-U1 | Singlezone Non-ducted Wall Placement | 10900 | 6700 | 2.58 | 8000 | 2.39
MITSUBISHI ELECTRIC | M-Series | 202392018 | HRCU-A-CB-O | SUZ-KA09NA2 | MLZ-KP09NA | Singlezone Non-ducted, Ceiling Placement | 12000 | 7700 | 3.22 | 6100 | 3.08
MITSUBISHI ELECTRIC | M-Series | 202392027 | HRCU-A-CB | SUZ-KA09NA2 | SEZ-KD09NA | Singlezone Ducted, "Compact Ducted" | 12000 | 7600 | 2.53 | 6000 | 2.44
MITSUBISHI ELECTRIC | M-Series | 202392035 | HRCU-A-CB-O | SUZ-KA09NAH2 | MLZ-KP09NA | Singlezone Non-ducted, Ceiling Placement | 12000 | 7700 | 2.72 | 6100 | 2.52
NUTONE | NUTONE FSH1BG SERIES | 10254915 | HRCU-A-CB | FSH1BG4CVRX48K | B6VMAX48K-C | Singlezone Ducted, Centrally Ducted | 44000 | 27800 | 2.63 | 27550 | 2.21
NUTONE | NUTONE FSH1BG SERIES | 10254934 | HRCU-A-CB | FSH1BG4CVRX60K | B6VMAX60K-C | Singlezone Ducted, Centrally Ducted | 56000 | 32000 | 2.53 | 33500 | 2.31
NUTONE | NUTONE FSH1BG SERIES | 10254924 | HRCU-A-CB | FSH1BG4CVRX48K | C6B(A,H)-X48(C,U)-C | Singlezone Ducted, Centrally Ducted | 44200 | 28000 | 2.56 | 27800 | 2.2
NUTONE | NUTONE FSH1BG SERIES | 10254919 | HRCU-A-CB | FSH1BG4CVRX48K | C6B(A,H)-X48(C,U)-C | Singlezone Ducted, Centrally Ducted | 44200 | 28000 | 2.56 | 27800 | 2.2
NUTONE | NUTONE FSH1BG SERIES | 10254929 | HRCU-A-CB | FSH1BG4CVRX48K | C6B(A,H)-X48(C,U)-C | Singlezone Ducted, Centrally Ducted | 44000 | 27800 | 2.63 | 27550 | 2.21
NUTONE | NUTONE FSH1BG SERIES | 10254948 | HRCU-A-CB | FSH1BG4CVRX60K | C6B(A,H)-X60(C,U)-C | Singlezone Ducted, Centrally Ducted | 56000 | 32000 | 2.53 | 33500 | 2.31
NUTONE | NUTONE FSH1BG SERIES | 10254868 | HRCU-A-CB | FSH1BG4CVRX24K | B6VMAX24K-B | Singlezone Ducted, Centrally Ducted | 22400 | 14200 | 2.77 | 12650 | 2.12
NUTONE | NUTONE FSH1BG SERIES | 10254887 | HRCU-A-CB | FSH1BG4CVRX36K | B6VMAX36K-B | Singlezone Ducted, Centrally Ducted | 34400 | 21800 | 2.66 | 20150 | 2.27
NUTONE | NUTONE FSH1BG SERIES | 10254872 | HRCU-A-CB | FSH1BG4CVRX24K | C6B(A,H)-X26(C,U)-B | Singlezone Ducted, Centrally Ducted | 22200 | 14100 | 2.58 | 12800 | 2.03
NUTONE | NUTONE FSH1BG SERIES | 10254877 | HRCU-A-CB | FSH1BG4CVRX24K | C6B(A,H)-X26(C,U)-B | Singlezone Ducted, Centrally Ducted | 22200 | 14100 | 2.58 | 12800 | 2.03
NUTONE | NUTONE FSH1BG SERIES | 10254882 | HRCU-A-CB | FSH1BG4CVRX24K | C6B(A,H)-X26(C,U)-B | Singlezone Ducted, Centrally Ducted | 22400 | 14200 | 2.77 | 12650 | 2.12
NUTONE | NUTONE FSH1BG SERIES | 10254901 | HRCU-A-CB | FSH1BG4CVRX36K | C6B(A,H)-X36(C,U)-B | Singlezone Ducted, Centrally Ducted | 34400 | 21800 | 2.66 | 20150 | 2.27
NUTONE | NUTONE FSH1BG SERIES | 10254891 | HRCU-A-CB | FSH1BG4CVRX36K | C6B(A,H)-X36(C,U)-B | Singlezone Ducted, Centrally Ducted | 34200 | 21800 | 2.66 | 20250 | 2.28
NUTONE | NUTONE FSH1BG SERIES | 10254896 | HRCU-A-CB | FSH1BG4CVRX36K | C6B(A,H)-X36(C,U)-B | Singlezone Ducted, Centrally Ducted | 34200 | 21800 | 2.66 | 20250 | 2.28
NUTONE | NUTONE FSH1BG SERIES | 10254905 | HRCU-A-CB | FSH1BG4CVRX36K | C6B(A,H)-X36(C,U)-C | Singlezone Ducted, Centrally Ducted | 34200 | 21800 | 2.66 | 20250 | 2.28
NUTONE | NUTONE FSH1BG SERIES | 10254910 | HRCU-A-CB | FSH1BG4CVRX36K | C6B(A,H)-X36(C,U)-C | Singlezone Ducted, Centrally Ducted | 34200 | 21800 | 2.66 | 20250 | 2.28
ONYX | ONYX FSH1BG SERIES | 202083642 | HRCU-A-CB | FSH1BG4CVRX48K | B6VMAX48K-C | Singlezone Ducted, Centrally Ducted | 44000 | 27800 | 2.63 | 27550 | 2.21
ONYX | ONYX FSH1BG SERIES | 202083643 | HRCU-A-CB | FSH1BG4CVRX60K | B6VMAX60K-C | Singlezone Ducted, Centrally Ducted | 56000 | 32000 | 2.53 | 33500 | 2.31
ONYX | ONYX FSH1BG SERIES | 202083625 | HRCU-A-CB | FSH1BG4CVRX48K | C6B(A,H)-X48(C,U)-C | Singlezone Ducted, Centrally Ducted | 44200 | 28000 | 2.56 | 27800 | 2.2
ONYX | ONYX FSH1BG SERIES | 202083626 | HRCU-A-CB | FSH1BG4CVRX48K | C6B(A,H)-X48(C,U)-C | Singlezone Ducted, Centrally Ducted | 44200 | 28000 | 2.56 | 27800 | 2.2
ONYX | ONYX FSH1BG SERIES | 202083627 | HRCU-A-CB | FSH1BG4CVRX48K | C6B(A,H)-X48(C,U)-C | Singlezone Ducted, Centrally Ducted | 44000 | 27800 | 2.63 | 27550 | 2.21
ONYX | ONYX FSH1BG SERIES | 202083630 | HRCU-A-CB | FSH1BG4CVRX60K | C6B(A,H)-X60(C,U)-C | Singlezone Ducted, Centrally Ducted | 56000 | 32000 | 2.53 | 33500 | 2.31
ONYX | ONYX FSH1BG SERIES | 202083640 | HRCU-A-CB | FSH1BG4CVRX24K | B6VMAX24K-B | Singlezone Ducted, Centrally Ducted | 22400 | 14200 | 2.77 | 12650 | 2.12
ONYX | ONYX FSH1BG SERIES | 202083641 | HRCU-A-CB | FSH1BG4CVRX36K | B6VMAX36K-B | Singlezone Ducted, Centrally Ducted | 34400 | 21800 | 2.66 | 20150 | 2.27
ONYX | ONYX FSH1BG SERIES | 202083617 | HRCU-A-CB | FSH1BG4CVRX24K | C6B(A,H)-X26(C,U)-B | Singlezone Ducted, Centrally Ducted | 22200 | 14100 | 2.58 | 12800 | 2.03
ONYX | ONYX FSH1BG SERIES | 202083618 | HRCU-A-CB | FSH1BG4CVRX24K | C6B(A,H)-X26(C,U)-B | Singlezone Ducted, Centrally Ducted | 22200 | 14100 | 2.58 | 12800 | 2.03
ONYX | ONYX FSH1BG SERIES | 202083619 | HRCU-A-CB | FSH1BG4CVRX24K | C6B(A,H)-X26(C,U)-B | Singlezone Ducted, Centrally Ducted | 22400 | 14200 | 2.77 | 12650 | 2.12
ONYX | ONYX FSH1BG SERIES | 202083622 | HRCU-A-CB | FSH1BG4CVRX36K | C6B(A,H)-X36(C,U)-B | Singlezone Ducted, Centrally Ducted | 34400 | 21800 | 2.66 | 20150 | 2.27
ONYX | ONYX FSH1BG SERIES | 202083620 | HRCU-A-CB | FSH1BG4CVRX36K | C6B(A,H)-X36(C,U)-B | Singlezone Ducted, Centrally Ducted | 34200 | 21800 | 2.66 | 20250 | 2.28
ONYX | ONYX FSH1BG SERIES | 202083621 | HRCU-A-CB | FSH1BG4CVRX36K | C6B(A,H)-X36(C,U)-B | Singlezone Ducted, Centrally Ducted | 34200 | 21800 | 2.66 | 20250 | 2.28
ONYX | ONYX FSH1BG SERIES | 202083624 | HRCU-A-CB | FSH1BG4CVRX36K | C6B(A,H)-X36(C,U)-C | Singlezone Ducted, Centrally Ducted | 34200 | 21800 | 2.66 | 20250 | 2.28
ONYX | ONYX FSH1BG SERIES | 202083623 | HRCU-A-CB | FSH1BG4CVRX36K | C6B(A,H)-X36(C,U)-C | Singlezone Ducted, Centrally Ducted | 34200 | 21800 | 2.66 | 20250 | 2.28
PANASONIC | Low-Profile Ducted | 9125308 | HRCU-A-CB | CU-E9SD3UA | CS-E9SD3UAW | Singlezone Ducted, "Compact Ducted" | 9000 | 7900 | 2.54 | 7800 | 2.06
PANASONIC | RAC Multi E | 10221199 | HMSV-A-CB | CU-3E19RBU-5 |  | Multizone All Non-ducted | 26000 | 20800 | 2.57 | 18900 | 2.1
PANASONIC | Exterios E | 7958200 | HRCU-A-CB-O | CU-E18RKUA | CS-E18RKUAW | Singlezone Non-ducted Wall Placement | 21600 | 12000 | 2.71 | 10100 | 2.24
PANASONIC | Wall Mounted | 9571162 | HRCU-A-CB-O | CU-XE15SKUA | CS-XE15SKUA | Singlezone Non-ducted Wall Placement | 18000 | 11000 | 3.16 | 15700 | 1.98
PANASONIC | Exterios XE | 201900302 | HRCU-A-CB-O | CU-XE15SKUA-1 | CS-XE15SKUA-1 | Singlezone Non-ducted Wall Placement | 17200 | 18200 | 5.23 | 17200 | 1.98
PAYNE | Mid-tier | 201846967 | HRCU-A-CB-O | 38MAQB12R--1 | DHMSHAQ12XA1 | Singlezone Non-ducted Wall Placement | 12000 | 7600 | 2.59 | 6490 | 1.94
PAYNE |  | 201753413 | HRCU-A-CB-O | 38MPRAQ12AA3 | DHMPHAQ12XA3 | Singlezone Non-ducted Wall Placement | 12000 | 6800 | 2.66 | 13887 | 2
PAYNE |  | 201753410 | HRCU-A-CB-O | 38MPRAQ09AA3 | DHMPHAQ09XA3 | Singlezone Non-ducted Wall Placement | 10000 | 7200 | 2.78 | 13000 | 2.01
PAYNE | High Tier | 202463639 | HRCU-A-CB-O | 38MPRAQ24AA3 | DHMPHAQ24XA3 | Singlezone Non-ducted Wall Placement | 24000 | 15450 | 3 | 24000 | 2
PAYNE | High Tier | 202463638 | HRCU-A-CB-O | 38MPRAQ18AA3 | DHMPHAQ18XA3 | Singlezone Non-ducted Wall Placement | 18000 | 12300 | 3.19 | 18000 | 2
PERFECTAIRE |  | 202585746 | HMSV-A-CB | 2PAMSH27-MZO3 |  | Multizone All Non-ducted | 28000 | 17200 | 2.82 | 16820 | 1.95
REZNOR | Lomo | 202443288 | HRCU-A-CB-O | GXH09(2.6)LSK4DH | GHH09(2.6)LUK4DH | Singlezone Non-ducted Wall Placement | 11000 | 6800 | 2.66 | 8680 | 2.04
REZNOR | Lomo | 202443289 | HRCU-A-CB-O | GXH12(3.5)LSK4DH | GHH12(3.5)LUK4DH | Singlezone Non-ducted Wall Placement | 13000 | 7100 | 2.6 | 8611 | 1.91
REZNOR | U-Crown | 202443293 | HRCU-A-CB-O | GXH09(2.6)KSK4DH | GHH09(2.6)KSK4DH | Singlezone Non-ducted Wall Placement | 9000 | 5500 | 2.88 | 10488 | 1.98
REZNOR | Lomo | 202443291 | HRCU-A-CB-O | GXH24(7.0)LSK4DH | GHH24(7.0)LUK4DH | Singlezone Non-ducted Wall Placement | 23000 | 14600 | 2.61 | 22861 | 2.02
REZNOR | U-Crown | 202443295 | HRCU-A-CB-O | GXH18(5.2)KSK4DH | GHH18(5.2)KSK4DH | Singlezone Non-ducted Wall Placement | 19000 | 12700 | 2.5 | 19190 | 2.85
RHEEM |  | 202140938 | HRCU-A-CB | RP2036BJV | RHMV6021SEAC | Singlezone Ducted, Centrally Ducted | 33200 | 39000 | 2.51 | 31743 | 2.25
RHEEM |  | 202141064 | HRCU-A-CB | RP2036BJV | RCF6021SEA+R802VA050317M | Singlezone Ducted, Centrally Ducted | 33200 | 39000 | 2.51 | 31743 | 2.25
RHEEM |  | 202141065 | HRCU-A-CB | RP2036BJV | RCF6021SEA+R802VA075317M | Singlezone Ducted, Centrally Ducted | 33200 | 39000 | 2.51 | 31743 | 2.25
RHEEM |  | 202141067 | HRCU-A-CB | RP2036BJV | RCF6021SEA+R802VA100521M | Singlezone Ducted, Centrally Ducted | 33200 | 39000 | 2.51 | 31743 | 2.25
RHEEM |  | 202141066 | HRCU-A-CB | RP2036BJV | RCF6021SEA+R802VA075421Z | Singlezone Ducted, Centrally Ducted | 33200 | 39000 | 2.51 | 31743 | 2.25
RHEEM |  | 202141069 | HRCU-A-CB | RP2036BJV | RCF6021SEA+R802VA125524M | Singlezone Ducted, Centrally Ducted | 33200 | 39000 | 2.51 | 31743 | 2.25
RHEEM |  | 202141070 | HRCU-A-CB | RP2036BJV | RCF6021SEA+R96VA0852521M | Singlezone Ducted, Centrally Ducted | 33200 | 39000 | 2.51 | 31743 | 2.25
RHEEM |  | 202141071 | HRCU-A-CB | RP2036BJV | RCF6021SEA+R96VA1002521M | Singlezone Ducted, Centrally Ducted | 33200 | 39000 | 2.51 | 31743 | 2.25
RHEEM |  | 202141068 | HRCU-A-CB | RP2036BJV | RCF6021SEA+R802VA100521Z | Singlezone Ducted, Centrally Ducted | 33200 | 39000 | 2.51 | 31743 | 2.25
RHEEM |  | 202141072 | HRCU-A-CB | RP2036BJV | RCF6021SEA+R96VA1152524M | Singlezone Ducted, Centrally Ducted | 33200 | 39000 | 2.51 | 31743 | 2.25
RHEEM |  | 202141073 | HRCU-A-CB | RP2036BJV | RCF6021SEA+R97VB085M521K | Singlezone Ducted, Centrally Ducted | 33200 | 39000 | 2.51 | 31743 | 2.25
RHEEM |  | 202141075 | HRCU-A-CB | RP2036BJV | RCF6021SEA+R97VB100M521K | Singlezone Ducted, Centrally Ducted | 33200 | 39000 | 2.51 | 31743 | 2.25
RHEEM |  | 202141077 | HRCU-A-CB | RP2036BJV | RCF6021SEA+R97VB115M524K | Singlezone Ducted, Centrally Ducted | 33200 | 39000 | 2.51 | 31743 | 2.25
RHEEM |  | 202141074 | HRCU-A-CB | RP2036BJV | RCF6021SEA+R97VB085M521U | Singlezone Ducted, Centrally Ducted | 33200 | 39000 | 2.51 | 31743 | 2.25
RHEEM |  | 202141076 | HRCU-A-CB | RP2036BJV | RCF6021SEA+R97VB100M521U | Singlezone Ducted, Centrally Ducted | 33200 | 39000 | 2.51 | 31743 | 2.25
RHEEM |  | 202141079 | HRCU-A-CB | RP2036BJV | RCF6021SEA+R98VB085M521U | Singlezone Ducted, Centrally Ducted | 33200 | 39000 | 2.51 | 31743 | 2.25
RHEEM |  | 202141081 | HRCU-A-CB | RP2036BJV | RCF6021SEA+R98VB115M524U | Singlezone Ducted, Centrally Ducted | 33200 | 39000 | 2.51 | 31743 | 2.25
RHEEM |  | 202141080 | HRCU-A-CB | RP2036BJV | RCF6021SEA+R98VB100M521U | Singlezone Ducted, Centrally Ducted | 33200 | 39000 | 2.51 | 31743 | 2.25
RUUD |  | 202141049 | HRCU-A-CB | UP2036BJV | RHMV6021SEAC | Singlezone Ducted, Centrally Ducted | 33200 | 39000 | 2.51 | 31743 | 2.25
RUUD |  | 202141116 | HRCU-A-CB | UP2036BJV | RCF6021SEA+U802VA050317M | Singlezone Ducted, Centrally Ducted | 33200 | 39000 | 2.51 | 31743 | 2.25
RUUD |  | 202141118 | HRCU-A-CB | UP2036BJV | RCF6021SEA+U802VA075421Z | Singlezone Ducted, Centrally Ducted | 33200 | 39000 | 2.51 | 31743 | 2.25
RUUD |  | 202141117 | HRCU-A-CB | UP2036BJV | RCF6021SEA+U802VA075317M | Singlezone Ducted, Centrally Ducted | 33200 | 39000 | 2.51 | 31743 | 2.25
RUUD |  | 202141119 | HRCU-A-CB | UP2036BJV | RCF6021SEA+U802VA100521M | Singlezone Ducted, Centrally Ducted | 33200 | 39000 | 2.51 | 31743 | 2.25
RUUD |  | 202141120 | HRCU-A-CB | UP2036BJV | RCF6021SEA+U802VA100521Z | Singlezone Ducted, Centrally Ducted | 33200 | 39000 | 2.51 | 31743 | 2.25
RUUD |  | 202141121 | HRCU-A-CB | UP2036BJV | RCF6021SEA+U802VA125524M | Singlezone Ducted, Centrally Ducted | 33200 | 39000 | 2.51 | 31743 | 2.25
RUUD |  | 202141125 | HRCU-A-CB | UP2036BJV | RCF6021SEA+U97VB085M521K | Singlezone Ducted, Centrally Ducted | 33200 | 39000 | 2.51 | 31743 | 2.25
RUUD |  | 202141122 | HRCU-A-CB | UP2036BJV | RCF6021SEA+U96VA0852521M | Singlezone Ducted, Centrally Ducted | 33200 | 39000 | 2.51 | 31743 | 2.25
RUUD |  | 202141123 | HRCU-A-CB | UP2036BJV | RCF6021SEA+U96VA1002521M | Singlezone Ducted, Centrally Ducted | 33200 | 39000 | 2.51 | 31743 | 2.25
RUUD |  | 202141124 | HRCU-A-CB | UP2036BJV | RCF6021SEA+U96VA1152524M | Singlezone Ducted, Centrally Ducted | 33200 | 39000 | 2.51 | 31743 | 2.25
RUUD |  | 202141126 | HRCU-A-CB | UP2036BJV | RCF6021SEA+U97VB085M521U | Singlezone Ducted, Centrally Ducted | 33200 | 39000 | 2.51 | 31743 | 2.25
RUUD |  | 202141127 | HRCU-A-CB | UP2036BJV | RCF6021SEA+U97VB100M521K | Singlezone Ducted, Centrally Ducted | 33200 | 39000 | 2.51 | 31743 | 2.25
RUUD |  | 202141128 | HRCU-A-CB | UP2036BJV | RCF6021SEA+U97VB100M521U | Singlezone Ducted, Centrally Ducted | 33200 | 39000 | 2.51 | 31743 | 2.25
RUUD |  | 202141131 | HRCU-A-CB | UP2036BJV | RCF6021SEA+U98VB085M521U | Singlezone Ducted, Centrally Ducted | 33200 | 39000 | 2.51 | 31743 | 2.25
RUUD |  | 202141129 | HRCU-A-CB | UP2036BJV | RCF6021SEA+U97VB115M524K | Singlezone Ducted, Centrally Ducted | 33200 | 39000 | 2.51 | 31743 | 2.25
RUUD |  | 202141130 | HRCU-A-CB | UP2036BJV | RCF6021SEA+U97VB115M524U | Singlezone Ducted, Centrally Ducted | 33200 | 39000 | 2.51 | 31743 | 2.25
RUUD |  | 202141133 | HRCU-A-CB | UP2036BJV | RCF6021SEA+U98VB115M524U | Singlezone Ducted, Centrally Ducted | 33200 | 39000 | 2.51 | 31743 | 2.25
RUUD |  | 202141132 | HRCU-A-CB | UP2036BJV | RCF6021SEA+U98VB100M521U | Singlezone Ducted, Centrally Ducted | 33200 | 39000 | 2.51 | 31743 | 2.25
SAMSUNG | FJM Max Heat | 10348192 | HMSV-A-CB | AJ020MCS3CH |  | Multizone All Non-ducted | 22000 | 13000 | 2.63 | 22000 | 1.95
SAMSUNG | Smart Whisper Max Heat | 201993481 | HRCU-A-CB-O | AR18NSWSPWKX | AR18NSWSPWKN | Singlezone Non-ducted Wall Placement | 20600 | 13000 | 2.86 | 21040 | 2.11
SMART COMFORT | Mid-tier | 202119277 | HRCU-A-CB-O | DLCSRAH09AAK | DLFSCAH09XAK | Singlezone Non-ducted, Ceiling Placement | 10000 | 6700 | 2.58 | 11870 | 1.94
SMART COMFORT | Mid-tier | 202119282 | HRCU-A-CB-O | DLCSRAH18AAK | DLFSCAH18XAK | Singlezone Non-ducted, Ceiling Placement | 18000 | 12000 | 2.59 | 15710 | 2.4
SMART COMFORT | Mid-tier | 202119267 | HRCU-A-CB-O | DLCSRAH36AAK | DLFSHAH36XAK | Singlezone Non-ducted Wall Placement | 36000 | 20600 | 2.55 | 18930 | 2.56
SMART COMFORT | Mid-tier | 202119262 | HRCU-A-CB-O | DLCSRAH09AAK | DLFSHAH09XAK | Singlezone Non-ducted Wall Placement | 12000 | 7500 | 2.65 | 9840 | 2.1
SMART COMFORT | High Tier | 202463658 | HRCU-A-CB-O | DLCPRAH18AAK | DLFPHAH18XAK | Singlezone Non-ducted Wall Placement | 18000 | 12300 | 3.19 | 18000 | 2
SMART COMFORT | High Tier | 202463659 | HRCU-A-CB-O | DLCPRAH24AAK | DLFPHAH24XAK | Singlezone Non-ducted Wall Placement | 24000 | 15450 | 3 | 24000 | 2
TEMPSTAR | Mid-tier | 201835802 | HRCU-A-CB-O | DLCSRAH09AAK | DLFSCAH09XAK | Singlezone Non-ducted, Ceiling Placement | 10000 | 6700 | 2.58 | 11870 | 1.94
TEMPSTAR | Mid-tier | 201835812 | HRCU-A-CB-O | DLCSRAH18AAK | DLFSCAH18XAK | Singlezone Non-ducted, Ceiling Placement | 18000 | 12000 | 2.59 | 15710 | 2.4
TEMPSTAR | Mid-tier | 201835777 | HRCU-A-CB-O | DLCSRAH36AAK | DLFSHAH36XAK | Singlezone Non-ducted Wall Placement | 36000 | 20600 | 2.55 | 18930 | 2.56
TEMPSTAR | Mid-tier | 201835767 | HRCU-A-CB-O | DLCSRAH09AAK | DLFSHAH09XAK | Singlezone Non-ducted Wall Placement | 12000 | 7500 | 2.65 | 9840 | 2.1
TEMPSTAR |  | 201835748 | HRCU-A-CB-O | DLCPRAH09AAK | DLFPHAH09XAK | Singlezone Non-ducted Wall Placement | 10000 | 7200 | 2.78 | 13047 | 1.97
TEMPSTAR |  | 201835765 | HRCU-A-CB-O | DLCSRAH12AAJ | DLFSHAH12XAJ | Singlezone Non-ducted Wall Placement | 11800 | 7100 | 2.57 | 7800 | 2.01
TEMPSTAR |  | 201835814 | HRCU-A-CB | DLCSRAH24AAK | DLFSDAH24XAK | Singlezone Ducted, "Compact Ducted" | 24000 | 17400 | 2.96 | 30000 | 1.93
TEMPSTAR | High Tier | 202463656 | HRCU-A-CB-O | DLCPRAH18AAK | DLFPHAH18XAK | Singlezone Non-ducted Wall Placement | 18000 | 12300 | 3.19 | 18000 | 2
TEMPSTAR | High Tier | 202463657 | HRCU-A-CB-O | DLCPRAH24AAK | DLFPHAH24XAK | Singlezone Non-ducted Wall Placement | 24000 | 15450 | 3 | 24000 | 2
TOSOT | Multi Zone | 10064023 | HMSV-A-CB | TM36H4O |  | Multizone All Non-ducted | 42500 | 26500 | 2.88 | 21356 | 2.01
TOSOT | Lomo Plus | 10062019 | HRCU-A-CB-O | TW12HQ3D6DO | TW12HQ3D6DI | Singlezone Non-ducted Wall Placement | 12200 | 8100 | 3.21 | 8000 | 2.73
TOSOT | Lomo Plus | 10062020 | HRCU-A-CB-O | TW18HQ3D6DO | TW18HQ3D6DI | Singlezone Non-ducted Wall Placement | 18000 | 14000 | 2.83 | 21500 | 2.03
TOSOT | Lomo Plus | 10062021 | HRCU-A-CB-O | TW24HQ3D6DO | TW24HQ3D6DI | Singlezone Non-ducted Wall Placement | 24000 | 15737 | 2.94 | 22553 | 2.07
TOSOT |  | 9108745 | HRCU-A-CB-O | TW09HQ2C2DO | TW09HQ2C2DI | Singlezone Non-ducted Wall Placement | 11000 | 6800 | 2.66 | 12976 | 2.09
TOSOT |  | 9108746 | HRCU-A-CB-O | TW12HQ2C2DO | TW12HQ2C2DI | Singlezone Non-ducted Wall Placement | 13000 | 7100 | 2.81 | 8000 | 2.73
TOSOT |  | 9108747 | HRCU-A-CB-O | TW18HQ2C2DO | TW18HQ2C2DI | Singlezone Non-ducted Wall Placement | 19800 | 12400 | 2.51 | 21500 | 2.03
TOSOT |  | 9108748 | HRCU-A-CB-O | TW24HQ2C2DO | TW24HQ2C2DI | Singlezone Non-ducted Wall Placement | 23000 | 14600 | 2.73 | 22553 | 2.07
TOSOT |  | 202126395 | HRCU-A-CB-O | TW09HQ2A3DO | TW09HQ2A3DI | Singlezone Non-ducted Wall Placement | 11000 | 6800 | 2.66 | 12976 | 2.09
TOSOT |  | 202134392 | HRCU-A-CB-O | TW12HQ2A3DO | TW12HQ2A3DI | Singlezone Non-ducted Wall Placement | 13000 | 7100 | 2.81 | 8000 | 2.73
TOSOT |  | 202134393 | HRCU-A-CB-O | TW18HQ2A3DO | TW18HQ2A3DI | Singlezone Non-ducted Wall Placement | 19800 | 12400 | 2.51 | 21500 | 2.03
TOSOT |  | 202134394 | HRCU-A-CB-O | TW24HQ2A3DO | TW24HQ2A3DI | Singlezone Non-ducted Wall Placement | 23000 | 14600 | 2.73 | 22553 | 2.07
TRANE |  | 9150127 | HRCU-A-CB-O | 4TXK3824A10NU** | 4MXW3824A10NU** | Singlezone Non-ducted Wall Placement | 24000 | 15500 | 2.89 | 24233 | 2.23
TRANE | TruComfort XV18 | 10093511 | HRCU-A-CB | 4TWV8048A1 | TAM9A0C48V41 | Singlezone Ducted, Centrally Ducted | 41000 | 36400 | 4.52 | 28780 | 1.93
TRANE |  | 7151535 | HRCU-A-CB-O | 4TXK2718A10N0AA | 4MXW2718A10N0AA | Singlezone Non-ducted Wall Placement | 19000 | 12100 | 2.81 | 15400 | 1.97
TRANE |  | 9150123 | HRCU-A-CB-O | 4TXK3812A10NU** | 4MXW3812A10NU** | Singlezone Non-ducted Wall Placement | 12200 | 8100 | 3.21 | 13304 | 2.18
TRANE |  | 7151533 | HRCU-A-CB-O | 4TXK2712A10NAA | 4MXW2712A10N0AA | Singlezone Non-ducted Wall Placement | 13000 | 8000 | 3.13 | 8300 | 2.15
TRANE |  | 7151531 | HRCU-A-CB-O | 4TXK2709A10N0AA | 4MXW2709A10N0AA | Singlezone Non-ducted Wall Placement | 9800 | 5800 | 2.7 | 8000 | 2.13
TRANE |  | 6749942 | HRCU-A-CB | 4TWV0024A1 | *AM8C0B30V21 | Singlezone Ducted, Centrally Ducted | 20200 | 16800 | 2.5 | 13000 | 2.07
TRANE |  | 6750459 | HRCU-A-CB | 4TWV8024A1 | *AM8C0B30V21 | Singlezone Ducted, Centrally Ducted | 20000 | 16800 | 2.5 | 13000 | 2.07
TRANE | XV18 | 10153734 | HRCU-A-CB | 4TWV8049A1 | TEM8A0C48V41+TDR | Singlezone Ducted, Centrally Ducted | 42000 | 35600 | 4.42 | 27980 | 1.92
TRANE | XV18 | 10153729 | HRCU-A-CB | 4TWV8048A1 | TEM8A0C60V51+TDR | Singlezone Ducted, Centrally Ducted | 44500 | 36800 | 4.49 | 28520 | 1.92
TRANE | XV18 | 10153725 | HRCU-A-CB | 4TWV8037A1 | TEM8A0D48V41+TDR | Singlezone Ducted, Centrally Ducted | 31800 | 25800 | 3.05 | 20000 | 1.97
TRANE | XV18 | 10153724 | HRCU-A-CB | 4TWV8037A1 | TEM8A0C48V41+TDR | Singlezone Ducted, Centrally Ducted | 31000 | 25200 | 3.08 | 19700 | 1.94
TRANE | XV18 | 10153721 | HRCU-A-CB | 4TWV8037A1 | TEM8A0C36V31+TDR | Singlezone Ducted, Centrally Ducted | 31800 | 25600 | 3.07 | 19500 | 1.94
TRANE | XV18 | 10153718 | HRCU-A-CB | 4TWV8036A1 | TEM8A0D48V41+TDR | Singlezone Ducted, Centrally Ducted | 31600 | 25800 | 3.07 | 20100 | 1.96
TRANE | XV18 | 10153717 | HRCU-A-CB | 4TWV8036A1 | TEM8A0C48V41+TDR | Singlezone Ducted, Centrally Ducted | 31000 | 25400 | 3.08 | 20040 | 1.96
TRANE | XV18 | 10153714 | HRCU-A-CB | 4TWV8036A1 | TEM8A0C36V31+TDR | Singlezone Ducted, Centrally Ducted | 31600 | 25600 | 3.13 | 20040 | 1.94
TRANE | XV20i | 10153703 | HRCU-A-CB | 4TWV0048A1 | TEM8A0C48V41+TDR | Singlezone Ducted, Centrally Ducted | 42000 | 35600 | 4.42 | 27980 | 1.92
TRANE | XV20i | 101537 | HRCU-A-CB | 4TWV0036A1 | TEM8A0D48V41+TDR | Singlezone Ducted, Centrally Ducted | 31800 | 25800 | 3.05 | 20000 | 1.97
TRANE | XV20i | 10153696 | HRCU-A-CB | 4TWV0036A1 | TEM8A0C36V31+TDR | Singlezone Ducted, Centrally Ducted | 31800 | 25600 | 3.07 | 19500 | 1.94
TRANE | XV20i | 10153699 | HRCU-A-CB | 4TWV0036A1 | TEM8A0C48V41+TDR | Singlezone Ducted, Centrally Ducted | 31000 | 25200 | 3.08 | 19700 | 1.94
TRANE | XV18 | 10093512 | HRCU-A-CB | 4TWV8048A1 | TAM9A0C60V51 | Singlezone Ducted, Centrally Ducted | 41500 | 36200 | 4.57 | 28680 | 1.9
TRANE | XV18 | 10093507 | HRCU-A-CB | 4TWV8037A1 | TAM9A0B30V31 | Singlezone Ducted, Centrally Ducted | 32600 | 26200 | 3.17 | 20220 | 1.92
TRANE | XV18 | 10093505 | HRCU-A-CB | 4TWV8036A1 | TAM9A0C36V31 | Singlezone Ducted, Centrally Ducted | 32200 | 26200 | 3.25 | 20500 | 1.91
TRANE | XV18 | 10093504 | HRCU-A-CB | 4TWV8036A1 | TAM9A0B30V31 | Singlezone Ducted, Centrally Ducted | 32000 | 26600 | 3.25 | 20760 | 1.95
TRANE | XV20i | 10093495 | HRCU-A-CB | 4TWV0036A1 | TAM9A0B30V31 | Singlezone Ducted, Centrally Ducted | 32600 | 26200 | 3.17 | 20220 | 1.92
TRANE | XV18 | 8761473 | HRCU-A-CB | 4TWV8036A1 | 4TXCC007DS3 | Singlezone Ducted, Centrally Ducted | 32800 | 26600 | 3.25 | 20500 | 1.91
TRANE | XV20i | 8939381 | HRCU-A-CB | 4TWV0036A1 | 4TXFH036CZ3 | Singlezone Ducted, Centrally Ducted | 32200 | 26400 | 3.25 | 20740 | 1.92
TRANE | XV18 | 8761494 | HRCU-A-CB | 4TWV8037A1 | 4TXCC007DS3 | Singlezone Ducted, Centrally Ducted | 33200 | 26600 | 3.22 | 20220 | 1.9
TRANE | XV18 | 8761468 | HRCU-A-CB | 4TWV8036A1 | 4TXCC007DS3 | Singlezone Ducted, Centrally Ducted | 32600 | 26400 | 3.25 | 20360 | 1.91
TRANE | XV20i | 8761421 | HRCU-A-CB | 4TWV0036A1 | 4TXCC007DS3 | Singlezone Ducted, Centrally Ducted | 33200 | 26600 | 3.22 | 20220 | 1.9
TRANE | XV20i | 8759415 | HRCU-A-CB | 4TWV0036A1 | 4PX*CU48BS3 | Singlezone Ducted, Centrally Ducted | 33200 | 26600 | 3.22 | 20220 | 1.9
TRANE | XV19 | 201922157 | HRCU-A-CB | 4TWL9048A1 | TEM8A0C48V41+TDR | Singlezone Ducted, Centrally Ducted | 46500 | 31400 | 3.2 | 25320 | 2.41
TRANE | XV19 | 201922158 | HRCU-A-CB | 4TWL9048A1 | TEM8A0C60V51+TDR | Singlezone Ducted, Centrally Ducted | 46000 | 31400 | 3.22 | 25420 | 2.4
TRANE | XV19 | 201922059 | HRCU-A-CB | 4TWL9048A1 | 4PX*DU60BS3 | Singlezone Ducted, Centrally Ducted | 44500 | 30800 | 3.34 | 24960 | 2.23
Trane / Mitsubishi Electric | M-Series H2i | 202366334 | HMSV-A-CB | NTXMPH36A142AA |  | Multizone Mix of Non-ducted and Ducted | 45000 | 35000 | 2.54 | 47360 | 2.24
Trane / Mitsubishi Electric | M-Series H2i | 202373717 | HRCU-A-CB-O | NTXSPF12A112AA | NTXFKS12A112AA | Singlezone Non-ducted, Floor Placement | 13000 | 8800 | 2.77 | 13000 | 2.1
Trane / Mitsubishi Electric | M-Series H2i | 202373716 | HRCU-A-CB-O | NTXSPF09A112AA | NTXFKS09A112AA | Singlezone Non-ducted, Floor Placement | 11000 | 7500 | 2.75 | 11000 | 2.01
Trane / Mitsubishi Electric | M-Series H2i | 202373719 | HRCU-A-CB-O | NTXSPF18A112AA | NTXFKS18A112AA | Singlezone Non-ducted, Floor Placement | 21000 | 12800 | 2.62 | 21000 | 2.05
Trane / Mitsubishi Electric | M-Series H2i | 202373722 | HRCU-A-CB-O | NTXSPH06A112AA | NTXWPH06A112AA | Singlezone Non-ducted Wall Placement | 8700 | 5900 | 3.46 | 8700 | 2.8
Trane / Mitsubishi Electric | M-Series H2i | 202373724 | HRCU-A-CB-O | NTXSPH09A112AA | NTXWPH09A112AA | Singlezone Non-ducted Wall Placement | 10900 | 6700 | 3.27 | 10900 | 2.37
Trane / Mitsubishi Electric | M-Series H2i | 202373726 | HRCU-A-CB-O | NTXSPH12A112AA | NTXWPH12A112AA | Singlezone Non-ducted Wall Placement | 13600 | 8000 | 3.26 | 13600 | 2.21
Trane / Mitsubishi Electric | M-Series H2i | 202373731 | HRCU-A-CB-O | NTXSPB18A112AA | NTXWPH18A112AA | Singlezone Non-ducted Wall Placement | 20300 | 12480 | 2.93 | 20900 | 2.06
Trane / Mitsubishi Electric | M-Series | 202373733 | HRCU-A-CB-O | NTXSST12A112AA | NTXWST12A112AA | Singlezone Non-ducted Wall Placement | 14400 | 9200 | 3.1 | 10200 | 2.93
Trane / Mitsubishi Electric | M-Series | 202373735 | HRCU-A-CB-O | NTXSST18A112AA | NTXWST18A112AA | Singlezone Non-ducted Wall Placement | 21600 | 13800 | 2.73 | 15100 | 2.35
Trane / Mitsubishi Electric | M-Series | 202373742 | HMSV-A-CB | NTXMMX20A122AA |  | Multizone All Non-ducted | 22000 | 12500 | 2.82 | 11100 | 2.03
Trane / Mitsubishi Electric | M-Series | 202373748 | HMSV-A-CB | NTXMMX60A182AA |  | Multizone All Non-ducted | 66000 | 41500 | 2.5 | 57000 | 2.07
Trane / Mitsubishi Electric | M-Series H2i | 202373725 | HRCU-A-CB-O | NTXSPB09A112AA | NTXWPH09A112AA | Singlezone Non-ducted Wall Placement | 10900 | 6700 | 2.73 | 10900 | 2.73
Trane / Mitsubishi Electric | M-Series H2i | 202373727 | HRCU-A-CB-O | NTXSPB12A112AA | NTXWPH12A112AA | Singlezone Non-ducted Wall Placement | 13600 | 8100 | 2.83 | 13600 | 2.07
Trane / Mitsubishi Electric | M-Series H2i | 202373730 | HRCU-A-CB-O | NTXSPH18A112AA | NTXWPH18A112AA | Singlezone Non-ducted Wall Placement | 20300 | 13700 | 3.04 | 20300 | 2.01
Trane / Mitsubishi Electric | M-Series | 202373732 | HRCU-A-CB-O | NTXSST09A112AA | NTXWST09A112AA | Singlezone Non-ducted Wall Placement | 10900 | 6700 | 3.12 | 8000 | 2.76
Trane / Mitsubishi Electric | M-Series H2i | 202373745 | HMSV-A-CB | NTXMPH42A152AA |  | Multizone All Non-ducted | 48000 | 35800 | 2.87 | 48000 | 2.51
Trane / Mitsubishi Electric | M-Series | 202373736 | HRCU-A-CB-O | NTXSST24A112AA | NTXWST24A112AA | Singlezone Non-ducted Wall Placement | 27600 | 16000 | 2.65 | 20200 | 1.98
Trane / Mitsubishi Electric | M-Series | 202392207 | HRCU-A-CB | NTXSKS09A112AA | NTXDKS09A112AA | Singlezone Ducted, "Compact Ducted" | 12000 | 7600 | 2.53 | 6000 | 2.44
Trane / Mitsubishi Electric | M-Series | 202392209 | HRCU-A-CB-O | NTXSKS09A112AA | NTXUKS09A112AA | Singlezone Non-ducted, Ceiling Placement | 12000 | 7700 | 3.22 | 6100 | 3.08
Trane / Mitsubishi Electric | M-Series | 202392213 | HRCU-A-CB-O | NTXSKS09A112AA | NTXCKS09A112AA | Singlezone Non-ducted, Ceiling Placement | 11000 | 6900 | 2.5 | 5600 | 3.04
Trane / Mitsubishi Electric | M-Series | 202392211 | HRCU-A-CB | NTXSKS09A112AA | PEAD-A09AA7 | Singlezone Ducted, Centrally Ducted | 12000 | 7600 | 2.53 | 6100 | 2.93
Trane / Mitsubishi Electric | M-Series | 202392225 | HRCU-A-CB | NTXSKS15A112AA | NTXDKS15A112AA | Singlezone Ducted, "Compact Ducted" | 18000 | 11700 | 2.68 | 10000 | 2.55
Trane / Mitsubishi Electric | M-Series | 202392223 | HRCU-A-CB | NTXSKS12A112AA | NTXAMT12A112AA | Singlezone Ducted, Centrally Ducted | 15000 | 9900 | 2.59 | 7800 | 2.75
Trane / Mitsubishi Electric | M-Series | 202392219 | HRCU-A-CB-O | NTXSKS12A112AA | NTXUKS12A112AA | Singlezone Non-ducted, Ceiling Placement | 15400 | 9900 | 2.84 | 7900 | 2.36
Trane / Mitsubishi Electric | M-Series | 202392237 | HRCU-A-CB-O | NTXSKS18A112AA | NTXCKS18A112AA | Singlezone Non-ducted, Ceiling Placement | 19700 | 12900 | 2.68 | 9800 | 2.37
Trane / Mitsubishi Electric | M-Series | 202392231 | HRCU-A-CB | NTXSKS18A112AA | NTXDKS18A112AA | Singlezone Ducted, "Compact Ducted" | 21600 | 13900 | 2.87 | 12000 | 2.88
Trane / Mitsubishi Electric | M-Series | 202392239 | HRCU-A-CB | NTXSKS18A112AA | NTXAMT18A112AA | Singlezone Ducted, Centrally Ducted | 21600 | 14000 | 2.81 | 12200 | 2.88
Trane / Mitsubishi Electric | M-Series | 202392233 | HRCU-A-CB-O | NTXSKS18A112AA | NTXUKS18A112AA | Singlezone Non-ducted, Ceiling Placement | 20000 | 13100 | 2.63 | 10700 | 2.55
Trane / Mitsubishi Electric | M-Series H2i | 202373723 | HRCU-A-CB-O | NTXSPB06A112AA | NTXWPH06A112AA | Singlezone Non-ducted Wall Placement | 8700 | 5900 | 2.74 | 8700 | 2.45
Trane / Mitsubishi Electric | M-Series H2i | 202354905 | HMSV-A-CB | NTXMPH24A132AA |  | Multizone All Non-ducted | 25000 | 14000 | 2.53 | 25000 | 1.92
Trane / Mitsubishi Electric | M-Series H2i | 202354909 | HMSV-A-CB | NTXMPH36A142AA |  | Multizone All Non-ducted | 45000 | 34000 | 2.85 | 45000 | 2.42
Willis |  | 9038626 | HRCU-A-CB-O | WSM09MH20S/O | WSM09MH20S/I | Singlezone Non-ducted Wall Placement | 9800 | 6300 | 2.68 | 6700 | 1.94
YORK |  | 10309025 | HRCU-A-CB | YZV48B21 | CM50DE3A1+MVC20DN21 | Singlezone Ducted, Centrally Ducted | 58000 | 42500 | 2.56 | 34000 | 2.51

## February 2019
APS Eligible Small ASHP Models |  |  | Disclaimer: The Massachusetts Department of Energy Resources (DOER) has not investigated, and expressly disclaims any duty to investigate, any company, product, service, process, procedure, design, or the like, which may be presented on the aforementioned list. The presentation of these companies does not constitute endorsement, warranty, or guaranty, by DOER of any company, product, service, process, procedure, design, or the like.
Updated February 2019
Manufacturer | Brand (if applicable) | Model Name (if applicable) | AHRI Certificate No. | AHRI Type | Outdoor Unit Model | Indoor Unit Model | Centrally Ducted or Ductless | If Ductless, Multi-zone or Single-zone? | Ductless Indoor Type | Rated Capacity 47°F (btu/hr) | Rated Capacity 17°F (btu/hr) | COP at Rated Capacity 17°F | Maximum Capacity 5°F (btu/hr) | COP at Max. Capacity 5°F
ACD Group Inc. | ACD | UHD-38 | 202110484 | HRCU-A-CB-O | UHD12KCH31S-O | UHD12KCH31S-I | non-ducted, wall placement | non-ducted | singlezone | 12200 | 8100 | 3.2079 | 8000 | 2.7262
ACD Group Inc. | ACD | UHD-38 | 202110484 | HRCU-A-CB-O | UHD12KCH31S-O | UHD12KCH31S-I | non-ducted | singlezone | non-ducted, wall placement | 12200 | 8100 | 3.2079 | 8000 | 2.7262
ACD Group Inc. | ACD | UHD-38 | 202110485 | HRCU-A-CB-O | UHD18KCH25S-O | UHD18KCH25S-I | non-ducted | singlezone | non-ducted, wall placement | 18000 | 14200 | 2.8701 | 21500 | 2.0326
ACD Group Inc. | ACD | UHD-38 | 202132789 | HRCU-A-CB-O | UHD24KCH22S-O | UHD24KCH22S-I | non-ducted | singlezone | non-ducted, wall placement | 24000 | 15500 | 2.8934 | 22553 | 2.0655
ACD Group Inc. | ACD | MPD-22 | 202110503 | HMSV-A-CB | MPD36KCH21S-O | Non-Ducted Indoor Units | non-ducted | multizone | all non-ducted | 42500 | 26500 | 2.8764 | 21356 | 2.006
ACD Group Inc. | ACD | OCD-23 | 201863353 | HRCU-A-CB-O | OCD24KCH20S-O | OCD24KCH20S-I | non-ducted | singlezone | non-ducted, wall placement | 23000 | 14600 | 2.609 | 22862 | 2.0181
Amana Heating and air Conditioning | Amana | AVZC20 | 10324704 | HRCU-A-CB | AVZC200241A* | CA*F3642*6D*+MBVC1200**-1A*+TX | ducted | singlezone | ducted, centrally ducted | 23600 | 13915 | 2.7425 | 11400 | 2.09
Amana Heating and air Conditioning | Amana | AVZC20 | 10324706 | HRCU-A-CB | AVZC200481A* | CA*F4961*6D*+MBVC2000**-1A*+TX | ducted | singlezone | ducted, centrally ducted | 45500 | 28254 | 2.83 | 26000 | 1.97
Amana Heating and air Conditioning | Amana | AVZC20 | 10324707 | HRCU-A-CB | AVZC200601A* | CA*F4961*6D*+MBVC2000**-1A*+TX | ducted | singlezone | ducted, centrally ducted | 50000 | 32293 | 2.73 | 26000 | 1.98
American Standard | American Standard |  | 9150124 | HRCU-A-CB-O | 4TXK3812A10NUAA | 4MXW3812A10NUAA | non-ducted | singlezone | non-ducted, wall placement | 12200 | 8100 | 3.2079 | 13304 | 2.1782
American Standard | American Standard |  | 7151530 | HRCU-A-CB-O | 4TXK2709A10N0AA | 4MXW2709A10N0AA | non-ducted | singlezone | non-ducted, wall placement | 9800 | 5800 | 2.7058 | 8000 | 2.1412
American Standard | American Standard |  | 7151532 | HRCU-A-CB-O | 4TXK2712A10NAA | 4MXW2712A10N0AA | non-ducted | singlezone | non-ducted, wall placement | 13000 | 8000 | 3.1261 | 8300 | 2.1507
American Standard | American Standard |  | 9150128 | HRCU-A-CB-O | 4TXK3824A10NUAA | 4MXW3824A10NUAA | non-ducted | singlezone | non-ducted, wall placement | 24000 | 15500 | 2.8934 | 24233 | 2.2368
American Standard | American Standard |  | 7151534 | HRCU-A-CB-O | 4TXK2718A10N0AA | 4MXW2718A10N0AA | non-ducted | singlezone | non-ducted, wall placement | 19000 | 12100 | 2.8144 | 15400 | 1.9709
American Standard | American Standard | AccuComfort Platinum 20 | 6749789 | HRCU-A-CB | 4A6V0024A1 | *AM8C0B30V21 | ducted | singlezone | ducted, centrally ducted | 20200 | 16800 | 2.5 | 13000 | 2.08
American Standard | American Standard | AccuComfort Platinum 18 | 6750455 | HRCU-A-CB | 4A6V8024A1 | *AM8C0B30V21 | ducted | singlezone | ducted, centrally ducted | 20000 | 16800 | 2.5 | 13000 | 2.08
American Standard/Mitsubishi Electric | American Standard/Mitsubishi Electric |  | 202102465 | HRCU-A-CB-O | MUZ-FH06NA | MSZ-FH06NA | non-ducted | singlezone | non-ducted, wall placement | 8700 | 5900 | 3.46 | 8700 | 2.8
American Standard/Mitsubishi Electric | American Standard/Mitsubishi Electric |  | 202102466 | HRCU-A-CB-O | MUZ-FH06NAH | MSZ-FH06NAH | non-ducted | singlezone | non-ducted, wall placement | 8700 | 5900 | 2.75 | 8700 | 2.45
American Standard/Mitsubishi Electric | American Standard/Mitsubishi Electric |  | 202102467 | HRCU-A-CB-O | MUZ-FH09NA | MSZ-FH09NA | non-ducted | singlezone | non-ducted, wall placement | 10900 | 6700 | 3.27 | 10900 | 2.32
American Standard/Mitsubishi Electric | American Standard/Mitsubishi Electric |  | 202102468 | HRCU-A-CB-O | MUZ-FH09NAH | MSZ-FH09NAH | non-ducted | singlezone | non-ducted, wall placement | 10900 | 6700 | 2.73 | 10900 | 2.73
American Standard/Mitsubishi Electric | American Standard/Mitsubishi Electric |  | 202102459 | HRCU-A-CB-O | MUFZ-KJ09NAHZ | MFZ-KJ09NA | non-ducted | singlezone | non-ducted, wall placement | 11000 | 7500 | 2.75 | 11000 | 2.01
American Standard/Mitsubishi Electric | American Standard/Mitsubishi Electric |  | 202102469 | HRCU-A-CB-O | MUZ-FH12NA | MSZ-FH12NA | non-ducted | singlezone | non-ducted, wall placement | 13600 | 8000 | 3.26 | 13600 | 2.21
American Standard/Mitsubishi Electric | American Standard/Mitsubishi Electric |  | 202102470 | HRCU-A-CB-O | MUZ-FH12NAH | MSZ-FH12NAH | non-ducted | singlezone | non-ducted, wall placement | 13600 | 8100 | 2.83 | 13600 | 2.07
American Standard/Mitsubishi Electric | American Standard/Mitsubishi Electric |  | 202102460 | HRCU-A-CB-O | MUFZ-KJ12NAHZ | MFZ-KJ12NA | non-ducted | singlezone | non-ducted, wall placement | 13000 | 8800 | 2.77 | 13000 | 2.1
American Standard/Mitsubishi Electric | American Standard/Mitsubishi Electric |  | 202102475 | HRCU-A-CB-O | MUZ-GL09NA-U1 | MSZ-GL09NA-U1 | non-ducted | singlezone | non-ducted, wall placement | 10900 | 6700 | 3.1168 | 8000 | 2.7583
American Standard/Mitsubishi Electric | American Standard/Mitsubishi Electric |  | 202102497 | HRCU-A-CB-O | PUZ-A24NHA7*** | PLA-A24EA7 | non-ducted | singlezone | non-ducted, wall placement | 26000 | 14900 | 2.7292 | 13000 | 2.7214
American Standard/Mitsubishi Electric | American Standard/Mitsubishi Electric |  | 202102476 | HRCU-A-CB-O | MUZ-GL12NA-U1 | MSZ-GL12NA-U1 | non-ducted | singlezone | non-ducted, wall placement | 14400 | 9200 | 3.0991 | 10200 | 2.9307
American Standard/Mitsubishi Electric | American Standard/Mitsubishi Electric |  | 202102507 | HRCU-A-CB-O | PUZ-A36NKA7*** | PLA-A36EA7 | non-ducted | singlezone | non-ducted, wall placement | 38000 | 22000 | 2.5894 | 21600 | 2.4347
American Standard/Mitsubishi Electric | American Standard/Mitsubishi Electric |  | 202102456 | HMSV-A-CB | PUMY-P36NKMU* | Non-Ducted Indoor Units | non-ducted | multizone | all non-ducted | 42000 | 26400 | 2.9873 | 29000 | 2.3002
American Standard/Mitsubishi Electric | American Standard/Mitsubishi Electric |  | 202102462 | HRCU-A-CB-O | MUFZ-KJ18NAHZ | MFZ-KJ18NA | non-ducted | singlezone | non-ducted, wall placement | 21000 | 12800 | 2.62 | 21000 | 2.05
American Standard/Mitsubishi Electric | American Standard/Mitsubishi Electric |  | 202102473 | HRCU-A-CB-O | MUZ-FH18NA2 | MSZ-FH18NA2 | non-ducted | singlezone | non-ducted, wall placement | 20300 | 13700 | 3.04 | 20300 | 2.01
American Standard/Mitsubishi Electric | American Standard/Mitsubishi Electric |  | 202102474 | HRCU-A-CB-O | MUZ-FH18NAH2 | MSZ-FH18NA | non-ducted | singlezone | non-ducted, wall placement | 20300 | 12480 | 2.926 | 20900 | 2.0554
American Standard/Mitsubishi Electric | American Standard/Mitsubishi Electric |  | 202102478 | HRCU-A-CB-O | MUZ-GL18NA-U1 | MSZ-GL18NA-U1 | non-ducted | singlezone | non-ducted, wall placement | 21600 | 13800 | 2.7327 | 15100 | 2.3539
American Standard/Mitsubishi Electric | American Standard/Mitsubishi Electric |  | 202102479 | HRCU-A-CB-O | MUZ-GL24NA-U1 | MSZ-GL24NA-U1 | non-ducted | singlezone | non-ducted, wall placement | 27600 | 16000 | 2.6492 | 20200 | 1.9799
American Standard/Mitsubishi Electric | American Standard/Mitsubishi Electric |  | 202102457 | HMSV-A-CB | PUMY-P48NKMU* | Non-Ducted Indoor Units | non-ducted | multizone | all non-ducted | 54000 | 31400 | 2.9214 | 36400 | 2.2
American Standard/Mitsubishi Electric | American Standard/Mitsubishi Electric |  | 202102443 | HMSV-A-CB | MXZ-2C20NA2 | Non-Ducted Indoor Units | non-ducted | multizone | all non-ducted | 22000 | 12500 | 2.818 | 11100 | 2.0332
American Standard/Mitsubishi Electric | American Standard/Mitsubishi Electric |  | 202102450 | HMSV-A-CB | MXZ-4C36NAHZ | Non-Ducted Indoor Units | non-ducted | multizone | all non-ducted | 45000 | 34000 | 2.85 | 45000 | 2.41
American Standard/Mitsubishi Electric | American Standard/Mitsubishi Electric |  | 202102446 | HMSV-A-CB | MXZ-3C24NAHZ2 | Non-Ducted Indoor Units | non-ducted | multizone | all non-ducted | 25000 | 14000 | 2.53 | 25000 | 1.92
American Standard/Mitsubishi Electric | American Standard/Mitsubishi Electric |  | 202102452 | HMSV-A-CB | MXZ-5C42NAHZ | Non-Ducted Indoor Units | non-ducted | multizone | all non-ducted | 48000 | 35800 | 2.87 | 48000 | 2.51
American Standard/Mitsubishi Electric | American Standard/Mitsubishi Electric |  | 202102458 | HMSV-A-CB | PUMY-P60NKMU* | Non-Ducted Indoor Units | non-ducted | multizone | all non-ducted | 66000 | 41500 | 2.5988 | 57000 | 1.9999
American Standard/Mitsubishi Electric | American Standard/Mitsubishi Electric |  | 202106837 | HMSV-A-CB | PUMY-P36NKMU* | Mixed | ducted | multizone | mix of non-ducted and ducted | 42000 | 26500 | 2.7797 | 29000 | 2.2378
American Standard/Mitsubishi Electric | American Standard/Mitsubishi Electric |  | 202102538 | HRCU-A-CB | SUZ-KA18NA | SEZ-KD18NA | ducted | singlezone | ducted, "compact ducted" | 21600 | 13100 | 2.8439 | 9900 | 2.198
American Standard/Mitsubishi Electric | American Standard/Mitsubishi Electric |  | 202106831 | HMSV-A-CB | MXZ-4C36NAHZ | Mixed | ducted | multizone | mix of non-ducted and ducted | 45000 | 35000 | 2.54 | 45000 | 2.16
American Standard/Mitsubishi Electric | American Standard/Mitsubishi Electric |  | 202102531 | HRCU-A-CB | SUZ-KA12NA | SEZ-KD12NA | ducted | singlezone | ducted, "compact ducted" | 13600 | 9000 | 2.867 | 7400 | 2.4097
American Standard/Mitsubishi Electric | American Standard/Mitsubishi Electric |  | 202102440 | HMSV-A-CB | PUMY-P36NKMU* | Ducted indoor units | ducted | multizone | all ducted | 42000 | 26600 | 2.6003 | 30000 | 2.2544
Bosch | Bosch |  | 10333757 | HRCU-A-CB | BOVA-60HDN1-M18M | BVA-36WN1-M18B | ducted | singlezone | ducted, centrally ducted | 35200 | 24000 | 2.71 | 28000 | 2.05
Bosch | Bosch | Bosch Climate 5000 ductless minisplit series | 9966837 | HRCU-A-CB-O | BMS500-AAS009-0CSXXA | BMS500-AAU009-0AHXXA | non-ducted | singlezone | non-ducted, wall placement | 9800 | 5800 | 2.7197 | 6516 | 2.0468
Bosch | Bosch | Bosch Climate 5000 ductless minisplit series | 9966839 | HRCU-A-CB-O | BMS500-AAS012-0CSXXA | BMS500-AAU012-0AHXXA | non-ducted | singlezone | non-ducted, wall placement | 12000 | 7500 | 2.5411 | 5736 | 2.0229
Bosch | Bosch | Bosch Climate 5000 ductless minisplit series | 9966838 | HRCU-A-CB-O | BMS500-AAS009-1CSXXA | BMS500-AAU009-1AHXXA | non-ducted | singlezone | non-ducted, wall placement | 9800 | 6300 | 2.6797 | 6609 | 1.9177
Bryant | Bryant | Evolution | 201753409 | HRCU-A-CB-O | 38MPRAQ09AA3 | 619PHAQ09XA3 | non-ducted | singlezone | non-ducted, wall placement | 10000 | 7200 | 2.7805 | 13047 | 1.9751
Bryant | Bryant | Evolution Series | 9893556 | HRCU-A-CB | 280ANV036000 | FE4ANB006L+UI | ducted | singlezone | ducted, centrally ducted | 33400 | 31600 | 2.8064 | 23600 | 2.2027
Bryant | Bryant | Evolution Series | 9893614 | HRCU-A-CB | 280ANV036000 | FE4AN(B,F)005L+UI | ducted | singlezone | ducted, centrally ducted | 33400 | 31600 | 2.6228 | 23600 | 2.0586
Bryant | Bryant | Evolution Series | 9893463 | HRCU-A-CB | 280ANV024000 | FE4AN(B,F)003+UI | ducted | singlezone | ducted, centrally ducted | 23800 | 25000 | 2.5364 | 19800 | 2.0741
Bryant | Bryant | Evolution Series | 9893462 | HRCU-A-CB | 280ANV024000 | FE4ANF002L+UI | ducted | singlezone | ducted, centrally ducted | 24000 | 25200 | 2.5567 | 19800 | 2.0741
Bryant | Bryant | Evolution Series | 9893608 | HRCU-A-CB | 280ANV036000 | FE4AN(B,F)003L+UI | ducted | singlezone | ducted, centrally ducted | 35738 | 33812 | 2.6341 | 25252 | 2.0674
Bryant | Bryant | Evolution Series | 9893607 | HRCU-A-CB | 280ANV036000 | FE4ANF002L+UI | ducted | singlezone | ducted, centrally ducted | 35404 | 33496 | 2.6094 | 33496 | 2.7424
Bryant | Bryant® Heating and Cooling Systems | Bryant® Extreme Heat Pump | 9893499 | HRCU-A-CB | 280ANV024*0**A* | CNPV*6024AL*+UI & 98(6*B,7*A)66120V24*** | ducted | singlezone | ducted, centrally ducted | 23400 | 25000 | 2.7046 | 21138.48 | 2.4077
Bryant | Bryant® Heating and Cooling Systems | Bryant® Extreme Heat Pump | 9893543 | HRCU-A-CB | 280ANV024*0**A* | CNPV*6024AL*+UI & 98(6*B,7*A)60080V21*** | ducted | singlezone | ducted, centrally ducted | 23200 | 25000 | 2.7064 | 20924.96 | 2.4093
Bryant | Bryant® Heating and Cooling Systems | Bryant® Extreme Heat Pump | 9893544 | HRCU-A-CB | 280ANV024*0**A* | CNPV*6024AL*+UI & 98(6*B,7*A)66100V21*** | ducted | singlezone | ducted, centrally ducted | 23200 | 25000 | 2.7064 | 20924.96 | 2.4093
Bryant | Bryant® Heating and Cooling Systems | Bryant® Extreme Heat Pump | 9893484 | HRCU-A-CB | 280ANV024*0**A* | CAP**4824AL*+UI & 98(6*B,7*A)66120V24*** | ducted | singlezone | ducted, centrally ducted | 23000 | 24800 | 2.6788 | 20711.44 | 2.3847
Bryant | Bryant® Heating and Cooling Systems | Bryant® Extreme Heat Pump | 9893485 | HRCU-A-CB | 280ANV024*0**A* | CAP**6021AL*+UI & 98(6*B,7*A)42060V17*** | ducted | singlezone | ducted, centrally ducted | 22800 | 24600 | 2.7082 | 20711.44 | 2.4109
Bryant | Bryant® Heating and Cooling Systems | Bryant® Extreme Heat Pump | 9893486 | HRCU-A-CB | 280ANV024*0**A* | CAP**6021AL*+UI & 98(6*B,7*A)42080V17*** | ducted | singlezone | ducted, centrally ducted | 22800 | 24600 | 2.7082 | 20711.44 | 2.4109
Bryant | Bryant® Heating and Cooling Systems | Bryant® Extreme Heat Pump | 9893487 | HRCU-A-CB | 280ANV024*0**A* | CAP**6024AL*+UI & 98(6*B,7*A)66120V24*** | ducted | singlezone | ducted, centrally ducted | 22600 | 24400 | 2.7101 | 20497.92 | 2.4126
Bryant | Bryant® Heating and Cooling Systems | Bryant® Extreme Heat Pump | 9893496 | HRCU-A-CB | 280ANV024*0**A* | CNPV*4821AL*+UI & 98(6*B,7*A)42060V17*** | ducted | singlezone | ducted, centrally ducted | 23400 | 25000 | 2.6758 | 21138.48 | 2.3821
Bryant | Bryant® Heating and Cooling Systems | Bryant® Extreme Heat Pump | 9893497 | HRCU-A-CB | 280ANV024*0**A* | CNPV*4821AL*+UI & 98(6*B,7*A)42080V17*** | ducted | singlezone | ducted, centrally ducted | 23200 | 25000 | 2.6773 | 20924.96 | 2.3834
Bryant | Bryant® Heating and Cooling Systems | Bryant® Extreme Heat Pump | 9893498 | HRCU-A-CB | 280ANV024*0**A* | CNPV*4824AL*+UI & 98(6*B,7*A)66120V24*** | ducted | singlezone | ducted, centrally ducted | 23200 | 25000 | 2.7064 | 20924.96 | 2.4093
Bryant | Bryant® Heating and Cooling Systems | Bryant® Extreme Heat Pump | 9893511 | HRCU-A-CB | 280ANV024*0**A* | CSPH*6012AL*+UI & 98(6*B,7*A)66120V24*** | ducted | singlezone | ducted, centrally ducted | 23400 | 25000 | 2.734 | 21138.48 | 2.4339
Bryant | Bryant® Heating and Cooling Systems | Bryant® Extreme Heat Pump | 9893528 | HRCU-A-CB | 280ANV024*0**A* | CAP**6021AL*+UI & 98(6*B,7*A)60080V21*** | ducted | singlezone | ducted, centrally ducted | 23000 | 24800 | 2.7082 | 20711.44 | 2.4109
Bryant | Bryant® Heating and Cooling Systems | Bryant® Extreme Heat Pump | 9893529 | HRCU-A-CB | 280ANV024*0**A* | CAP**6021AL*+UI & 98(6*B,7*A)66100V21*** | ducted | singlezone | ducted, centrally ducted | 23000 | 24800 | 2.7082 | 20711.44 | 2.4109
Bryant | Bryant® Heating and Cooling Systems | Bryant® Extreme Heat Pump | 9893531 | HRCU-A-CB | 280ANV024*0**A* | CAP**6024AL*+UI & 98(6*B,7*A)60080V21*** | ducted | singlezone | ducted, centrally ducted | 23000 | 24800 | 2.7082 | 20711.44 | 2.4109
Bryant | Bryant® Heating and Cooling Systems | Bryant® Extreme Heat Pump | 9893532 | HRCU-A-CB | 280ANV024*0**A* | CAP**6024AL*+UI & 98(6*B,7*A)66100V21*** | ducted | singlezone | ducted, centrally ducted | 23000 | 24800 | 2.7082 | 20711.44 | 2.4109
Bryant | Bryant® Heating and Cooling Systems | Bryant® Extreme Heat Pump | 9893540 | HRCU-A-CB | 280ANV024*0**A* | CNPV*4824AL*+UI & 98(6*B,7*A)60080V21*** | ducted | singlezone | ducted, centrally ducted | 23000 | 25000 | 2.6788 | 20711.44 | 2.3847
Bryant | Bryant® Heating and Cooling Systems | Bryant® Extreme Heat Pump | 9893541 | HRCU-A-CB | 280ANV024*0**A* | CNPV*4824AL*+UI & 98(6*B,7*A)66100V21*** | ducted | singlezone | ducted, centrally ducted | 23000 | 25000 | 2.7082 | 20711.44 | 2.4109
Bryant | Bryant® Heating and Cooling Systems | Bryant® Extreme Heat Pump | 9893542 | HRCU-A-CB | 280ANV024*0**A* | CNPV*6024AL*+UI & 98(6*B,7MA)60060V21*** | ducted | singlezone | ducted, centrally ducted | 23400 | 25000 | 2.6758 | 21138.48 | 2.3821
Bryant | Bryant® Heating and Cooling Systems | Bryant® Extreme Heat Pump | 9893553 | HRCU-A-CB | 280ANV024*0**A* | CSPH*4812AL*+UI & 98(6*B,7*A)66100V21*** | ducted | singlezone | ducted, centrally ducted | 23000 | 24800 | 2.7082 | 20711.44 | 2.4109
Bryant | Bryant® Heating and Cooling Systems | Bryant® Extreme Heat Pump | 9893555 | HRCU-A-CB | 280ANV024*0**A* | CSPH*6012AL*+UI & 98(6*B,7*A)60080V21*** | ducted | singlezone | ducted, centrally ducted | 23200 | 25000 | 2.74 | 20924.96 | 2.4358
Bryant | Bryant® Heating and Cooling Systems | Bryant® Extreme Heat Pump | 9893474 | HRCU-A-CB | 280ANV024*0**A* | CAP**3617AL*+UI & 98(6*B,7*A)42080V17*** | ducted | singlezone | ducted, centrally ducted | 24000 | 25200 | 2.516 | 21779.04 | 2.2398
Bryant | Bryant® Heating and Cooling Systems | Bryant® Extreme Heat Pump | 9893476 | HRCU-A-CB | 280ANV024*0**A* | CAP**3621AL*+UI & 98(6*B,7*A)42080V17*** | ducted | singlezone | ducted, centrally ducted | 24000 | 25200 | 2.516 | 21779.04 | 2.2398
Bryant | Bryant® Heating and Cooling Systems | Bryant® Extreme Heat Pump | 9893477 | HRCU-A-CB | 280ANV024*0**A* | CAP**4221AL*+UI & 98(6*B,7*A)42060V17*** | ducted | singlezone | ducted, centrally ducted | 23800 | 25200 | 2.5407 | 21565.52 | 2.2618
Bryant | Bryant® Heating and Cooling Systems | Bryant® Extreme Heat Pump | 9893478 | HRCU-A-CB | 280ANV024*0**A* | CAP**4221AL*+UI & 98(6*B,7*A)42080V17*** | ducted | singlezone | ducted, centrally ducted | 23800 | 25200 | 2.5661 | 21565.52 | 2.2844
Bryant | Bryant® Heating and Cooling Systems | Bryant® Extreme Heat Pump | 9893479 | HRCU-A-CB | 280ANV024*0**A* | CAP**4224AL*+UI & 98(6*B,7*A)66120V24*** | ducted | singlezone | ducted, centrally ducted | 23600 | 25000 | 2.5663 | 21352 | 2.2846
Bryant | Bryant® Heating and Cooling Systems | Bryant® Extreme Heat Pump | 9893482 | HRCU-A-CB | 280ANV024*0**A* | CAP**4821AL*+UI & 98(6*B,7*A)42060V17*** | ducted | singlezone | ducted, centrally ducted | 23200 | 25000 | 2.6773 | 20924.96 | 2.3834
Bryant | Bryant® Heating and Cooling Systems | Bryant® Extreme Heat Pump | 9893483 | HRCU-A-CB | 280ANV024*0**A* | CAP**4821AL*+UI & 98(6*B,7*A)42080V17*** | ducted | singlezone | ducted, centrally ducted | 23200 | 24800 | 2.6773 | 20924.96 | 2.3834
Bryant | Bryant® Heating and Cooling Systems | Bryant® Extreme Heat Pump | 9893492 | HRCU-A-CB | 280ANV024*0**A* | CNPV*4217AL*+UI & 98(6*B,7*A)42060V17*** | ducted | singlezone | ducted, centrally ducted | 23400 | 25200 | 2.6201 | 21138.48 | 2.3325
Bryant | Bryant® Heating and Cooling Systems | Bryant® Extreme Heat Pump | 9893493 | HRCU-A-CB | 280ANV024*0**A* | CNPV*4217AL*+UI & 98(6*B,7*A)42080V17*** | ducted | singlezone | ducted, centrally ducted | 23400 | 25200 | 2.6201 | 21138.48 | 2.3325
Bryant | Bryant® Heating and Cooling Systems | Bryant® Extreme Heat Pump | 9893502 | HRCU-A-CB | 280ANV024*0**A* | CSPH*3612AL*+UI & 98(6*B,7*A)66120V24*** | ducted | singlezone | ducted, centrally ducted | 23800 | 25000 | 2.6454 | 21565.52 | 2.355
Bryant | Bryant® Heating and Cooling Systems | Bryant® Extreme Heat Pump | 9893505 | HRCU-A-CB | 280ANV024*0**A* | CSPH*4212AL*+UI & 98(6*B,7*A)66120V24*** | ducted | singlezone | ducted, centrally ducted | 23600 | 25000 | 2.6744 | 21352 | 2.3808
Bryant | Bryant® Heating and Cooling Systems | Bryant® Extreme Heat Pump | 9893507 | HRCU-A-CB | 280ANV024*0**A* | CSPH*4812AL*+UI & 98(6*B,7*A)42080V17*** | ducted | singlezone | ducted, centrally ducted | 23400 | 25000 | 2.7046 | 21138.48 | 2.4077
Bryant | Bryant® Heating and Cooling Systems | Bryant® Extreme Heat Pump | 9893508 | HRCU-A-CB | 280ANV024*0**A* | CSPH*4812AL*+UI & 98(6*B,7*A)66120V24*** | ducted | singlezone | ducted, centrally ducted | 23200 | 25000 | 2.7361 | 20924.96 | 2.4358
Bryant | Bryant® Heating and Cooling Systems | Bryant® Extreme Heat Pump | 9893509 | HRCU-A-CB | 280ANV024*0**A* | CSPH*6012AL*+UI & 98(6*B,7*A)42060V17*** | ducted | singlezone | ducted, centrally ducted | 23600 | 25000 | 2.7028 | 21352 | 2.4061
Bryant | Bryant® Heating and Cooling Systems | Bryant® Extreme Heat Pump | 9893510 | HRCU-A-CB | 280ANV024*0**A* | CSPH*6012AL*+UI & 98(6*B,7*A)42080V17*** | ducted | singlezone | ducted, centrally ducted | 23400 | 25000 | 2.734 | 21138.48 | 2.4339
Bryant | Bryant® Heating and Cooling Systems | Bryant® Extreme Heat Pump | 9893514 | HRCU-A-CB | 280ANV024*0**A* | CAP**3621AL*+UI & 98(6*B,7*A)66100V21*** | ducted | singlezone | ducted, centrally ducted | 23000 | 25000 | 2.5148 | 20711.44 | 2.2387
Bryant | Bryant® Heating and Cooling Systems | Bryant® Extreme Heat Pump | 9893515 | HRCU-A-CB | 280ANV024*0**A* | CAP**4221AL*+UI & 98(6*B,7MA)60060V21*** | ducted | singlezone | ducted, centrally ducted | 23000 | 25200 | 2.5407 | 20711.44 | 2.2618
Bryant | Bryant® Heating and Cooling Systems | Bryant® Extreme Heat Pump | 9893516 | HRCU-A-CB | 280ANV024*0**A* | CAP**4221AL*+UI & 98(6*B,7*A)60080V21*** | ducted | singlezone | ducted, centrally ducted | 23000 | 25000 | 2.5671 | 20711.44 | 2.2853
Bryant | Bryant® Heating and Cooling Systems | Bryant® Extreme Heat Pump | 9893517 | HRCU-A-CB | 280ANV024*0**A* | CAP**4221AL*+UI & 98(6*B,7*A)66100V21*** | ducted | singlezone | ducted, centrally ducted | 23000 | 25000 | 2.5671 | 20711.44 | 2.2853
Bryant | Bryant® Heating and Cooling Systems | Bryant® Extreme Heat Pump | 9893518 | HRCU-A-CB | 280ANV024*0**A* | CAP**4224AL*+UI & 98(6*B,7MA)60060V21*** | ducted | singlezone | ducted, centrally ducted | 23000 | 25200 | 2.5407 | 20711.44 | 2.2618
Bryant | Bryant® Heating and Cooling Systems | Bryant® Extreme Heat Pump | 9893519 | HRCU-A-CB | 280ANV024*0**A* | CAP**4224AL*+UI & 98(6*B,7*A)60080V21*** | ducted | singlezone | ducted, centrally ducted | 23000 | 25000 | 2.5671 | 20711.44 | 2.2853
Bryant | Bryant® Heating and Cooling Systems | Bryant® Extreme Heat Pump | 9893520 | HRCU-A-CB | 280ANV024*0**A* | CAP**4224AL*+UI & 98(6*B,7*A)66100V21*** | ducted | singlezone | ducted, centrally ducted | 23000 | 25000 | 2.5671 | 20711.44 | 2.2853
Bryant | Bryant® Heating and Cooling Systems | Bryant® Extreme Heat Pump | 9893521 | HRCU-A-CB | 280ANV024*0**A* | CAP**4821AL*+UI & 98(6*B,7MA)60060V21*** | ducted | singlezone | ducted, centrally ducted | 22800 | 24800 | 2.7082 | 20711.44 | 2.4109
Bryant | Bryant® Heating and Cooling Systems | Bryant® Extreme Heat Pump | 9893522 | HRCU-A-CB | 280ANV024*0**A* | CAP**4821AL*+UI & 98(6*B,7*A)60080V21*** | ducted | singlezone | ducted, centrally ducted | 22800 | 24800 | 2.7082 | 20711.44 | 2.4109
Bryant | Bryant® Heating and Cooling Systems | Bryant® Extreme Heat Pump | 9893523 | HRCU-A-CB | 280ANV024*0**A* | CAP**4821AL*+UI & 98(6*B,7*A)66100V21*** | ducted | singlezone | ducted, centrally ducted | 22800 | 24800 | 2.7082 | 20711.44 | 2.4109
Bryant | Bryant® Heating and Cooling Systems | Bryant® Extreme Heat Pump | 9893524 | HRCU-A-CB | 280ANV024*0**A* | CAP**4824AL*+UI & 98(6*B,7MA)60060V21*** | ducted | singlezone | ducted, centrally ducted | 22800 | 24800 | 2.7082 | 20711.44 | 2.4109
Bryant | Bryant® Heating and Cooling Systems | Bryant® Extreme Heat Pump | 9893525 | HRCU-A-CB | 280ANV024*0**A* | CAP**4824AL*+UI & 98(6*B,7*A)60080V21*** | ducted | singlezone | ducted, centrally ducted | 22800 | 24800 | 2.7082 | 20711.44 | 2.4109
Bryant | Bryant® Heating and Cooling Systems | Bryant® Extreme Heat Pump | 9893526 | HRCU-A-CB | 280ANV024*0**A* | CAP**4824AL*+UI & 98(6*B,7*A)66100V21*** | ducted | singlezone | ducted, centrally ducted | 22800 | 24800 | 2.7383 | 20711.44 | 2.4377
Bryant | Bryant® Heating and Cooling Systems | Bryant® Extreme Heat Pump | 9893527 | HRCU-A-CB | 280ANV024*0**A* | CAP**6021AL*+UI & 98(6*B,7MA)60060V21*** | ducted | singlezone | ducted, centrally ducted | 23000 | 24800 | 2.6788 | 20711.44 | 2.3847
Bryant | Bryant® Heating and Cooling Systems | Bryant® Extreme Heat Pump | 9893530 | HRCU-A-CB | 280ANV024*0**A* | CAP**6024AL*+UI & 98(6*B,7MA)60060V21*** | ducted | singlezone | ducted, centrally ducted | 23000 | 24800 | 2.6788 | 20711.44 | 2.3847
Bryant | Bryant® Heating and Cooling Systems | Bryant® Extreme Heat Pump | 9893538 | HRCU-A-CB | 280ANV024*0**A* | CNPV*4221AL*+UI & 98(6*B,7*A)66100V21*** | ducted | singlezone | ducted, centrally ducted | 23200 | 25000 | 2.5669 | 20924.96 | 2.2851
Bryant | Bryant® Heating and Cooling Systems | Bryant® Extreme Heat Pump | 9893539 | HRCU-A-CB | 280ANV024*0**A* | CNPV*4824AL*+UI & 98(6*B,7MA)60060V21*** | ducted | singlezone | ducted, centrally ducted | 23200 | 25000 | 2.6773 | 20924.96 | 2.3834
Bryant | Bryant® Heating and Cooling Systems | Bryant® Extreme Heat Pump | 9893546 | HRCU-A-CB | 280ANV024*0**A* | CSPH*3612AL*+UI & 98(6*B,7*A)60080V21*** | ducted | singlezone | ducted, centrally ducted | 23200 | 25000 | 2.6209 | 20924.96 | 2.3332
Bryant | Bryant® Heating and Cooling Systems | Bryant® Extreme Heat Pump | 9893547 | HRCU-A-CB | 280ANV024*0**A* | CSPH*3612AL*+UI & 98(6*B,7*A)66100V21*** | ducted | singlezone | ducted, centrally ducted | 23200 | 25000 | 2.6209 | 20924.96 | 2.3332
Bryant | Bryant® Heating and Cooling Systems | Bryant® Extreme Heat Pump | 9893549 | HRCU-A-CB | 280ANV024*0**A* | CSPH*4212AL*+UI & 98(6*B,7*A)60080V21*** | ducted | singlezone | ducted, centrally ducted | 23200 | 25000 | 2.7064 | 20924.96 | 2.4093
Bryant | Bryant® Heating and Cooling Systems | Bryant® Extreme Heat Pump | 9893550 | HRCU-A-CB | 280ANV024*0**A* | CSPH*4212AL*+UI & 98(6*B,7*A)66100V21*** | ducted | singlezone | ducted, centrally ducted | 23000 | 25000 | 2.6788 | 20711.44 | 2.3847
Bryant | Bryant® Heating and Cooling Systems | Bryant® Extreme Heat Pump | 9893551 | HRCU-A-CB | 280ANV024*0**A* | CSPH*4812AL*+UI & 98(6*B,7MA)60060V21*** | ducted | singlezone | ducted, centrally ducted | 23200 | 25000 | 2.7064 | 20924.96 | 2.4093
Bryant | Bryant® Heating and Cooling Systems | Bryant® Extreme Heat Pump | 9893552 | HRCU-A-CB | 280ANV024*0**A* | CSPH*4812AL*+UI & 98(6*B,7*A)60080V21*** | ducted | singlezone | ducted, centrally ducted | 23000 | 25000 | 2.7082 | 20711.44 | 2.4109
Bryant | Bryant® Heating and Cooling Systems | Bryant® Extreme Heat Pump | 9893554 | HRCU-A-CB | 280ANV024*0**A* | CSPH*6012AL*+UI & 98(6*B,7MA)60060V21*** | ducted | singlezone | ducted, centrally ducted | 23200 | 25000 | 2.7361 | 20924.96 | 2.4358
Bryant | Bryant® Heating and Cooling Systems | Bryant® Extreme Heat Pump | 9893665 | HRCU-A-CB | 280ANV036*0**A* | CAP**4821AL*+UI & 98(6*B,7*A)66100V21*** | ducted | singlezone | ducted, centrally ducted | 33600 | 29800 | 2.5382 | 25934.78 | 2.3695
Bryant | Bryant® Heating and Cooling Systems | Bryant® Extreme Heat Pump | 9893668 | HRCU-A-CB | 280ANV036*0**A* | CAP**4824AL*+UI & 98(6*B,7*A)66100V21*** | ducted | singlezone | ducted, centrally ducted | 33600 | 29800 | 2.5382 | 25934.78 | 2.393
Bryant | Bryant® Heating and Cooling Systems | Bryant® Extreme Heat Pump | 9893679 | HRCU-A-CB | 280ANV036*0**A* | CNPV*4821AL*+UI & 98(6*B,7*A)60080V21*** | ducted | singlezone | ducted, centrally ducted | 33800 | 30000 | 2.5134 | 25934.78 | 2.324
Bryant | Bryant® Heating and Cooling Systems | Bryant® Extreme Heat Pump | 9893680 | HRCU-A-CB | 280ANV036*0**A* | CNPV*4821AL*+UI & 98(6*B,7*A)66100V21*** | ducted | singlezone | ducted, centrally ducted | 33800 | 30000 | 2.5382 | 25934.78 | 2.3695
Bryant | Bryant® Heating and Cooling Systems | Bryant® Extreme Heat Pump | 9893682 | HRCU-A-CB | 280ANV036*0**A* | CNPV*4824AL*+UI & 98(6*B,7*A)60080V21*** | ducted | singlezone | ducted, centrally ducted | 33800 | 30000 | 2.5134 | 25934.78 | 2.3246
Bryant | Bryant® Heating and Cooling Systems | Bryant® Extreme Heat Pump | 9893683 | HRCU-A-CB | 280ANV036*0**A* | CNPV*4824AL*+UI & 98(6*B,7*A)66100V21*** | ducted | singlezone | ducted, centrally ducted | 33800 | 30000 | 2.5382 | 25934.78 | 2.3695
Bryant | Bryant® Heating and Cooling Systems | Bryant® Extreme Heat Pump | 9893694 | HRCU-A-CB | 280ANV036*0**A* | CSPH*4812AL*+UI & 98(6*B,7*A)60080V21*** | ducted | singlezone | ducted, centrally ducted | 33800 | 30000 | 2.5382 | 25934.78 | 2.3465
Bryant | Bryant® Heating and Cooling Systems | Bryant® Extreme Heat Pump | 9893695 | HRCU-A-CB | 280ANV036*0**A* | CSPH*4812AL*+UI & 98(6*B,7*A)66100V21*** | ducted | singlezone | ducted, centrally ducted | 33800 | 30000 | 2.5382 | 25934.78 | 2.393
Bryant | Bryant® Heating and Cooling Systems | Bryant® Extreme Heat Pump | 9893494 | HRCU-A-CB | 280ANV024*0**A* | CNPV*4221AL*+UI & 98(6*B,7*A)42060V17*** | ducted | singlezone | ducted, centrally ducted | 23600 | 25200 | 2.5407 | 21352 | 2.2618
Bryant | Bryant® Heating and Cooling Systems | Bryant® Extreme Heat Pump | 9893495 | HRCU-A-CB | 280ANV024*0**A* | CNPV*4221AL*+UI & 98(6*B,7*A)42080V17*** | ducted | singlezone | ducted, centrally ducted | 23400 | 25200 | 2.5407 | 21138.48 | 2.2618
Bryant | Bryant® Heating and Cooling Systems | Bryant® Extreme Heat Pump | 9893501 | HRCU-A-CB | 280ANV024*0**A* | CSPH*3612AL*+UI & 98(6*B,7*A)42080V17*** | ducted | singlezone | ducted, centrally ducted | 23800 | 25200 | 2.6454 | 21565.52 | 2.355
Bryant | Bryant® Heating and Cooling Systems | Bryant® Extreme Heat Pump | 9893503 | HRCU-A-CB | 280ANV024*0**A* | CSPH*4212AL*+UI & 98(6*B,7*A)42060V17*** | ducted | singlezone | ducted, centrally ducted | 23800 | 25200 | 2.673 | 21565.52 | 2.3796
Bryant | Bryant® Heating and Cooling Systems | Bryant® Extreme Heat Pump | 9893504 | HRCU-A-CB | 280ANV024*0**A* | CSPH*4212AL*+UI & 98(6*B,7*A)42080V17*** | ducted | singlezone | ducted, centrally ducted | 23800 | 25000 | 2.673 | 21565.52 | 2.3796
Bryant | Bryant® Heating and Cooling Systems | Bryant® Extreme Heat Pump | 9893506 | HRCU-A-CB | 280ANV024*0**A* | CSPH*4812AL*+UI & 98(6*B,7*A)42060V17*** | ducted | singlezone | ducted, centrally ducted | 23400 | 25000 | 2.7046 | 21138.48 | 2.4077
Bryant | Bryant® Heating and Cooling Systems | Bryant® Extreme Heat Pump | 9893536 | HRCU-A-CB | 280ANV024*0**A* | CNPV*4221AL*+UI & 98(6*B,7MA)60060V21*** | ducted | singlezone | ducted, centrally ducted | 23400 | 25200 | 2.5407 | 21138.48 | 2.2618
Bryant | Bryant® Heating and Cooling Systems | Bryant® Extreme Heat Pump | 9893537 | HRCU-A-CB | 280ANV024*0**A* | CNPV*4221AL*+UI & 98(6*B,7*A)60080V21*** | ducted | singlezone | ducted, centrally ducted | 23200 | 25200 | 2.5669 | 20924.96 | 2.2851
Bryant | Bryant® Heating and Cooling Systems | Bryant® Extreme Heat Pump | 9893545 | HRCU-A-CB | 280ANV024*0**A* | CSPH*3612AL*+UI & 98(6*B,7MA)60060V21*** | ducted | singlezone | ducted, centrally ducted | 23200 | 25200 | 2.6209 | 20924.96 | 2.3332
Bryant | Bryant® Heating and Cooling Systems | Bryant® Extreme Heat Pump | 9893548 | HRCU-A-CB | 280ANV024*0**A* | CSPH*4212AL*+UI & 98(6*B,7MA)60060V21*** | ducted | singlezone | ducted, centrally ducted | 23200 | 25000 | 2.6773 | 20924.96 | 2.3834
Bryant | Bryant® Heating and Cooling Systems | Bryant® Extreme Heat Pump | 9893647 | HRCU-A-CB | 280ANV036*0**A* | CSPH*4212AL*+UI & 98(6*B,7*A)66120V24*** | ducted | singlezone | ducted, centrally ducted | 34600 | 30200 | 2.5141 | 26705.12 | 2.3044
Bryant | Bryant® Heating and Cooling Systems | Bryant® Extreme Heat Pump | 9893664 | HRCU-A-CB | 280ANV036*0**A* | CAP**4821AL*+UI & 98(6*B,7*A)60080V21*** | ducted | singlezone | ducted, centrally ducted | 33600 | 30000 | 2.5134 | 25934.78 | 2.3465
Bryant | Bryant® Heating and Cooling Systems | Bryant® Extreme Heat Pump | 9893667 | HRCU-A-CB | 280ANV036*0**A* | CAP**4824AL*+UI & 98(6*B,7*A)60080V21*** | ducted | singlezone | ducted, centrally ducted | 33600 | 29800 | 2.5382 | 25934.78 | 2.3219
Bryant | Bryant® Heating and Cooling Systems | Bryant® Extreme Heat Pump | 9893691 | HRCU-A-CB | 280ANV036*0**A* | CSPH*4212AL*+UI & 98(6*B,7*A)60080V21*** | ducted | singlezone | ducted, centrally ducted | 34000 | 30200 | 2.5382 | 26191.56 | 2.3246
Bryant | Bryant® Heating and Cooling Systems | Bryant® Extreme Heat Pump | 9893692 | HRCU-A-CB | 280ANV036*0**A* | CSPH*4212AL*+UI & 98(6*B,7*A)66100V21*** | ducted | singlezone | ducted, centrally ducted | 33800 | 30000 | 2.5382 | 25934.78 | 2.393
Bryant | Bryant® Heating and Cooling Systems | Bryant® Extreme Heat Pump | 9893500 | HRCU-A-CB | 280ANV024*0**A* | CSPH*3612AL*+UI & 98(6*B,7*A)42060V17*** | ducted | singlezone | ducted, centrally ducted | 24000 | 25200 | 2.6177 | 21779.04 | 2.3303
Carrier | Bryant | Preferred Series | 8738646 | HRCU-A-CB-O | 38MAQB09R--3 | 619PEQ009BBMA | non-ducted | singlezone | non-ducted, wall placement | 10900 | 6900 | 2.74 | 10900 | 1.98
Carrier | Bryant | Preferred Series | 9854627 | HMSV-A-CB | 38MGRQ30D--3 | Non-Ducted Indoor Units | non-ducted | multizone | all non-ducted | 28000 | 17400 | 2.7866 | 28220 | 2.0421
Carrier | Bryant | Preferred Series | 9118462 | HMSV-A-CB | 38MGRQ18B--3 | Non-Ducted Indoor Units | non-ducted | multizone | all non-ducted | 19000 | 12000 | 2.8135 | 13990 | 2.1466
Carrier | Bryant | Preferred Series | 8738645 | HRCU-A-CB-O | 38MAQB12R--3 | 619PEQ012BBMA | non-ducted | singlezone | non-ducted, wall placement | 11800 | 7800 | 2.64 | 12010 | 1.98
Carrier | Bryant | Preferred Series | 9118478 | HMSV-A-CB | 38MGRQ48E--3 | Non-Ducted Indoor Units | non-ducted | multizone | all non-ducted | 48000 | 29600 | 2.7025 | 36340 | 1.9759
Carrier | Bryant | Preferred Series | 9118474 | HMSV-A-CB | 38MGRQ36D--3 | Non-Ducted Indoor Units | non-ducted | multizone | all non-ducted | 36000 | 23200 | 2.7866 | 36080 | 1.9618
Carrier | Carrier | Infinity | 201753408 | HRCU-A-CB-O | 38MPRAQ09AA3 | 40MPHAQ09XA3 | non-ducted | singlezone | non-ducted, wall placement | 10000 | 7200 | 2.7805 | 13047 | 1.9751
Carrier | Carrier | Infinity® 20 Heat Pump with Greenspeed® Intelligence | 9892549 | HRCU-A-CB | 25VNA024A*030* | CNPV*6024AL*+UI & 59*N*A120V24**22 | ducted | singlezone | ducted, centrally ducted | 23400 | 25000 | 2.7046 | 21138.48 | 2.4077
Carrier | Carrier | Infinity® 20 Heat Pump with Greenspeed® Intelligence | 9892593 | HRCU-A-CB | 25VNA024A*030* | CNPV*6024AL*+UI & 59*N*A080V21**20 | ducted | singlezone | ducted, centrally ducted | 23200 | 25000 | 2.7064 | 20924.96 | 2.4093
Carrier | Carrier | Infinity® 20 Heat Pump with Greenspeed® Intelligence | 9892594 | HRCU-A-CB | 25VNA024A*030* | CNPV*6024AL*+UI & 59*N*A100V21**22 | ducted | singlezone | ducted, centrally ducted | 23200 | 25000 | 2.7064 | 20924.96 | 2.4093
Carrier | Carrier | Infinity® 20 Heat Pump with Greenspeed® Intelligence | 9892534 | HRCU-A-CB | 25VNA024A*030* | CAP**4824AL*+UI & 59*N*A120V24**22 | ducted | singlezone | ducted, centrally ducted | 23000 | 24800 | 2.6788 | 20711.44 | 2.3847
Carrier | Carrier | Infinity® 20 Heat Pump with Greenspeed® Intelligence | 9892535 | HRCU-A-CB | 25VNA024A*030* | CAP**6021AL*+UI & 59*N*A060V17**14 | ducted | singlezone | ducted, centrally ducted | 22800 | 24600 | 2.7082 | 20711.44 | 2.4109
Carrier | Carrier | Infinity® 20 Heat Pump with Greenspeed® Intelligence | 9892536 | HRCU-A-CB | 25VNA024A*030* | CAP**6021AL*+UI & 59*N*A080V17**14 | ducted | singlezone | ducted, centrally ducted | 22800 | 24600 | 2.7082 | 20711.44 | 2.4109
Carrier | Carrier | Infinity® 20 Heat Pump with Greenspeed® Intelligence | 9892537 | HRCU-A-CB | 25VNA024A*030* | CAP**6024AL*+UI & 59*N*A120V24**22 | ducted | singlezone | ducted, centrally ducted | 22600 | 24400 | 2.7101 | 20497.92 | 2.4126
Carrier | Carrier | Infinity® 20 Heat Pump with Greenspeed® Intelligence | 9892546 | HRCU-A-CB | 25VNA024A*030* | CNPV*4821AL*+UI & 59*N*A060V17**14 | ducted | singlezone | ducted, centrally ducted | 23400 | 25000 | 2.6758 | 21138.48 | 2.3821
Carrier | Carrier | Infinity® 20 Heat Pump with Greenspeed® Intelligence | 9892547 | HRCU-A-CB | 25VNA024A*030* | CNPV*4821AL*+UI & 59*N*A080V17**14 | ducted | singlezone | ducted, centrally ducted | 23200 | 25000 | 2.6773 | 20924.96 | 2.3834
Carrier | Carrier | Infinity® 20 Heat Pump with Greenspeed® Intelligence | 9892548 | HRCU-A-CB | 25VNA024A*030* | CNPV*4824AL*+UI & 59*N*A120V24**22 | ducted | singlezone | ducted, centrally ducted | 23200 | 25000 | 2.7064 | 20924.96 | 2.4093
Carrier | Carrier | Infinity® 20 Heat Pump with Greenspeed® Intelligence | 9892561 | HRCU-A-CB | 25VNA024A*030* | CSPH*6012AL*+UI & 59*N*A120V24**22 | ducted | singlezone | ducted, centrally ducted | 23400 | 25000 | 2.734 | 21138.48 | 2.4339
Carrier | Carrier | Infinity® 20 Heat Pump with Greenspeed® Intelligence | 9892578 | HRCU-A-CB | 25VNA024A*030* | CAP**6021AL*+UI & 59*N*A080V21**20 | ducted | singlezone | ducted, centrally ducted | 23000 | 24800 | 2.7082 | 20711.44 | 2.4109
Carrier | Carrier | Infinity® 20 Heat Pump with Greenspeed® Intelligence | 9892579 | HRCU-A-CB | 25VNA024A*030* | CAP**6021AL*+UI & 59*N*A100V21**22 | ducted | singlezone | ducted, centrally ducted | 23000 | 24800 | 2.7082 | 20711.44 | 2.4109
Carrier | Carrier | Infinity® 20 Heat Pump with Greenspeed® Intelligence | 9892581 | HRCU-A-CB | 25VNA024A*030* | CAP**6024AL*+UI & 59*N*A080V21**20 | ducted | singlezone | ducted, centrally ducted | 23000 | 24800 | 2.7082 | 20711.44 | 2.4109
Carrier | Carrier | Infinity® 20 Heat Pump with Greenspeed® Intelligence | 9892582 | HRCU-A-CB | 25VNA024A*030* | CAP**6024AL*+UI & 59*N*A100V21**22 | ducted | singlezone | ducted, centrally ducted | 23000 | 24800 | 2.7082 | 20711.44 | 2.4109
Carrier | Carrier | Infinity® 20 Heat Pump with Greenspeed® Intelligence | 9892590 | HRCU-A-CB | 25VNA024A*030* | CNPV*4824AL*+UI & 59*N*A080V21**20 | ducted | singlezone | ducted, centrally ducted | 23000 | 25000 | 2.6788 | 20711.44 | 2.3847
Carrier | Carrier | Infinity® 20 Heat Pump with Greenspeed® Intelligence | 9892591 | HRCU-A-CB | 25VNA024A*030* | CNPV*4824AL*+UI & 59*N*A100V21**22 | ducted | singlezone | ducted, centrally ducted | 23000 | 25000 | 2.7082 | 20711.44 | 2.4109
Carrier | Carrier | Infinity® 20 Heat Pump with Greenspeed® Intelligence | 9892592 | HRCU-A-CB | 25VNA024A*030* | CNPV*6024AL*+UI & 59MN7A060V21**20 | ducted | singlezone | ducted, centrally ducted | 23400 | 25000 | 2.6758 | 21138.48 | 2.3821
Carrier | Carrier | Infinity® 20 Heat Pump with Greenspeed® Intelligence | 9892603 | HRCU-A-CB | 25VNA024A*030* | CSPH*4812AL*+UI & 59*N*A100V21**22 | ducted | singlezone | ducted, centrally ducted | 23000 | 24800 | 2.7082 | 20711.44 | 2.4109
Carrier | Carrier | Infinity® 20 Heat Pump with Greenspeed® Intelligence | 9892605 | HRCU-A-CB | 25VNA024A*030* | CSPH*6012AL*+UI & 59*N*A080V21**20 | ducted | singlezone | ducted, centrally ducted | 23200 | 25000 | 2.74 | 20924.96 | 2.4358
Carrier | Carrier | Infinity® 20 Heat Pump with Greenspeed® Intelligence | 9892606 | HRCU-A-CB | 25VNA024A*030* | CSPH*6012AL*+UI & 59*N*A100V21**22 | ducted | singlezone | ducted, centrally ducted | 23200 | 25000 | 2.74 | 20924.96 | 2.4358
Carrier | Carrier | Infinity® 20 Heat Pump with Greenspeed® Intelligence | 9892524 | HRCU-A-CB | 25VNA024A*030* | CAP**3617AL*+UI & 59*N*A080V17**14 | ducted | singlezone | ducted, centrally ducted | 24000 | 25200 | 2.516 | 21779.04 | 2.2398
Carrier | Carrier | Infinity® 20 Heat Pump with Greenspeed® Intelligence | 9892526 | HRCU-A-CB | 25VNA024A*030* | CAP**3621AL*+UI & 59*N*A080V17**14 | ducted | singlezone | ducted, centrally ducted | 24000 | 25200 | 2.516 | 21779.04 | 2.2398
Carrier | Carrier | Infinity® 20 Heat Pump with Greenspeed® Intelligence | 9892527 | HRCU-A-CB | 25VNA024A*030* | CAP**4221AL*+UI & 59*N*A060V17**14 | ducted | singlezone | ducted, centrally ducted | 23800 | 25200 | 2.5407 | 21565.52 | 2.2618
Carrier | Carrier | Infinity® 20 Heat Pump with Greenspeed® Intelligence | 9892528 | HRCU-A-CB | 25VNA024A*030* | CAP**4221AL*+UI & 59*N*A080V17**14 | ducted | singlezone | ducted, centrally ducted | 23800 | 25200 | 2.5661 | 21565.52 | 2.2844
Carrier | Carrier | Infinity® 20 Heat Pump with Greenspeed® Intelligence | 9892529 | HRCU-A-CB | 25VNA024A*030* | CAP**4224AL*+UI & 59*N*A120V24**22 | ducted | singlezone | ducted, centrally ducted | 23600 | 25000 | 2.5663 | 21352 | 2.2846
Carrier | Carrier | Infinity® 20 Heat Pump with Greenspeed® Intelligence | 9892532 | HRCU-A-CB | 25VNA024A*030* | CAP**4821AL*+UI & 59*N*A060V17**14 | ducted | singlezone | ducted, centrally ducted | 23200 | 25000 | 2.6773 | 20924.96 | 2.3834
Carrier | Carrier | Infinity® 20 Heat Pump with Greenspeed® Intelligence | 9892533 | HRCU-A-CB | 25VNA024A*030* | CAP**4821AL*+UI & 59*N*A080V17**14 | ducted | singlezone | ducted, centrally ducted | 23200 | 24800 | 2.6773 | 20924.96 | 2.3834
Carrier | Carrier | Infinity® 20 Heat Pump with Greenspeed® Intelligence | 9892542 | HRCU-A-CB | 25VNA024A*030* | CNPV*4217AL*+UI & 59*N*A060V17**14 | ducted | singlezone | ducted, centrally ducted | 23400 | 25200 | 2.6201 | 21138.48 | 2.3325
Carrier | Carrier | Infinity® 20 Heat Pump with Greenspeed® Intelligence | 9892543 | HRCU-A-CB | 25VNA024A*030* | CNPV*4217AL*+UI & 59*N*A080V17**14 | ducted | singlezone | ducted, centrally ducted | 23400 | 25200 | 2.6201 | 21138.48 | 2.3325
Carrier | Carrier | Infinity® 20 Heat Pump with Greenspeed® Intelligence | 9892552 | HRCU-A-CB | 25VNA024A*030* | CSPH*3612AL*+UI & 59*N*A120V24**22 | ducted | singlezone | ducted, centrally ducted | 23800 | 25000 | 2.6454 | 21565.52 | 2.355
Carrier | Carrier | Infinity® 20 Heat Pump with Greenspeed® Intelligence | 9892555 | HRCU-A-CB | 25VNA024A*030* | CSPH*4212AL*+UI & 59*N*A120V24**22 | ducted | singlezone | ducted, centrally ducted | 23600 | 25000 | 2.6744 | 21352 | 2.3808
Carrier | Carrier | Infinity® 20 Heat Pump with Greenspeed® Intelligence | 9892557 | HRCU-A-CB | 25VNA024A*030* | CSPH*4812AL*+UI & 59*N*A080V17**14 | ducted | singlezone | ducted, centrally ducted | 23400 | 25000 | 2.7046 | 21138.48 | 2.4077
Carrier | Carrier | Infinity® 20 Heat Pump with Greenspeed® Intelligence | 9892558 | HRCU-A-CB | 25VNA024A*030* | CSPH*4812AL*+UI & 59*N*A120V24**22 | ducted | singlezone | ducted, centrally ducted | 23200 | 25000 | 2.7361 | 20924.96 | 2.4358
Carrier | Carrier | Infinity® 20 Heat Pump with Greenspeed® Intelligence | 9892559 | HRCU-A-CB | 25VNA024A*030* | CSPH*6012AL*+UI & 59*N*A060V17**14 | ducted | singlezone | ducted, centrally ducted | 23600 | 25000 | 2.7028 | 21352 | 2.4061
Carrier | Carrier | Infinity® 20 Heat Pump with Greenspeed® Intelligence | 9892560 | HRCU-A-CB | 25VNA024A*030* | CSPH*6012AL*+UI & 59*N*A080V17**14 | ducted | singlezone | ducted, centrally ducted | 23400 | 25000 | 2.734 | 21138.48 | 2.4339
Carrier | Carrier | Infinity® 20 Heat Pump with Greenspeed® Intelligence | 9892564 | HRCU-A-CB | 25VNA024A*030* | CAP**3621AL*+UI & 59*N*A100V21**22 | ducted | singlezone | ducted, centrally ducted | 23000 | 25000 | 2.5148 | 20711.44 | 2.2387
Carrier | Carrier | Infinity® 20 Heat Pump with Greenspeed® Intelligence | 9892565 | HRCU-A-CB | 25VNA024A*030* | CAP**4221AL*+UI & 59MN7A060V21**20 | ducted | singlezone | ducted, centrally ducted | 23000 | 25200 | 2.5407 | 20711.44 | 2.2618
Carrier | Carrier | Infinity® 20 Heat Pump with Greenspeed® Intelligence | 9892566 | HRCU-A-CB | 25VNA024A*030* | CAP**4221AL*+UI & 59*N*A080V21**20 | ducted | singlezone | ducted, centrally ducted | 23000 | 25000 | 2.5671 | 20711.44 | 2.2853
Carrier | Carrier | Infinity® 20 Heat Pump with Greenspeed® Intelligence | 9892567 | HRCU-A-CB | 25VNA024A*030* | CAP**4221AL*+UI & 59*N*A100V21**22 | ducted | singlezone | ducted, centrally ducted | 23000 | 25000 | 2.5671 | 20711.44 | 2.2853
Carrier | Carrier | Infinity® 20 Heat Pump with Greenspeed® Intelligence | 9892568 | HRCU-A-CB | 25VNA024A*030* | CAP**4224AL*+UI & 59MN7A060V21**20 | ducted | singlezone | ducted, centrally ducted | 23000 | 25200 | 2.5407 | 20711.44 | 2.2618
Carrier | Carrier | Infinity® 20 Heat Pump with Greenspeed® Intelligence | 9892569 | HRCU-A-CB | 25VNA024A*030* | CAP**4224AL*+UI & 59*N*A080V21**20 | ducted | singlezone | ducted, centrally ducted | 23000 | 25000 | 2.5671 | 20711.44 | 2.2853
Carrier | Carrier | Infinity® 20 Heat Pump with Greenspeed® Intelligence | 9892570 | HRCU-A-CB | 25VNA024A*030* | CAP**4224AL*+UI & 59*N*A100V21**22 | ducted | singlezone | ducted, centrally ducted | 23000 | 25000 | 2.5671 | 20711.44 | 2.2853
Carrier | Carrier | Infinity® 20 Heat Pump with Greenspeed® Intelligence | 9892571 | HRCU-A-CB | 25VNA024A*030* | CAP**4821AL*+UI & 59MN7A060V21**20 | ducted | singlezone | ducted, centrally ducted | 22800 | 24800 | 2.7082 | 20711.44 | 2.4109
Carrier | Carrier | Infinity® 20 Heat Pump with Greenspeed® Intelligence | 9892572 | HRCU-A-CB | 25VNA024A*030* | CAP**4821AL*+UI & 59*N*A080V21**20 | ducted | singlezone | ducted, centrally ducted | 22800 | 24800 | 2.7082 | 20711.44 | 2.4109
Carrier | Carrier | Infinity® 20 Heat Pump with Greenspeed® Intelligence | 9892573 | HRCU-A-CB | 25VNA024A*030* | CAP**4821AL*+UI & 59*N*A100V21**22 | ducted | singlezone | ducted, centrally ducted | 22800 | 24800 | 2.7082 | 20711.44 | 2.4109
Carrier | Carrier | Infinity® 20 Heat Pump with Greenspeed® Intelligence | 9892574 | HRCU-A-CB | 25VNA024A*030* | CAP**4824AL*+UI & 59MN7A060V21**20 | ducted | singlezone | ducted, centrally ducted | 22800 | 24800 | 2.7082 | 20711.44 | 2.4109
Carrier | Carrier | Infinity® 20 Heat Pump with Greenspeed® Intelligence | 9892575 | HRCU-A-CB | 25VNA024A*030* | CAP**4824AL*+UI & 59*N*A080V21**20 | ducted | singlezone | ducted, centrally ducted | 22800 | 24800 | 2.7082 | 20711.44 | 2.4109
Carrier | Carrier | Infinity® 20 Heat Pump with Greenspeed® Intelligence | 9892576 | HRCU-A-CB | 25VNA024A*030* | CAP**4824AL*+UI & 59*N*A100V21**22 | ducted | singlezone | ducted, centrally ducted | 22800 | 24800 | 2.7383 | 20711.44 | 2.4377
Carrier | Carrier | Infinity® 20 Heat Pump with Greenspeed® Intelligence | 9892577 | HRCU-A-CB | 25VNA024A*030* | CAP**6021AL*+UI & 59MN7A060V21**20 | ducted | singlezone | ducted, centrally ducted | 23000 | 24800 | 2.6788 | 20711.44 | 2.3847
Carrier | Carrier | Infinity® 20 Heat Pump with Greenspeed® Intelligence | 9892580 | HRCU-A-CB | 25VNA024A*030* | CAP**6024AL*+UI & 59MN7A060V21**20 | ducted | singlezone | ducted, centrally ducted | 23000 | 24800 | 2.6788 | 20711.44 | 2.3847
Carrier | Carrier | Infinity® 20 Heat Pump with Greenspeed® Intelligence | 9892588 | HRCU-A-CB | 25VNA024A*030* | CNPV*4221AL*+UI & 59*N*A100V21**22 | ducted | singlezone | ducted, centrally ducted | 23200 | 25000 | 2.5669 | 20924.96 | 2.2851
Carrier | Carrier | Infinity® 20 Heat Pump with Greenspeed® Intelligence | 9892589 | HRCU-A-CB | 25VNA024A*030* | CNPV*4824AL*+UI & 59MN7A060V21**20 | ducted | singlezone | ducted, centrally ducted | 23200 | 25000 | 2.6773 | 20924.96 | 2.3834
Carrier | Carrier | Infinity® 20 Heat Pump with Greenspeed® Intelligence | 9892596 | HRCU-A-CB | 25VNA024A*030* | CSPH*3612AL*+UI & 59*N*A080V21**20 | ducted | singlezone | ducted, centrally ducted | 23200 | 25000 | 2.6209 | 20924.96 | 2.3332
Carrier | Carrier | Infinity® 20 Heat Pump with Greenspeed® Intelligence | 9892597 | HRCU-A-CB | 25VNA024A*030* | CSPH*3612AL*+UI & 59*N*A100V21**22 | ducted | singlezone | ducted, centrally ducted | 23200 | 25000 | 2.6209 | 20924.96 | 2.3332
Carrier | Carrier | Infinity® 20 Heat Pump with Greenspeed® Intelligence | 9892599 | HRCU-A-CB | 25VNA024A*030* | CSPH*4212AL*+UI & 59*N*A080V21**20 | ducted | singlezone | ducted, centrally ducted | 23200 | 25000 | 2.7064 | 20924.96 | 2.4093
Carrier | Carrier | Infinity® 20 Heat Pump with Greenspeed® Intelligence | 9892600 | HRCU-A-CB | 25VNA024A*030* | CSPH*4212AL*+UI & 59*N*A100V21**22 | ducted | singlezone | ducted, centrally ducted | 23000 | 25000 | 2.6788 | 20711.44 | 2.3847
Carrier | Carrier | Infinity® 20 Heat Pump with Greenspeed® Intelligence | 9892601 | HRCU-A-CB | 25VNA024A*030* | CSPH*4812AL*+UI & 59MN7A060V21**20 | ducted | singlezone | ducted, centrally ducted | 23200 | 25000 | 2.7064 | 20924.96 | 2.4093
Carrier | Carrier | Infinity® 20 Heat Pump with Greenspeed® Intelligence | 9892602 | HRCU-A-CB | 25VNA024A*030* | CSPH*4812AL*+UI & 59*N*A080V21**20 | ducted | singlezone | ducted, centrally ducted | 23000 | 25000 | 2.7082 | 20711.44 | 2.4109
Carrier | Carrier | Infinity® 20 Heat Pump with Greenspeed® Intelligence | 9892604 | HRCU-A-CB | 25VNA024A*030* | CSPH*6012AL*+UI & 59MN7A060V21**20 | ducted | singlezone | ducted, centrally ducted | 23200 | 25000 | 2.7361 | 20924.96 | 2.4358
Carrier | Carrier | Infinity® 20 Heat Pump with Greenspeed® Intelligence | 9892716 | HRCU-A-CB | 25VNA036A*030* | CAP**4821AL*+UI & 59*N*A100V21**22 | ducted | singlezone | ducted, centrally ducted | 33600 | 29800 | 2.5382 | 25934.78 | 2.3695
Carrier | Carrier | Infinity® 20 Heat Pump with Greenspeed® Intelligence | 9892719 | HRCU-A-CB | 25VNA036A*030* | CAP**4824AL*+UI & 59*N*A100V21**22 | ducted | singlezone | ducted, centrally ducted | 33600 | 29800 | 2.5382 | 25934.78 | 2.393
Carrier | Carrier | Infinity® 20 Heat Pump with Greenspeed® Intelligence | 9892730 | HRCU-A-CB | 25VNA036A*030* | CNPV*4821AL*+UI & 59*N*A080V21**20 | ducted | singlezone | ducted, centrally ducted | 33800 | 30000 | 2.5134 | 25934.78 | 2.324
Carrier | Carrier | Infinity® 20 Heat Pump with Greenspeed® Intelligence | 9892731 | HRCU-A-CB | 25VNA036A*030* | CNPV*4821AL*+UI & 59*N*A100V21**22 | ducted | singlezone | ducted, centrally ducted | 33800 | 30000 | 2.5382 | 25934.78 | 2.3695
Carrier | Carrier | Infinity® 20 Heat Pump with Greenspeed® Intelligence | 9892733 | HRCU-A-CB | 25VNA036A*030* | CNPV*4824AL*+UI & 59*N*A080V21**20 | ducted | singlezone | ducted, centrally ducted | 33800 | 30000 | 2.5134 | 25934.78 | 2.3246
Carrier | Carrier | Infinity® 20 Heat Pump with Greenspeed® Intelligence | 9892734 | HRCU-A-CB | 25VNA036A*030* | CNPV*4824AL*+UI & 59*N*A100V21**22 | ducted | singlezone | ducted, centrally ducted | 33800 | 30000 | 2.5382 | 25934.78 | 2.3695
Carrier | Carrier | Infinity® 20 Heat Pump with Greenspeed® Intelligence | 9892745 | HRCU-A-CB | 25VNA036A*030* | CSPH*4812AL*+UI & 59*N*A080V21**20 | ducted | singlezone | ducted, centrally ducted | 33800 | 30000 | 2.5382 | 25934.78 | 2.3465
Carrier | Carrier | Infinity® 20 Heat Pump with Greenspeed® Intelligence | 9892746 | HRCU-A-CB | 25VNA036A*030* | CSPH*4812AL*+UI & 59*N*A100V21**22 | ducted | singlezone | ducted, centrally ducted | 33800 | 30000 | 2.5382 | 25934.78 | 2.393
Carrier | Carrier | Infinity® 20 Heat Pump with Greenspeed® Intelligence | 9892544 | HRCU-A-CB | 25VNA024A*030* | CNPV*4221AL*+UI & 59*N*A060V17**14 | ducted | singlezone | ducted, centrally ducted | 23600 | 25200 | 2.5407 | 21352 | 2.2618
Carrier | Carrier | Infinity® 20 Heat Pump with Greenspeed® Intelligence | 9892545 | HRCU-A-CB | 25VNA024A*030* | CNPV*4221AL*+UI & 59*N*A080V17**14 | ducted | singlezone | ducted, centrally ducted | 23400 | 25200 | 2.5407 | 21138.48 | 2.2618
Carrier | Carrier | Infinity® 20 Heat Pump with Greenspeed® Intelligence | 9892551 | HRCU-A-CB | 25VNA024A*030* | CSPH*3612AL*+UI & 59*N*A080V17**14 | ducted | singlezone | ducted, centrally ducted | 23800 | 25200 | 2.6454 | 21565.52 | 2.355
Carrier | Carrier | Infinity® 20 Heat Pump with Greenspeed® Intelligence | 9892553 | HRCU-A-CB | 25VNA024A*030* | CSPH*4212AL*+UI & 59*N*A060V17**14 | ducted | singlezone | ducted, centrally ducted | 23800 | 25200 | 2.673 | 21565.52 | 2.3796
Carrier | Carrier | Infinity® 20 Heat Pump with Greenspeed® Intelligence | 9892554 | HRCU-A-CB | 25VNA024A*030* | CSPH*4212AL*+UI & 59*N*A080V17**14 | ducted | singlezone | ducted, centrally ducted | 23800 | 25000 | 2.673 | 21565.52 | 2.3796
Carrier | Carrier | Infinity® 20 Heat Pump with Greenspeed® Intelligence | 9892556 | HRCU-A-CB | 25VNA024A*030* | CSPH*4812AL*+UI & 59*N*A060V17**14 | ducted | singlezone | ducted, centrally ducted | 23400 | 25000 | 2.7046 | 21138.48 | 2.4077
Carrier | Carrier | Infinity® 20 Heat Pump with Greenspeed® Intelligence | 9892586 | HRCU-A-CB | 25VNA024A*030* | CNPV*4221AL*+UI & 59MN7A060V21**20 | ducted | singlezone | ducted, centrally ducted | 23400 | 25200 | 2.5407 | 21138.48 | 2.2618
Carrier | Carrier | Infinity® 20 Heat Pump with Greenspeed® Intelligence | 9892587 | HRCU-A-CB | 25VNA024A*030* | CNPV*4221AL*+UI & 59*N*A080V21**20 | ducted | singlezone | ducted, centrally ducted | 23200 | 25200 | 2.5669 | 20924.96 | 2.2851
Carrier | Carrier | Infinity® 20 Heat Pump with Greenspeed® Intelligence | 9892595 | HRCU-A-CB | 25VNA024A*030* | CSPH*3612AL*+UI & 59MN7A060V21**20 | ducted | singlezone | ducted, centrally ducted | 23200 | 25200 | 2.6209 | 20924.96 | 2.3332
Carrier | Carrier | Infinity® 20 Heat Pump with Greenspeed® Intelligence | 9892598 | HRCU-A-CB | 25VNA024A*030* | CSPH*4212AL*+UI & 59MN7A060V21**20 | ducted | singlezone | ducted, centrally ducted | 23200 | 25000 | 2.6773 | 20924.96 | 2.3834
Carrier | Carrier | Infinity® 20 Heat Pump with Greenspeed® Intelligence | 9892698 | HRCU-A-CB | 25VNA036A*030* | CSPH*4212AL*+UI & 59*N*A120V24**22 | ducted | singlezone | ducted, centrally ducted | 34600 | 30200 | 2.5141 | 26705.12 | 2.3044
Carrier | Carrier | Infinity® 20 Heat Pump with Greenspeed® Intelligence | 9892715 | HRCU-A-CB | 25VNA036A*030* | CAP**4821AL*+UI & 59*N*A080V21**20 | ducted | singlezone | ducted, centrally ducted | 33600 | 30000 | 2.5134 | 25934.78 | 2.3465
Carrier | Carrier | Infinity® 20 Heat Pump with Greenspeed® Intelligence | 9892718 | HRCU-A-CB | 25VNA036A*030* | CAP**4824AL*+UI & 59*N*A080V21**20 | ducted | singlezone | ducted, centrally ducted | 33600 | 29800 | 2.5382 | 25934.78 | 2.3219
Carrier | Carrier | Infinity® 20 Heat Pump with Greenspeed® Intelligence | 9892742 | HRCU-A-CB | 25VNA036A*030* | CSPH*4212AL*+UI & 59*N*A080V21**20 | ducted | singlezone | ducted, centrally ducted | 34000 | 30200 | 2.5382 | 26191.56 | 2.3246
Carrier | Carrier | Infinity® 20 Heat Pump with Greenspeed® Intelligence | 9892743 | HRCU-A-CB | 25VNA036A*030* | CSPH*4212AL*+UI & 59*N*A100V21**22 | ducted | singlezone | ducted, centrally ducted | 33800 | 30000 | 2.5382 | 25934.78 | 2.393
Carrier | Carrier | Infinity® 20 Heat Pump with Greenspeed® Intelligence | 9892550 | HRCU-A-CB | 25VNA024A*030* | CSPH*3612AL*+UI & 59*N*A060V17**14 | ducted | singlezone | ducted, centrally ducted | 24000 | 25200 | 2.6177 | 21779.04 | 2.3303
Carrier | Carrier |  | 9854626 | HMSV-A-CB | 38MGRQ30D--3 | Non-Ducted Indoor Units | non-ducted | multizone | all non-ducted | 28000 | 17400 | 2.7866 | 28220 | 2.0421
Carrier | Carrier |  | 9118461 | HMSV-A-CB | 38MGRQ18B--3 | Non-Ducted Indoor Units | non-ducted | multizone | all non-ducted | 19000 | 12000 | 2.8135 | 13990 | 2.1466
Carrier | Carrier |  | 9118477 | HMSV-A-CB | 38MGRQ48E--3 | Non-Ducted Indoor Units | non-ducted | multizone | all non-ducted | 48000 | 29600 | 2.7025 | 36340 | 1.9759
Carrier | Carrier |  | 9118473 | HMSV-A-CB | 38MGRQ36D--3 | Non-Ducted Indoor Units | non-ducted | multizone | all non-ducted | 36000 | 23200 | 2.7866 | 36080 | 1.9618
Carrier | Carrier |  | 9892607 | HRCU-A-CB | 25VNA036A*030* | FE4ANB006L+UI | ducted | singlezone | ducted, centrally ducted | 33400 | 31600 | 2.8064 | 23600 | 2.2027
Carrier | Carrier |  | 9892665 | HRCU-A-CB | 25VNA036A*030* | FE4AN(B,F)005L+UI | ducted | singlezone | ducted, centrally ducted | 33400 | 31600 | 2.6228 | 23600 | 2.0586
Carrier | Carrier |  | 9892513 | HRCU-A-CB | 25VNA024A*030* | FE4AN(B,F)003L+UI | ducted | singlezone | ducted, centrally ducted | 23800 | 25000 | 2.5364 | 19800 | 2.0741
Carrier | Carrier |  | 9892512 | HRCU-A-CB | 25VNA024A*030* | FE4ANF002L + UI | ducted | singlezone | ducted, centrally ducted | 24000 | 25200 | 2.5567 | 19800 | 2.0741
Carrier | Carrier |  | 9892659 | HRCU-A-CB | 25VNA036A*030* | FE4AN(B,F)003L+UI | ducted | singlezone | ducted, centrally ducted | 35738 | 33812 | 2.6341 | 25252 | 2.0674
Carrier | Carrier |  | 9892658 | HRCU-A-CB | 25VNA036A*030* | FE4ANF002L+UI | ducted | singlezone | ducted, centrally ducted | 35404 | 33496 | 2.6094 | 33496 | 2.7424
Carrier | Carrier |  | 7992954 | HRCU-A-CB-O | 38GRQB09---301 | 40GRQB09H--301 | non-ducted | singlezone | non-ducted, wall placement | 9000 | 5500 | 2.893 | 10488 | 1.979
Carrier | Carrier |  | 8738635 | HRCU-A-CB-O | 38MAQB09R--3 | 40MAQB09B--3 | non-ducted | singlezone | non-ducted, wall placement | 10900 | 6900 | 2.74 | 10900 | 1.98
Carrier | Carrier |  | 7992956 | HRCU-A-CB-O | 38GRQB12---301 | 40GRQB12H--301 | non-ducted | singlezone | non-ducted, wall placement | 13000 | 13000 | 3.143 | 13000 | 2.76
Carrier | Carrier |  | 8738636 | HRCU-A-CB-O | 38MAQB12R--3 | 40MAQB12B--3 | non-ducted | singlezone | non-ducted, wall placement | 11800 | 7800 | 2.64 | 12010 | 1.98
Carrier | Carrier |  | 7992958 | HRCU-A-CB-O | 38GRQB18---301 | 40GRQB18H--301 | non-ducted | singlezone | non-ducted, wall placement | 19000 | 12717 | 2.501 | 19190 | 2.85
Daikin | Daikin |  | 202521824 | HMSV-A-CB | 4MXL36TVJU | Non-Ducted Indoor Units | non-ducted | multizone | non-ducted, wall placement | 36600 | 22400 | 2.7817 | 36600 | 2.0012
Daikin | Daikin |  | 201986968 | HMSV-A-CB | RX09RMVJU | FFQ09Q2VJU | non-ducted | singlezone | non-ducted, ceiling placement | 10000 | 6000 | 3.1013 | 6920 | 2.1575
Daikin | Daikin |  | 201871419 | HMSV-A-CB | RX15RMVJU | FFQ15Q2VJU | non-ducted | singlezone | non-ducted, ceiling placement | 16200 | 10600 | 2.7987 | 8160 | 2.2561
Daikin | Daikin |  | 201986969 | HMSV-A-CB | RX12RMVJU | FFQ12Q2VJU | non-ducted | singlezone | non-ducted, ceiling placement | 13500 | 8300 | 2.8958 | 8420 | 2.0737
Daikin | Daikin |  | 201871420 | HMSV-A-CB | RX18RMVJU | FFQ18Q2VJU | non-ducted | singlezone | non-ducted, ceiling placement | 21600 | 14200 | 2.6592 | 10900 | 2.0347
Daikin | Daikin |  | 201851574 | HRCU-A-CB | RX24RMVJU | FDMQ24RVJU | ducted | singlezone | ducted, "compact ducted" | 24000 | 15000 | 2.78 | 13760 | 2.24
Daikin | Daikin |  | 201851573 | HRCU-A-CB | RX18RMVJU | FDMQ18RVJU | ducted | singlezone | ducted, "compact ducted" | 21600 | 13600 | 2.69 | 12470 | 2.21
Daikin | Daikin |  | 201851575 | HMSV-A-CB | 3MXS24RMVJU | CTXS07LVJU+CTXS09LVJU+CTXS09LVJU | non-ducted | multizone | non-ducted, wall placement | 24000 | 15500 | 2.62 | 18930 | 2.26
Daikin | Daikin |  | 201851577 | HMSV-A-CB | 3MXL24RMVJU | CTXS07LVJU+CTXS09LVJU+CTXS09LVJU | non-ducted | multizone | non-ducted, wall placement | 24000 | 15500 | 2.62 | 21600 | 2.17
Daikin | Daikin |  | 201851572 | HRCU-A-CB | RX15RMVJU | FDMQ15RVJU | ducted | singlezone | ducted, "compact ducted" | 18000 | 11500 | 2.88 | 9220 | 2.29
Daikin | Daikin | LV Series | 5265753 | HRCU-A-CB-O | RXS09LVJU | FTXS09LVJU | non-ducted | singlezone | non-ducted, wall placement | 12000 | 6520 | 3.48 | 6968 | 2.43
Daikin | Daikin | LV Series | 5265755 | HRCU-A-CB-O | RXS12LVJU | FTXS12LVJU | non-ducted | singlezone | non-ducted, wall placement | 14400 | 7816 | 3.4 | 8051 | 2.81
Daikin | Daikin | DZ20VC | 10324709 | HRCU-A-CB | DZ20VC0241B | CA*F3642*6D*+MBVC1200**-1A*+TXV | ducted | singlezone | ducted, centrally ducted | 23600 | 13915 | 2.74 | 11400 | 2.09
Daikin | Daikin | Vista | 9966569 | HRCU-A-CB-O | RX09QMVJU | FFQ09Q2VJU | non-ducted | singlezone | non-ducted, ceiling placement | 10000 | 5830 | 3.8 | 6270 | 2.42
Daikin | Daikin | Vista | 9966775 | HRCU-A-CB-O | RX15QMVJU | FFQ15Q2VJU | non-ducted | singlezone | non-ducted, ceiling placement | 16200 | 9400 | 3.1665 | 7270 | 2.47
Daikin | Daikin | LV Series | 5265756 | HRCU-A-CB-O | RXS15LVJU | FTXS15LVJU | non-ducted | singlezone | non-ducted, wall placement | 18000 | 9780 | 3.13 | 9972 | 2.69
Daikin | Daikin | LV Series | 5265757 | HRCU-A-CB-O | RXS18LVJU | FTXS18LVJU | non-ducted | singlezone | non-ducted, wall placement | 21600 | 11725 | 2.89 | 11924 | 2.49
Daikin | Daikin | Vista | 9966684 | HRCU-A-CB-O | RX12QMVJU | FFQ12Q2VJU | non-ducted | singlezone | non-ducted, ceiling placement | 13500 | 7850 | 3.28 | 7500 | 2.28
Daikin | Daikin | DZ20VC | 10324713 | HRCU-A-CB | DZ20VC0481B | CA*F4961*6D*+MBVC2000**-1A*+TXV | ducted | singlezone | ducted, centrally ducted | 45500 | 28254 | 2.83 | 26000 | 1.97
Daikin | Daikin | DZ20VC | 10324715 | HRCU-A-CB | DZ20VC0601B | CA*F4961*6D*+MBVC2000**-1A*+TXV | ducted | singlezone | ducted, centrally ducted | 50000 | 32293 | 2.73 | 26000 | 1.98
Daikin | Daikin | LV Series | 5265758 | HRCU-A-CB-O | RXS24LVJU | FTXS24LVJU | non-ducted | singlezone | non-ducted, wall placement | 25400 | 13781 | 2.63 | 14028 | 2.26
Daikin | Daikin | Aurora Series | 8849330 | HRCU-A-CB-O | RXL15QMVJU | FTX15NMVJU | non-ducted | singlezone | non-ducted, wall placement | 18295 | 11904 | 2.98 | 18254 | 2.27
Daikin | Daikin | Aurora Series | 8849445 | HRCU-A-CB-O | RXL15QMVJU | FVXS15NVJU | non-ducted | singlezone | non-ducted, wall placement | 18056 | 11751 | 2.82 | 18015 | 2.4
Daikin | Daikin | Aurora Series | 8849458 | HRCU-A-CB-O | RXL12QMVJU | FTX12NMVJU | non-ducted | singlezone | non-ducted, wall placement | 13679 | 8902 | 2.92 | 14330 | 2.26
Daikin | Daikin | Aurora Series | 8849459 | HRCU-A-CB-O | RXL09QMVJU | FVXS09NVJU | non-ducted | singlezone | non-ducted, wall placement | 10089 | 6565 | 3.06 | 10065 | 2.13
Daikin | Daikin | Aurora Series | 8849533 | HRCU-A-CB-O | RXL09QMVJU | FTX09NMVJU | non-ducted | singlezone | non-ducted, wall placement | 10942 | 7121 | 3.14 | 10918 | 1.97
Daikin | Daikin | Vista | 10318063 | HRCU-A-CB-O | RX18QMVJU | FFQ18Q2VJU | non-ducted | singlezone | non-ducted, ceiling placement | 21600 | 12490 | 2.74 | 9700 | 2.2384
Daikin | Daikin | MXS Series | 8103542 | HMSV-A-CB | 2MXS18NMVJU | CTXS09HVJU+CTXS09LVJU | non-ducted | multizone | all non-ducted | 18900 | 12780 | 3.37 | 13150 | 2.76
Daikin | Daikin | MXS Series | 8103869 | HMSV-A-CB | 3MXS24NMVJU | CTXS07LVJU+CTXS09LVJU+CTXS09LVJU | non-ducted | multizone | all non-ducted | 24000 | 16230 | 3.69 | 18930 | 2.26
Daikin | Daikin | MXL Aurora Series | 8849539 | HMSV-A-CB | 3MXL24QMVJU | CTXS07LVJU+FTXS09LVJU+FTXS09LVJU | non-ducted | multizone | all non-ducted | 24000 | 15670 | 3.4 | 21600 | 2.17
Daikin | Daikin | MXL Aurora Series | 8849535 | HMSV-A-CB | 2MXL18QMVJU | Non-Ducted Indoor Units | non-ducted | multizone | all non-ducted | 18940 | 12330 | 3.14 | 18930 | 2.12
Daikin | Daikin | DZ20VC | 10595346 | HRCU-A-CB | DZ20VC0241B* | CHPF3642C6C*+MBVC1200**-1A*+TXV | ducted | singlezone | ducted, centrally ducted | 23400 | 13000 | 2.6006 | 11648 | 2.1376
Electrolux Home Products | Frigidaire |  | 8718583 | HRCU-A-CB-O | FFHP093CS2 | FFHP093WS2 | non-ducted | singlezone | non-ducted, wall placement | 11000 | 7800 | 2.7542 | 10200 | 2.0616
Electrolux Home Products | Frigidaire |  | 8718584 | HRCU-A-CB-O | FFHP123CS2 | FFHP123WS2 | non-ducted | singlezone | non-ducted, wall placement | 13000 | 7500 | 2.6167 | 8800 | 2.0307
Friedrich Air Conditioning | Friedrich | J-Series | 201763897 | HRCU-A-CB-O | MRH09Y3JA | MWH09Y3JA | non-ducted | singlezone | non-ducted, wall placement | 10500 | 6500 | 2.6999 | 10780 | 2.1347
Friedrich Air Conditioning | Friedrich | J-Series | 201763898 | HRCU-A-CB-O | MRH12Y3JA | MWH12Y3JA | non-ducted | singlezone | non-ducted, wall placement | 13000 | 8000 | 3.1683 | 13130 | 2.3321
Friedrich Air Conditioning | Friedrich | J-Series | 7086358 | HRCU-A-CB-O | MRH12Y3J | MWH12Y3J | non-ducted | singlezone | non-ducted, wall placement | 13600 | 8800 | 3.1035 | 7500 | 2.3137
Friedrich Air Conditioning | Friedrich | J-Series | 8915232 | HMSV-A-CB | MR24DY3JMA | Non-Ducted Indoor Units | non-ducted | multizone | all non-ducted | 24000 | 14500 | 2.7241 | 14595 | 2.5923
Friedrich Air Conditioning | Friedrich | J-Series | 8915234 | HMSV-A-CB | MR24DY3JMA | Mixed | ducted | multizone | mix of non-ducted and ducted | 23250 | 14250 | 2.594 | 14109 | 2.4323
Fujitsu General America, Inc. | Fujitsu | Halcyon Single-room Mini-Split Systems Wall Mounted RLS3 Series | 8004699 | HRCU-A-CB-O | AOU9RLS3 | ASU9RLS3 | non-ducted | singlezone | non-ducted, wall placement | 12000 | 7000 | 3.46 | 15000 | 2.09
Fujitsu General America, Inc. | Fujitsu | Halcyon Single-room Mini-Split Systems Wall Mounted RLS3HY Series | 8004700 | HRCU-A-CB-O | AOU9RLS3H | ASU9RLS3 | non-ducted | singlezone | non-ducted, wall placement | 12000 | 7000 | 3.36 | 15000 | 1.95
Fujitsu General America, Inc. | Fujitsu | Halcyon Single-room Mini-Split Systems Wall mounted RLS3 Series | 8703348 | HRCU-A-CB-O | AOU9RLS3 | ASU9RLS3Y | non-ducted | singlezone | non-ducted, wall placement | 12000 | 7000 | 3.46 | 15000 | 2.09
Fujitsu General America, Inc. | Fujitsu | Halcyon Single-room Mini-Split Systems Wall mounted H Series | 8703349 | HRCU-A-CB-O | AOU9RLS3H | ASU9RLS3Y | non-ducted | singlezone | non-ducted, wall placement | 12000 | 7000 | 3.36 | 15000 | 1.95
Fujitsu General America, Inc. | Fujitsu | Halcyon Single-room Mini-Split Systems Wall Mounted RLS3 Series | 7993242 | HRCU-A-CB-O | AOU12RLS3 | ASU12RLS3 | non-ducted | singlezone | non-ducted, wall placement | 16000 | 9600 | 3.3 | 16500 | 2.3
Fujitsu General America, Inc. | Fujitsu | Halcyon Single-room Mini-Split Systems Wall Mounted RLS3 Series | 7993244 | HRCU-A-CB-O | AOU12RLS3H | ASU12RLS3 | non-ducted | singlezone | non-ducted, wall placement | 16000 | 9600 | 3.18 | 16500 | 2.15
Fujitsu General America, Inc. | Fujitsu | Halcyon Single-room Mini-Split Systems Wall Mounted RLS3HY Series | 8703350 | HRCU-A-CB-O | AOU12RLS3 | ASU12RLS3Y | non-ducted | singlezone | non-ducted, wall placement | 16000 | 9600 | 3.3 | 16500 | 2.3
Fujitsu General America, Inc. | Fujitsu | Halcyon Single-room Mini-Split Systems Wall Mounted RLS3H Series | 8703506 | HRCU-A-CB-O | AOU12RLS3H | ASU12RLS3Y | non-ducted | singlezone | non-ducted, wall placement | 16000 | 9600 | 3.18 | 16500 | 2.15
Fujitsu General America, Inc. | Fujitsu | Halcyon Single-room Mini-Split Systems Wall Mounted RL2 Series | 5063325 | HRCU-A-CB-O | AOU9RLS2 | ASU9RLS2 | non-ducted | singlezone | non-ducted, wall placement | 12000 | 9400 | 2.54 | 15000 | 2.18
Fujitsu General America, Inc. | Fujitsu | Halcyon Single-room Mini-Split Systems Floor Mounted RLFFH Series | 6936995 | HRCU-A-CB-O | AOU9RLFF | AGU9RLF | non-ducted | singlezone | non-ducted, wall placement | 12000 | 7500 | 2.8 | 14000 | 1.95
Fujitsu General America, Inc. | Fujitsu | Halcyon Single-room Mini-Split Systems Wall Mounted RLS3 Series | 7993243 | HRCU-A-CB-O | AOU15RLS3 | ASU15RLS3 | non-ducted | singlezone | non-ducted, wall placement | 18000 | 11200 | 3.14 | 20500 | 2.18
Fujitsu General America, Inc. | Fujitsu | Halcyon Single-room Mini-Split Systems Wall Mounted RLS3HY Series | 7993245 | HRCU-A-CB-O | AOU15RLS3H | ASU15RLS3 | non-ducted | singlezone | non-ducted, wall placement | 18000 | 11200 | 3.06 | 20500 | 2.07
Fujitsu General America, Inc. | Fujitsu | Halcyon Single-room Mini-Split Systems Wall mounted RLS3 Series | 8703507 | HRCU-A-CB-O | AOU15RLS3 | ASU15RLS3Y | non-ducted | singlezone | non-ducted, wall placement | 18000 | 11200 | 3.14 | 20500 | 2.18
Fujitsu General America, Inc. | Fujitsu | Halcyon Single-room Mini-Split Systems Wall Mounted RLS3HY Series | 8703508 | HRCU-A-CB-O | AOU15RLS3H | ASU15RLS3Y | non-ducted | singlezone | non-ducted, wall placement | 18000 | 11200 | 3.06 | 20500 | 2.07
Fujitsu General America, Inc. | Fujitsu | Halcyon Single-room Mini-Split Systems Wall Mounted RL2 Series | 5063326 | HRCU-A-CB-O | AOU12RLS2 | ASU12RLS2 | non-ducted | singlezone | non-ducted, wall placement | 16000 | 10200 | 2.72 | 16500 | 2.34
Fujitsu General America, Inc. | Fujitsu | Halcyon Single-room Mini-Split Systems Compact Cassette | 5751311 | HRCU-A-CB-O | AOU9RLFC | AUU9RLF | non-ducted | singlezone | non-ducted, wall placement | 12000 | 9400 | 2.88 | 15000 | 2.41
Fujitsu General America, Inc. | Fujitsu | Halcyon Single-room Mini-Split Systems Wall Mounted RLF Series | 6961728 | HRCU-A-CB-O | AOU9RLFW1 | ASU9RLF1 | non-ducted | singlezone | non-ducted, wall placement | 12000 | 7600 | 3.1363 | 8530 | 1.9679
Fujitsu General America, Inc. | Fujitsu | Halcyon Single-room Mini-Split Systems Floor Mounted RLFFH Series | 6936996 | HRCU-A-CB-O | AOU12RLFF | AGU12RLF | non-ducted | singlezone | non-ducted, wall placement | 16000 | 10600 | 2.6 | 15000 | 2.02
Fujitsu General America, Inc. | Fujitsu | Halcyon Single-room Mini-Split Systems Wall Mounted RLF Series | 6961729 | HRCU-A-CB-O | AOU12RLFW1 | ASU12RLF1 | non-ducted | singlezone | non-ducted, wall placement | 16000 | 9400 | 2.869 | 12150 | 2.0071
Fujitsu General America, Inc. | Fujitsu | Halcyon Single-room Mini-Split Systems Compact Cassette | 5751313 | HRCU-A-CB-O | AOU12RLFC | AUU12RLF | non-ducted | singlezone | non-ducted, wall placement | 16000 | 10200 | 2.58 | 16500 | 2.18
Fujitsu General America, Inc. | Fujitsu | Halcyon Single-room Mini-Split Systems Slim Duct | 5751312 | HRCU-A-CB | AOU9RLFC | ARU9RLF | ducted | singlezone | ducted, "compact ducted" | 12000 | 9400 | 2.88 | 15000 | 2.41
Fujitsu General America, Inc. | Fujitsu | Halcyon Multi-room Mini-Split Systems | 8033586 | HMSV-A-CB | AOU24RLXFZH | Non-Ducted Indoor Units | non-ducted | multizone | all non-ducted | 25000 | 15400 | 2.6 | 25500 | 2.09
Fujitsu General America, Inc. | Fujitsu | Halcyon Multi-room Mini-Split Systems | 8908615 | HMSV-A-CB | AOU36RLXFZH | Non-Ducted Indoor Units | non-ducted | multizone | all non-ducted | 36400 | 21400 | 2.64 | 36407 | 2.02
Fujitsu General America, Inc. | Fujitsu | Halcyon Single-room Mini-Split Systems Slim Duct | 5751314 | HRCU-A-CB | AOU12RLFC | ARU12RLF | ducted | singlezone | ducted, "compact ducted" | 16000 | 10200 | 2.58 | 16500 | 2.18
Fujitsu General America, Inc. | Fujitsu | Halcyon Single-room Mini-Split Systems Wall Mounted RLF/RLX Series | 8718495 | HRCU-A-CB-O | AOU18RLXFW1 | ASU18RLF | non-ducted | singlezone | non-ducted, wall placement | 21600 | 14600 | 3.08 | 21600 | 2.43
Fujitsu General America, Inc. | Fujitsu | Halcyon Single-room Mini-Split Systems Wall Mounted RLF/RLX Series | 8779045 | HRCU-A-CB-O | AOU18RLXFWH | ASU18RLF | non-ducted | singlezone | non-ducted, wall placement | 21600 | 14600 | 3.02 | 21600 | 2.3
Fujitsu General America, Inc. | Fujitsu | J-Series | 8693477 | HMSV-A-CB | AOU48RLAVM | Non-Ducted Indoor Units | non-ducted | multizone | all non-ducted | 54000 | 33000 | 2.84 | 41300 | 2.9379
Fujitsu General America, Inc. | Fujitsu | J-Series | 8693480 | HMSV-A-CB | AOU36RLAVM | Non-Ducted Indoor Units | non-ducted | multizone | all non-ducted | 42000 | 25800 | 2.8 | 37900 | 2.7359
Fujitsu General America, Inc. | Fujitsu | Halcyon Single-room Mini-Split Systems Wall Mounted RLB Series | 7937663 | HRCU-A-CB-O | AOU18RLB | ASU18RLB | non-ducted | singlezone | non-ducted, wall placement | 18000 | 11500 | 2.92 | 15400 | 2.0698
GD Midea Air-Conditioning Equipment Co.,Ltd | Comfort-Aire/Century |  | 201810035 /201862958 | HMSV-A-CB | A-VMH28TU-1 | Non-Ducted Indoor Units | non-ducted | multizone | all non-ducted | 31400 | 18000 | 2.7404 | 26357 | 1.964
GD Midea Air-Conditioning Equipment Co.,Ltd | Comfort-Aire/Century |  | 201810036 /201862959 | HMSV-A-CB | A-VMH36QU-1 | Non-Ducted Indoor Units | non-ducted | multizone | non-ducted, wall placement | 36000 | 23200 | 2.7797 | 36000 | 1.9614
GD Midea Air-Conditioning Equipment Co.,Ltd | DIRECT AIR |  | 8994012 | HMSV-A-CB | M3OF-27HFN1-M | Non-Ducted Indoor Units | non-ducted | multizone | non-ducted, wall placement | 28000 | 17200 | 2.8193 | 16820 | 1.9515
GD Midea Air-Conditioning Equipment Co.,Ltd | DIRECT AIR |  | 9680947 | HRCU-A-CB-O | MOBA30-09HFN1-MT0W | CS11M-09HRFN1-MX0W(A) | non-ducted | singlezone | non-ducted, wall placement | 9800 | 5800 | 2.7594 | 7990 | 1.9929
GD Midea Air-Conditioning Equipment Co.,Ltd | DIRECT AIR |  | 9680948 | HRCU-A-CB-O | MOCA31-18HFN1-MT0W | CS11M-12HRFN1-MU5W | non-ducted | singlezone | non-ducted, wall placement | 12000 | 7700 | 2.7655 | 9134 | 1.937
GD Midea Air-Conditioning Equipment Co.,Ltd | DIRECT AIR |  | 9680949 | HRCU-A-CB-O | MOCA31-18HFN1-MT0W | CS11M-18HRFN1-MT0W | non-ducted | singlezone | non-ducted, wall placement | 18000 | 11400 | 2.7207 | 11178 | 2.0272
GD Midea Air-Conditioning Equipment Co.,Ltd | DIRECT AIR |  | 9680950 | HRCU-A-CB-O | MOD31-24HFN1-MT0W | CS11M-23HRFN1-MT0W | non-ducted | singlezone | non-ducted, wall placement | 25000 | 15300 | 2.6996 | 18099 | 2.0712
GD Midea Air-Conditioning Equipment Co.,Ltd | DIRECT AIR |  | 8775842 | HRCU-A-CB-O | MOBA30-09HFN1-MT0W | CCA3U-09HRFN1-M(C) | non-ducted | singlezone | non-ducted, wall placement | 10000 | 5800 | 2.6601 | 7878 | 1.97
GD Midea Air-Conditioning Equipment Co.,Ltd | DIRECT AIR |  | 8775849 | HRCU-A-CB-O | MOCA31-18HFN1-MT0W | CCA3U-18HRFN1-M(C) | non-ducted | singlezone | non-ducted, wall placement | 18000 | 12000 | 2.7605 | 9410 | 1.9826
GD Midea Air-Conditioning Equipment Co.,Ltd | DIRECT AIR |  | 8775850 | HRCU-A-CB-O | MOCA31-18HFN1-MT0W | MUEU-18HRFN1-M(C) | non-ducted | singlezone | non-ducted, wall placement | 18000 | 12000 | 2.699 | 10274 | 2.1012
GD Midea Air-Conditioning Equipment Co.,Ltd | DIRECT AIR |  | 8775853 | HRCU-A-CB-O | MOD31-24HFN1-MT0W | MUEU-24HRFN1-M(C) | non-ducted | singlezone | non-ducted, wall placement | 24000 | 15000 | 2.8602 | 17705 | 2.0198
GD Midea Air-Conditioning Equipment Co.,Ltd | DIRECT AIR |  | 8989603 | HRCU-A-CB-O | MOBA30-09HFN1-MT0W | MSAEB-09HRFN1-MT0W | non-ducted | singlezone | non-ducted, wall placement | 9800 | 6300 | 2.6797 | 6609 | 1.9177
GD Midea Air-Conditioning Equipment Co.,Ltd | KERR |  | 201866480 | HMSV-A-CB | A-KMH28TU-1 | Non-Ducted Indoor Units | non-ducted | multizone | non-ducted, wall placement | 28000 | 18000 | 2.7404 | 26357 | 1.9311
GD Midea Air-Conditioning Equipment Co.,Ltd | Lennox |  | 201796628 | HRCU-A-CB-O | MPB009S4S-1L | MWMB009S4-2L | non-ducted | singlezone | non-ducted, wall placement | 11000 | 6500 | 2.818 | 6776 | 1.9469
GD Midea Air-Conditioning Equipment Co.,Ltd | Lennox |  | 201796629 | HRCU-A-CB-O | MPB012S4S-1L | MWMB012S4-2L | non-ducted | singlezone | non-ducted, wall placement | 12000 | 7600 | 2.599 | 6885 | 2.0058
GD Midea Air-Conditioning Equipment Co.,Ltd | Lennox |  | 201796630 | HRCU-A-CB-O | MPB009S4S-1P | MWMA009S4-3P | non-ducted | singlezone | non-ducted, wall placement | 9800 | 5800 | 2.7594 | 7990 | 1.9929
GD Midea Air-Conditioning Equipment Co.,Ltd | Lennox |  | 201796631 | HRCU-A-CB-O | MPB012S4S-1P | MWMA012S4-3P | non-ducted | singlezone | non-ducted, wall placement | 12000 | 7700 | 2.7655 | 9134 | 1.937
GD Midea Air-Conditioning Equipment Co.,Ltd | Lennox | MP-Series | 10056167 | HRCU-A-CB-O | MPB009S4S-1L | MWMB009S4-1L | non-ducted | singlezone | non-ducted, wall placement | 11000 | 6500 | 2.818 | 6776 | 1.9469
GD Midea Air-Conditioning Equipment Co.,Ltd | Lennox | MP-Series | 10056169 | HRCU-A-CB-O | MPB009S4S-1P | MWMA009S4-1P | non-ducted | singlezone | non-ducted, wall placement | 9800 | 5800 | 2.7594 | 7990 | 1.9929
GD Midea Air-Conditioning Equipment Co.,Ltd | Lennox | MP-Series | 10056170 | HRCU-A-CB-O | MPB009S4S-1P | MWMA009S4-2P | non-ducted | singlezone | non-ducted, wall placement | 9800 | 5800 | 2.7594 | 7990 | 1.9929
GD Midea Air-Conditioning Equipment Co.,Ltd | Lennox | MP-Series | 10062012 | HMSV-A-CB | MPB030S4M-1P | Non-Ducted Indoor Units | non-ducted | multizone | all non-ducted | 28000 | 17200 | 2.8193 | 16820 | 1.9515
GD Midea Air-Conditioning Equipment Co.,Ltd | Lennox | MP-Series | 10056171 | HRCU-A-CB-O | MPB012S4S-1P | MWMA012S4-1P | non-ducted | singlezone | non-ducted, wall placement | 12000 | 7700 | 2.7655 | 9134 | 1.937
GD Midea Air-Conditioning Equipment Co.,Ltd | Lennox | MP-Series | 10056172 | HRCU-A-CB-O | MPB012S4S-1P | MWMA012S4-2P | non-ducted | singlezone | non-ducted, wall placement | 12000 | 7700 | 2.7655 | 9134 | 1.937
GD Midea Air-Conditioning Equipment Co.,Ltd | Lennox | ML-Series | 9920054 | HMSV-A-CB | MLA030S4M-1P | Non-Ducted Indoor Units | non-ducted | multizone | all non-ducted | 28000 | 18000 | 2.7404 | 28160 | 2.0423
GD Midea Air-Conditioning Equipment Co.,Ltd | Lennox | MP-Series | 10056168 | HRCU-A-CB-O | MPB012S4S-1L | MWMB012S4-1L | non-ducted | singlezone | non-ducted, wall placement | 12000 | 7600 | 2.599 | 6885 | 2.0058
GD Midea Air-Conditioning Equipment Co.,Ltd | Lennox | ML-Series | 9920055 | HMSV-A-CB | MLA036S4M-1P | Non-Ducted Indoor Units | non-ducted | multizone | all non-ducted | 36000 | 23200 | 2.7797 | 36000 | 1.9614
GD Midea Air-Conditioning Equipment Co.,Ltd | Lennox | MP-Series | 10056173 | HRCU-A-CB-O | MPB018S4S-1P | MWMA018S4-1P | non-ducted | singlezone | non-ducted, wall placement | 18000 | 11400 | 2.7207 | 11178 | 2.0272
GD Midea Air-Conditioning Equipment Co.,Ltd | Lennox | MP-Series | 10056174 | HRCU-A-CB-O | MPB018S4S-1P | MWMA018S4-2P | non-ducted | singlezone | non-ducted, wall placement | 18000 | 11400 | 2.7207 | 11178 | 2.0272
GD Midea Air-Conditioning Equipment Co.,Ltd | Lennox | MP-Series | 10056175 | HRCU-A-CB-O | MPB024S4S-1P | MWMA024S4-1P | non-ducted | singlezone | non-ducted, wall placement | 25000 | 15300 | 2.6996 | 18099 | 2.0712
GD Midea Air-Conditioning Equipment Co.,Ltd | Lennox | MP-Series | 10056176 | HRCU-A-CB-O | MPB024S4S-1P | MWMA024S4-2P | non-ducted | singlezone | non-ducted, wall placement | 25000 | 15300 | 2.6996 | 18099 | 2.0712
GD Midea Air-Conditioning Equipment Co.,Ltd | Lennox | MP-Series | 8129566 | HRCU-A-CB-O | MPA012S4S-1P | M22A012S4-1P | non-ducted | singlezone | non-ducted, wall placement | 12000 | 3178 | 4.0672 | 7465 | 1.9141
GD Midea Air-Conditioning Equipment Co.,Ltd | Lennox | MP-Series | 9962880 | HRCU-A-CB-O | MPA012S4S-1P | M22A012S4-2P | non-ducted | singlezone | non-ducted, wall placement | 12000 | 3178 | 4.0672 | 7465 | 1.9141
GD Midea Air-Conditioning Equipment Co.,Ltd | Lennox | MP-Series | 8129542 | HRCU-A-CB-O | MPA024S4S-1P | MWMA024S4-1P | non-ducted | singlezone | non-ducted, wall placement | 25000 | 17800 | 2.7793 | 16382 | 2.1803
GD Midea Air-Conditioning Equipment Co.,Ltd | Lennox | MP-Series | 9962876 | HRCU-A-CB-O | MPA024S4S-1P | MWMA024S4-2P | non-ducted | singlezone | non-ducted, wall placement | 25000 | 17800 | 2.7793 | 16382 | 2.1803
GD Midea Air-Conditioning Equipment Co.,Ltd | Lennox | MP-Series | 10058825 | HRCU-A-CB-O | MPB018S4S-1P | MCFB018S4-2P | non-ducted | singlezone | non-ducted, wall placement | 18000 | 12000 | 2.699 | 10274 | 2.1012
GD Midea Air-Conditioning Equipment Co.,Ltd | Lennox | MP-Series | 10058826 | HRCU-A-CB-O | MPB024S4S-1P | MCFA024S4-1P | non-ducted | singlezone | non-ducted, wall placement | 24000 | 15000 | 2.8602 | 17705 | 2.0198
GD Midea Air-Conditioning Equipment Co.,Ltd | Lennox | MP-Series | 10058827 | HRCU-A-CB-O | MPB024S4S-1P | MCFA024S4-2P | non-ducted | singlezone | non-ducted, wall placement | 24000 | 15000 | 2.8602 | 17705 | 2.0198
GD Midea Air-Conditioning Equipment Co.,Ltd | Lennox | MP-Series | 10058830 | HRCU-A-CB-O | MPB009S4S-1P | M22A009S4-1P | non-ducted | singlezone | non-ducted, wall placement | 10000 | 5800 | 2.6601 | 7878 | 1.97
GD Midea Air-Conditioning Equipment Co.,Ltd | Lennox | MP-Series | 10058831 | HRCU-A-CB-O | MPB009S4S-1P | M22A009S4-2P | non-ducted | singlezone | non-ducted, wall placement | 10000 | 5800 | 2.6601 | 7878 | 1.97
GD Midea Air-Conditioning Equipment Co.,Ltd | Lennox | MP-Series | 10058834 | HRCU-A-CB-O | MPB018S4S-1P | M22A018S4-1P | non-ducted | singlezone | non-ducted, wall placement | 18000 | 12000 | 2.7605 | 9410 | 1.9826
GD Midea Air-Conditioning Equipment Co.,Ltd | Lennox | MP-Series | 10058835 | HRCU-A-CB-O | MPB018S4S-1P | M22A018S4-2P | non-ducted | singlezone | non-ducted, wall placement | 18000 | 12000 | 2.7605 | 9410 | 1.9826
GD Midea Air-Conditioning Equipment Co.,Ltd | Lennox | MP-Series | 10058816 | HMSV-A-CB | MPB009S4S-1P | ducted indoor units | ducted | multizone | all ducted | 10000 | 6200 | 2.8391 | 8071 | 2.0046
GD Midea Air-Conditioning Equipment Co.,Ltd | Midea |  | 201756546 | HRCU-A-CB-O | DLCSRAH12AAJ | DLFSHAH12XAJ | non-ducted | singlezone | non-ducted, wall placement | 11800 | 7100 | 2.5999 | 7800 | 2.0099
GD Midea Air-Conditioning Equipment Co.,Ltd | Midea |  | 201753972 | HRCU-A-CB-O | DLCPRAH09AAK | DLFPHAH09XAK | non-ducted | singlezone | non-ducted, wall placement | 10000 | 7200 | 2.7805 | 13047 | 1.9751
GD Midea Air-Conditioning Equipment Co.,Ltd | Midea |  | 201756545 | HRCU-A-CB-O | DLCSRAH09AAJ | DLFSHAH09XAJ | non-ducted | singlezone | non-ducted, wall placement | 9800 | 5600 | 2.6499 | 6880 | 1.9499
GD Midea Air-Conditioning Equipment Co.,Ltd | Midea |  | 201753970 | HRCU-A-CB-O | 38MPRAQ09AA3 | DHMPHAQ09XA3 | non-ducted | singlezone | non-ducted, wall placement | 10000 | 7200 | 2.7805 | 13047 | 1.9751
GD Midea Air-Conditioning Equipment Co.,Ltd | Midea |  | 201796612 | HRCU-A-CB | DLCSRAH24AAK | DLFSDAH24XAK | ducted | singlezone | ducted, "compact ducted" | 24000 | 17400 | 2.9699 | 30000 | 1.9299
GD Midea Air-Conditioning Equipment Co.,Ltd | Willis |  | 9038626 | HRCU-A-CB-O | WSM09MH20S/O | WSM09MH20S/I | non-ducted | singlezone | non-ducted, wall placement | 9800 | 6300 | 2.6799 | 6700 | 1.9399
Gree | Gree | Sapphire | 10157571 | HRCU-A-CB-O | Sap24HP230V1AO | Sap24HP230V1AH | non-ducted | singlezone | non-ducted, wall placement | 24000 | 15500 | 2.8934 | 22553 | 2.0655
Gree | Gree | Extreme Series | 9944776 | HRCU-A-CB-O | GWH12YD-D3DNA1A/O | GWH12AAD-D3DN***/I | non-ducted | singlezone | non-ducted, wall placement | 12200 | 8100 | 3.2079 | 8000 | 2.7262
Gree | Gree | Sapphire | 10149903 | HRCU-A-CB-O | SAP12HP230V1AO | SAP12HP230V1AH | non-ducted | singlezone | non-ducted, wall placement | 12200 | 8100 | 3.21 | 8000 | 2.73
Gree | Gree | Sapphire | 10157570 | HRCU-A-CB-O | SAP18HP230V1AO | SAP18HP230V1AH | non-ducted | singlezone | non-ducted, wall placement | 18000 | 14200 | 2.8701 | 21500 | 2.0326
Gree | Gree | Lomo 23 Series | 7091967 | HRCU-A-CB-O | GWH09QC-A3DNA1D/O | GWH09QC-A3DN***/I | non-ducted | singlezone | non-ducted, wall placement | 9900 | 6100 | 3.2906 | 8680 | 2.0318
Gree | Gree | U-Crown Series | 7607469 | HRCU-A-CB-O | GWH18UC-D3DNA4C/O | GWH18UC-D3DN***/I | non-ducted | singlezone | non-ducted, wall placement | 19000 | 12717 | 2.5013 | 19190 | 2.8548
Gree | Gree | Lomo 23 Series | 7070719 | HRCU-A-CB-O | GWH24QE-D3DNA1D/O | GWH24QE-D3DN***/I | non-ducted | singlezone | non-ducted, wall placement | 23000 | 14600 | 2.6116 | 22861.5 | 2.0181
Gree | Gree | U-Crown Series | 7607465 | HRCU-A-CB-O | GWH09UC-D3DNA4C/O | GWH09UC-D3DN***/I | non-ducted | singlezone | non-ducted, wall placement | 9000 | 5500 | 2.8784 | 10488 | 1.9831
Gree | Gree | Extreme Series | 9114294 | HRCU-A-CB-O | GWH18YE-D3DNA1A/O | GWH18AAE-D3DN***/I | non-ducted | singlezone | non-ducted, wall placement | 18000 | 14000 | 2.8297 | 21500 | 2.0326
Gree | Gree | U-Crown Series | 7607467 | HRCU-A-CB-O | GWH12UC-D3DNA4C/O | GWH12UC-D3DN***/I | non-ducted | singlezone | non-ducted, wall placement | 13000 | 13000 | 3.1487 | 13000 | 2.7608
Gree | Gree | Lomo 23 Series | 7091971 | HRCU-A-CB-O | GWH12QC-D3DNA1D/O | GWH12QC-D3DN***/I | non-ducted | singlezone | non-ducted, wall placement | 13000 | 7100 | 2.5803 | 8800 | 2.0212
Gree | Gree | Extreme Series | 9123256 | HRCU-A-CB-O | GWH24YE-D3DNA1A/O | GWH24AAE-D3DN***/I | non-ducted | singlezone | non-ducted, wall placement | 24000 | 15737 | 2.9376 | 22553 | 2.0655
Gree | Gree | Free Match G-Series | 9084227 | HMSV-A-CB | GWHD(36)ND3GO | Non-Ducted Indoor Units | non-ducted | multizone | all non-ducted | 42500 | 26500 | 2.8764 | 21356 | 2.006
Gree | KINGHOME |  | 10333036 | HRCU-A-CB-O | KW09HQ2B8DO | KW09HQ2B8DI | Non-Ducted | singlezone | non-ducted, wall placement | 11000 | 6800 | 2.6716 | 12976.6 | 2.0878
Gree | KINGHOME |  | 10333037 | HRCU-A-CB-O | KW12HQ2B8DO | KW12HQ2B8DI | Non-Ducted | singlezone | non-ducted, wall placement | 13000 | 7100 | 2.8119 | 8000 | 2.7262
Gree | KINGHOME |  | 10333040 | HRCU-A-CB-O | KW18HQ2B8DO | KW18HQ2B8DI | Non-Ducted | singlezone | non-ducted, wall placement | 19800 | 12400 | 2.5063 | 21500 | 2.0326
Gree | KINGHOME |  | 10338140 | HRCU-A-CB-O | KW24HQ2B8DO | KW24HQ2B8DI | Non-Ducted | singlezone | non-ducted, wall placement | 23000 | 14600 | 2.7254 | 22553.32 | 2.0655
Gree | TOSOT | Lomo Plus | 10062019 | HRCU-A-CB-O | TW12HQ3D6DO | TW12HQ3D6DI | non-ducted | singlezone | non-ducted, wall placement | 12200 | 8100 | 3.2079 | 8000 | 2.7262
Gree | TOSOT | Lomo Plus | 10062020 | HRCU-A-CB-O | TW18HQ3D6DO | TW18HQ3D6DI | non-ducted | singlezone | non-ducted, wall placement | 18000 | 14000 | 2.8297 | 21500 | 2.0326
Gree | TOSOT |  | 202126395 | HRCU-A-CB-O | TW09HQ2A3DO | TW09HQ2A3DI | Non-Ducted | singlezone | non-ducted, wall placement | 11000 | 6800 | 2.6716 | 12976.6 | 2.0878
Gree | TOSOT |  | 9108745 | HRCU-A-CB-O | TW09HQ2C2DO | TW09HQ2C2DI | Non-Ducted | singlezone | non-ducted, wall placement | 11000 | 6800 | 2.6716 | 12976.6 | 2.0878
Gree | TOSOT | Multi Zone | 10064023 | HMSV-A-CB | TM36H4O | Non-Ducted Indoor Units | non-ducted | multizone | non-ducted, wall placement | 42500 | 26500 | 2.8764 | 21356 | 2.006
Gree | TOSOT | Lomo Plus | 10062021 | HRCU-A-CB-O | TW24HQ3D6DO | TW24HQ3D6DI | non-ducted | singlezone | non-ducted, wall placement | 24000 | 15737 | 2.9377 | 22553.32 | 2.0656
Gree | TOSOT |  | 202134394 | HRCU-A-CB-O | TW24HQ2A3DO | TW24HQ2A3DI | Non-Ducted | singlezone | non-ducted, wall placement | 23000 | 14600 | 2.7254 | 22553.32 | 2.0655
Gree | TOSOT |  | 202134393 | HRCU-A-CB-O | TW18HQ2A3DO | TW18HQ2A3DI | Non-Ducted | singlezone | non-ducted, wall placement | 19800 | 12400 | 2.5063 | 21500 | 2.0326
Gree | TOSOT |  | 202134392 | HRCU-A-CB-O | TW12HQ2A3DO | TW12HQ2A3DI | Non-Ducted | singlezone | non-ducted, wall placement | 13000 | 7100 | 2.8119 | 8000 | 2.7262
Gree | TOSOT |  | 9108748 | HRCU-A-CB-O | TW24HQ2C2DO | TW24HQ2C2DI | Non-Ducted | singlezone | non-ducted, wall placement | 23000 | 14600 | 2.7254 | 22553.32 | 2.0655
Gree | TOSOT |  | 9108747 | HRCU-A-CB-O | TW18HQ2C2DO | TW18HQ2C2DI | Non-Ducted | singlezone | non-ducted, wall placement | 19800 | 12400 | 2.5063 | 21500 | 2.0326
Gree | TOSOT |  | 9108746 | HRCU-A-CB-O | TW12HQ2C2DO | TW12HQ2C2DI | Non-Ducted | singlezone | non-ducted, wall placement | 13000 | 7100 | 2.8119 | 8000 | 2.7262
Haier | Haier | Arctic | 202449649 | HMSV-A-CB | 2U20EH2VHA | Non-Ducted Indoor Units | non-ducted | multizone | non-ducted | 20000 | 14000 | 2.7723 | 20000 | 2.0282
Haier | Haier | Arctic | 202449650 | HMSV-A-CB | 3U24EH2VHA | Non-Ducted Indoor Units | non-ducted | multizone | non-ducted | 24000 | 16000 | 2.8592 | 24000 | 2.0096
Haier | Haier | Arctic Series | 8862047 | HRCU-A-CB-O | 1U09EH2VHA | AW09EH2VHA | non-ducted | singlezone | non-ducted, wall placement | 12000 | 9000 | 3.217 | 12000 | 2.226
Haier | Haier | Advanced Series | 8028528 | HRCU-A-CB-O | 1U09ES2VHA | AW09ES2VHA | non-ducted | singlezone | non-ducted, wall placement | 10000 | 7400 | 3.44 | 10000 | 2.48
Haier | Haier | Advanced Series | 8021588 | HRCU-A-CB-O | 1U12ES2VHA | AW12ES2VHA | non-ducted | singlezone | non-ducted, wall placement | 16000 | 12220 | 3 | 10160 | 2.46
Haier | Haier | Advanced Series | 8028490 | HRCU-A-CB-O | 1U18ES2VHA | AW18ES2VHA | non-ducted | singlezone | non-ducted, wall placement | 22000 | 14000 | 2.74 | 14900 | 2.08
Haier | Haier | Advanced Series | 8028525 | HRCU-A-CB-O | 1U24ES2VHA | AW24ES2VHA | non-ducted | singlezone | non-ducted, wall placement | 27700 | 18500 | 2.85 | 20500 | 2.15
Haier | Haier | Novel Series | 6970203 | HRCU-A-CB-O | HSU09VHG(DB)-W | HSU09VHG(DB)-G | non-ducted | singlezone | non-ducted, wall placement | 9000 | 5600 | 3.1563 | 6000 | 2.3447
Hisense (Guangdong) Air Conditioning Co., Ltd | Hisense | AS-18UW3SBB**(**indicate panel) | 201912599 | HRCU-A-CB-O | AS-18UW3SBB | AS-18UW3SBB**(**indicate panel) | non-ducted | singlezone | non-ducted, wall placement | 19000 | 11600 | 2.7 | 13273 | 2.21
Hisense (Guangdong) Air Conditioning Co., Ltd | Hisense | AS-09UW3SXE**00（** indicate panel） | 201981253 | HRCU-A-CB-O | AS-09UW3SXE00 | AS-09UW3SXE**00（** indicate panel） | non-ducted | singlezone | non-ducted, wall placement | 10500 | 6500 | 2.6999 | 9250 | 2.2591
Hisense (Guangdong) Air Conditioning Co., Ltd | Hisense | AS-12UW3SXA**00（** indicate panel） | 201981254 | HRCU-A-CB-O | AS-12UW3SXA00 | AS-12UW3SXA**00（** indicate panel） | non-ducted | singlezone | non-ducted, wall placement | 13000 | 8000 | 3.1699 | 12030 | 2.4099
International Comfort Products | ARCOAIRE |  | 201835506 | HRCU-A-CB-O | DLCPRAH09AAK | DLFPHAH09XAK | non-ducted | singlezone | non-ducted, wall placement | 10000 | 7200 | 2.7805 | 13047 | 1.9751
International Comfort Products | ARCOAIRE |  | 201835513 | HRCU-A-CB-O | DLCSRAH09AAJ | DLFSHAH09XAJ | non-ducted | singlezone | non-ducted, wall placement | 9800 | 5600 | 2.65 | 6880 | 1.95
International Comfort Products | ARCOAIRE |  | 201835538 | HRCU-A-CB | DLCSRAH24AAK | DLFSDAH24XAK | ducted | singlezone | ducted, "compact ducted" | 24000 | 17400 | 2.97 | 30000 | 1.93
International Comfort Products | ARCOAIRE |  | 201835514 | HRCU-A-CB-O | DLCSRAH12AAJ | DLFSHAH12XAJ | non-ducted | singlezone | non-ducted, wall placement | 11800 | 7100 | 2.5638 | 7800 | 2.0099
International Comfort Products | ARCOAIRE | High Wall System | 8177085 | HRCU-A-CB-O | DLCAHB09K1A | DLFAHH09K1A | non-ducted | singlezone | non-ducted, wall placement | 9000 | 5500 | 2.893 | 10488 | 1.979
International Comfort Products | ARCOAIRE | High Wall System | 8177094 | HRCU-A-CB-O | DLCAHB12K1A | DLFAHH12K1A | non-ducted | singlezone | non-ducted, wall placement | 13000 | 13000 | 3.143 | 13000 | 2.76
International Comfort Products | ARCOAIRE | High Wall System | 8177103 | HRCU-A-CB-O | DLCAHB18K1A | DLFAHH18K1A | non-ducted | singlezone | non-ducted, wall placement | 19000 | 12717 | 2.501 | 19190 | 2.85
International Comfort Products | COMFORTMAKER |  | 201835554 | HRCU-A-CB-O | DLCPRAH09AAK | DLFPHAH09XAK | non-ducted | singlezone | non-ducted, wall placement | 10000 | 7200 | 2.7805 | 13047 | 1.9751
International Comfort Products | COMFORTMAKER |  | 201835561 | HRCU-A-CB-O | DLCSRAH09AAJ | DLFSHAH09XAJ | non-ducted | singlezone | non-ducted, wall placement | 9800 | 5600 | 2.6499 | 6880 | 1.9499
International Comfort Products | COMFORTMAKER |  | 201835587 | HRCU-A-CB | DLCSRAH24AAK | DLFSDAH24XAK | ducted | singlezone | ducted, "compact ducted" | 24000 | 17400 | 2.9699 | 30000 | 1.9299
International Comfort Products | COMFORTMAKER |  | 201835562 | HRCU-A-CB-O | DLCSRAH12AAJ | DLFSHAH12XAJ | non-ducted | singlezone | non-ducted, wall placement | 11800 | 7100 | 2.5999 | 7800 | 2.0099
International Comfort Products | COMFORTMAKER | High Wall System | 8177087 | HRCU-A-CB-O | DLCAHB09K1A | DLFAHH09K1A | non-ducted | singlezone | non-ducted, wall placement | 9000 | 5500 | 2.893 | 10488 | 1.979
International Comfort Products | COMFORTMAKER | High Wall System | 8177096 | HRCU-A-CB-O | DLCAHB12K1A | DLFAHH12K1A | non-ducted | singlezone | non-ducted, wall placement | 13000 | 13000 | 3.143 | 13000 | 2.76
International Comfort Products | COMFORTMAKER | High Wall System | 8177105 | HRCU-A-CB-O | DLCAHB18K1A | DLFAHH18K1A | non-ducted | singlezone | non-ducted, wall placement | 19000 | 12717 | 2.501 | 19190 | 2.85
International Comfort Products | DAY & NIGHT |  | 201835602 | HRCU-A-CB-O | DLCPRAH09AAK | DLFPHAH09XAK | non-ducted | singlezone | non-ducted, wall placement | 10000 | 7200 | 2.7805 | 13047 | 1.9751
International Comfort Products | DAY & NIGHT |  | 201835609 | HRCU-A-CB-O | DLCSRAH09AAJ | DLFSHAH09XAJ | non-ducted | singlezone | non-ducted, wall placement | 9800 | 5600 | 2.6499 | 6880 | 1.9499
International Comfort Products | DAY & NIGHT |  | 201835635 | HRCU-A-CB | DLCSRAH24AAK | DLFSDAH24XAK | ducted | singlezone | ducted, "compact ducted" | 24000 | 17400 | 2.9699 | 30000 | 1.9299
International Comfort Products | DAY & NIGHT |  | 201835610 | HRCU-A-CB-O | DLCSRAH12AAJ | DLFSHAH12XAJ | non-ducted | singlezone | non-ducted, wall placement | 11800 | 7100 | 2.5999 | 7800 | 2.0099
International Comfort Products | DAY & NIGHT | High Wall System | 8177084 | HRCU-A-CB-O | DLCAHB09K1A | DLFAHH09K1A | non-ducted | singlezone | non-ducted, wall placement | 9000 | 5500 | 2.893 | 10488 | 1.979
International Comfort Products | DAY & NIGHT | High Wall System | 8177093 | HRCU-A-CB-O | DLCAHB12K1A | DLFAHH12K1A | non-ducted | singlezone | non-ducted, wall placement | 13000 | 13000 | 3.143 | 13000 | 2.76
International Comfort Products | DAY & NIGHT | High Wall System | 8177102 | HRCU-A-CB-O | DLCAHB18K1A | DLFAHH18K1A | non-ducted | singlezone | non-ducted, wall placement | 19000 | 12717 | 2.501 | 19190 | 2.85
International Comfort Products | HEIL |  | 201835653 | HRCU-A-CB-O | DLCPRAH09AAK | DLFPHAH09XAK | non-ducted | singlezone | non-ducted, wall placement | 10000 | 7200 | 2.7805 | 13047 | 1.9751
International Comfort Products | HEIL |  | 201835667 | HRCU-A-CB-O | DLCSRAH09AAJ | DLFSHAH09XAJ | non-ducted | singlezone | non-ducted, wall placement | 9800 | 5600 | 2.6499 | 6880 | 1.9499
International Comfort Products | HEIL |  | 201835668 | HRCU-A-CB-O | DLCSRAH12AAJ | DLFSHAH12XAJ | non-ducted | singlezone | non-ducted, wall placement | 11800 | 7100 | 2.5999 | 7800 | 2.0099
International Comfort Products | HEIL |  | 201835718 | HRCU-A-CB | DLCSRAH24AAK | DLFSDAH24XAK | ducted | singlezone | ducted, "compact ducted" | 24000 | 17400 | 2.9699 | 30000 | 1.9299
International Comfort Products | HEIL | High Wall System | 8177081 | HRCU-A-CB-O | DLCAHB09K1A | DLFAHH09K1A | non-ducted | singlezone | non-ducted, wall placement | 9000 | 5500 | 2.893 | 10488 | 1.979
International Comfort Products | HEIL | High Wall System | 8177090 | HRCU-A-CB-O | DLCAHB12K1A | DLFAHH12K1A | non-ducted | singlezone | non-ducted, wall placement | 13000 | 13000 | 3.143 | 13000 | 2.76
International Comfort Products | HEIL | High Wall System | 8177099 | HRCU-A-CB-O | DLCAHB18K1A | DLFAHH18K1A | non-ducted | singlezone | non-ducted, wall placement | 19000 | 12717 | 2.501 | 19190 | 2.85
International Comfort Products | KEEPRITE | High Wall System | 8177082 | HRCU-A-CB-O | DLCAHB09K1A | DLFAHH09K1A | non-ducted | singlezone | non-ducted, wall placement | 9000 | 5500 | 2.893 | 10488 | 1.979
International Comfort Products | KEEPRITE | High Wall System | 8177091 | HRCU-A-CB-O | DLCAHB12K1A | DLFAHH12K1A | non-ducted | singlezone | non-ducted, wall placement | 13000 | 13000 | 3.143 | 13000 | 2.76
International Comfort Products | KEEPRITE | High Wall System | 8177100 | HRCU-A-CB-O | DLCAHB18K1A | DLFAHH18K1A | non-ducted | singlezone | non-ducted, wall placement | 19000 | 12717 | 2.501 | 19190 | 2.85
International Comfort Products | KEEPRITE |  | 201835652 | HRCU-A-CB-O | DLCPRAH09AAK | DLFPHAH09XAK | non-ducted | singlezone | non-ducted, wall placement | 10000 | 7200 | 2.7805 | 13047 | 1.9751
International Comfort Products | KEEPRITE |  | 201835666 | HRCU-A-CB-O | DLCSRAH09AAJ | DLFSHAH09XAJ | non-ducted | singlezone | non-ducted, wall placement | 9800 | 5600 | 2.6499 | 6880 | 1.9499
International Comfort Products | KEEPRITE |  | 201835719 | HRCU-A-CB | DLCSRAH24AAK | DLFSDAH24XAK | ducted | singlezone | ducted, "compact ducted" | 24000 | 17400 | 2.9699 | 30000 | 1.9299
International Comfort Products | KEEPRITE |  | 201835669 | HRCU-A-CB-O | DLCSRAH12AAJ | DLFSHAH12XAJ | non-ducted | singlezone | non-ducted, wall placement | 11800 | 7100 | 2.5999 | 7800 | 2.0099
International Comfort Products | KENMORE | High Wall System | 8177086 | HRCU-A-CB-O | DLCAHB09K1A | DLFAHH09K1A | non-ducted | singlezone | non-ducted, wall placement | 9000 | 5500 | 2.893 | 10488 | 1.979
International Comfort Products | KENMORE | High Wall System | 8177095 | HRCU-A-CB-O | DLCAHB12K1A | DLFAHH12K1A | non-ducted | singlezone | non-ducted, wall placement | 13000 | 13000 | 3.143 | 13000 | 2.76
International Comfort Products | KENMORE | High Wall System | 8177104 | HRCU-A-CB-O | DLCAHB18K1A | DLFAHH18K1A | non-ducted | singlezone | non-ducted, wall placement | 19000 | 12717 | 2.501 | 19190 | 2.85
International Comfort Products | KENMORE |  | 201835749 | HRCU-A-CB-O | DLCPRAH09AAK | DLFPHAH09XAK | non-ducted | singlezone | non-ducted, wall placement | 10000 | 7200 | 2.7805 | 13047 | 1.9751
International Comfort Products | KENMORE |  | 201835762 | HRCU-A-CB-O | DLCSRAH09AAJ | DLFSHAH09XAJ | non-ducted | singlezone | non-ducted, wall placement | 9800 | 5600 | 2.6499 | 6880 | 1.9499
International Comfort Products | KENMORE |  | 201835764 | HRCU-A-CB-O | DLCSRAH12AAJ | DLFSHAH12XAJ | non-ducted | singlezone | non-ducted, wall placement | 11800 | 7100 | 2.5999 | 7800 | 2.0099
International Comfort Products | KENMORE |  | 201835815 | HRCU-A-CB | DLCSRAH24AAK | DLFSDAH24XAK | ducted | singlezone | ducted, "compact ducted" | 24000 | 17400 | 2.9699 | 30000 | 1.9299
International Comfort Products | TEMPSTAR | High Wall System | 8177083 | HRCU-A-CB-O | DLCAHB09K1A | DLFAHH09K1A | non-ducted | singlezone | non-ducted, wall placement | 9000 | 5500 | 2.893 | 10488 | 1.979
International Comfort Products | TEMPSTAR | High Wall System | 8177092 | HRCU-A-CB-O | DLCAHB12K1A | DLFAHH12K1A | non-ducted | singlezone | non-ducted, wall placement | 13000 | 13000 | 3.143 | 13000 | 2.76
International Comfort Products | TEMPSTAR | High Wall System | 8177101 | HRCU-A-CB-O | DLCAHB18K1A | DLFAHH18K1A | non-ducted | singlezone | non-ducted, wall placement | 19000 | 12717 | 2.501 | 19190 | 2.85
International Comfort Products | TEMPSTAR |  | 201835748 | HRCU-A-CB-O | DLCPRAH09AAK | DLFPHAH09XAK | non-ducted | singlezone | non-ducted, wall placement | 10000 | 7200 | 2.7805 | 13047 | 1.9751
International Comfort Products | TEMPSTAR |  | 201835763 | HRCU-A-CB-O | DLCSRAH09AAJ | DLFSHAH09XAJ | non-ducted | singlezone | non-ducted, wall placement | 9800 | 5600 | 2.6499 | 6880 | 1.9499
International Comfort Products | TEMPSTAR |  | 201835765 | HRCU-A-CB-O | DLCSRAH12AAJ | DLFSHAH12XAJ | non-ducted | singlezone | non-ducted, wall placement | 11800 | 7100 | 2.5999 | 7800 | 2.0099
International Comfort Products | TEMPSTAR |  | 201835814 | HRCU-A-CB | DLCSRAH24AAK | DLFSDAH24XAK | ducted | singlezone | ducted, "compact ducted" | 24000 | 17400 | 2.9699 | 30000 | 1.9299
Johnson Controls Inc. | Champion |  | 10309109 | HRCU-A-CB | HL20B4821 | CM50DE3A1+MVC20DN21 | ducted | singlezone | ducted, centrally ducted | 58000 | 42500 | 2.5599 | 34000 | 2.5099
Johnson Controls Inc. | Coleman |  | 10309106 | HRCU-A-CB | HC20B4821 | CM50DE3A1+MVC20DN21 | ducted | singlezone | ducted, centrally ducted | 58000 | 42500 | 2.5599 | 34000 | 2.5099
Johnson Controls Inc. | Fraser-Johnston |  | 10309108 | HRCU-A-CB | HL20B4821 | CM50DE3A1+MVC20DN21 | ducted | singlezone | ducted, centrally ducted | 58000 | 42500 | 2.5599 | 34000 | 2.5099
Johnson Controls Inc. | Luxaire |  | 10309107 | HRCU-A-CB | HL20B4821 | CM50DE3A1+MVC20DN21 | ducted | singlezone | ducted, centrally ducted | 58000 | 42500 | 2.5599 | 34000 | 2.5099
Johnson Controls Inc. | York |  | 10309025 | HRCU-A-CB | YZV48B21 | MVC20DN21 | ducted | singlezone | ducted, centrally ducted | 58000 | 42500 | 2.5599 | 34000 | 2.5099
KARDA | KARDA |  | 202608467 | HMSV-A-CB | 2PAMSH27-MZO3 | non-ducted indoor units | Non-Ducted | multizone | non-ducted | 28000 | 17200 | 2.8193 | 16820 | 1.9515
Lennox Industries | Lennox |  | 201842143 | HRCU-A-CB | XP20-024-230A** | CBA38MV-030-230 | ducted | singlezone | ducted, centrally ducted | 21600 | 14000 | 2.5327 | 12400 | 2.2025
Lennox Industries | Lennox |  | 201953307 | HRCU-A-CB | XP20-036-230A** | CBA38MV-042-230 | ducted | singlezone | ducted, centrally ducted | 33000 | 21400 | 2.5087 | 18600 | 2.1631
LG ELECTRONICS | LG | LG | 10567390 | HRCU-A-CB-O | LSU180HSV5 | LAN180HSV5 | non-ducted | singlezone | non-ducted, wall placement | 21600 | 13250 | 2.77 | 19300 | 2.28
LG ELECTRONICS | LG | LG | 10570122 | HRCU-A-CB-O | LSU120HSV5 | LAN120HSV5 | non-ducted | singlezone | non-ducted, wall placement | 13600 | 8350 | 2.8455 | 11930 | 2.3785
LG ELECTRONICS | LG | LG | 10567391 | HRCU-A-CB-O | LSU180HSV5 | LSN180HSV5 | non-ducted | singlezone | non-ducted, wall placement | 21600 | 13250 | 2.7737 | 19300 | 2.2808
LG ELECTRONICS | LG | LG | 10567393 | HRCU-A-CB-O | LSU090HSV5 | LAN090HSV5 | non-ducted | singlezone | non-ducted, wall placement | 10900 | 6690 | 3.4397 | 9570 | 2.8047
LG ELECTRONICS | LG | LG | 10567394 | HRCU-A-CB-O | LSU090HSV5 | LSN090HSV5 | non-ducted | singlezone | non-ducted, wall placement | 10900 | 6690 | 3.4397 | 9570 | 2.8047
LG ELECTRONICS | LG | LG | 10570123 | HRCU-A-CB-O | LSU120HSV5 | LSN120HSV5 | non-ducted | singlezone | non-ducted, wall placement | 13600 | 8350 | 2.8455 | 11930 | 2.3785
LG ELECTRONICS | LG |  | 10445111 | HMSV-A-CB | LMU360HHV | MIXED DUCTED AND DUCTLESS | ducted | multizone | mix of non-ducted and ducted | 40500 | 27500 | 2.6776 | 40500 | 2.0571
LG ELECTRONICS | LG |  | 10444103 | HMSV-A-CB | LMU420HHV | MIXED DUCTED AND DUCTLESS | ducted | multizone | mix of non-ducted and ducted | 45000 | 29000 | 2.7505 | 45000 | 2.1067
LG ELECTRONICS | LG |  | 5859619 | HRCU-A-CB-O | LUU187HV | LCN187HV | non-ducted | singlezone | non-ducted, wall placement | 20000 | 12500 | 2.9 | 11271 | 2.2
LG ELECTRONICS | LG | Prestige (Canada) | 6233140 | HRCU-A-CB-O | LAU120HYV | LAN120HYV | non-ducted | singlezone | non-ducted, wall placement | 13600 | 8350 | 3.5466 | 13720 | 2.7353
LG ELECTRONICS | LG |  | 6236101 | HRCU-A-CB-O | LSU240HSV3 | LSN240HSV3 | non-ducted | singlezone | non-ducted, wall placement | 27600 | 16940 | 2.6 | 24220 | 2.1
LG ELECTRONICS | LG |  | 7012586 | HRCU-A-CB-O | LSU240HLV | LSN240HLV | non-ducted | singlezone | non-ducted, wall placement | 27000 | 16570 | 2.5 | 23690 | 2.1
LG ELECTRONICS | LG |  | 7180062 | HMSV-A-CB | LMU24CHV | Non-Ducted Indoor Units | non-ducted | multizone | all non-ducted | 24000 | 14500 | 2.7 | 14595 | 2.6
LG ELECTRONICS | LG |  | 7180063 | HMSV-A-CB | LMU36CHV | Non-Ducted Indoor Units | non-ducted | multizone | all non-ducted | 36000 | 20000 | 2.6 | 22057 | 2.5
LG ELECTRONICS | LG |  | 7184507 | HMSV-A-CB | LMU24CHV | Mixed | ducted | multizone | mix of non-ducted and ducted | 23250 | 14250 | 2.6 | 14109 | 2.4
LG ELECTRONICS | LG |  | 7484109 | HRCU-A-CB-O | LSU090HSV4 | LAN090HSV4 | non-ducted | singlezone | non-ducted, wall placement | 10800 | 6630 | 3.6635 | 9570 | 2.8
LG ELECTRONICS | LG |  | 7484110 | HRCU-A-CB-O | LSU090HSV4 | LSN090HSV4 | non-ducted | singlezone | non-ducted, wall placement | 10800 | 6630 | 3.6635 | 9570 | 2.8
LG ELECTRONICS | LG |  | 7484111 | HRCU-A-CB-O | LSU120HSV4 | LAN120HSV4 | non-ducted | singlezone | non-ducted, wall placement | 13300 | 8160 | 3.1402 | 11670 | 2.4
LG ELECTRONICS | LG |  | 7484112 | HRCU-A-CB-O | LSU120HSV4 | LSN120HSV4 | non-ducted | singlezone | non-ducted, wall placement | 13300 | 8160 | 3.1402 | 11670 | 2.4
LG ELECTRONICS | LG |  | 7849625 | HRCU-A-CB-O | LAU120HYV1 | LAN120HYV1 | non-ducted | singlezone | non-ducted, wall placement | 12000 | 7360 | 2.8303 | 13720 | 2.7
LG ELECTRONICS | LG |  | 7947563 | HRCU-A-CB-O | LAU090HYV1 | LAN090HYV1 | non-ducted | singlezone | non-ducted, wall placement | 11000 | 6750 | 2.9162 | 11220 | 2.9
LG ELECTRONICS | LG |  | 8111355 | HMSV-A-CB | LMU30CHV | Non-Ducted Indoor Units | non-ducted | multizone | all non-ducted | 32000 | 19600 | 2.7 | 20622 | 2.5
LG ELECTRONICS | LG |  | 8111358 | HMSV-A-CB | LMU480HV | Non-Ducted Indoor Units | non-ducted | multizone | all non-ducted | 54000 | 34080 | 3.3 | 38900 | 2.5
LG ELECTRONICS | LG | Prestige (Canada) | 8584525 | HRCU-A-CB-O | LAU180HYV1 | LAN180HYV1 | non-ducted | singlezone | non-ducted, wall placement | 22000 | 13000 | 2.781 | 19300 | 2.3666
LG ELECTRONICS | LG | Prestige (Canada) | 8584526 | HRCU-A-CB-O | LAU240HYV1 | LAN240HYV1 | non-ducted | singlezone | non-ducted, wall placement | 27000 | 17200 | 2.8005 | 23690 | 2.2396
LG ELECTRONICS | LG |  | 10399150 | HRCU-A-CB | LUU368HV | LVN360HV4 | ducted | singlezone | ducted, centrally ducted | 40000 | 25600 | 2.7282 | 30000 | 1.9982
LG ELECTRONICS | LG |  | 10443471 | HMSV-A-CB | LMU420HHV | Non-Ducted Indoor Units | non-ducted | multizone | all non-ducted | 45000 | 29000 | 3.0487 | 45000 | 2.1479
LG ELECTRONICS | LG |  | 10443472 | HMSV-A-CB | LMU360HHV | Non-Ducted Indoor Units | non-ducted | multizone | all non-ducted | 41000 | 28000 | 3.0487 | 41000 | 2.1118
LG ELECTRONICS | LG |  | 10443474 | HMSV-A-CB | LMU420HHV | DUCTED INDOOR UNITS | ducted | multizone | all ducted | 45000 | 29000 | 2.7199 | 45000 | 2.0671
Mitsubishi Electric Cooling & Heating | Mitsubishi | M-Series H2i | 201754426 | HRCU-A-CB-O | MUZ-FH06NA | MSZ-FH06NA | non-ducted | singlezone | non-ducted, wall placement | 8700 | 5900 | 3.46 | 8700 | 2.8
Mitsubishi Electric Cooling & Heating | Mitsubishi | Mitsubishi Electric | 201754427 | HRCU-A-CB-O | MUZ-FH06NAH | MSZ-FH06NAH | non-ducted | singlezone | non-ducted, wall placement | 8700 | 5900 | 2.75 | 8700 | 2.45
Mitsubishi Electric Cooling & Heating | Mitsubishi | M-Series H2i | 201754296 | HRCU-A-CB-O | MUZ-FH09NA | MSZ-FH09NA | non-ducted | singlezone | non-ducted, wall placement | 10900 | 6700 | 3.27 | 10900 | 2.32
Mitsubishi Electric Cooling & Heating | Mitsubishi | Mitsubishi Electric | 201754297 | HRCU-A-CB-O | MUZ-FH09NAH | MSZ-FH09NAH | non-ducted | singlezone | non-ducted, wall placement | 10900 | 6700 | 2.73 | 10900 | 2.73
Mitsubishi Electric Cooling & Heating | Mitsubishi | M-Series | 201754416 | HRCU-A-CB-O | MUFZ-KJ09NAHZ | MFZ-KJ09NA | non-ducted | singlezone | non-ducted, wall placement | 11000 | 7500 | 2.75 | 11000 | 2.01
Mitsubishi Electric Cooling & Heating | Mitsubishi | M-Series H2i | 201754298 | HRCU-A-CB-O | MUZ-FH12NA | MSZ-FH12NA | non-ducted | singlezone | non-ducted, wall placement | 13600 | 8000 | 3.26 | 13600 | 2.21
Mitsubishi Electric Cooling & Heating | Mitsubishi | Mitsubishi Electric | 201754299 | HRCU-A-CB-O | MUZ-FH12NAH | MSZ-FH12NAH | non-ducted | singlezone | non-ducted, wall placement | 13600 | 8100 | 2.83 | 13600 | 2.07
Mitsubishi Electric Cooling & Heating | Mitsubishi | M-Series | 4908219 | HRCU-A-CB-O | MUZ-FE09NA | MSZ-FE09NA | non-ducted | singlezone | non-ducted, wall placement | 10900 | 6700 | 3.02 | 10900 | 2.19
Mitsubishi Electric Cooling & Heating | Mitsubishi | Mitsubishi Electric | 201754425 | HRCU-A-CB-O | MUZ-FE09NAH | MSZ-FE09NA | non-ducted | singlezone | non-ducted, wall placement | 10900 | 6700 | 2.9307 | 11200 | 2.7709
Mitsubishi Electric Cooling & Heating | Mitsubishi | M-Series; KJ-Series | 201754291 | HRCU-A-CB-O | MUFZ-KJ12NAHZ | MFZ-KJ12NA | non-ducted | singlezone | non-ducted, wall placement | 13000 | 8800 | 2.77 | 13000 | 2.1
Mitsubishi Electric Cooling & Heating | Mitsubishi | Mitsubishi Electric | 201754648 | HRCU-A-CB-O | MUZ-GL09NA-U1 | MSZ-GL09NA-U1 | non-ducted | singlezone | non-ducted, wall placement | 10900 | 6700 | 3.1168 | 8000 | 2.7583
Mitsubishi Electric Cooling & Heating | Mitsubishi | Mitsubishi Electric | 201754318 | HRCU-A-CB-O | PUZ-A24NHA7 | PLA-A24EA7 | non-ducted | singlezone | non-ducted, wall placement | 26000 | 14900 | 2.7292 | 13000 | 2.7214
Mitsubishi Electric Cooling & Heating | Mitsubishi | Mitsubishi Electric | 201754311 | HRCU-A-CB-O | MUZ-GL12NA-U1 | MSZ-GL12NA-U1 | non-ducted | singlezone | non-ducted, wall placement | 14400 | 9200 | 3.0991 | 10200 | 2.9307
Mitsubishi Electric Cooling & Heating | Mitsubishi | M-Series | 4934170 | HRCU-A-CB-O | MUZ-FE12NA | MSZ-FE12NA | non-ducted | singlezone | non-ducted, wall placement | 13600 | 8300 | 3.04 | 13600 | 2.46
Mitsubishi Electric Cooling & Heating | Mitsubishi | Mitsubishi Electric | 201754295 | HRCU-A-CB-O | MUZ-FE12NAH | MSZ-FE12NA | non-ducted | singlezone | non-ducted, wall placement | 13600 | 8400 | 2.9307 | 12500 | 2.304
Mitsubishi Electric Cooling & Heating | Mitsubishi | Mitsubishi Electric | 201754319 | HRCU-A-CB-O | PUZ-A36NKA7 | PLA-A36EA7 | non-ducted | singlezone | non-ducted, wall placement | 38000 | 22000 | 2.5894 | 21600 | 2.4347
Mitsubishi Electric Cooling & Heating | Mitsubishi | M-Series | 201754293 | HRCU-A-CB-O | MUFZ-KJ18NAHZ | MFZ-KJ18NA | non-ducted | singlezone | non-ducted, wall placement | 21000 | 12800 | 2.62 | 21000 | 2.05
Mitsubishi Electric Cooling & Heating | Mitsubishi | M-Series | 201754302 | HRCU-A-CB-O | MUZ-FH18NA2 | MSZ-FH18NA2 | non-ducted | singlezone | non-ducted, wall placement | 20300 | 13700 | 3.04 | 20300 | 2.01
Mitsubishi Electric Cooling & Heating | Mitsubishi | Mitsubishi Electric | 201754445 | HMSV-A-CB | PUMY-P36NKMU1 | Non-Ducted Indoor Units | non-ducted | multizone | all non-ducted | 42000 | 26400 | 2.9873 | 29000 | 2.3002
Mitsubishi Electric Cooling & Heating | Mitsubishi | Mitsubishi Electric | 201754303 | HRCU-A-CB-O | MUZ-FH18NAH2 | MSZ-FH18NA | non-ducted | singlezone | non-ducted, wall placement | 20300 | 12480 | 2.926 | 20900 | 2.0554
Mitsubishi Electric Cooling & Heating | Mitsubishi | Mitsubishi Electric | 201754315 | HRCU-A-CB-O | MUZ-GL18NA-U1 | MSZ-GL18NA-U1 | non-ducted | singlezone | non-ducted, wall placement | 21600 | 13800 | 2.7327 | 15100 | 2.3539
Mitsubishi Electric Cooling & Heating | Mitsubishi | Mitsubishi Electric | 201754316 | HRCU-A-CB-O | MUZ-GL24NA-U1 | MSZ-GL24NA-U1 | non-ducted | singlezone | non-ducted, wall placement | 27600 | 16000 | 2.6492 | 20200 | 1.9799
Mitsubishi Electric Cooling & Heating | Mitsubishi | Mitsubishi Electric | 201754447 | HMSV-A-CB | PUMY-P48NKMU1 | Non-Ducted Indoor Units | non-ducted | multizone | all non-ducted | 54000 | 31400 | 2.9214 | 36400 | 2.2
Mitsubishi Electric Cooling & Heating | Mitsubishi | Mitsubishi Electric | 201754642 | HMSV-A-CB | MXZ-2C20NA2 | Non-Ducted Indoor Units | non-ducted | multizone | all non-ducted | 22000 | 12500 | 2.818 | 11100 | 2.0332
Mitsubishi Electric Cooling & Heating | Mitsubishi | M-Series H2i | 201754911 | HMSV-A-CB | MXZ-4C36NAHZ | Non-Ducted Indoor Units | non-ducted | multizone | all non-ducted | 45000 | 34000 | 2.85 | 45000 | 2.41
Mitsubishi Electric Cooling & Heating | Mitsubishi | M-Series H2i | 201754904 | HMSV-A-CB | MXZ-3C24NAHZ2 | Non-Ducted Indoor Units | non-ducted | multizone | all non-ducted | 25000 | 14000 | 2.53 | 25000 | 1.92
Mitsubishi Electric Cooling & Heating | Mitsubishi | M-Series H2i | 201754926 | HMSV-A-CB | MXZ-5C42NAHZ | Non-Ducted Indoor Units | non-ducted | multizone | all non-ducted | 48000 | 35800 | 2.87 | 48000 | 2.51
Mitsubishi Electric Cooling & Heating | Mitsubishi | Mitsubishi Electric | 201754640 | HMSV-A-CB | PUMY-P60NKMU1 | Non-Ducted Indoor Units | non-ducted | multizone | all non-ducted | 66000 | 41500 | 2.5988 | 57000 | 1.9999
Mitsubishi Electric Cooling & Heating | Mitsubishi | Mitsubishi Electric | 201755026 | HMSV-A-CB | PUMY-P36NKMU1 | Mixed | ducted | multizone | mix of non-ducted and ducted | 42000 | 26500 | 2.7797 | 29000 | 2.2378
Mitsubishi Electric Cooling & Heating | Mitsubishi | Mitsubishi Electric | 201754325 | HRCU-A-CB | SUZ-KA18NA | SEZ-KD18NA | ducted | singlezone | ducted, "compact ducted" | 21600 | 13100 | 2.8439 | 9900 | 2.198
Mitsubishi Electric Cooling & Heating | Mitsubishi | M-Series H2i | 201755020 | HMSV-A-CB | MXZ-4C36NAHZ | Mixed | ducted | multizone | mix of non-ducted and ducted | 45000 | 35000 | 2.54 | 45000 | 2.16
Mitsubishi Electric Cooling & Heating | Mitsubishi | Mitsubishi Electric | 201754324 | HRCU-A-CB | SUZ-KA12NA | SEZ-KD12NA | ducted | singlezone | ducted, "compact ducted" | 13600 | 9000 | 2.867 | 7400 | 2.4097
Mitsubishi Electric Cooling & Heating | Mitsubishi | Mitsubishi Electric | 201754444 | HMSV-A-CB | PUMY-P36NKMU1 | Ducted indoor units | ducted | multizone | all ducted | 42000 | 26600 | 2.6003 | 30000 | 2.2544
Nortek Global | Maytag | M1200 | 10296733 | HRCU-A-CB | PSH1BG4CVRX36K | B6VMAX36K-B | ducted | singlezone | ducted, centrally ducted | 34400 | 21800 | 2.6621 | 20100 | 2.2657
Nortek Global | Maytag | M1200 | 5597453 | HRCU-A-CB | PSH4BG024K | B6VMAX024K-B | ducted | singlezone | ducted, centrally ducted | 22400 | 14200 | 2.7744 | 12600 | 2.0515
Nortek Global | Maytag | M1200 | 5597457 | HRCU-A-CB | PSH4BG036K | B6VMAX036K-B | ducted | singlezone | ducted, centrally ducted | 34400 | 21800 | 2.6621 | 20100 | 2.2657
Nortek Global | Maytag | M1200 | 10296728 | HRCU-A-CB | PSH1BG4CVRX24K | B6VMAX24K-B | ducted | singlezone | ducted, centrally ducted | 22400 | 14200 | 2.7744 | 12600 | 2.0515
Panasonic | Panasonic | Exterios XE | 201900302 | HRCU-A-CB-O | CU-XE15SKUA-1 | CS-XE15SKUA-1 | non-ducted | singlezone | non-ducted, wall placement | 17200 | 18200 | 5.2293 | 17200 | 1.9768
Panasonic | Panasonic | Wall Mounted | 9571162 | HRCU-A-CB-O | CU-XE15SKUA | CS-XE15SKUA | non-ducted | singlezone | non-ducted, wall placement | 18000 | 11000 | 3.16 | 15700 | 1.98
Panasonic | Panasonic | Low-Profile Ducted | 9125308 | HRCU-A-CB-O | CU-E9SD3UA | CS-E9SD3UAW | non-ducted | singlezone | non-ducted, wall placement | 9000 | 7900 | 2.5458 | 7800 | 2.0607
Panasonic | Panasonic | Exterios E:Deluxe | 7958200 | HRCU-A-CB-O | CS-E18RKUA | CU-E18RKUAW | non-ducted | singlezone | non-ducted, wall placement | 21600 | 11600 | 2.6167 | 10100 | 2.2438
Payne | Payne |  | 201753410 | HRCU-A-CB-O | 38MPRAQ09AA3 | DHMPHAQ09XA3 | non-ducted | singlezone | non-ducted, wall placement | 10000 | 7200 | 2.7805 | 13047 | 1.9751
RHEEM SALES COMPANY, INC. | RHEEM |  | 202141067 | HRCU-A-CB | RP2036BJV | RCF6021SEA+R802VA100521M | ducted | singlezone | ducted, centrally ducted | 33200 | 39000 | 2.5054 | 31743 | 2.2547
RHEEM SALES COMPANY, INC. | RHEEM |  | 202141071 | HRCU-A-CB | RP2036BJV | RCF6021SEA+R96VA1002521M | ducted | singlezone | ducted, centrally ducted | 33200 | 39000 | 2.5054 | 31743 | 2.2547
RHEEM SALES COMPANY, INC. | RHEEM |  | 202141076 | HRCU-A-CB | RP2036BJV | RCF6021SEA+R97VB100M521U | ducted | singlezone | ducted, centrally ducted | 33200 | 39000 | 2.5054 | 31743 | 2.2547
RHEEM SALES COMPANY, INC. | RHEEM |  | 202141080 | HRCU-A-CB | RP2036BJV | RCF6021SEA+R98VB100M521U | ducted | singlezone | ducted, centrally ducted | 33200 | 39000 | 2.5054 | 31743 | 2.2547
RHEEM SALES COMPANY, INC. | RHEEM |  | 202140938 | HRCU-A-CB | RP2036BJV | RHMV6021SEAC | ducted | singlezone | ducted, centrally ducted | 33200 | 39000 | 2.5054 | 31743 | 2.2547
RHEEM SALES COMPANY, INC. | RHEEM |  | 202141064 | HRCU-A-CB | RP2036BJV | RCF6021SEA+R802VA050317M | ducted | singlezone | ducted, centrally ducted | 33200 | 39000 | 2.5054 | 31743 | 2.2547
RHEEM SALES COMPANY, INC. | RHEEM |  | 202141065 | HRCU-A-CB | RP2036BJV | RCF6021SEA+R802VA075317M | ducted | singlezone | ducted, centrally ducted | 33200 | 39000 | 2.5054 | 31743 | 2.2547
RHEEM SALES COMPANY, INC. | RHEEM |  | 202141066 | HRCU-A-CB | RP2036BJV | RCF6021SEA+R802VA075421Z | ducted | singlezone | ducted, centrally ducted | 33200 | 39000 | 2.5054 | 31743 | 2.2547
RHEEM SALES COMPANY, INC. | RHEEM |  | 202141068 | HRCU-A-CB | RP2036BJV | RCF6021SEA+R802VA100521Z | ducted | singlezone | ducted, centrally ducted | 33200 | 39000 | 2.5054 | 31743 | 2.2547
RHEEM SALES COMPANY, INC. | RHEEM |  | 202141069 | HRCU-A-CB | RP2036BJV | RCF6021SEA+R802VA125524M | ducted | singlezone | ducted, centrally ducted | 33200 | 39000 | 2.5054 | 31743 | 2.2547
RHEEM SALES COMPANY, INC. | RHEEM |  | 202141070 | HRCU-A-CB | RP2036BJV | RCF6021SEA+R96VA0852521M | ducted | singlezone | ducted, centrally ducted | 33200 | 39000 | 2.5054 | 31743 | 2.2547
RHEEM SALES COMPANY, INC. | RHEEM |  | 202141072 | HRCU-A-CB | RP2036BJV | RCF6021SEA+R96VA1152524M | ducted | singlezone | ducted, centrally ducted | 33200 | 39000 | 2.5054 | 31743 | 2.2547
RHEEM SALES COMPANY, INC. | RHEEM |  | 202141073 | HRCU-A-CB | RP2036BJV | RCF6021SEA+R97VB085M521K | ducted | singlezone | ducted, centrally ducted | 33200 | 39000 | 2.5054 | 31743 | 2.2547
RHEEM SALES COMPANY, INC. | RHEEM |  | 202141074 | HRCU-A-CB | RP2036BJV | RCF6021SEA+R97VB085M521U | ducted | singlezone | ducted, centrally ducted | 33200 | 39000 | 2.5054 | 31743 | 2.2547
RHEEM SALES COMPANY, INC. | RHEEM |  | 202141075 | HRCU-A-CB | RP2036BJV | RCF6021SEA+R97VB100M521K | ducted | singlezone | ducted, centrally ducted | 33200 | 39000 | 2.5054 | 31743 | 2.2547
RHEEM SALES COMPANY, INC. | RHEEM |  | 202141077 | HRCU-A-CB | RP2036BJV | RCF6021SEA+R97VB115M524K | ducted | singlezone | ducted, centrally ducted | 33200 | 39000 | 2.5054 | 31743 | 2.2547
RHEEM SALES COMPANY, INC. | RHEEM |  | 202141078 | HRCU-A-CB | RP2036BJV | RCF6021SEA+R97VB115M524U | ducted | singlezone | ducted, centrally ducted | 33200 | 39000 | 2.5054 | 31743 | 2.2547
RHEEM SALES COMPANY, INC. | RHEEM |  | 202141079 | HRCU-A-CB | RP2036BJV | RCF6021SEA+R98VB085M521U | ducted | singlezone | ducted, centrally ducted | 33200 | 39000 | 2.5054 | 31743 | 2.2547
RHEEM SALES COMPANY, INC. | RHEEM |  | 202141081 | HRCU-A-CB | RP2036BJV | RCF6021SEA+R98VB115M524U | ducted | singlezone | ducted, centrally ducted | 33200 | 39000 | 2.5054 | 31743 | 2.2547
RHEEM SALES COMPANY, INC. | RUUD |  | 202141119 | HRCU-A-CB | UP2036BJV | RCF6021SEA+U802VA100521M | ducted | singlezone | ducted, centrally ducted | 33200 | 39000 | 2.5054 | 31743 | 2.2547
RHEEM SALES COMPANY, INC. | RUUD |  | 202141123 | HRCU-A-CB | UP2036BJV | RCF6021SEA+U96VA1002521M | ducted | singlezone | ducted, centrally ducted | 33200 | 39000 | 2.5054 | 31743 | 2.2547
RHEEM SALES COMPANY, INC. | RUUD |  | 202141128 | HRCU-A-CB | UP2036BJV | RCF6021SEA+U97VB100M521U | ducted | singlezone | ducted, centrally ducted | 33200 | 39000 | 2.5054 | 31743 | 2.2547
RHEEM SALES COMPANY, INC. | RUUD |  | 202141132 | HRCU-A-CB | UP2036BJV | RCF6021SEA+U98VB100M521U | ducted | singlezone | ducted, centrally ducted | 33200 | 39000 | 2.5054 | 31743 | 2.2547
RHEEM SALES COMPANY, INC. | RUUD |  | 202141049 | HRCU-A-CB | UP2036BJV | RHMV6021SEAC | ducted | singlezone | ducted, centrally ducted | 33200 | 39000 | 2.5054 | 31743 | 2.2547
RHEEM SALES COMPANY, INC. | RUUD |  | 202141116 | HRCU-A-CB | UP2036BJV | RCF6021SEA+U802VA050317M | ducted | singlezone | ducted, centrally ducted | 33200 | 39000 | 2.5054 | 31743 | 2.2547
RHEEM SALES COMPANY, INC. | RUUD |  | 202141117 | HRCU-A-CB | UP2036BJV | RCF6021SEA+U802VA075317M | ducted | singlezone | ducted, centrally ducted | 33200 | 39000 | 2.5054 | 31743 | 2.2547
RHEEM SALES COMPANY, INC. | RUUD |  | 202141118 | HRCU-A-CB | UP2036BJV | RCF6021SEA+U802VA075421Z | ducted | singlezone | ducted, centrally ducted | 33200 | 39000 | 2.5054 | 31743 | 2.2547
RHEEM SALES COMPANY, INC. | RUUD |  | 202141120 | HRCU-A-CB | UP2036BJV | RCF6021SEA+U802VA100521Z | ducted | singlezone | ducted, centrally ducted | 33200 | 39000 | 2.5054 | 31743 | 2.2547
RHEEM SALES COMPANY, INC. | RUUD |  | 202141121 | HRCU-A-CB | UP2036BJV | RCF6021SEA+U802VA125524M | ducted | singlezone | ducted, centrally ducted | 33200 | 39000 | 2.5054 | 31743 | 2.2547
RHEEM SALES COMPANY, INC. | RUUD |  | 202141122 | HRCU-A-CB | UP2036BJV | RCF6021SEA+U96VA0852521M | ducted | singlezone | ducted, centrally ducted | 33200 | 39000 | 2.5054 | 31743 | 2.2547
RHEEM SALES COMPANY, INC. | RUUD |  | 202141124 | HRCU-A-CB | UP2036BJV | RCF6021SEA+U96VA1152524M | ducted | singlezone | ducted, centrally ducted | 33200 | 39000 | 2.5054 | 31743 | 2.2547
RHEEM SALES COMPANY, INC. | RUUD |  | 202141125 | HRCU-A-CB | UP2036BJV | RCF6021SEA+U97VB085M521K | ducted | singlezone | ducted, centrally ducted | 33200 | 39000 | 2.5054 | 31743 | 2.2547
RHEEM SALES COMPANY, INC. | RUUD |  | 202141126 | HRCU-A-CB | UP2036BJV | RCF6021SEA+U97VB085M521U | ducted | singlezone | ducted, centrally ducted | 33200 | 39000 | 2.5054 | 31743 | 2.2547
RHEEM SALES COMPANY, INC. | RUUD |  | 202141127 | HRCU-A-CB | UP2036BJV | RCF6021SEA+U97VB100M521K | ducted | singlezone | ducted, centrally ducted | 33200 | 39000 | 2.5054 | 31743 | 2.2547
RHEEM SALES COMPANY, INC. | RUUD |  | 202141129 | HRCU-A-CB | UP2036BJV | RCF6021SEA+U97VB115M524K | ducted | singlezone | ducted, centrally ducted | 33200 | 39000 | 2.5054 | 31743 | 2.2547
RHEEM SALES COMPANY, INC. | RUUD |  | 202141130 | HRCU-A-CB | UP2036BJV | RCF6021SEA+U97VB115M524U | ducted | singlezone | ducted, centrally ducted | 33200 | 39000 | 2.5054 | 31743 | 2.2547
RHEEM SALES COMPANY, INC. | RUUD |  | 202141131 | HRCU-A-CB | UP2036BJV | RCF6021SEA+U98VB085M521U | ducted | singlezone | ducted, centrally ducted | 33200 | 39000 | 2.5054 | 31743 | 2.2547
RHEEM SALES COMPANY, INC. | RUUD |  | 202141133 | HRCU-A-CB | UP2036BJV | RCF6021SEA+U98VB115M524U | ducted | singlezone | ducted, centrally ducted | 33200 | 39000 | 2.5054 | 31743 | 2.2547
SAMSUNG ELECTRONICS CO., LTD. | SAMSUNG | Smart Whisper Max Heat | 201993481 | HRCU-A-CB-O | AR18NSWSPWKX | AR18NSWSPWKN | non-ducted | singlezone | non-ducted, wall placement | 20600 | 13000 | 2.8646 | 21040 | 2.1117
SAMSUNG ELECTRONICS CO., LTD. | SAMSUNG | FJM | 10348192 | HMSV-A-CB | AJ020MCS3CH/AA | Non-Ducted Indoor Units | non-ducted | multizone | non-ducted, wall placement | 22000 | 13000 | 2.6275 | 22000 | 1.9538
Trane | Trane |  | 9150123 | HRCU-A-CB-O | 4TXK3812A10NUAA | 4MXW3812A10NUAA | non-ducted | singlezone | non-ducted, wall placement | 12200 | 8100 | 3.2079 | 13304 | 2.1794
Trane | Trane |  | 7151531 | HRCU-A-CB-O | 4TXK2709A10N0AA | 4MXW2709A10N0AA | non-ducted | singlezone | non-ducted, wall placement | 9800 | 5800 | 2.7058 | 8000 | 2.1412
Trane | Trane |  | 7151533 | HRCU-A-CB-O | 4TXK2712A10NAA | 4MXW2712A10N0AA | non-ducted | singlezone | non-ducted, wall placement | 13000 | 8000 | 3.1261 | 8300 | 2.1507
Trane | Trane |  | 9150127 | HRCU-A-CB-O | 4TXK3824A10NUAA | 4MXW3824A10NUAA | non-ducted | singlezone | non-ducted, wall placement | 24000 | 15500 | 2.8934 | 24233 | 2.2368
Trane | Trane |  | 7151535 | HRCU-A-CB-O | 4TXK2718A10N0AA | 4MXW2718A10N0AA | non-ducted | singlezone | non-ducted, wall placement | 19000 | 12100 | 2.8144 | 15400 | 1.9709
Trane | Trane |  | 6749942 | HRCU-A-CB | 4TWV0024A1 | *AM8C0B30V21 | ducted | singlezone | ducted, centrally ducted | 20200 | 16800 | 2.5 | 13000 | 2.08
Trane | Trane |  | 6750459 | HRCU-A-CB | 4TWV8024A1 | *AM8C0B30V21 | ducted | singlezone | ducted, centrally ducted | 20000 | 16800 | 2.5 | 13000 | 2.08
Trane/Mitsubishi Electric | Trane/Mitsubishi Electric |  | 202102780 | HRCU-A-CB-O | MUZ-FH06NA | MSZ-FH06NA | non-ducted | singlezone | non-ducted, wall placement | 8700 | 5900 | 3.46 | 8700 | 2.8
Trane/Mitsubishi Electric | Trane/Mitsubishi Electric |  | 202102781 | HRCU-A-CB-O | MUZ-FH06NAH | MSZ-FH06NAH | non-ducted | singlezone | non-ducted, wall placement | 8700 | 5900 | 2.75 | 8700 | 2.45
Trane/Mitsubishi Electric | Trane/Mitsubishi Electric |  | 202102782 | HRCU-A-CB-O | MUZ-FH09NA | MSZ-FH09NA | non-ducted | singlezone | non-ducted, wall placement | 10900 | 6700 | 3.27 | 10900 | 2.32
Trane/Mitsubishi Electric | Trane/Mitsubishi Electric |  | 202102783 | HRCU-A-CB-O | MUZ-FH09NAH | MSZ-FH09NAH | non-ducted | singlezone | non-ducted, wall placement | 10900 | 6700 | 2.73 | 10900 | 2.73
Trane/Mitsubishi Electric | Trane/Mitsubishi Electric |  | 202102774 | HRCU-A-CB-O | MUFZ-KJ09NAHZ | MFZ-KJ09NA | non-ducted | singlezone | non-ducted, wall placement | 11000 | 7500 | 2.75 | 11000 | 2.01
Trane/Mitsubishi Electric | Trane/Mitsubishi Electric |  | 202102784 | HRCU-A-CB-O | MUZ-FH12NA | MSZ-FH12NA | non-ducted | singlezone | non-ducted, wall placement | 13600 | 8000 | 3.26 | 13600 | 2.21
Trane/Mitsubishi Electric | Trane/Mitsubishi Electric |  | 202102785 | HRCU-A-CB-O | MUZ-FH12NAH | MSZ-FH12NAH | non-ducted | singlezone | non-ducted, wall placement | 13600 | 8100 | 2.83 | 13600 | 2.07
Trane/Mitsubishi Electric | Trane/Mitsubishi Electric |  | 202102775 | HRCU-A-CB-O | MUFZ-KJ12NAHZ | MFZ-KJ12NA | non-ducted | singlezone | non-ducted, wall placement | 13000 | 8800 | 2.77 | 13000 | 2.1
Trane/Mitsubishi Electric | Trane/Mitsubishi Electric |  | 202102790 | HRCU-A-CB-O | MUZ-GL09NA-U1 | MSZ-GL09NA-U1 | non-ducted | singlezone | non-ducted, wall placement | 10900 | 6700 | 3.1168 | 8000 | 2.7583
Trane/Mitsubishi Electric | Trane/Mitsubishi Electric |  | 202102812 | HRCU-A-CB-O | PUZ-A24NHA7*** | PLA-A24EA7 | non-ducted | singlezone | non-ducted, wall placement | 26000 | 14900 | 2.7292 | 13000 | 2.7214
Trane/Mitsubishi Electric | Trane/Mitsubishi Electric |  | 202102791 | HRCU-A-CB-O | MUZ-GL12NA-U1 | MSZ-GL12NA-U1 | non-ducted | singlezone | non-ducted, wall placement | 14400 | 9200 | 3.0991 | 10200 | 2.9307
Trane/Mitsubishi Electric | Trane/Mitsubishi Electric |  | 202102822 | HRCU-A-CB-O | PUZ-A36NKA7*** | PLA-A36EA7 | non-ducted | singlezone | non-ducted, wall placement | 38000 | 22000 | 2.5894 | 21600 | 2.4347
Trane/Mitsubishi Electric | Trane/Mitsubishi Electric |  | 202102771 | HMSV-A-CB | PUMY-P36NKMU* | Non-Ducted Indoor Units | non-ducted | multizone | all non-ducted | 42000 | 26400 | 2.9873 | 29000 | 2.3002
Trane/Mitsubishi Electric | Trane/Mitsubishi Electric |  | 202102777 | HRCU-A-CB-O | MUFZ-KJ18NAHZ | MFZ-KJ18NA | non-ducted | singlezone | non-ducted, wall placement | 21000 | 12800 | 2.62 | 21000 | 2.05
Trane/Mitsubishi Electric | Trane/Mitsubishi Electric |  | 202102788 | HRCU-A-CB-O | MUZ-FH18NA2 | MSZ-FH18NA2 | non-ducted | singlezone | non-ducted, wall placement | 20300 | 13700 | 3.04 | 20300 | 2.01
Trane/Mitsubishi Electric | Trane/Mitsubishi Electric |  | 202102789 | HRCU-A-CB-O | MUZ-FH18NAH2 | MSZ-FH18NA | non-ducted | singlezone | non-ducted, wall placement | 20300 | 12480 | 2.926 | 20900 | 2.0554
Trane/Mitsubishi Electric | Trane/Mitsubishi Electric |  | 202102793 | HRCU-A-CB-O | MUZ-GL18NA-U1 | MSZ-GL18NA-U1 | non-ducted | singlezone | non-ducted, wall placement | 21600 | 13800 | 2.7327 | 15100 | 2.3539
Trane/Mitsubishi Electric | Trane/Mitsubishi Electric |  | 202102794 | HRCU-A-CB-O | MUZ-GL24NA-U1 | MSZ-GL24NA-U1 | non-ducted | singlezone | non-ducted, wall placement | 27600 | 16000 | 2.6492 | 20200 | 1.9799
Trane/Mitsubishi Electric | Trane/Mitsubishi Electric |  | 202102772 | HMSV-A-CB | PUMY-P48NKMU* | Non-Ducted Indoor Units | non-ducted | multizone | all non-ducted | 54000 | 31400 | 2.9214 | 36400 | 2.2
Trane/Mitsubishi Electric | Trane/Mitsubishi Electric |  | 202102758 | HMSV-A-CB | MXZ-2C20NA2 | Non-Ducted Indoor Units | non-ducted | multizone | all non-ducted | 22000 | 12500 | 2.818 | 11100 | 2.0332
Trane/Mitsubishi Electric | Trane/Mitsubishi Electric |  | 202102765 | HMSV-A-CB | MXZ-4C36NAHZ | Non-Ducted Indoor Units | non-ducted | multizone | all non-ducted | 45000 | 34000 | 2.85 | 45000 | 2.41
Trane/Mitsubishi Electric | Trane/Mitsubishi Electric |  | 202102761 | HMSV-A-CB | MXZ-3C24NAHZ2 | Non-Ducted Indoor Units | non-ducted | multizone | all non-ducted | 25000 | 14000 | 2.53 | 25000 | 1.92
Trane/Mitsubishi Electric | Trane/Mitsubishi Electric |  | 202102767 | HMSV-A-CB | MXZ-5C42NAHZ | Non-Ducted Indoor Units | non-ducted | multizone | all non-ducted | 48000 | 35800 | 2.87 | 48000 | 2.51
Trane/Mitsubishi Electric | Trane/Mitsubishi Electric |  | 202102773 | HMSV-A-CB | PUMY-P60NKMU* | Non-Ducted Indoor Units | non-ducted | multizone | all non-ducted | 66000 | 41500 | 2.5988 | 57000 | 1.9999
Trane/Mitsubishi Electric | Trane/Mitsubishi Electric |  | 202102878 | HMSV-A-CB | PUMY-P36NKMU* | Mixed | ducted | multizone | mix of non-ducted and ducted | 42000 | 26500 | 2.7797 | 29000 | 2.2378
Trane/Mitsubishi Electric | Trane/Mitsubishi Electric |  | 202102872 | HMSV-A-CB | MXZ-4C36NAHZ | Mixed | ducted | multizone | mix of non-ducted and ducted | 45000 | 35000 | 2.54 | 45000 | 2.16
Trane/Mitsubishi Electric | Trane/Mitsubishi Electric |  | 202102846 | HRCU-A-CB | SUZ-KA12NA | SEZ-KD12NA | ducted | singlezone | ducted, "compact ducted" | 13600 | 9000 | 2.867 | 7400 | 2.4097
Trane/Mitsubishi Electric | Trane/Mitsubishi Electric |  | 202102755 | HMSV-A-CB | PUMY-P36NKMU* | Ducted indoor units | ducted | multizone | all ducted | 42000 | 26600 | 2.6003 | 30000 | 2.2544
Trane/Mitsubishi Electric | Trane/Mitsubishi Electric |  | 202102853 | HRCU-A-CB | SUZ-KA18NA | SEZ-KD18NA | ducted | singlezone | ducted, "compact ducted" | 21600 | 13100 | 2.8439 | 9900 | 2.198

## September 2018
APS Eligible Small ASHP Models |  |  | Disclaimer: The Massachusetts Department of Energy Resources (DOER) has not investigated, and expressly disclaims any duty to investigate, any company, product, service, process, procedure, design, or the like, which may be presented on the aforementioned list. The presentation of these companies does not constitute endorsement, warranty, or guaranty, by DOER of any company, product, service, process, procedure, design, or the like.
Updated September 2018
Manufacturer | Brand (if applicable) | Model Name | AHRI Certificate No. | AHRI Type | Outdoor Unit Model | Indoor Unit Model | Centrally Ducted or Ductless | If Ductless, Multi-zone or Single-zone? | Ductless Indoor Type | Rated Capacity 47°F (btu/hr) | Rated Capacity 17°F (btu/hr) | COP at Rated Capacity 17°F | Maximum Capacity 5°F (btu/hr) | COP at Max. Capacity 5°F
Amana Heating and air Conditioning | Amana | AVZC20 | 10324704 | HRCU-A-CB | AVZC200241A* | CA*F3642*6D*+MBVC1200**-1A*+TX | Centrally Ducted | N/A | N/A | 23600 | 13915 | 2.7425 | 11400 | 2.09
Amana Heating and air Conditioning | Amana | AVZC20 | 10324706 | HRCU-A-CB | AVZC200481A* | CA*F4961*6D*+MBVC2000**-1A*+TX | Centrally Ducted | N/A | N/A | 45500 | 28254 | 2.83 | 26000 | 1.97
Amana Heating and air Conditioning | Amana | AVZC20 | 10324707 | HRCU-A-CB | AVZC200601A* | CA*F4961*6D*+MBVC2000**-1A*+TX | Centrally Ducted | N/A | N/A | 50000 | 32293 | 2.73 | 26000 | 1.98
American Standard | American Standard | AccuComfort Platinum 20 | 6749789 | HRCU-A-CB | 4A6V0024A1 | *AM8C0B30V21 | Centrally Ducted | N/A | N/A | 20200 | 16800 | 2.5 | 13000 | 2.08
American Standard | American Standard | AccuComfort Platinum 18 | 6750455 | HRCU-A-CB | 4A6V8024A1 | *AM8C0B30V21 | Centrally Ducted | N/A | N/A | 20000 | 16800 | 2.5 | 13000 | 2.08
American Standard | American Standard |  | 7151530 | HRCU-A-CB-O | 4TXK2709A10N0AA | 4MXW2709A10N0AA | Ductless | Single-zone | Non-ducted indoor units (Mini-splits) | 9800 | 5800 | 2.7058 | 8000 | 2.1412
American Standard | American Standard |  | 7151532 | HRCU-A-CB-O | 4TXK2712A10NAA | 4MXW2712A10N0AA | Ductless | Single-zone | Non-ducted indoor units (Mini-splits) | 13000 | 8000 | 3.1261 | 8300 | 2.1507
American Standard | American Standard |  | 7151534 | HRCU-A-CB-O | 4TXK2718A10N0AA | 4MXW2718A10N0AA | Ductless | Single-zone | Non-ducted indoor units (Mini-splits) | 19000 | 12100 | 2.8144 | 15400 | 1.9709
American Standard | American Standard |  | 9150124 | HRCU-A-CB-O | 4TXK3812A10NUAA | 4MXW3812A10NUAA | Ductless | Single-zone | Non-ducted indoor units (Mini-splits) | 12200 | 8100 | 3.2079 | 13304 | 2.1782
American Standard | American Standard |  | 9150128 | HRCU-A-CB-O | 4TXK3824A10NUAA | 4MXW3824A10NUAA | Ductless | Single-zone | Non-ducted indoor units (Mini-splits) | 24000 | 15500 | 2.8934 | 24233 | 2.2368
American Standard/Mitsubishi Electric | American Standard/Mitsubishi Electric |  | 202102459 | HRCU-A-CB-O | MUFZ-KJ09NAHZ | MFZ-KJ09NA | Ductless | Single-zone | Non-ducted indoor units (Mini-splits) | 11000 | 7500 | 2.75 | 11000 | 2.01
American Standard/Mitsubishi Electric | American Standard/Mitsubishi Electric |  | 202102460 | HRCU-A-CB-O | MUFZ-KJ12NAHZ | MFZ-KJ12NA | Ductless | Single-zone | Non-ducted indoor units (Mini-splits) | 13000 | 8800 | 2.77 | 13000 | 2.1
American Standard/Mitsubishi Electric | American Standard/Mitsubishi Electric |  | 202102462 | HRCU-A-CB-O | MUFZ-KJ18NAHZ | MFZ-KJ18NA | Ductless | Single-zone | Non-ducted indoor units (Mini-splits) | 21000 | 12800 | 2.62 | 21000 | 2.05
American Standard/Mitsubishi Electric | American Standard/Mitsubishi Electric |  | 202102465 | HRCU-A-CB-O | MUZ-FH06NA | MSZ-FH06NA | Ductless | Single-zone | Non-ducted indoor units (Mini-splits) | 8700 | 5900 | 3.46 | 8700 | 2.8
American Standard/Mitsubishi Electric | American Standard/Mitsubishi Electric |  | 202102466 | HRCU-A-CB-O | MUZ-FH06NAH | MSZ-FH06NAH | Ductless | Single-zone | Non-ducted indoor units (Mini-splits) | 8700 | 5900 | 2.75 | 8700 | 2.45
American Standard/Mitsubishi Electric | American Standard/Mitsubishi Electric |  | 202102467 | HRCU-A-CB-O | MUZ-FH09NA | MSZ-FH09NA | Ductless | Single-zone | Non-ducted indoor units (Mini-splits) | 10900 | 6700 | 3.27 | 10900 | 2.32
American Standard/Mitsubishi Electric | American Standard/Mitsubishi Electric |  | 202102468 | HRCU-A-CB-O | MUZ-FH09NAH | MSZ-FH09NAH | Ductless | Single-zone | Non-ducted indoor units (Mini-splits) | 10900 | 6700 | 2.73 | 10900 | 2.73
American Standard/Mitsubishi Electric | American Standard/Mitsubishi Electric |  | 202102469 | HRCU-A-CB-O | MUZ-FH12NA | MSZ-FH12NA | Ductless | Single-zone | Non-ducted indoor units (Mini-splits) | 13600 | 8000 | 3.26 | 13600 | 2.21
American Standard/Mitsubishi Electric | American Standard/Mitsubishi Electric |  | 202102470 | HRCU-A-CB-O | MUZ-FH12NAH | MSZ-FH12NAH | Ductless | Single-zone | Non-ducted indoor units (Mini-splits) | 13600 | 8100 | 2.83 | 13600 | 2.07
American Standard/Mitsubishi Electric | American Standard/Mitsubishi Electric |  | 202102473 | HRCU-A-CB-O | MUZ-FH18NA2 | MSZ-FH18NA2 | Ductless | Single-zone | Non-ducted indoor units (Mini-splits) | 20300 | 13700 | 3.04 | 20300 | 2.01
American Standard/Mitsubishi Electric | American Standard/Mitsubishi Electric |  | 202102474 | HRCU-A-CB-O | MUZ-FH18NAH2 | MSZ-FH18NA | Ductless | Single-zone | Non-ducted indoor units (Wall Mount) | 20300 | 12480 | 2.926 | 20900 | 2.0554
American Standard/Mitsubishi Electric | American Standard/Mitsubishi Electric |  | 202102475 | HRCU-A-CB-O | MUZ-GL09NA-U1 | MSZ-GL09NA-U1 | Ductless | Single-zone | Non-ducted indoor units (Mini-splits) | 10900 | 6700 | 3.1168 | 8000 | 2.7583
American Standard/Mitsubishi Electric | American Standard/Mitsubishi Electric |  | 202102476 | HRCU-A-CB-O | MUZ-GL12NA-U1 | MSZ-GL12NA-U1 | Ductless | Single-zone | Non-ducted indoor units (Mini-splits) | 14400 | 9200 | 3.0991 | 10200 | 2.9307
American Standard/Mitsubishi Electric | American Standard/Mitsubishi Electric |  | 202102478 | HRCU-A-CB-O | MUZ-GL18NA-U1 | MSZ-GL18NA-U1 | Ductless | Single-zone | Non-ducted indoor units (Mini-splits) | 21600 | 13800 | 2.7327 | 15100 | 2.3539
American Standard/Mitsubishi Electric | American Standard/Mitsubishi Electric |  | 202102479 | HRCU-A-CB-O | MUZ-GL24NA-U1 | MSZ-GL24NA-U1 | Ductless | Single-zone | Non-ducted indoor units (Mini-splits) | 27600 | 16000 | 2.6492 | 20200 | 1.9799
American Standard/Mitsubishi Electric | American Standard/Mitsubishi Electric |  | 202102443 | HMSV-A-CB | MXZ-2C20NA2 | Non-Ducted Indoor Units | Ductless | Multi-zone | Non-ducted indoor units | 22000 | 12500 | 2.818 | 11100 | 2.0332
American Standard/Mitsubishi Electric | American Standard/Mitsubishi Electric |  | 202102446 | HMSV-A-CB | MXZ-3C24NAHZ2 | Non-Ducted Indoor Units | Ductless | Multi-zone | Non-ducted indoor units | 25000 | 14000 | 2.53 | 25000 | 1.92
American Standard/Mitsubishi Electric | American Standard/Mitsubishi Electric |  | 202102450 | HMSV-A-CB | MXZ-4C36NAHZ | Non-Ducted Indoor Units | Ductless | Multi-zone | Non-ducted indoor units | 45000 | 34000 | 2.85 | 45000 | 2.41
American Standard/Mitsubishi Electric | American Standard/Mitsubishi Electric |  | 202106831 | HMSV-A-CB | MXZ-4C36NAHZ | Mixed | Ductless | Multi-zone | Mixed Ducted and Non-ducted indoor units | 45000 | 35000 | 2.54 | 45000 | 2.16
American Standard/Mitsubishi Electric | American Standard/Mitsubishi Electric |  | 202102452 | HMSV-A-CB | MXZ-5C42NAHZ | Non-Ducted Indoor Units | Ductless | Multi-zone | Non-ducted indoor units | 48000 | 35800 | 2.87 | 48000 | 2.51
American Standard/Mitsubishi Electric | American Standard/Mitsubishi Electric |  | 202102440 | HMSV-A-CB | PUMY-P36NKMU* | Ducted indoor units | Ductless | Multi-zone | Ducted Indoor Units | 42000 | 26600 | 2.6003 | 30000 | 2.2544
American Standard/Mitsubishi Electric | American Standard/Mitsubishi Electric |  | 202102456 | HMSV-A-CB | PUMY-P36NKMU* | Non-Ducted Indoor Units | Ductless | Multi-zone | Non-ducted indoor units | 42000 | 26400 | 2.9873 | 29000 | 2.3002
American Standard/Mitsubishi Electric | American Standard/Mitsubishi Electric |  | 202106837 | HMSV-A-CB | PUMY-P36NKMU* | Mixed | Ductless | Multi-zone | Mixed Ducted and Non-ducted indoor units | 42000 | 26500 | 2.7797 | 29000 | 2.2378
American Standard/Mitsubishi Electric | American Standard/Mitsubishi Electric |  | 202102457 | HMSV-A-CB | PUMY-P48NKMU* | Non-Ducted Indoor Units | Ductless | Multi-zone | Non-ducted indoor units | 54000 | 31400 | 2.9214 | 36400 | 2.2
American Standard/Mitsubishi Electric | American Standard/Mitsubishi Electric |  | 202102458 | HMSV-A-CB | PUMY-P60NKMU* | Non-Ducted Indoor Units | Ductless | Multi-zone | Non-ducted indoor units | 66000 | 41500 | 2.5988 | 57000 | 1.9999
American Standard/Mitsubishi Electric | American Standard/Mitsubishi Electric |  | 202102497 | HRCU-A-CB-O | PUZ-A24NHA7*** | PLA-A24EA7 | Ductless | Single-zone | Non-ducted indoor units (Mini-splits) | 26000 | 14900 | 2.7292 | 13000 | 2.7214
American Standard/Mitsubishi Electric | American Standard/Mitsubishi Electric |  | 202102507 | HRCU-A-CB-O | PUZ-A36NKA7*** | PLA-A36EA7 | Ductless | Single-zone | Non-ducted indoor units (Mini-splits) | 38000 | 22000 | 2.5894 | 21600 | 2.4347
American Standard/Mitsubishi Electric | American Standard/Mitsubishi Electric |  | 202102531 | HRCU-A-CB | SUZ-KA12NA | SEZ-KD12NA | Ductless | Single-zone | Ducted Indoor Units | 13600 | 9000 | 2.867 | 7400 | 2.4097
American Standard/Mitsubishi Electric | American Standard/Mitsubishi Electric |  | 202102538 | HRCU-A-CB | SUZ-KA18NA | SEZ-KD18NA | Ductless | Single-zone | Ducted Indoor Units | 21600 | 13100 | 2.8439 | 9900 | 2.198
ARCOAIRE | ARCOAIRE |  | 201835506 | HRCU-A-CB-O | DLCPRAH09AAK | DLFPHAH09XAK | Ductless | Singlezone | Non-ducted indoor units (Mini-splits) | 10000 | 7200 | 2.7805 | 13047 | 1.9751
ARCOAIRE | ARCOAIRE |  | 201835513 | HRCU-A-CB-O | DLCSRAH09AAJ | DLFSHAH09XAJ | Ductless | Singlezone | Non-ducted indoor units (Mini-splits) | 9800 | 5600 | 2.65 | 6880 | 1.95
ARCOAIRE | ARCOAIRE |  | 201835514 | HRCU-A-CB-O | DLCSRAH12AAJ | DLFSHAH12XAJ | Ductless | Singlezone | Non-ducted indoor units (Mini-splits) | 11800 | 7100 | 2.5638 | 7800 | 2.0099
ARCOAIRE | ARCOAIRE |  | 201835538 | HRCU-A-CB | DLCSRAH24AAK | DLFSDAH24XAK | Ductless | Singlezone | ducted indoor units (Mini-splits) | 24000 | 17400 | 2.97 | 30000 | 1.93
Bosch | Bosch | Bosch Climate 5000 ductless minisplit series | 9966837 | HRCU-A-CB-O | BMS500-AAS009-0CSXXA | BMS500-AAU009-0AHXXA | Ductless | Single-zone | Non-ducted indoor units (Mini-splits) | 9800 | 5800 | 2.7197 | 6516 | 2.0468
Bosch | Bosch | Bosch Climate 5000 ductless minisplit series | 9966838 | HRCU-A-CB-O | BMS500-AAS009-1CSXXA | BMS500-AAU009-1AHXXA | Ductless | Single-zone | Non-ducted indoor units (Mini-splits) | 9800 | 6300 | 2.6797 | 6609 | 1.9177
Bosch | Bosch | Bosch Climate 5000 ductless minisplit series | 9966839 | HRCU-A-CB-O | BMS500-AAS012-0CSXXA | BMS500-AAU012-0AHXXA | Ductless | Single-zone | Non-ducted indoor units (Mini-splits) | 12000 | 7500 | 2.5411 | 5736 | 2.0229
Bryant | Bryant | Evolution Series | 9893462 | HRCU-A-CB | 280ANV024000 | FE4ANF002L+UI | Centrally Ducted | N/A | N/A | 24000 | 25200 | 2.5567 | 19800 | 2.0741
Bryant | Bryant | Evolution Series | 9893463 | HRCU-A-CB | 280ANV024000 | FE4AN(B,F)003+UI | Centrally Ducted | N/A | N/A | 23800 | 25000 | 2.5364 | 19800 | 2.0741
Bryant | Bryant® Heating and Cooling Systems | Bryant® Extreme Heat Pump | 9893474 | HRCU-A-CB | 280ANV024*0**A* | CAP**3617AL*+UI & 98(6*B,7*A)42080V17*** | Centrally Ducted | N/A | N/A | 24000 | 25200 | 2.516 | 21779.04 | 2.2398
Bryant | Bryant® Heating and Cooling Systems | Bryant® Extreme Heat Pump | 9893476 | HRCU-A-CB | 280ANV024*0**A* | CAP**3621AL*+UI & 98(6*B,7*A)42080V17*** | Centrally Ducted | N/A | N/A | 24000 | 25200 | 2.516 | 21779.04 | 2.2398
Bryant | Bryant® Heating and Cooling Systems | Bryant® Extreme Heat Pump | 9893477 | HRCU-A-CB | 280ANV024*0**A* | CAP**4221AL*+UI & 98(6*B,7*A)42060V17*** | Centrally Ducted | N/A | N/A | 23800 | 25200 | 2.5407 | 21565.52 | 2.2618
Bryant | Bryant® Heating and Cooling Systems | Bryant® Extreme Heat Pump | 9893478 | HRCU-A-CB | 280ANV024*0**A* | CAP**4221AL*+UI & 98(6*B,7*A)42080V17*** | Centrally Ducted | N/A | N/A | 23800 | 25200 | 2.5661 | 21565.52 | 2.2844
Bryant | Bryant® Heating and Cooling Systems | Bryant® Extreme Heat Pump | 9893479 | HRCU-A-CB | 280ANV024*0**A* | CAP**4224AL*+UI & 98(6*B,7*A)66120V24*** | Centrally Ducted | N/A | N/A | 23600 | 25000 | 2.5663 | 21352 | 2.2846
Bryant | Bryant® Heating and Cooling Systems | Bryant® Extreme Heat Pump | 9893482 | HRCU-A-CB | 280ANV024*0**A* | CAP**4821AL*+UI & 98(6*B,7*A)42060V17*** | Centrally Ducted | N/A | N/A | 23200 | 25000 | 2.6773 | 20924.96 | 2.3834
Bryant | Bryant® Heating and Cooling Systems | Bryant® Extreme Heat Pump | 9893483 | HRCU-A-CB | 280ANV024*0**A* | CAP**4821AL*+UI & 98(6*B,7*A)42080V17*** | Centrally Ducted | N/A | N/A | 23200 | 24800 | 2.6773 | 20924.96 | 2.3834
Bryant | Bryant® Heating and Cooling Systems | Bryant® Extreme Heat Pump | 9893484 | HRCU-A-CB | 280ANV024*0**A* | CAP**4824AL*+UI & 98(6*B,7*A)66120V24*** | Centrally Ducted | N/A | N/A | 23000 | 24800 | 2.6788 | 20711.44 | 2.3847
Bryant | Bryant® Heating and Cooling Systems | Bryant® Extreme Heat Pump | 9893485 | HRCU-A-CB | 280ANV024*0**A* | CAP**6021AL*+UI & 98(6*B,7*A)42060V17*** | Centrally Ducted | N/A | N/A | 22800 | 24600 | 2.7082 | 20711.44 | 2.4109
Bryant | Bryant® Heating and Cooling Systems | Bryant® Extreme Heat Pump | 9893486 | HRCU-A-CB | 280ANV024*0**A* | CAP**6021AL*+UI & 98(6*B,7*A)42080V17*** | Centrally Ducted | N/A | N/A | 22800 | 24600 | 2.7082 | 20711.44 | 2.4109
Bryant | Bryant® Heating and Cooling Systems | Bryant® Extreme Heat Pump | 9893487 | HRCU-A-CB | 280ANV024*0**A* | CAP**6024AL*+UI & 98(6*B,7*A)66120V24*** | Centrally Ducted | N/A | N/A | 22600 | 24400 | 2.7101 | 20497.92 | 2.4126
Bryant | Bryant® Heating and Cooling Systems | Bryant® Extreme Heat Pump | 9893492 | HRCU-A-CB | 280ANV024*0**A* | CNPV*4217AL*+UI & 98(6*B,7*A)42060V17*** | Centrally Ducted | N/A | N/A | 23400 | 25200 | 2.6201 | 21138.48 | 2.3325
Bryant | Bryant® Heating and Cooling Systems | Bryant® Extreme Heat Pump | 9893493 | HRCU-A-CB | 280ANV024*0**A* | CNPV*4217AL*+UI & 98(6*B,7*A)42080V17*** | Centrally Ducted | N/A | N/A | 23400 | 25200 | 2.6201 | 21138.48 | 2.3325
Bryant | Bryant® Heating and Cooling Systems | Bryant® Extreme Heat Pump | 9893494 | HRCU-A-CB | 280ANV024*0**A* | CNPV*4221AL*+UI & 98(6*B,7*A)42060V17*** | Centrally Ducted | N/A | N/A | 23600 | 25200 | 2.5407 | 21352 | 2.2618
Bryant | Bryant® Heating and Cooling Systems | Bryant® Extreme Heat Pump | 9893495 | HRCU-A-CB | 280ANV024*0**A* | CNPV*4221AL*+UI & 98(6*B,7*A)42080V17*** | Centrally Ducted | N/A | N/A | 23400 | 25200 | 2.5407 | 21138.48 | 2.2618
Bryant | Bryant® Heating and Cooling Systems | Bryant® Extreme Heat Pump | 9893496 | HRCU-A-CB | 280ANV024*0**A* | CNPV*4821AL*+UI & 98(6*B,7*A)42060V17*** | Centrally Ducted | N/A | N/A | 23400 | 25000 | 2.6758 | 21138.48 | 2.3821
Bryant | Bryant® Heating and Cooling Systems | Bryant® Extreme Heat Pump | 9893497 | HRCU-A-CB | 280ANV024*0**A* | CNPV*4821AL*+UI & 98(6*B,7*A)42080V17*** | Centrally Ducted | N/A | N/A | 23200 | 25000 | 2.6773 | 20924.96 | 2.3834
Bryant | Bryant® Heating and Cooling Systems | Bryant® Extreme Heat Pump | 9893498 | HRCU-A-CB | 280ANV024*0**A* | CNPV*4824AL*+UI & 98(6*B,7*A)66120V24*** | Centrally Ducted | N/A | N/A | 23200 | 25000 | 2.7064 | 20924.96 | 2.4093
Bryant | Bryant® Heating and Cooling Systems | Bryant® Extreme Heat Pump | 9893499 | HRCU-A-CB | 280ANV024*0**A* | CNPV*6024AL*+UI & 98(6*B,7*A)66120V24*** | Centrally Ducted | N/A | N/A | 23400 | 25000 | 2.7046 | 21138.48 | 2.4077
Bryant | Bryant® Heating and Cooling Systems | Bryant® Extreme Heat Pump | 9893500 | HRCU-A-CB | 280ANV024*0**A* | CSPH*3612AL*+UI & 98(6*B,7*A)42060V17*** | Centrally Ducted | N/A | N/A | 24000 | 25200 | 2.6177 | 21779.04 | 2.3303
Bryant | Bryant® Heating and Cooling Systems | Bryant® Extreme Heat Pump | 9893501 | HRCU-A-CB | 280ANV024*0**A* | CSPH*3612AL*+UI & 98(6*B,7*A)42080V17*** | Centrally Ducted | N/A | N/A | 23800 | 25200 | 2.6454 | 21565.52 | 2.355
Bryant | Bryant® Heating and Cooling Systems | Bryant® Extreme Heat Pump | 9893502 | HRCU-A-CB | 280ANV024*0**A* | CSPH*3612AL*+UI & 98(6*B,7*A)66120V24*** | Centrally Ducted | N/A | N/A | 23800 | 25000 | 2.6454 | 21565.52 | 2.355
Bryant | Bryant® Heating and Cooling Systems | Bryant® Extreme Heat Pump | 9893503 | HRCU-A-CB | 280ANV024*0**A* | CSPH*4212AL*+UI & 98(6*B,7*A)42060V17*** | Centrally Ducted | N/A | N/A | 23800 | 25200 | 2.673 | 21565.52 | 2.3796
Bryant | Bryant® Heating and Cooling Systems | Bryant® Extreme Heat Pump | 9893504 | HRCU-A-CB | 280ANV024*0**A* | CSPH*4212AL*+UI & 98(6*B,7*A)42080V17*** | Centrally Ducted | N/A | N/A | 23800 | 25000 | 2.673 | 21565.52 | 2.3796
Bryant | Bryant® Heating and Cooling Systems | Bryant® Extreme Heat Pump | 9893505 | HRCU-A-CB | 280ANV024*0**A* | CSPH*4212AL*+UI & 98(6*B,7*A)66120V24*** | Centrally Ducted | N/A | N/A | 23600 | 25000 | 2.6744 | 21352 | 2.3808
Bryant | Bryant® Heating and Cooling Systems | Bryant® Extreme Heat Pump | 9893506 | HRCU-A-CB | 280ANV024*0**A* | CSPH*4812AL*+UI & 98(6*B,7*A)42060V17*** | Centrally Ducted | N/A | N/A | 23400 | 25000 | 2.7046 | 21138.48 | 2.4077
Bryant | Bryant® Heating and Cooling Systems | Bryant® Extreme Heat Pump | 9893507 | HRCU-A-CB | 280ANV024*0**A* | CSPH*4812AL*+UI & 98(6*B,7*A)42080V17*** | Centrally Ducted | N/A | N/A | 23400 | 25000 | 2.7046 | 21138.48 | 2.4077
Bryant | Bryant® Heating and Cooling Systems | Bryant® Extreme Heat Pump | 9893508 | HRCU-A-CB | 280ANV024*0**A* | CSPH*4812AL*+UI & 98(6*B,7*A)66120V24*** | Centrally Ducted | N/A | N/A | 23200 | 25000 | 2.7361 | 20924.96 | 2.4358
Bryant | Bryant® Heating and Cooling Systems | Bryant® Extreme Heat Pump | 9893509 | HRCU-A-CB | 280ANV024*0**A* | CSPH*6012AL*+UI & 98(6*B,7*A)42060V17*** | Centrally Ducted | N/A | N/A | 23600 | 25000 | 2.7028 | 21352 | 2.4061
Bryant | Bryant® Heating and Cooling Systems | Bryant® Extreme Heat Pump | 9893510 | HRCU-A-CB | 280ANV024*0**A* | CSPH*6012AL*+UI & 98(6*B,7*A)42080V17*** | Centrally Ducted | N/A | N/A | 23400 | 25000 | 2.734 | 21138.48 | 2.4339
Bryant | Bryant® Heating and Cooling Systems | Bryant® Extreme Heat Pump | 9893511 | HRCU-A-CB | 280ANV024*0**A* | CSPH*6012AL*+UI & 98(6*B,7*A)66120V24*** | Centrally Ducted | N/A | N/A | 23400 | 25000 | 2.734 | 21138.48 | 2.4339
Bryant | Bryant® Heating and Cooling Systems | Bryant® Extreme Heat Pump | 9893514 | HRCU-A-CB | 280ANV024*0**A* | CAP**3621AL*+UI & 98(6*B,7*A)66100V21*** | Centrally Ducted | N/A | N/A | 23000 | 25000 | 2.5148 | 20711.44 | 2.2387
Bryant | Bryant® Heating and Cooling Systems | Bryant® Extreme Heat Pump | 9893515 | HRCU-A-CB | 280ANV024*0**A* | CAP**4221AL*+UI & 98(6*B,7MA)60060V21*** | Centrally Ducted | N/A | N/A | 23000 | 25200 | 2.5407 | 20711.44 | 2.2618
Bryant | Bryant® Heating and Cooling Systems | Bryant® Extreme Heat Pump | 9893516 | HRCU-A-CB | 280ANV024*0**A* | CAP**4221AL*+UI & 98(6*B,7*A)60080V21*** | Centrally Ducted | N/A | N/A | 23000 | 25000 | 2.5671 | 20711.44 | 2.2853
Bryant | Bryant® Heating and Cooling Systems | Bryant® Extreme Heat Pump | 9893517 | HRCU-A-CB | 280ANV024*0**A* | CAP**4221AL*+UI & 98(6*B,7*A)66100V21*** | Centrally Ducted | N/A | N/A | 23000 | 25000 | 2.5671 | 20711.44 | 2.2853
Bryant | Bryant® Heating and Cooling Systems | Bryant® Extreme Heat Pump | 9893518 | HRCU-A-CB | 280ANV024*0**A* | CAP**4224AL*+UI & 98(6*B,7MA)60060V21*** | Centrally Ducted | N/A | N/A | 23000 | 25200 | 2.5407 | 20711.44 | 2.2618
Bryant | Bryant® Heating and Cooling Systems | Bryant® Extreme Heat Pump | 9893519 | HRCU-A-CB | 280ANV024*0**A* | CAP**4224AL*+UI & 98(6*B,7*A)60080V21*** | Centrally Ducted | N/A | N/A | 23000 | 25000 | 2.5671 | 20711.44 | 2.2853
Bryant | Bryant® Heating and Cooling Systems | Bryant® Extreme Heat Pump | 9893520 | HRCU-A-CB | 280ANV024*0**A* | CAP**4224AL*+UI & 98(6*B,7*A)66100V21*** | Centrally Ducted | N/A | N/A | 23000 | 25000 | 2.5671 | 20711.44 | 2.2853
Bryant | Bryant® Heating and Cooling Systems | Bryant® Extreme Heat Pump | 9893521 | HRCU-A-CB | 280ANV024*0**A* | CAP**4821AL*+UI & 98(6*B,7MA)60060V21*** | Centrally Ducted | N/A | N/A | 22800 | 24800 | 2.7082 | 20711.44 | 2.4109
Bryant | Bryant® Heating and Cooling Systems | Bryant® Extreme Heat Pump | 9893522 | HRCU-A-CB | 280ANV024*0**A* | CAP**4821AL*+UI & 98(6*B,7*A)60080V21*** | Centrally Ducted | N/A | N/A | 22800 | 24800 | 2.7082 | 20711.44 | 2.4109
Bryant | Bryant® Heating and Cooling Systems | Bryant® Extreme Heat Pump | 9893523 | HRCU-A-CB | 280ANV024*0**A* | CAP**4821AL*+UI & 98(6*B,7*A)66100V21*** | Centrally Ducted | N/A | N/A | 22800 | 24800 | 2.7082 | 20711.44 | 2.4109
Bryant | Bryant® Heating and Cooling Systems | Bryant® Extreme Heat Pump | 9893524 | HRCU-A-CB | 280ANV024*0**A* | CAP**4824AL*+UI & 98(6*B,7MA)60060V21*** | Centrally Ducted | N/A | N/A | 22800 | 24800 | 2.7082 | 20711.44 | 2.4109
Bryant | Bryant® Heating and Cooling Systems | Bryant® Extreme Heat Pump | 9893525 | HRCU-A-CB | 280ANV024*0**A* | CAP**4824AL*+UI & 98(6*B,7*A)60080V21*** | Centrally Ducted | N/A | N/A | 22800 | 24800 | 2.7082 | 20711.44 | 2.4109
Bryant | Bryant® Heating and Cooling Systems | Bryant® Extreme Heat Pump | 9893526 | HRCU-A-CB | 280ANV024*0**A* | CAP**4824AL*+UI & 98(6*B,7*A)66100V21*** | Centrally Ducted | N/A | N/A | 22800 | 24800 | 2.7383 | 20711.44 | 2.4377
Bryant | Bryant® Heating and Cooling Systems | Bryant® Extreme Heat Pump | 9893527 | HRCU-A-CB | 280ANV024*0**A* | CAP**6021AL*+UI & 98(6*B,7MA)60060V21*** | Centrally Ducted | N/A | N/A | 23000 | 24800 | 2.6788 | 20711.44 | 2.3847
Bryant | Bryant® Heating and Cooling Systems | Bryant® Extreme Heat Pump | 9893528 | HRCU-A-CB | 280ANV024*0**A* | CAP**6021AL*+UI & 98(6*B,7*A)60080V21*** | Centrally Ducted | N/A | N/A | 23000 | 24800 | 2.7082 | 20711.44 | 2.4109
Bryant | Bryant® Heating and Cooling Systems | Bryant® Extreme Heat Pump | 9893529 | HRCU-A-CB | 280ANV024*0**A* | CAP**6021AL*+UI & 98(6*B,7*A)66100V21*** | Centrally Ducted | N/A | N/A | 23000 | 24800 | 2.7082 | 20711.44 | 2.4109
Bryant | Bryant® Heating and Cooling Systems | Bryant® Extreme Heat Pump | 9893530 | HRCU-A-CB | 280ANV024*0**A* | CAP**6024AL*+UI & 98(6*B,7MA)60060V21*** | Centrally Ducted | N/A | N/A | 23000 | 24800 | 2.6788 | 20711.44 | 2.3847
Bryant | Bryant® Heating and Cooling Systems | Bryant® Extreme Heat Pump | 9893531 | HRCU-A-CB | 280ANV024*0**A* | CAP**6024AL*+UI & 98(6*B,7*A)60080V21*** | Centrally Ducted | N/A | N/A | 23000 | 24800 | 2.7082 | 20711.44 | 2.4109
Bryant | Bryant® Heating and Cooling Systems | Bryant® Extreme Heat Pump | 9893532 | HRCU-A-CB | 280ANV024*0**A* | CAP**6024AL*+UI & 98(6*B,7*A)66100V21*** | Centrally Ducted | N/A | N/A | 23000 | 24800 | 2.7082 | 20711.44 | 2.4109
Bryant | Bryant® Heating and Cooling Systems | Bryant® Extreme Heat Pump | 9893536 | HRCU-A-CB | 280ANV024*0**A* | CNPV*4221AL*+UI & 98(6*B,7MA)60060V21*** | Centrally Ducted | N/A | N/A | 23400 | 25200 | 2.5407 | 21138.48 | 2.2618
Bryant | Bryant® Heating and Cooling Systems | Bryant® Extreme Heat Pump | 9893537 | HRCU-A-CB | 280ANV024*0**A* | CNPV*4221AL*+UI & 98(6*B,7*A)60080V21*** | Centrally Ducted | N/A | N/A | 23200 | 25200 | 2.5669 | 20924.96 | 2.2851
Bryant | Bryant® Heating and Cooling Systems | Bryant® Extreme Heat Pump | 9893538 | HRCU-A-CB | 280ANV024*0**A* | CNPV*4221AL*+UI & 98(6*B,7*A)66100V21*** | Centrally Ducted | N/A | N/A | 23200 | 25000 | 2.5669 | 20924.96 | 2.2851
Bryant | Bryant® Heating and Cooling Systems | Bryant® Extreme Heat Pump | 9893539 | HRCU-A-CB | 280ANV024*0**A* | CNPV*4824AL*+UI & 98(6*B,7MA)60060V21*** | Centrally Ducted | N/A | N/A | 23200 | 25000 | 2.6773 | 20924.96 | 2.3834
Bryant | Bryant® Heating and Cooling Systems | Bryant® Extreme Heat Pump | 9893540 | HRCU-A-CB | 280ANV024*0**A* | CNPV*4824AL*+UI & 98(6*B,7*A)60080V21*** | Centrally Ducted | N/A | N/A | 23000 | 25000 | 2.6788 | 20711.44 | 2.3847
Bryant | Bryant® Heating and Cooling Systems | Bryant® Extreme Heat Pump | 9893541 | HRCU-A-CB | 280ANV024*0**A* | CNPV*4824AL*+UI & 98(6*B,7*A)66100V21*** | Centrally Ducted | N/A | N/A | 23000 | 25000 | 2.7082 | 20711.44 | 2.4109
Bryant | Bryant® Heating and Cooling Systems | Bryant® Extreme Heat Pump | 9893542 | HRCU-A-CB | 280ANV024*0**A* | CNPV*6024AL*+UI & 98(6*B,7MA)60060V21*** | Centrally Ducted | N/A | N/A | 23400 | 25000 | 2.6758 | 21138.48 | 2.3821
Bryant | Bryant® Heating and Cooling Systems | Bryant® Extreme Heat Pump | 9893543 | HRCU-A-CB | 280ANV024*0**A* | CNPV*6024AL*+UI & 98(6*B,7*A)60080V21*** | Centrally Ducted | N/A | N/A | 23200 | 25000 | 2.7064 | 20924.96 | 2.4093
Bryant | Bryant® Heating and Cooling Systems | Bryant® Extreme Heat Pump | 9893544 | HRCU-A-CB | 280ANV024*0**A* | CNPV*6024AL*+UI & 98(6*B,7*A)66100V21*** | Centrally Ducted | N/A | N/A | 23200 | 25000 | 2.7064 | 20924.96 | 2.4093
Bryant | Bryant® Heating and Cooling Systems | Bryant® Extreme Heat Pump | 9893545 | HRCU-A-CB | 280ANV024*0**A* | CSPH*3612AL*+UI & 98(6*B,7MA)60060V21*** | Centrally Ducted | N/A | N/A | 23200 | 25200 | 2.6209 | 20924.96 | 2.3332
Bryant | Bryant® Heating and Cooling Systems | Bryant® Extreme Heat Pump | 9893546 | HRCU-A-CB | 280ANV024*0**A* | CSPH*3612AL*+UI & 98(6*B,7*A)60080V21*** | Centrally Ducted | N/A | N/A | 23200 | 25000 | 2.6209 | 20924.96 | 2.3332
Bryant | Bryant® Heating and Cooling Systems | Bryant® Extreme Heat Pump | 9893547 | HRCU-A-CB | 280ANV024*0**A* | CSPH*3612AL*+UI & 98(6*B,7*A)66100V21*** | Centrally Ducted | N/A | N/A | 23200 | 25000 | 2.6209 | 20924.96 | 2.3332
Bryant | Bryant® Heating and Cooling Systems | Bryant® Extreme Heat Pump | 9893548 | HRCU-A-CB | 280ANV024*0**A* | CSPH*4212AL*+UI & 98(6*B,7MA)60060V21*** | Centrally Ducted | N/A | N/A | 23200 | 25000 | 2.6773 | 20924.96 | 2.3834
Bryant | Bryant® Heating and Cooling Systems | Bryant® Extreme Heat Pump | 9893549 | HRCU-A-CB | 280ANV024*0**A* | CSPH*4212AL*+UI & 98(6*B,7*A)60080V21*** | Centrally Ducted | N/A | N/A | 23200 | 25000 | 2.7064 | 20924.96 | 2.4093
Bryant | Bryant® Heating and Cooling Systems | Bryant® Extreme Heat Pump | 9893550 | HRCU-A-CB | 280ANV024*0**A* | CSPH*4212AL*+UI & 98(6*B,7*A)66100V21*** | Centrally Ducted | N/A | N/A | 23000 | 25000 | 2.6788 | 20711.44 | 2.3847
Bryant | Bryant® Heating and Cooling Systems | Bryant® Extreme Heat Pump | 9893551 | HRCU-A-CB | 280ANV024*0**A* | CSPH*4812AL*+UI & 98(6*B,7MA)60060V21*** | Centrally Ducted | N/A | N/A | 23200 | 25000 | 2.7064 | 20924.96 | 2.4093
Bryant | Bryant® Heating and Cooling Systems | Bryant® Extreme Heat Pump | 9893552 | HRCU-A-CB | 280ANV024*0**A* | CSPH*4812AL*+UI & 98(6*B,7*A)60080V21*** | Centrally Ducted | N/A | N/A | 23000 | 25000 | 2.7082 | 20711.44 | 2.4109
Bryant | Bryant® Heating and Cooling Systems | Bryant® Extreme Heat Pump | 9893553 | HRCU-A-CB | 280ANV024*0**A* | CSPH*4812AL*+UI & 98(6*B,7*A)66100V21*** | Centrally Ducted | N/A | N/A | 23000 | 24800 | 2.7082 | 20711.44 | 2.4109
Bryant | Bryant® Heating and Cooling Systems | Bryant® Extreme Heat Pump | 9893554 | HRCU-A-CB | 280ANV024*0**A* | CSPH*6012AL*+UI & 98(6*B,7MA)60060V21*** | Centrally Ducted | N/A | N/A | 23200 | 25000 | 2.7361 | 20924.96 | 2.4358
Bryant | Bryant® Heating and Cooling Systems | Bryant® Extreme Heat Pump | 9893555 | HRCU-A-CB | 280ANV024*0**A* | CSPH*6012AL*+UI & 98(6*B,7*A)60080V21*** | Centrally Ducted | N/A | N/A | 23200 | 25000 | 2.74 | 20924.96 | 2.4358
Bryant | Bryant | Evolution Series | 9893556 | HRCU-A-CB | 280ANV036000 | FE4ANB006L+UI | Centrally Ducted | N/A | N/A | 33400 | 31600 | 2.8064 | 23600 | 2.2027
Bryant | Bryant | Evolution Series | 9893607 | HRCU-A-CB | 280ANV036000 | FE4ANF002L+UI | Centrally Ducted | N/A | N/A | 35404 | 33496 | 2.6094 | 33496 | 2.7424
Bryant | Bryant | Evolution Series | 9893608 | HRCU-A-CB | 280ANV036000 | FE4AN(B,F)003L+UI | Centrally Ducted | N/A | N/A | 35738 | 33812 | 2.6341 | 25252 | 2.0674
Bryant | Bryant | Evolution Series | 9893614 | HRCU-A-CB | 280ANV036000 | FE4AN(B,F)005L+UI | Centrally Ducted | N/A | N/A | 33400 | 31600 | 2.6228 | 23600 | 2.0586
Bryant | Bryant® Heating and Cooling Systems | Bryant® Extreme Heat Pump | 9893647 | HRCU-A-CB | 280ANV036*0**A* | CSPH*4212AL*+UI & 98(6*B,7*A)66120V24*** | Centrally Ducted | N/A | N/A | 34600 | 30200 | 2.5141 | 26705.12 | 2.3044
Bryant | Bryant® Heating and Cooling Systems | Bryant® Extreme Heat Pump | 9893664 | HRCU-A-CB | 280ANV036*0**A* | CAP**4821AL*+UI & 98(6*B,7*A)60080V21*** | Centrally Ducted | N/A | N/A | 33600 | 30000 | 2.5134 | 25934.78 | 2.3465
Bryant | Bryant® Heating and Cooling Systems | Bryant® Extreme Heat Pump | 9893665 | HRCU-A-CB | 280ANV036*0**A* | CAP**4821AL*+UI & 98(6*B,7*A)66100V21*** | Centrally Ducted | N/A | N/A | 33600 | 29800 | 2.5382 | 25934.78 | 2.3695
Bryant | Bryant® Heating and Cooling Systems | Bryant® Extreme Heat Pump | 9893667 | HRCU-A-CB | 280ANV036*0**A* | CAP**4824AL*+UI & 98(6*B,7*A)60080V21*** | Centrally Ducted | N/A | N/A | 33600 | 29800 | 2.5382 | 25934.78 | 2.3219
Bryant | Bryant® Heating and Cooling Systems | Bryant® Extreme Heat Pump | 9893668 | HRCU-A-CB | 280ANV036*0**A* | CAP**4824AL*+UI & 98(6*B,7*A)66100V21*** | Centrally Ducted | N/A | N/A | 33600 | 29800 | 2.5382 | 25934.78 | 2.393
Bryant | Bryant® Heating and Cooling Systems | Bryant® Extreme Heat Pump | 9893679 | HRCU-A-CB | 280ANV036*0**A* | CNPV*4821AL*+UI & 98(6*B,7*A)60080V21*** | Centrally Ducted | N/A | N/A | 33800 | 30000 | 2.5134 | 25934.78 | 2.324
Bryant | Bryant® Heating and Cooling Systems | Bryant® Extreme Heat Pump | 9893680 | HRCU-A-CB | 280ANV036*0**A* | CNPV*4821AL*+UI & 98(6*B,7*A)66100V21*** | Centrally Ducted | N/A | N/A | 33800 | 30000 | 2.5382 | 25934.78 | 2.3695
Bryant | Bryant® Heating and Cooling Systems | Bryant® Extreme Heat Pump | 9893682 | HRCU-A-CB | 280ANV036*0**A* | CNPV*4824AL*+UI & 98(6*B,7*A)60080V21*** | Centrally Ducted | N/A | N/A | 33800 | 30000 | 2.5134 | 25934.78 | 2.3246
Bryant | Bryant® Heating and Cooling Systems | Bryant® Extreme Heat Pump | 9893683 | HRCU-A-CB | 280ANV036*0**A* | CNPV*4824AL*+UI & 98(6*B,7*A)66100V21*** | Centrally Ducted | N/A | N/A | 33800 | 30000 | 2.5382 | 25934.78 | 2.3695
Bryant | Bryant® Heating and Cooling Systems | Bryant® Extreme Heat Pump | 9893691 | HRCU-A-CB | 280ANV036*0**A* | CSPH*4212AL*+UI & 98(6*B,7*A)60080V21*** | Centrally Ducted | N/A | N/A | 34000 | 30200 | 2.5382 | 26191.56 | 2.3246
Bryant | Bryant® Heating and Cooling Systems | Bryant® Extreme Heat Pump | 9893692 | HRCU-A-CB | 280ANV036*0**A* | CSPH*4212AL*+UI & 98(6*B,7*A)66100V21*** | Centrally Ducted | N/A | N/A | 33800 | 30000 | 2.5382 | 25934.78 | 2.393
Bryant | Bryant® Heating and Cooling Systems | Bryant® Extreme Heat Pump | 9893694 | HRCU-A-CB | 280ANV036*0**A* | CSPH*4812AL*+UI & 98(6*B,7*A)60080V21*** | Centrally Ducted | N/A | N/A | 33800 | 30000 | 2.5382 | 25934.78 | 2.3465
Bryant | Bryant® Heating and Cooling Systems | Bryant® Extreme Heat Pump | 9893695 | HRCU-A-CB | 280ANV036*0**A* | CSPH*4812AL*+UI & 98(6*B,7*A)66100V21*** | Centrally Ducted | N/A | N/A | 33800 | 30000 | 2.5382 | 25934.78 | 2.393
Bryant | Bryant | Evolution | 201753409 | HRCU-A-CB-O | 38MPRAQ09AA3 | 619PHAQ09XA3 | Ductless | Singlezone | Non-ducted indoor units (Mini-splits) | 10000 | 7200 | 2.7805 | 13047 | 1.9751
Carrier | Bryant | Preferred Series | 8738645 | HRCU-A-CB-O | 38MAQB12R--3 | 619PEQ012BBMA | Ductless | Single-zone | Non-ducted indoor units (Mini-splits) | 11800 | 7800 | 2.64 | 12010 | 1.98
Carrier | Bryant | Preferred Series | 8738646 | HRCU-A-CB-O | 38MAQB09R--3 | 619PEQ009BBMA | Ductless | Single-zone | Non-ducted indoor units (Mini-splits) | 10900 | 6900 | 2.74 | 10900 | 1.98
Carrier | Carrier |  | 9118461 | HMSV-A-CB | 38MGRQ18B--3 | Non-Ducted Indoor Units | Ductless | Multi-zone | Non-ducted indoor units | 19000 | 12000 | 2.8135 | 13990 | 2.1466
Carrier | Bryant | Preferred Series | 9118462 | HMSV-A-CB | 38MGRQ18B--3 | Non-Ducted Indoor Units | Ductless | Multi-zone | Non-ducted indoor units | 19000 | 12000 | 2.8135 | 13990 | 2.1466
Carrier | Carrier |  | 9118473 | HMSV-A-CB | 38MGRQ36D--3 | Non-Ducted Indoor Units | Ductless | Multi-zone | Non-ducted indoor units | 36000 | 23200 | 2.7866 | 36080 | 1.9618
Carrier | Bryant | Preferred Series | 9118474 | HMSV-A-CB | 38MGRQ36D--3 | Non-Ducted Indoor Units | Ductless | Multi-zone | Non-ducted indoor units | 36000 | 23200 | 2.7866 | 36080 | 1.9618
Carrier | Carrier |  | 9118477 | HMSV-A-CB | 38MGRQ48E--3 | Non-Ducted Indoor Units | Ductless | Multi-zone | Non-ducted indoor units | 48000 | 29600 | 2.7025 | 36340 | 1.9759
Carrier | Bryant | Preferred Series | 9118478 | HMSV-A-CB | 38MGRQ48E--3 | Non-Ducted Indoor Units | Ductless | Multi-zone | Non-ducted indoor units | 48000 | 29600 | 2.7025 | 36340 | 1.9759
Carrier | Carrier |  | 9854626 | HMSV-A-CB | 38MGRQ30D--3 | Non-Ducted Indoor Units | Ductless | Multi-zone | Non-ducted indoor units | 28000 | 17400 | 2.7866 | 28220 | 2.0421
Carrier | Bryant | Preferred Series | 9854627 | HMSV-A-CB | 38MGRQ30D--3 | Non-Ducted Indoor Units | Ductless | Multi-zone | Non-ducted indoor units | 28000 | 17400 | 2.7866 | 28220 | 2.0421
Carrier | Carrier |  | 9892512 | HRCU-A-CB | 25VNA024A*030* | FE4ANF002L + UI | Centrally Ducted | N/A | N/A | 24000 | 25200 | 2.5567 | 19800 | 2.0741
Carrier | Carrier |  | 9892513 | HRCU-A-CB | 25VNA024A*030* | FE4AN(B,F)003L+UI | Centrally Ducted | N/A | N/A | 23800 | 25000 | 2.5364 | 19800 | 2.0741
Carrier | Carrier® Air Conditioning | Infinity® 20 Heat Pump with Greenspeed® Intelligence | 9892524 | HRCU-A-CB | 25VNA024A*030* | CAP**3617AL*+UI & 59*N*A080V17**14 | Centrally Ducted | N/A | N/A | 24000 | 25200 | 2.516 | 21779.04 | 2.2398
Carrier | Carrier® Air Conditioning | Infinity® 20 Heat Pump with Greenspeed® Intelligence | 9892526 | HRCU-A-CB | 25VNA024A*030* | CAP**3621AL*+UI & 59*N*A080V17**14 | Centrally Ducted | N/A | N/A | 24000 | 25200 | 2.516 | 21779.04 | 2.2398
Carrier | Carrier® Air Conditioning | Infinity® 20 Heat Pump with Greenspeed® Intelligence | 9892527 | HRCU-A-CB | 25VNA024A*030* | CAP**4221AL*+UI & 59*N*A060V17**14 | Centrally Ducted | N/A | N/A | 23800 | 25200 | 2.5407 | 21565.52 | 2.2618
Carrier | Carrier® Air Conditioning | Infinity® 20 Heat Pump with Greenspeed® Intelligence | 9892528 | HRCU-A-CB | 25VNA024A*030* | CAP**4221AL*+UI & 59*N*A080V17**14 | Centrally Ducted | N/A | N/A | 23800 | 25200 | 2.5661 | 21565.52 | 2.2844
Carrier | Carrier® Air Conditioning | Infinity® 20 Heat Pump with Greenspeed® Intelligence | 9892529 | HRCU-A-CB | 25VNA024A*030* | CAP**4224AL*+UI & 59*N*A120V24**22 | Centrally Ducted | N/A | N/A | 23600 | 25000 | 2.5663 | 21352 | 2.2846
Carrier | Carrier® Air Conditioning | Infinity® 20 Heat Pump with Greenspeed® Intelligence | 9892532 | HRCU-A-CB | 25VNA024A*030* | CAP**4821AL*+UI & 59*N*A060V17**14 | Centrally Ducted | N/A | N/A | 23200 | 25000 | 2.6773 | 20924.96 | 2.3834
Carrier | Carrier® Air Conditioning | Infinity® 20 Heat Pump with Greenspeed® Intelligence | 9892533 | HRCU-A-CB | 25VNA024A*030* | CAP**4821AL*+UI & 59*N*A080V17**14 | Centrally Ducted | N/A | N/A | 23200 | 24800 | 2.6773 | 20924.96 | 2.3834
Carrier | Carrier® Air Conditioning | Infinity® 20 Heat Pump with Greenspeed® Intelligence | 9892534 | HRCU-A-CB | 25VNA024A*030* | CAP**4824AL*+UI & 59*N*A120V24**22 | Centrally Ducted | N/A | N/A | 23000 | 24800 | 2.6788 | 20711.44 | 2.3847
Carrier | Carrier® Air Conditioning | Infinity® 20 Heat Pump with Greenspeed® Intelligence | 9892535 | HRCU-A-CB | 25VNA024A*030* | CAP**6021AL*+UI & 59*N*A060V17**14 | Centrally Ducted | N/A | N/A | 22800 | 24600 | 2.7082 | 20711.44 | 2.4109
Carrier | Carrier® Air Conditioning | Infinity® 20 Heat Pump with Greenspeed® Intelligence | 9892536 | HRCU-A-CB | 25VNA024A*030* | CAP**6021AL*+UI & 59*N*A080V17**14 | Centrally Ducted | N/A | N/A | 22800 | 24600 | 2.7082 | 20711.44 | 2.4109
Carrier | Carrier® Air Conditioning | Infinity® 20 Heat Pump with Greenspeed® Intelligence | 9892537 | HRCU-A-CB | 25VNA024A*030* | CAP**6024AL*+UI & 59*N*A120V24**22 | Centrally Ducted | N/A | N/A | 22600 | 24400 | 2.7101 | 20497.92 | 2.4126
Carrier | Carrier® Air Conditioning | Infinity® 20 Heat Pump with Greenspeed® Intelligence | 9892542 | HRCU-A-CB | 25VNA024A*030* | CNPV*4217AL*+UI & 59*N*A060V17**14 | Centrally Ducted | N/A | N/A | 23400 | 25200 | 2.6201 | 21138.48 | 2.3325
Carrier | Carrier® Air Conditioning | Infinity® 20 Heat Pump with Greenspeed® Intelligence | 9892543 | HRCU-A-CB | 25VNA024A*030* | CNPV*4217AL*+UI & 59*N*A080V17**14 | Centrally Ducted | N/A | N/A | 23400 | 25200 | 2.6201 | 21138.48 | 2.3325
Carrier | Carrier® Air Conditioning | Infinity® 20 Heat Pump with Greenspeed® Intelligence | 9892544 | HRCU-A-CB | 25VNA024A*030* | CNPV*4221AL*+UI & 59*N*A060V17**14 | Centrally Ducted | N/A | N/A | 23600 | 25200 | 2.5407 | 21352 | 2.2618
Carrier | Carrier® Air Conditioning | Infinity® 20 Heat Pump with Greenspeed® Intelligence | 9892545 | HRCU-A-CB | 25VNA024A*030* | CNPV*4221AL*+UI & 59*N*A080V17**14 | Centrally Ducted | N/A | N/A | 23400 | 25200 | 2.5407 | 21138.48 | 2.2618
Carrier | Carrier® Air Conditioning | Infinity® 20 Heat Pump with Greenspeed® Intelligence | 9892546 | HRCU-A-CB | 25VNA024A*030* | CNPV*4821AL*+UI & 59*N*A060V17**14 | Centrally Ducted | N/A | N/A | 23400 | 25000 | 2.6758 | 21138.48 | 2.3821
Carrier | Carrier® Air Conditioning | Infinity® 20 Heat Pump with Greenspeed® Intelligence | 9892547 | HRCU-A-CB | 25VNA024A*030* | CNPV*4821AL*+UI & 59*N*A080V17**14 | Centrally Ducted | N/A | N/A | 23200 | 25000 | 2.6773 | 20924.96 | 2.3834
Carrier | Carrier® Air Conditioning | Infinity® 20 Heat Pump with Greenspeed® Intelligence | 9892548 | HRCU-A-CB | 25VNA024A*030* | CNPV*4824AL*+UI & 59*N*A120V24**22 | Centrally Ducted | N/A | N/A | 23200 | 25000 | 2.7064 | 20924.96 | 2.4093
Carrier | Carrier® Air Conditioning | Infinity® 20 Heat Pump with Greenspeed® Intelligence | 9892549 | HRCU-A-CB | 25VNA024A*030* | CNPV*6024AL*+UI & 59*N*A120V24**22 | Centrally Ducted | N/A | N/A | 23400 | 25000 | 2.7046 | 21138.48 | 2.4077
Carrier | Carrier® Air Conditioning | Infinity® 20 Heat Pump with Greenspeed® Intelligence | 9892550 | HRCU-A-CB | 25VNA024A*030* | CSPH*3612AL*+UI & 59*N*A060V17**14 | Centrally Ducted | N/A | N/A | 24000 | 25200 | 2.6177 | 21779.04 | 2.3303
Carrier | Carrier® Air Conditioning | Infinity® 20 Heat Pump with Greenspeed® Intelligence | 9892551 | HRCU-A-CB | 25VNA024A*030* | CSPH*3612AL*+UI & 59*N*A080V17**14 | Centrally Ducted | N/A | N/A | 23800 | 25200 | 2.6454 | 21565.52 | 2.355
Carrier | Carrier® Air Conditioning | Infinity® 20 Heat Pump with Greenspeed® Intelligence | 9892552 | HRCU-A-CB | 25VNA024A*030* | CSPH*3612AL*+UI & 59*N*A120V24**22 | Centrally Ducted | N/A | N/A | 23800 | 25000 | 2.6454 | 21565.52 | 2.355
Carrier | Carrier® Air Conditioning | Infinity® 20 Heat Pump with Greenspeed® Intelligence | 9892553 | HRCU-A-CB | 25VNA024A*030* | CSPH*4212AL*+UI & 59*N*A060V17**14 | Centrally Ducted | N/A | N/A | 23800 | 25200 | 2.673 | 21565.52 | 2.3796
Carrier | Carrier® Air Conditioning | Infinity® 20 Heat Pump with Greenspeed® Intelligence | 9892554 | HRCU-A-CB | 25VNA024A*030* | CSPH*4212AL*+UI & 59*N*A080V17**14 | Centrally Ducted | N/A | N/A | 23800 | 25000 | 2.673 | 21565.52 | 2.3796
Carrier | Carrier® Air Conditioning | Infinity® 20 Heat Pump with Greenspeed® Intelligence | 9892555 | HRCU-A-CB | 25VNA024A*030* | CSPH*4212AL*+UI & 59*N*A120V24**22 | Centrally Ducted | N/A | N/A | 23600 | 25000 | 2.6744 | 21352 | 2.3808
Carrier | Carrier® Air Conditioning | Infinity® 20 Heat Pump with Greenspeed® Intelligence | 9892556 | HRCU-A-CB | 25VNA024A*030* | CSPH*4812AL*+UI & 59*N*A060V17**14 | Centrally Ducted | N/A | N/A | 23400 | 25000 | 2.7046 | 21138.48 | 2.4077
Carrier | Carrier® Air Conditioning | Infinity® 20 Heat Pump with Greenspeed® Intelligence | 9892557 | HRCU-A-CB | 25VNA024A*030* | CSPH*4812AL*+UI & 59*N*A080V17**14 | Centrally Ducted | N/A | N/A | 23400 | 25000 | 2.7046 | 21138.48 | 2.4077
Carrier | Carrier® Air Conditioning | Infinity® 20 Heat Pump with Greenspeed® Intelligence | 9892558 | HRCU-A-CB | 25VNA024A*030* | CSPH*4812AL*+UI & 59*N*A120V24**22 | Centrally Ducted | N/A | N/A | 23200 | 25000 | 2.7361 | 20924.96 | 2.4358
Carrier | Carrier® Air Conditioning | Infinity® 20 Heat Pump with Greenspeed® Intelligence | 9892559 | HRCU-A-CB | 25VNA024A*030* | CSPH*6012AL*+UI & 59*N*A060V17**14 | Centrally Ducted | N/A | N/A | 23600 | 25000 | 2.7028 | 21352 | 2.4061
Carrier | Carrier® Air Conditioning | Infinity® 20 Heat Pump with Greenspeed® Intelligence | 9892560 | HRCU-A-CB | 25VNA024A*030* | CSPH*6012AL*+UI & 59*N*A080V17**14 | Centrally Ducted | N/A | N/A | 23400 | 25000 | 2.734 | 21138.48 | 2.4339
Carrier | Carrier® Air Conditioning | Infinity® 20 Heat Pump with Greenspeed® Intelligence | 9892561 | HRCU-A-CB | 25VNA024A*030* | CSPH*6012AL*+UI & 59*N*A120V24**22 | Centrally Ducted | N/A | N/A | 23400 | 25000 | 2.734 | 21138.48 | 2.4339
Carrier | Carrier® Air Conditioning | Infinity® 20 Heat Pump with Greenspeed® Intelligence | 9892564 | HRCU-A-CB | 25VNA024A*030* | CAP**3621AL*+UI & 59*N*A100V21**22 | Centrally Ducted | N/A | N/A | 23000 | 25000 | 2.5148 | 20711.44 | 2.2387
Carrier | Carrier® Air Conditioning | Infinity® 20 Heat Pump with Greenspeed® Intelligence | 9892565 | HRCU-A-CB | 25VNA024A*030* | CAP**4221AL*+UI & 59MN7A060V21**20 | Centrally Ducted | N/A | N/A | 23000 | 25200 | 2.5407 | 20711.44 | 2.2618
Carrier | Carrier® Air Conditioning | Infinity® 20 Heat Pump with Greenspeed® Intelligence | 9892566 | HRCU-A-CB | 25VNA024A*030* | CAP**4221AL*+UI & 59*N*A080V21**20 | Centrally Ducted | N/A | N/A | 23000 | 25000 | 2.5671 | 20711.44 | 2.2853
Carrier | Carrier® Air Conditioning | Infinity® 20 Heat Pump with Greenspeed® Intelligence | 9892567 | HRCU-A-CB | 25VNA024A*030* | CAP**4221AL*+UI & 59*N*A100V21**22 | Centrally Ducted | N/A | N/A | 23000 | 25000 | 2.5671 | 20711.44 | 2.2853
Carrier | Carrier® Air Conditioning | Infinity® 20 Heat Pump with Greenspeed® Intelligence | 9892568 | HRCU-A-CB | 25VNA024A*030* | CAP**4224AL*+UI & 59MN7A060V21**20 | Centrally Ducted | N/A | N/A | 23000 | 25200 | 2.5407 | 20711.44 | 2.2618
Carrier | Carrier® Air Conditioning | Infinity® 20 Heat Pump with Greenspeed® Intelligence | 9892569 | HRCU-A-CB | 25VNA024A*030* | CAP**4224AL*+UI & 59*N*A080V21**20 | Centrally Ducted | N/A | N/A | 23000 | 25000 | 2.5671 | 20711.44 | 2.2853
Carrier | Carrier® Air Conditioning | Infinity® 20 Heat Pump with Greenspeed® Intelligence | 9892570 | HRCU-A-CB | 25VNA024A*030* | CAP**4224AL*+UI & 59*N*A100V21**22 | Centrally Ducted | N/A | N/A | 23000 | 25000 | 2.5671 | 20711.44 | 2.2853
Carrier | Carrier® Air Conditioning | Infinity® 20 Heat Pump with Greenspeed® Intelligence | 9892571 | HRCU-A-CB | 25VNA024A*030* | CAP**4821AL*+UI & 59MN7A060V21**20 | Centrally Ducted | N/A | N/A | 22800 | 24800 | 2.7082 | 20711.44 | 2.4109
Carrier | Carrier® Air Conditioning | Infinity® 20 Heat Pump with Greenspeed® Intelligence | 9892572 | HRCU-A-CB | 25VNA024A*030* | CAP**4821AL*+UI & 59*N*A080V21**20 | Centrally Ducted | N/A | N/A | 22800 | 24800 | 2.7082 | 20711.44 | 2.4109
Carrier | Carrier® Air Conditioning | Infinity® 20 Heat Pump with Greenspeed® Intelligence | 9892573 | HRCU-A-CB | 25VNA024A*030* | CAP**4821AL*+UI & 59*N*A100V21**22 | Centrally Ducted | N/A | N/A | 22800 | 24800 | 2.7082 | 20711.44 | 2.4109
Carrier | Carrier® Air Conditioning | Infinity® 20 Heat Pump with Greenspeed® Intelligence | 9892574 | HRCU-A-CB | 25VNA024A*030* | CAP**4824AL*+UI & 59MN7A060V21**20 | Centrally Ducted | N/A | N/A | 22800 | 24800 | 2.7082 | 20711.44 | 2.4109
Carrier | Carrier® Air Conditioning | Infinity® 20 Heat Pump with Greenspeed® Intelligence | 9892575 | HRCU-A-CB | 25VNA024A*030* | CAP**4824AL*+UI & 59*N*A080V21**20 | Centrally Ducted | N/A | N/A | 22800 | 24800 | 2.7082 | 20711.44 | 2.4109
Carrier | Carrier® Air Conditioning | Infinity® 20 Heat Pump with Greenspeed® Intelligence | 9892576 | HRCU-A-CB | 25VNA024A*030* | CAP**4824AL*+UI & 59*N*A100V21**22 | Centrally Ducted | N/A | N/A | 22800 | 24800 | 2.7383 | 20711.44 | 2.4377
Carrier | Carrier® Air Conditioning | Infinity® 20 Heat Pump with Greenspeed® Intelligence | 9892577 | HRCU-A-CB | 25VNA024A*030* | CAP**6021AL*+UI & 59MN7A060V21**20 | Centrally Ducted | N/A | N/A | 23000 | 24800 | 2.6788 | 20711.44 | 2.3847
Carrier | Carrier® Air Conditioning | Infinity® 20 Heat Pump with Greenspeed® Intelligence | 9892578 | HRCU-A-CB | 25VNA024A*030* | CAP**6021AL*+UI & 59*N*A080V21**20 | Centrally Ducted | N/A | N/A | 23000 | 24800 | 2.7082 | 20711.44 | 2.4109
Carrier | Carrier® Air Conditioning | Infinity® 20 Heat Pump with Greenspeed® Intelligence | 9892579 | HRCU-A-CB | 25VNA024A*030* | CAP**6021AL*+UI & 59*N*A100V21**22 | Centrally Ducted | N/A | N/A | 23000 | 24800 | 2.7082 | 20711.44 | 2.4109
Carrier | Carrier® Air Conditioning | Infinity® 20 Heat Pump with Greenspeed® Intelligence | 9892580 | HRCU-A-CB | 25VNA024A*030* | CAP**6024AL*+UI & 59MN7A060V21**20 | Centrally Ducted | N/A | N/A | 23000 | 24800 | 2.6788 | 20711.44 | 2.3847
Carrier | Carrier® Air Conditioning | Infinity® 20 Heat Pump with Greenspeed® Intelligence | 9892581 | HRCU-A-CB | 25VNA024A*030* | CAP**6024AL*+UI & 59*N*A080V21**20 | Centrally Ducted | N/A | N/A | 23000 | 24800 | 2.7082 | 20711.44 | 2.4109
Carrier | Carrier® Air Conditioning | Infinity® 20 Heat Pump with Greenspeed® Intelligence | 9892582 | HRCU-A-CB | 25VNA024A*030* | CAP**6024AL*+UI & 59*N*A100V21**22 | Centrally Ducted | N/A | N/A | 23000 | 24800 | 2.7082 | 20711.44 | 2.4109
Carrier | Carrier® Air Conditioning | Infinity® 20 Heat Pump with Greenspeed® Intelligence | 9892586 | HRCU-A-CB | 25VNA024A*030* | CNPV*4221AL*+UI & 59MN7A060V21**20 | Centrally Ducted | N/A | N/A | 23400 | 25200 | 2.5407 | 21138.48 | 2.2618
Carrier | Carrier® Air Conditioning | Infinity® 20 Heat Pump with Greenspeed® Intelligence | 9892587 | HRCU-A-CB | 25VNA024A*030* | CNPV*4221AL*+UI & 59*N*A080V21**20 | Centrally Ducted | N/A | N/A | 23200 | 25200 | 2.5669 | 20924.96 | 2.2851
Carrier | Carrier® Air Conditioning | Infinity® 20 Heat Pump with Greenspeed® Intelligence | 9892588 | HRCU-A-CB | 25VNA024A*030* | CNPV*4221AL*+UI & 59*N*A100V21**22 | Centrally Ducted | N/A | N/A | 23200 | 25000 | 2.5669 | 20924.96 | 2.2851
Carrier | Carrier® Air Conditioning | Infinity® 20 Heat Pump with Greenspeed® Intelligence | 9892589 | HRCU-A-CB | 25VNA024A*030* | CNPV*4824AL*+UI & 59MN7A060V21**20 | Centrally Ducted | N/A | N/A | 23200 | 25000 | 2.6773 | 20924.96 | 2.3834
Carrier | Carrier® Air Conditioning | Infinity® 20 Heat Pump with Greenspeed® Intelligence | 9892590 | HRCU-A-CB | 25VNA024A*030* | CNPV*4824AL*+UI & 59*N*A080V21**20 | Centrally Ducted | N/A | N/A | 23000 | 25000 | 2.6788 | 20711.44 | 2.3847
Carrier | Carrier® Air Conditioning | Infinity® 20 Heat Pump with Greenspeed® Intelligence | 9892591 | HRCU-A-CB | 25VNA024A*030* | CNPV*4824AL*+UI & 59*N*A100V21**22 | Centrally Ducted | N/A | N/A | 23000 | 25000 | 2.7082 | 20711.44 | 2.4109
Carrier | Carrier® Air Conditioning | Infinity® 20 Heat Pump with Greenspeed® Intelligence | 9892592 | HRCU-A-CB | 25VNA024A*030* | CNPV*6024AL*+UI & 59MN7A060V21**20 | Centrally Ducted | N/A | N/A | 23400 | 25000 | 2.6758 | 21138.48 | 2.3821
Carrier | Carrier® Air Conditioning | Infinity® 20 Heat Pump with Greenspeed® Intelligence | 9892593 | HRCU-A-CB | 25VNA024A*030* | CNPV*6024AL*+UI & 59*N*A080V21**20 | Centrally Ducted | N/A | N/A | 23200 | 25000 | 2.7064 | 20924.96 | 2.4093
Carrier | Carrier® Air Conditioning | Infinity® 20 Heat Pump with Greenspeed® Intelligence | 9892594 | HRCU-A-CB | 25VNA024A*030* | CNPV*6024AL*+UI & 59*N*A100V21**22 | Centrally Ducted | N/A | N/A | 23200 | 25000 | 2.7064 | 20924.96 | 2.4093
Carrier | Carrier® Air Conditioning | Infinity® 20 Heat Pump with Greenspeed® Intelligence | 9892595 | HRCU-A-CB | 25VNA024A*030* | CSPH*3612AL*+UI & 59MN7A060V21**20 | Centrally Ducted | N/A | N/A | 23200 | 25200 | 2.6209 | 20924.96 | 2.3332
Carrier | Carrier® Air Conditioning | Infinity® 20 Heat Pump with Greenspeed® Intelligence | 9892596 | HRCU-A-CB | 25VNA024A*030* | CSPH*3612AL*+UI & 59*N*A080V21**20 | Centrally Ducted | N/A | N/A | 23200 | 25000 | 2.6209 | 20924.96 | 2.3332
Carrier | Carrier® Air Conditioning | Infinity® 20 Heat Pump with Greenspeed® Intelligence | 9892597 | HRCU-A-CB | 25VNA024A*030* | CSPH*3612AL*+UI & 59*N*A100V21**22 | Centrally Ducted | N/A | N/A | 23200 | 25000 | 2.6209 | 20924.96 | 2.3332
Carrier | Carrier® Air Conditioning | Infinity® 20 Heat Pump with Greenspeed® Intelligence | 9892598 | HRCU-A-CB | 25VNA024A*030* | CSPH*4212AL*+UI & 59MN7A060V21**20 | Centrally Ducted | N/A | N/A | 23200 | 25000 | 2.6773 | 20924.96 | 2.3834
Carrier | Carrier® Air Conditioning | Infinity® 20 Heat Pump with Greenspeed® Intelligence | 9892599 | HRCU-A-CB | 25VNA024A*030* | CSPH*4212AL*+UI & 59*N*A080V21**20 | Centrally Ducted | N/A | N/A | 23200 | 25000 | 2.7064 | 20924.96 | 2.4093
Carrier | Carrier® Air Conditioning | Infinity® 20 Heat Pump with Greenspeed® Intelligence | 9892600 | HRCU-A-CB | 25VNA024A*030* | CSPH*4212AL*+UI & 59*N*A100V21**22 | Centrally Ducted | N/A | N/A | 23000 | 25000 | 2.6788 | 20711.44 | 2.3847
Carrier | Carrier® Air Conditioning | Infinity® 20 Heat Pump with Greenspeed® Intelligence | 9892601 | HRCU-A-CB | 25VNA024A*030* | CSPH*4812AL*+UI & 59MN7A060V21**20 | Centrally Ducted | N/A | N/A | 23200 | 25000 | 2.7064 | 20924.96 | 2.4093
Carrier | Carrier® Air Conditioning | Infinity® 20 Heat Pump with Greenspeed® Intelligence | 9892602 | HRCU-A-CB | 25VNA024A*030* | CSPH*4812AL*+UI & 59*N*A080V21**20 | Centrally Ducted | N/A | N/A | 23000 | 25000 | 2.7082 | 20711.44 | 2.4109
Carrier | Carrier® Air Conditioning | Infinity® 20 Heat Pump with Greenspeed® Intelligence | 9892603 | HRCU-A-CB | 25VNA024A*030* | CSPH*4812AL*+UI & 59*N*A100V21**22 | Centrally Ducted | N/A | N/A | 23000 | 24800 | 2.7082 | 20711.44 | 2.4109
Carrier | Carrier® Air Conditioning | Infinity® 20 Heat Pump with Greenspeed® Intelligence | 9892604 | HRCU-A-CB | 25VNA024A*030* | CSPH*6012AL*+UI & 59MN7A060V21**20 | Centrally Ducted | N/A | N/A | 23200 | 25000 | 2.7361 | 20924.96 | 2.4358
Carrier | Carrier® Air Conditioning | Infinity® 20 Heat Pump with Greenspeed® Intelligence | 9892605 | HRCU-A-CB | 25VNA024A*030* | CSPH*6012AL*+UI & 59*N*A080V21**20 | Centrally Ducted | N/A | N/A | 23200 | 25000 | 2.74 | 20924.96 | 2.4358
Carrier | Carrier® Air Conditioning | Infinity® 20 Heat Pump with Greenspeed® Intelligence | 9892606 | HRCU-A-CB | 25VNA024A*030* | CSPH*6012AL*+UI & 59*N*A100V21**22 | Centrally Ducted | N/A | N/A | 23200 | 25000 | 2.74 | 20924.96 | 2.4358
Carrier | Carrier |  | 9892607 | HRCU-A-CB | 25VNA036A*030* | FE4ANB006L+UI | Centrally Ducted | N/A | N/A | 33400 | 31600 | 2.8064 | 23600 | 2.2027
Carrier | Carrier |  | 9892658 | HRCU-A-CB | 25VNA036A*030* | FE4ANF002L+UI | Centrally Ducted | N/A | N/A | 35404 | 33496 | 2.6094 | 33496 | 2.7424
Carrier | Carrier |  | 9892659 | HRCU-A-CB | 25VNA036A*030* | FE4AN(B,F)003L+UI | Centrally Ducted | N/A | N/A | 35738 | 33812 | 2.6341 | 25252 | 2.0674
Carrier | Carrier |  | 9892665 | HRCU-A-CB | 25VNA036A*030* | FE4AN(B,F)005L+UI | Centrally Ducted | N/A | N/A | 33400 | 31600 | 2.6228 | 23600 | 2.0586
Carrier | Carrier® Air Conditioning | Infinity® 20 Heat Pump with Greenspeed® Intelligence | 9892698 | HRCU-A-CB | 25VNA036A*030* | CSPH*4212AL*+UI & 59*N*A120V24**22 | Centrally Ducted | N/A | N/A | 34600 | 30200 | 2.5141 | 26705.12 | 2.3044
Carrier | Carrier® Air Conditioning | Infinity® 20 Heat Pump with Greenspeed® Intelligence | 9892715 | HRCU-A-CB | 25VNA036A*030* | CAP**4821AL*+UI & 59*N*A080V21**20 | Centrally Ducted | N/A | N/A | 33600 | 30000 | 2.5134 | 25934.78 | 2.3465
Carrier | Carrier® Air Conditioning | Infinity® 20 Heat Pump with Greenspeed® Intelligence | 9892716 | HRCU-A-CB | 25VNA036A*030* | CAP**4821AL*+UI & 59*N*A100V21**22 | Centrally Ducted | N/A | N/A | 33600 | 29800 | 2.5382 | 25934.78 | 2.3695
Carrier | Carrier® Air Conditioning | Infinity® 20 Heat Pump with Greenspeed® Intelligence | 9892718 | HRCU-A-CB | 25VNA036A*030* | CAP**4824AL*+UI & 59*N*A080V21**20 | Centrally Ducted | N/A | N/A | 33600 | 29800 | 2.5382 | 25934.78 | 2.3219
Carrier | Carrier® Air Conditioning | Infinity® 20 Heat Pump with Greenspeed® Intelligence | 9892719 | HRCU-A-CB | 25VNA036A*030* | CAP**4824AL*+UI & 59*N*A100V21**22 | Centrally Ducted | N/A | N/A | 33600 | 29800 | 2.5382 | 25934.78 | 2.393
Carrier | Carrier® Air Conditioning | Infinity® 20 Heat Pump with Greenspeed® Intelligence | 9892730 | HRCU-A-CB | 25VNA036A*030* | CNPV*4821AL*+UI & 59*N*A080V21**20 | Centrally Ducted | N/A | N/A | 33800 | 30000 | 2.5134 | 25934.78 | 2.324
Carrier | Carrier® Air Conditioning | Infinity® 20 Heat Pump with Greenspeed® Intelligence | 9892731 | HRCU-A-CB | 25VNA036A*030* | CNPV*4821AL*+UI & 59*N*A100V21**22 | Centrally Ducted | N/A | N/A | 33800 | 30000 | 2.5382 | 25934.78 | 2.3695
Carrier | Carrier® Air Conditioning | Infinity® 20 Heat Pump with Greenspeed® Intelligence | 9892733 | HRCU-A-CB | 25VNA036A*030* | CNPV*4824AL*+UI & 59*N*A080V21**20 | Centrally Ducted | N/A | N/A | 33800 | 30000 | 2.5134 | 25934.78 | 2.3246
Carrier | Carrier® Air Conditioning | Infinity® 20 Heat Pump with Greenspeed® Intelligence | 9892734 | HRCU-A-CB | 25VNA036A*030* | CNPV*4824AL*+UI & 59*N*A100V21**22 | Centrally Ducted | N/A | N/A | 33800 | 30000 | 2.5382 | 25934.78 | 2.3695
Carrier | Carrier® Air Conditioning | Infinity® 20 Heat Pump with Greenspeed® Intelligence | 9892742 | HRCU-A-CB | 25VNA036A*030* | CSPH*4212AL*+UI & 59*N*A080V21**20 | Centrally Ducted | N/A | N/A | 34000 | 30200 | 2.5382 | 26191.56 | 2.3246
Carrier | Carrier® Air Conditioning | Infinity® 20 Heat Pump with Greenspeed® Intelligence | 9892743 | HRCU-A-CB | 25VNA036A*030* | CSPH*4212AL*+UI & 59*N*A100V21**22 | Centrally Ducted | N/A | N/A | 33800 | 30000 | 2.5382 | 25934.78 | 2.393
Carrier | Carrier® Air Conditioning | Infinity® 20 Heat Pump with Greenspeed® Intelligence | 9892745 | HRCU-A-CB | 25VNA036A*030* | CSPH*4812AL*+UI & 59*N*A080V21**20 | Centrally Ducted | N/A | N/A | 33800 | 30000 | 2.5382 | 25934.78 | 2.3465
Carrier | Carrier® Air Conditioning | Infinity® 20 Heat Pump with Greenspeed® Intelligence | 9892746 | HRCU-A-CB | 25VNA036A*030* | CSPH*4812AL*+UI & 59*N*A100V21**22 | Centrally Ducted | N/A | N/A | 33800 | 30000 | 2.5382 | 25934.78 | 2.393
Carrier | Carrier | Infinity | 201753408 | HRCU-A-CB-O | 38MPRAQ09AA3 | 40MPHAQ09XA3 | Ductless | Singlezone | Non-ducted indoor units (Mini-splits) | 10000 | 7200 | 2.7805 | 13047 | 1.9751
Carrier | Carrier |  | 7992954 | HRCU-A-CB-O | 38GRQB09---301 | 40GRQB09H--301 | Ductless | Single-zone | Non-ducted indoor units (Mini-splits) | 9000 | 5500 | 2.893 | 10488 | 1.979
Carrier | Carrier |  | 7992956 | HRCU-A-CB-O | 38GRQB12---301 | 40GRQB12H--301 | Ductless | Single-zone | Non-ducted indoor units (Mini-splits) | 13000 | 13000 | 3.143 | 13000 | 2.76
Carrier | Carrier |  | 7992958 | HRCU-A-CB-O | 38GRQB18---301 | 40GRQB18H--301 | Ductless | Single-zone | Non-ducted indoor units (Mini-splits) | 19000 | 12717 | 2.501 | 19190 | 2.85
Carrier | Carrier |  | 8738635 | HRCU-A-CB-O | 38MAQB09R--3 | 40MAQB09B--3 | Ductless | Single-zone | Non-ducted indoor units (Mini-splits) | 10900 | 6900 | 2.74 | 10900 | 1.98
Carrier | Carrier |  | 8738636 | HRCU-A-CB-O | 38MAQB12R--3 | 40MAQB12B--3 | Ductless | Single-zone | Non-ducted indoor units (Mini-splits) | 11800 | 7800 | 2.64 | 12010 | 1.98
COMFORTMAKER | COMFORTMAKER |  | 201835554 | HRCU-A-CB-O | DLCPRAH09AAK | DLFPHAH09XAK | Ductless | Singlezone | Non-ducted indoor units (Mini-splits) | 10000 | 7200 | 2.7805 | 13047 | 1.9751
COMFORTMAKER | COMFORTMAKER |  | 201835561 | HRCU-A-CB-O | DLCSRAH09AAJ | DLFSHAH09XAJ | Ductless | Singlezone | Non-ducted indoor units (Mini-splits) | 9800 | 5600 | 2.6499 | 6880 | 1.9499
COMFORTMAKER | COMFORTMAKER |  | 201835562 | HRCU-A-CB-O | DLCSRAH12AAJ | DLFSHAH12XAJ | Ductless | Singlezone | Non-ducted indoor units (Mini-splits) | 11800 | 7100 | 2.5999 | 7800 | 2.0099
COMFORTMAKER | COMFORTMAKER |  | 201835587 | HRCU-A-CB | DLCSRAH24AAK | DLFSDAH24XAK | Ductless | Singlezone | ducted indoor units (Mini-splits) | 24000 | 17400 | 2.9699 | 30000 | 1.9299
Daikin | Daikin |  | 201851572 | HRCU-A-CB | RX15RMVJU | FDMQ15RVJU | Ductless | Single zone | ducted indoor units (Mini-splits) | 18000 | 11500 | 2.88 | 9220 | 2.29
Daikin AC (Americas), Inc | Daikin | LV Series | 5265753 | HRCU-A-CB-O | RXS09LVJU | FTXS09LVJU | Ductless | Single-zone | Non-ducted indoor units (Mini-splits) | 12000 | 6520 | 3.48 | 6968 | 2.43
Daikin AC (Americas), Inc | Daikin | LV Series | 5265755 | HRCU-A-CB-O | RXS12LVJU | FTXS12LVJU | Ductless | Single-zone | Non-ducted indoor units (Mini-splits) | 14400 | 7816 | 3.4 | 8051 | 2.81
Daikin AC (Americas), Inc | Daikin | LV Series | 5265756 | HRCU-A-CB-O | RXS15LVJU | FTXS15LVJU | Ductless | Single-zone | Non-ducted indoor units (Mini-splits) | 18000 | 9780 | 3.13 | 9972 | 2.69
Daikin AC (Americas), Inc | Daikin | LV Series | 5265757 | HRCU-A-CB-O | RXS18LVJU | FTXS18LVJU | Ductless | Single-zone | Non-ducted indoor units (Mini-splits) | 21600 | 11725 | 2.89 | 11924 | 2.49
Daikin AC (Americas), Inc | Daikin | LV Series | 5265758 | HRCU-A-CB-O | RXS24LVJU | FTXS24LVJU | Ductless | Single-zone | Non-ducted indoor units (Mini-splits) | 25400 | 13781 | 2.63 | 14028 | 2.26
Daikin AC (Americas), Inc | Daikin | MXS Series | 8103542 | HMSV-A-CB | 2MXS18NMVJU | CTXS09HVJU+CTXS09LVJU | Ductless | Multi-zone | Non-ducted indoor units | 18900 | 12780 | 3.37 | 13150 | 2.76
Daikin AC (Americas), Inc | Daikin | MXS Series | 8103869 | HMSV-A-CB | 3MXS24NMVJU | CTXS07LVJU+CTXS09LVJU+CTXS09LVJU | Ductless | Multi-zone | Non-ducted indoor units | 24000 | 16230 | 3.69 | 18930 | 2.26
Daikin AC (Americas), Inc | Daikin | Aurora Series | 8849330 | HRCU-A-CB-O | RXL15QMVJU | FTX15NMVJU | Ductless | Single-zone | Non-ducted indoor units (Mini-splits) | 18295 | 11904 | 2.98 | 18254 | 2.27
Daikin AC (Americas), Inc | Daikin | Aurora Series | 8849445 | HRCU-A-CB-O | RXL15QMVJU | FVXS15NVJU | Ductless | Single-zone | Non-ducted indoor units (Mini-splits) | 18056 | 11751 | 2.82 | 18015 | 2.4
Daikin AC (Americas), Inc | Daikin | Aurora Series | 8849458 | HRCU-A-CB-O | RXL12QMVJU | FTX12NMVJU | Ductless | Single-zone | Non-ducted indoor units (Mini-splits) | 13679 | 8902 | 2.92 | 14330 | 2.26
Daikin AC (Americas), Inc | Daikin | Aurora Series | 8849459 | HRCU-A-CB-O | RXL09QMVJU | FVXS09NVJU | Ductless | Single-zone | Non-ducted indoor units (Mini-splits) | 10089 | 6565 | 3.06 | 10065 | 2.13
Daikin AC (Americas), Inc | Daikin | Aurora Series | 8849533 | HRCU-A-CB-O | RXL09QMVJU | FTX09NMVJU | Ductless | Single-zone | Non-ducted indoor units (Mini-splits) | 10942 | 7121 | 3.14 | 10918 | 1.97
Daikin AC (Americas), Inc | Daikin | MXL Aurora Series | 8849535 | HMSV-A-CB | 2MXL18QMVJU | Non-Ducted Indoor Units | Ductless | Multi-zone | Non-ducted indoor units | 18940 | 12330 | 3.14 | 18930 | 2.12
Daikin AC (Americas), Inc | Daikin | MXL Aurora Series | 8849539 | HMSV-A-CB | 3MXL24QMVJU | CTXS07LVJU+FTXS09LVJU+FTXS09LVJU | Ductless | Multi-zone | Non-ducted indoor units | 24000 | 15670 | 3.4 | 21600 | 2.17
Daikin AC (Americas), Inc | Daikin | Vista | 9966569 | HRCU-A-CB-O | RX09QMVJU | FFQ09Q2VJU | Ductless | Single-zone | Non-ducted indoor units (Cassette) | 10000 | 5830 | 3.8 | 6270 | 2.42
Daikin AC (Americas), Inc | Daikin | Vista | 9966684 | HRCU-A-CB-O | RX12QMVJU | FFQ12Q2VJU | Ductless | Single-zone | Non-ducted indoor units (Cassette) | 13500 | 7850 | 3.28 | 7500 | 2.28
Daikin AC (Americas), Inc | Daikin | Vista | 9966775 | HRCU-A-CB-O | RX15QMVJU | FFQ15Q2VJU | Ductless | Single-zone | Non-ducted indoor units (Cassette) | 16200 | 9400 | 3.1665 | 7270 | 2.47
Daikin AC (Americas), Inc | Daikin | Vista | 10318063 | HRCU-A-CB-O | RX18QMVJU | FFQ18Q2VJU | Ductless | Single-zone | Non-ducted indoor units (Cassette) | 21600 | 12490 | 2.74 | 9700 | 2.2384
Daikin AC (Americas), Inc | Daikin | DZ20VC | 10324709 | HRCU-A-CB | DZ20VC0241B | CA*F3642*6D*+MBVC1200**-1A*+TXV | Centrally Ducted | N/A | N/A | 23600 | 13915 | 2.74 | 11400 | 2.09
Daikin AC (Americas), Inc | Daikin | DZ20VC | 10324713 | HRCU-A-CB | DZ20VC0481B | CA*F4961*6D*+MBVC2000**-1A*+TXV | Centrally Ducted | N/A | N/A | 45500 | 28254 | 2.83 | 26000 | 1.97
Daikin AC (Americas), Inc | Daikin | DZ20VC | 10324715 | HRCU-A-CB | DZ20VC0601B | CA*F4961*6D*+MBVC2000**-1A*+TXV | Centrally Ducted | N/A | N/A | 50000 | 32293 | 2.73 | 26000 | 1.98
Daikin AC (Americas), Inc | Daikin | DZ20VC | 10595346 | HRCU-A-CB | DZ20VC0241B* | CHPF3642C6C*+MBVC1200**-1A*+TXV | Centrally Ducted | N/A | N/A | 23400 | 13000 | 2.6006 | 11648 | 2.1376
DAY & NIGHT | DAY & NIGHT |  | 201835602 | HRCU-A-CB-O | DLCPRAH09AAK | DLFPHAH09XAK | Ductless | Singlezone | Non-ducted indoor units (Mini-splits) | 10000 | 7200 | 2.7805 | 13047 | 1.9751
DAY & NIGHT | DAY & NIGHT |  | 201835609 | HRCU-A-CB-O | DLCSRAH09AAJ | DLFSHAH09XAJ | Ductless | Singlezone | Non-ducted indoor units (Mini-splits) | 9800 | 5600 | 2.6499 | 6880 | 1.9499
DAY & NIGHT | DAY & NIGHT |  | 201835610 | HRCU-A-CB-O | DLCSRAH12AAJ | DLFSHAH12XAJ | Ductless | Singlezone | Non-ducted indoor units (Mini-splits) | 11800 | 7100 | 2.5999 | 7800 | 2.0099
DAY & NIGHT | DAY & NIGHT |  | 201835635 | HRCU-A-CB | DLCSRAH24AAK | DLFSDAH24XAK | Ductless | Singlezone | ducted indoor units | 24000 | 17400 | 2.9699 | 30000 | 1.9299
Electrolux Home Products | Frigidaire |  | 8718583 | HRCU-A-CB-O | FFHP093CS2 | FFHP093WS2 | Ductless | Single-zone | Non-ducted indoor units (Mini-splits) | 11000 | 7800 | 2.7542 | 10200 | 2.0616
Electrolux Home Products | Frigidaire |  | 8718584 | HRCU-A-CB-O | FFHP123CS2 | FFHP123WS2 | Ductless | Single-zone | Non-ducted indoor units (Mini-splits) | 13000 | 7500 | 2.6167 | 8800 | 2.0307
Friedrich Air Conditioning | Friedrich | J-Series | 7086358 | HRCU-A-CB-O | MRH12Y3J | MWH12Y3J | Ductless | Single-zone | Non-ducted indoor units (Mini-splits) | 13600 | 8800 | 3.1035 | 7500 | 2.3137
Friedrich Air Conditioning | Friedrich | J-Series | 8915232 | HMSV-A-CB | MR24DY3JMA | Non-Ducted | Ductless | Multi-zone | Non-ducted indoor units | 24000 | 14500 | 2.7241 | 14595 | 2.5923
Friedrich Air Conditioning | Friedrich | J-Series | 8915234 | HMSV-A-CB | MR24DY3JMA | Mixed | Ductless | Multi-zone | Mixed Ducted and Non-ducted indoor units | 23250 | 14250 | 2.594 | 14109 | 2.4323
Friedrich Air Conditioning | Friedrich | J-Series | 201763897 | HRCU-A-CB-O | MRH09Y3JA | MWH09Y3JA | Ductless | Single-zone | Non-ducted indoor units (Mini-splits) | 10500 | 6500 | 2.6999 | 10780 | 2.1347
Friedrich Air Conditioning | Friedrich | J-Series | 201763898 | HRCU-A-CB-O | MRH12Y3JA | MWH12Y3JA | Ductless | Single-zone | Non-ducted indoor units (Mini-splits) | 13000 | 8000 | 3.1683 | 13130 | 2.3321
Fujitsu General America, Inc. | Fujitsu | Halcyon Single-room Mini-Split Systems Wall Mounted RL2 Series | 5063325 | HRCU-A-CB-O | AOU9RLS2 | ASU9RLS2 | Ductless | Single-zone | Non-ducted indoor units (Mini-splits) | 12000 | 9400 | 2.54 | 15000 | 2.18
Fujitsu General America, Inc. | Fujitsu | Halcyon Single-room Mini-Split Systems Wall Mounted RL2 Series | 5063326 | HRCU-A-CB-O | AOU12RLS2 | ASU12RLS2 | Ductless | Single-zone | Non-ducted indoor units (Mini-splits) | 16000 | 10200 | 2.72 | 16500 | 2.34
Fujitsu General America, Inc. | Fujitsu | Halcyon Single-room Mini-Split Systems Compact Cassette | 5751311 | HRCU-A-CB-O | AOU9RLFC | AUU9RLF | Ductless | Single-zone | Non-ducted indoor units (Mini-splits) | 12000 | 9400 | 2.88 | 15000 | 2.41
Fujitsu General America, Inc. | Fujitsu | Halcyon Single-room Mini-Split Systems Slim Duct | 5751312 | HRCU-A-CB-O | AOU9RLFC | ARU9RLF | Ductless | Single-zone | Ducted Indoor Unit | 12000 | 9400 | 2.88 | 15000 | 2.41
Fujitsu General America, Inc. | Fujitsu | Halcyon Single-room Mini-Split Systems Compact Cassette | 5751313 | HRCU-A-CB-O | AOU12RLFC | AUU12RLF | Ductless | Single-zone | Non-ducted indoor units (Mini-splits) | 16000 | 10200 | 2.58 | 16500 | 2.18
Fujitsu General America, Inc. | Fujitsu | Halcyon Single-room Mini-Split Systems Slim Duct | 5751314 | HRCU-A-CB-O | AOU12RLFC | ARU12RLF | Ductless | Single-zone | Ducted Indoor Unit | 16000 | 10200 | 2.58 | 16500 | 2.18
Fujitsu General America, Inc. | Fujitsu | Halcyon Single-room Mini-Split Systems Floor Mounted RLFFH Series | 6936995 | HRCU-A-CB-O | AOU9RLFF | AGU9RLF | Ductless | Single-zone | Non-ducted indoor units (Mini-splits) | 12000 | 7500 | 2.8 | 14000 | 1.95
Fujitsu General America, Inc. | Fujitsu | Halcyon Single-room Mini-Split Systems Floor Mounted RLFFH Series | 6936996 | HRCU-A-CB-O | AOU12RLFF | AGU12RLF | Ductless | Single-zone | Non-ducted indoor units (Mini-splits) | 16000 | 10600 | 2.6 | 15000 | 2.02
Fujitsu General America, Inc. | Fujitsu | Halcyon Single-room Mini-Split Systems Wall Mounted RLF Series | 6961728 | HRCU-A-CB-O | AOU9RLFW1 | ASU9RLF1 | Ductless | Single-zone | Non-ducted indoor units (Mini-splits) | 12000 | 7600 | 3.1363 | 8530 | 1.9679
Fujitsu General America, Inc. | Fujitsu | Halcyon Single-room Mini-Split Systems Wall Mounted RLF Series | 6961729 | HRCU-A-CB-O | AOU12RLFW1 | ASU12RLF1 | Ductless | Single-zone | Non-ducted indoor units (Mini-splits) | 16000 | 9400 | 2.869 | 12150 | 2.0071
Fujitsu General America, Inc. | Fujitsu | Halcyon Single-room Mini-Split Systems Wall Mounted RLB Series | 7937663 | HRCU-A-CB-O | AOU18RLB | ASU18RLB | Ductless | Single-zone | Non-ducted indoor units (Mini-splits) | 18000 | 11500 | 2.92 | 15400 | 2.0698
Fujitsu General America, Inc. | Fujitsu | Halcyon Single-room Mini-Split Systems Wall Mounted RLS3 Series | 7993242 | HRCU-A-CB-O | AOU12RLS3 | ASU12RLS3 | Ductless | Single-zone | Non-ducted indoor units (Mini-splits) | 16000 | 9600 | 3.3 | 16500 | 2.3
Fujitsu General America, Inc. | Fujitsu | Halcyon Single-room Mini-Split Systems Wall Mounted RLS3 Series | 7993243 | HRCU-A-CB-O | AOU15RLS3 | ASU15RLS3 | Ductless | Single-zone | Non-ducted indoor units (Mini-splits) | 18000 | 11200 | 3.14 | 20500 | 2.18
Fujitsu General America, Inc. | Fujitsu | Halcyon Single-room Mini-Split Systems Wall Mounted RLS3 Series | 7993244 | HRCU-A-CB-O | AOU12RLS3H | ASU12RLS3 | Ductless | Single-zone | Non-ducted indoor units (Mini-splits) | 16000 | 9600 | 3.18 | 16500 | 2.15
Fujitsu General America, Inc. | Fujitsu | Halcyon Single-room Mini-Split Systems Wall Mounted RLS3HY Series | 7993245 | HRCU-A-CB-O | AOU15RLS3H | ASU15RLS3 | Ductless | Single-zone | Non-ducted indoor units (Mini-splits) | 18000 | 11200 | 3.06 | 20500 | 2.07
Fujitsu General America, Inc. | Fujitsu | Halcyon Single-room Mini-Split Systems Wall Mounted RLS3 Series | 8004699 | HRCU-A-CB-O | AOU9RLS3 | ASU9RLS3 | Ductless | Single-zone | Non-ducted indoor units (Mini-splits) | 12000 | 7000 | 3.46 | 15000 | 2.09
Fujitsu General America, Inc. | Fujitsu | Halcyon Single-room Mini-Split Systems Wall Mounted RLS3HY Series | 8004700 | HRCU-A-CB-O | AOU9RLS3H | ASU9RLS3 | Ductless | Single-zone | Non-ducted indoor units (Mini-splits) | 12000 | 7000 | 3.36 | 15000 | 1.95
Fujitsu General America, Inc. | Fujitsu | Halcyon Multi-room Mini-Split Systems | 8033586 | HMSV-A-CB | AOU24RLXFZH | Non-Ducted Indoor Units | Ductless | Multi-zone | Non-ducted indoor units | 25000 | 15400 | 2.6 | 25500 | 2.09
Fujitsu General America, Inc. | Fujitsu | J-Series | 8693477 | HMSV-A-CB | AOU48RLAVM | Non-Ducted Indoor Units | Ductless | Multi-zone | Non-ducted indoor units | 54000 | 33000 | 2.84 | 41300 | 2.9379
Fujitsu General America, Inc. | Fujitsu | J-Series | 8693480 | HMSV-A-CB | AOU36RLAVM | Non-Ducted Indoor Units | Ductless | Multi-zone | Non-ducted indoor units | 42000 | 25800 | 2.8 | 37900 | 2.7359
Fujitsu General America, Inc. | Fujitsu | Halcyon Single-room Mini-Split Systems Wall mounted RLS3 Series | 8703348 | HRCU-A-CB-O | AOU9RLS3 | ASU9RLS3Y | Ductless | Single-zone | Non-ducted indoor units (Mini-splits) | 12000 | 7000 | 3.46 | 15000 | 2.09
Fujitsu General America, Inc. | Fujitsu | Halcyon Single-room Mini-Split Systems Wall mounted H Series | 8703349 | HRCU-A-CB-O | AOU9RLS3H | ASU9RLS3Y | Ductless | Single-zone | Non-ducted indoor units (Mini-splits) | 12000 | 7000 | 3.36 | 15000 | 1.95
Fujitsu General America, Inc. | Fujitsu | Halcyon Single-room Mini-Split Systems Wall Mounted RLS3HY Series | 8703350 | HRCU-A-CB-O | AOU12RLS3 | ASU12RLS3Y | Ductless | Single-zone | Non-ducted indoor units (Mini-splits) | 16000 | 9600 | 3.3 | 16500 | 2.3
Fujitsu General America, Inc. | Fujitsu | Halcyon Single-room Mini-Split Systems Wall Mounted RLS3H Series | 8703506 | HRCU-A-CB-O | AOU12RLS3H | ASU12RLS3Y | Ductless | Single-zone | Non-ducted indoor units (Mini-splits) | 16000 | 9600 | 3.18 | 16500 | 2.15
Fujitsu General America, Inc. | Fujitsu | Halcyon Single-room Mini-Split Systems Wall mounted RLS3 Series | 8703507 | HRCU-A-CB-O | AOU15RLS3 | ASU15RLS3Y | Ductless | Single-zone | Non-ducted indoor units (Mini-splits) | 18000 | 11200 | 3.14 | 20500 | 2.18
Fujitsu General America, Inc. | Fujitsu | Halcyon Single-room Mini-Split Systems Wall Mounted RLS3HY Series | 8703508 | HRCU-A-CB-O | AOU15RLS3H | ASU15RLS3Y | Ductless | Single-zone | Non-ducted indoor units (Mini-splits) | 18000 | 11200 | 3.06 | 20500 | 2.07
Fujitsu General America, Inc. | Fujitsu | Halcyon Single-room Mini-Split Systems Wall Mounted RLF/RLX Series | 8718495 | HRCU-A-CB-O | AOU18RLXFW1 | ASU18RLF | Ductless | Single-zone | Non-ducted indoor units (Mini-splits) | 21600 | 14600 | 3.08 | 21600 | 2.43
Fujitsu General America, Inc. | Fujitsu | Halcyon Single-room Mini-Split Systems Wall Mounted RLF/RLX Series | 8779045 | HRCU-A-CB-O | AOU18RLXFWH | ASU18RLF | Ductless | Single-zone | Non-ducted indoor units (Mini-splits) | 21600 | 14600 | 3.02 | 21600 | 2.3
Fujitsu General America, Inc. | Fujitsu | Halcyon Multi-room Mini-Split Systems | 8908615 | HMSV-A-CB | AOU36RLXFZH | Non-Ducted Indoor Units | Ductless | Multi-zone | Non-ducted indoor units | 36400 | 21400 | 2.64 | 36407 | 2.02
GD Midea Air-Conditioning Equipment Co.,Ltd | LENNOX |  | 201796629 | HRCU-A-CB-O | MPB012S4S-1L | MWMB012S4-2L | Ductless | Singlezone | Non-ducted indoor units (Mini-splits) | 12000 | 7600 | 2.599 | 6885 | 2.0058
GD Midea Air-Conditioning Equipment Co.,Ltd | LENNOX |  | 201796628 | HRCU-A-CB-O | MPB009S4S-1L | MWMB009S4-2L | Ductless | Singlezone | Non-ducted indoor units (Mini-splits) | 11000 | 6500 | 2.818 | 6776 | 1.9469
GD Midea Air-Conditioning Equipment Co.,Ltd | Lennox |  | 201796630 | HRCU-A-CB-O | MPB009S4S-1P | MWMA009S4-3P | Ductless | Singlezone | Non-ducted indoor units (Mini-splits) | 9800 | 5800 | 2.7594 | 7990 | 1.9929
GD Midea Air-Conditioning Equipment Co.,Ltd | Lennox |  | 201796631 | HRCU-A-CB-O | MPB012S4S-1P | MWMA012S4-3P | Ductless | Singlezone | Non-ducted indoor units (Mini-splits) | 12000 | 7700 | 2.7655 | 9134 | 1.937
GD Midea Air-Conditioning Equipment Co.,Ltd | Lennox | MP-Series | 8129542 | HRCU-A-CB-O | MPA024S4S-1P | MWMA024S4-1P | Ductless | Single-zone | Non-ducted indoor units (Mini-splits) | 25000 | 17800 | 2.7793 | 16382 | 2.1803
GD Midea Air-Conditioning Equipment Co.,Ltd | Lennox | MP-Series | 8129566 | HRCU-A-CB-O | MPA012S4S-1P | M22A012S4-1P | Ductless | Single-zone | Non-ducted indoor units (Mini-splits) | 12000 | 3178 | 4.0672 | 7465 | 1.9141
GD Midea Air-Conditioning Equipment Co.,Ltd | DIRECT AIR |  | 8775842 | HRCU-A-CB-O | MOBA30-09HFN1-MT0W | CCA3U-09HRFN1-M(C) | Ductless | Single-zone | Non-ducted indoor units (Mini-splits) | 10000 | 5800 | 2.6601 | 7878 | 1.97
GD Midea Air-Conditioning Equipment Co.,Ltd | DIRECT AIR |  | 8775849 | HRCU-A-CB-O | MOCA31-18HFN1-MT0W | CCA3U-18HRFN1-M(C) | Ductless | Single-zone | Non-ducted indoor units (Mini-splits) | 18000 | 12000 | 2.7605 | 9410 | 1.9826
GD Midea Air-Conditioning Equipment Co.,Ltd | DIRECT AIR |  | 8775850 | HRCU-A-CB-O | MOCA31-18HFN1-MT0W | MUEU-18HRFN1-M(C) | Ductless | Single-zone | Non-ducted indoor units (Mini-splits) | 18000 | 12000 | 2.699 | 10274 | 2.1012
GD Midea Air-Conditioning Equipment Co.,Ltd | DIRECT AIR |  | 8775853 | HRCU-A-CB-O | MOD31-24HFN1-MT0W | MUEU-24HRFN1-M(C) | Ductless | Single-zone | Non-ducted indoor units (Mini-splits) | 24000 | 15000 | 2.8602 | 17705 | 2.0198
GD Midea Air-Conditioning Equipment Co.,Ltd | DIRECT AIR |  | 8989603 | HRCU-A-CB-O | MOBA30-09HFN1-MT0W | MSAEB-09HRFN1-MT0W | Ductless | Single-zone | Non-ducted indoor units (Mini-splits) | 9800 | 6300 | 2.6797 | 6609 | 1.9177
GD Midea Air-Conditioning Equipment Co.,Ltd | Willis |  | 9038626 | HRCU-A-CB-O | WSM09MH20S/O | WSM09MH20S/I | Ductless | Single-zone | Non-ducted indoor units (Mini-splits) | 9800 | 6300 | 2.6799 | 6700 | 1.9399
GD Midea Air-Conditioning Equipment Co.,Ltd | DIRECT AIR |  | 9680947 | HRCU-A-CB-O | MOBA30-09HFN1-MT0W | CS11M-09HRFN1-MX0W(A) | Ductless | Single-zone | Non-ducted indoor units (Mini-splits) | 9800 | 5800 | 2.7594 | 7990 | 1.9929
GD Midea Air-Conditioning Equipment Co.,Ltd | DIRECT AIR |  | 9680948 | HRCU-A-CB-O | MOCA31-18HFN1-MT0W | CS11M-12HRFN1-MU5W | Ductless | Single-zone | Non-ducted indoor units (Mini-splits) | 12000 | 7700 | 2.7655 | 9134 | 1.937
GD Midea Air-Conditioning Equipment Co.,Ltd | DIRECT AIR |  | 9680949 | HRCU-A-CB-O | MOCA31-18HFN1-MT0W | CS11M-18HRFN1-MT0W | Ductless | Single-zone | Non-ducted indoor units (Mini-splits) | 18000 | 11400 | 2.7207 | 11178 | 2.0272
GD Midea Air-Conditioning Equipment Co.,Ltd | DIRECT AIR |  | 9680950 | HRCU-A-CB-O | MOD31-24HFN1-MT0W | CS11M-23HRFN1-MT0W | Ductless | Single-zone | Non-ducted indoor units (Mini-splits) | 25000 | 15300 | 2.6996 | 18099 | 2.0712
GD Midea Air-Conditioning Equipment Co.,Ltd | Lennox | ML-Series | 9920054 | HMSV-A-CB | MLA030S4M-1P | Non-Ducted Indoor Units | Ductless | Multi-zone | Non-ducted indoor units | 28000 | 18000 | 2.7404 | 28160 | 2.0423
GD Midea Air-Conditioning Equipment Co.,Ltd | Lennox | ML-Series | 9920055 | HMSV-A-CB | MLA036S4M-1P | Non-Ducted Indoor Units | Ductless | Multi-zone | Non-ducted indoor units | 36000 | 23200 | 2.7797 | 36000 | 1.9614
GD Midea Air-Conditioning Equipment Co.,Ltd | Lennox | MP-Series | 9962876 | HRCU-A-CB-O | MPA024S4S-1P | MWMA024S4-2P | Ductless | Single-zone | Non-ducted indoor units (Mini-splits) | 25000 | 17800 | 2.7793 | 16382 | 2.1803
GD Midea Air-Conditioning Equipment Co.,Ltd | Lennox | MP-Series | 9962880 | HRCU-A-CB-O | MPA012S4S-1P | M22A012S4-2P | Ductless | Single-zone | Non-ducted indoor units (Mini-splits) | 12000 | 3178 | 4.0672 | 7465 | 1.9141
GD Midea Air-Conditioning Equipment Co.,Ltd | Lennox | MP-Series | 10056167 | HRCU-A-CB-O | MPB009S4S-1L | MWMB009S4-1L | Ductless | Single-zone | Non-ducted indoor units (Mini-splits) | 11000 | 6500 | 2.818 | 6776 | 1.9469
GD Midea Air-Conditioning Equipment Co.,Ltd | Lennox | MP-Series | 10056168 | HRCU-A-CB-O | MPB012S4S-1L | MWMB012S4-1L | Ductless | Single-zone | Non-ducted indoor units (Mini-splits) | 12000 | 7600 | 2.599 | 6885 | 2.0058
GD Midea Air-Conditioning Equipment Co.,Ltd | Lennox | MP-Series | 10056169 | HRCU-A-CB-O | MPB009S4S-1P | MWMA009S4-1P | Ductless | Single-zone | Non-ducted indoor units (Mini-splits) | 9800 | 5800 | 2.7594 | 7990 | 1.9929
GD Midea Air-Conditioning Equipment Co.,Ltd | Lennox | MP-Series | 10056170 | HRCU-A-CB-O | MPB009S4S-1P | MWMA009S4-2P | Ductless | Single-zone | Non-ducted indoor units (Mini-splits) | 9800 | 5800 | 2.7594 | 7990 | 1.9929
GD Midea Air-Conditioning Equipment Co.,Ltd | Lennox | MP-Series | 10056171 | HRCU-A-CB-O | MPB012S4S-1P | MWMA012S4-1P | Ductless | Single-zone | Non-ducted indoor units (Mini-splits) | 12000 | 7700 | 2.7655 | 9134 | 1.937
GD Midea Air-Conditioning Equipment Co.,Ltd | Lennox | MP-Series | 10056172 | HRCU-A-CB-O | MPB012S4S-1P | MWMA012S4-2P | Ductless | Single-zone | Non-ducted indoor units (Mini-splits) | 12000 | 7700 | 2.7655 | 9134 | 1.937
GD Midea Air-Conditioning Equipment Co.,Ltd | Lennox | MP-Series | 10056173 | HRCU-A-CB-O | MPB018S4S-1P | MWMA018S4-1P | Ductless | Single-zone | Non-ducted indoor units (Mini-splits) | 18000 | 11400 | 2.7207 | 11178 | 2.0272
GD Midea Air-Conditioning Equipment Co.,Ltd | Lennox | MP-Series | 10056174 | HRCU-A-CB-O | MPB018S4S-1P | MWMA018S4-2P | Ductless | Single-zone | Non-ducted indoor units (Mini-splits) | 18000 | 11400 | 2.7207 | 11178 | 2.0272
GD Midea Air-Conditioning Equipment Co.,Ltd | Lennox | MP-Series | 10056175 | HRCU-A-CB-O | MPB024S4S-1P | MWMA024S4-1P | Ductless | Single-zone | Non-ducted indoor units (Mini-splits) | 25000 | 15300 | 2.6996 | 18099 | 2.0712
GD Midea Air-Conditioning Equipment Co.,Ltd | Lennox | MP-Series | 10056176 | HRCU-A-CB-O | MPB024S4S-1P | MWMA024S4-2P | Ductless | Single-zone | Non-ducted indoor units (Mini-splits) | 25000 | 15300 | 2.6996 | 18099 | 2.0712
GD Midea Air-Conditioning Equipment Co.,Ltd | Lennox | MP-Series | 10058816 | HMSV-A-CB | MPB009S4S-1P | ducted indoor units | Ductless | Multi-zone | Ducted Indoor Units | 10000 | 6200 | 2.8391 | 8071 | 2.0046
GD Midea Air-Conditioning Equipment Co.,Ltd | Lennox | MP-Series | 10058825 | HRCU-A-CB-O | MPB018S4S-1P | MCFB018S4-2P | Ductless | Single-zone | Non-ducted indoor units (Mini-splits) | 18000 | 12000 | 2.699 | 10274 | 2.1012
GD Midea Air-Conditioning Equipment Co.,Ltd | Lennox | MP-Series | 10058826 | HRCU-A-CB-O | MPB024S4S-1P | MCFA024S4-1P | Ductless | Single-zone | Non-ducted indoor units (Mini-splits) | 24000 | 15000 | 2.8602 | 17705 | 2.0198
GD Midea Air-Conditioning Equipment Co.,Ltd | Lennox | MP-Series | 10058827 | HRCU-A-CB-O | MPB024S4S-1P | MCFA024S4-2P | Ductless | Single-zone | Non-ducted indoor units (Mini-splits) | 24000 | 15000 | 2.8602 | 17705 | 2.0198
GD Midea Air-Conditioning Equipment Co.,Ltd | Lennox | MP-Series | 10058830 | HRCU-A-CB-O | MPB009S4S-1P | M22A009S4-1P | Ductless | Single-zone | Non-ducted indoor units (Mini-splits) | 10000 | 5800 | 2.6601 | 7878 | 1.97
GD Midea Air-Conditioning Equipment Co.,Ltd | Lennox | MP-Series | 10058831 | HRCU-A-CB-O | MPB009S4S-1P | M22A009S4-2P | Ductless | Single-zone | Non-ducted indoor units (Mini-splits) | 10000 | 5800 | 2.6601 | 7878 | 1.97
GD Midea Air-Conditioning Equipment Co.,Ltd | Lennox | MP-Series | 10058834 | HRCU-A-CB-O | MPB018S4S-1P | M22A018S4-1P | Ductless | Single-zone | Non-ducted indoor units (Mini-splits) | 18000 | 12000 | 2.7605 | 9410 | 1.9826
GD Midea Air-Conditioning Equipment Co.,Ltd | Lennox | MP-Series | 10058835 | HRCU-A-CB-O | MPB018S4S-1P | M22A018S4-2P | Ductless | Single-zone | Non-ducted indoor units (Mini-splits) | 18000 | 12000 | 2.7605 | 9410 | 1.9826
GD Midea Air-Conditioning Equipment Co.,Ltd | Lennox | MP-Series | 10062012 | HMSV-A-CB | MPB030S4M-1P | Non-Ducted Indoor Units | Ductless | Multi-zone | Non-ducted indoor units | 28000 | 17200 | 2.8193 | 16820 | 1.9515
Gree | Gree | Sapphire | 10149903 | HRCU-A-CB-O | SAP12HP230V1AO | SAP12HP230V1AH | Ductless | Singlezone | Ductless Highwall | 12200 | 8100 | 3.21 | 8000 | 2.73
Gree | Gree | Sapphire | 10157570 | HRCU-A-CB-O | SAP18HP230V1AO | SAP18HP230V1AH | Ductless | Singlezone | Non-ducted Highwall | 18000 | 14200 | 2.8701 | 21500 | 2.0326
Gree | Gree | Sapphire | 10157571 | HRCU-A-CB-O | Sap24HP230V1AO | Sap24HP230V1AH | Ductless | Singlezone | Ductless Highwall | 24000 | 15500 | 2.8934 | 22553 | 2.0655
GREE ELECTRIC APPLIANCES INC. OF ZHUHAI | Tosot | Lomo Plus | 10062019 | HRCU-A-CB-O | TW12HQ3D6DO | TW12HQ3D6DI | Ductless | Single zone | Non-ducted indoor units (Mini-splits) | 12200 | 8100 | 3.2079 | 8000 | 2.7262
GREE ELECTRIC APPLIANCES INC. OF ZHUHAI | Tosot | Lomo Plus | 10062020 | HRCU-A-CB-O | TW18HQ3D6DO | TW18HQ3D6DI | Ductless | Single zone | Non-ducted indoor units (Mini-splits) | 18000 | 14000 | 2.8297 | 21500 | 2.0326
GREE ELECTRIC APPLIANCES INC. OF ZHUHAI | TOSOT | Lomo Plus | 10062021 | HRCU-A-CB-O | TW24HQ3D6DO | TW24HQ3D6DI | Ductless | Single-zone | Non-ducted indoor units (Mini-splits) | 24000 | 15737 | 2.9377 | 22553.32 | 2.0656
GREE ELECTRIC APPLIANCES INC. OF ZHUHAI | Tosot | Multi Zone | 10064023 | HMSV-A-CB | TM36H4O | Non-Ducted Indoor Units | Ductless | Multizone | Non-ducted indoor units (Mini-splits) | 42500 | 26500 | 2.8764 | 21356 | 2.006
GREE ELECTRIC APPLIANCES INC. OF ZHUHAI GREE ELECTRIC APPLIANCES INC. OF ZHUHAI | Gree | Lomo 23 Series | 7070719 | HRCU-A-CB-O | GWH24QE-D3DNA1D/O | GWH24QE-D3DN***/I | Ductless | Singlezone | Mini-Splits | 23000 | 14600 | 2.6116 | 22861.5 | 2.0181
GREE ELECTRIC APPLIANCES INC. OF ZHUHAI GREE ELECTRIC APPLIANCES INC. OF ZHUHAI | Gree | Lomo 23 Series | 7091967 | HRCU-A-CB-O | GWH09QC-A3DNA1D/O | GWH09QC-A3DN***/I | Ductless | Singlezone | Mini-Splits | 9900 | 6100 | 3.2906 | 8680 | 2.0318
GREE ELECTRIC APPLIANCES INC. OF ZHUHAI GREE ELECTRIC APPLIANCES INC. OF ZHUHAI | Gree | Lomo 23 Series | 7091971 | HRCU-A-CB-O | GWH12QC-D3DNA1D/O | GWH12QC-D3DN***/I | Ductless | Singlezone | Mini-Splits | 13000 | 7100 | 2.5803 | 8800 | 2.0212
GREE ELECTRIC APPLIANCES INC. OF ZHUHAI GREE ELECTRIC APPLIANCES INC. OF ZHUHAI | Gree | U-Crown Series | 7607465 | HRCU-A-CB-O | GWH09UC-D3DNA4C/O | GWH09UC-D3DN***/I | Ductless | Single-zone | Non-ducted indoor units (Mini-splits) | 9000 | 5500 | 2.8784 | 10488 | 1.9831
GREE ELECTRIC APPLIANCES INC. OF ZHUHAI GREE ELECTRIC APPLIANCES INC. OF ZHUHAI | Gree | U-Crown Series | 7607467 | HRCU-A-CB-O | GWH12UC-D3DNA4C/O | GWH12UC-D3DN***/I | Ductless | Single-zone | Non-ducted indoor units (Mini-splits) | 13000 | 13000 | 3.1487 | 13000 | 2.7608
GREE ELECTRIC APPLIANCES INC. OF ZHUHAI GREE ELECTRIC APPLIANCES INC. OF ZHUHAI | Gree | U-Crown Series | 7607469 | HRCU-A-CB-O | GWH18UC-D3DNA4C/O | GWH18UC-D3DN***/I | Ductless | Single-zone | Non-ducted indoor units (Mini-splits) | 19000 | 12717 | 2.5013 | 19190 | 2.8548
GREE ELECTRIC APPLIANCES INC. OF ZHUHAI GREE ELECTRIC APPLIANCES INC. OF ZHUHAI | Gree | Free Match G-Series | 9084227 | HMSV-A-CB | GWHD(36)ND3GO | Non-Ducted Indoor Units | Ductless | Multi-zone | Non-ducted indoor units | 42500 | 26500 | 2.8764 | 21356 | 2.006
GREE ELECTRIC APPLIANCES INC. OF ZHUHAI GREE ELECTRIC APPLIANCES INC. OF ZHUHAI | Gree | Extreme Series | 9114294 | HRCU-A-CB-O | GWH18YE-D3DNA1A/O | GWH18AAE-D3DN***/I | Ductless | Single-zone | Non-ducted indoor units (Mini-splits) | 18000 | 14000 | 2.8297 | 21500 | 2.0326
GREE ELECTRIC APPLIANCES INC. OF ZHUHAI GREE ELECTRIC APPLIANCES INC. OF ZHUHAI | Gree | Extreme Series | 9123256 | HRCU-A-CB-O | GWH24YE-D3DNA1A/O | GWH24AAE-D3DN***/I | Ductless | Single-zone | Non-ducted indoor units (Mini-splits) | 24000 | 15737 | 2.9376 | 22553 | 2.0655
GREE ELECTRIC APPLIANCES INC. OF ZHUHAI GREE ELECTRIC APPLIANCES INC. OF ZHUHAI | Gree | Extreme Series | 9944776 | HRCU-A-CB-O | GWH12YD-D3DNA1A/O | GWH12AAD-D3DN***/I | Ductless | Single-zone | Non-ducted indoor units (Mini-splits) | 12200 | 8100 | 3.2079 | 8000 | 2.7262
Haier | Haier | Novel Series | 6970203 | HRCU-A-CB-O | HSU09VHG(DB)-W | HSU09VHG(DB)-G | Ductless | Single-zone | Non-ducted indoor units (Mini-splits) | 9000 | 5600 | 3.1563 | 6000 | 2.3447
Haier | Haier | Advanced Series | 8021588 | HRCU-A-CB-O | 1U12ES2VHA | AW12ES2VHA | Ductless | Single-zone | Non-ducted indoor units (Mini-splits) | 16000 | 12220 | 3 | 10160 | 2.46
Haier | Haier | Advanced Series | 8028490 | HRCU-A-CB-O | 1U18ES2VHA | AW18ES2VHA | Ductless | Single-zone | Non-ducted indoor units (Mini-splits) | 22000 | 14000 | 2.74 | 14900 | 2.08
Haier | Haier | Advanced Series | 8028525 | HRCU-A-CB-O | 1U24ES2VHA | AW24ES2VHA | Ductless | Single-zone | Non-ducted indoor units (Mini-splits) | 27700 | 18500 | 2.85 | 20500 | 2.15
Haier | Haier | Advanced Series | 8028528 | HRCU-A-CB-O | 1U09ES2VHA | AW09ES2VHA | Ductless | Single-zone | Non-ducted indoor units (Mini-splits) | 10000 | 7400 | 3.44 | 10000 | 2.48
Haier | Haier | Arctic Series | 8862047 | HRCU-A-CB-O | 1U09EH2VHA | AW09EH2VHA | Ductless | Single-zone | Non-ducted indoor units (Mini-splits) | 12000 | 9000 | 3.217 | 12000 | 2.226
HEIL | HEIL |  | 201835653 | HRCU-A-CB-O | DLCPRAH09AAK | DLFPHAH09XAK | Ductless | Singlezone | Non-ducted indoor units (Mini-splits) | 10000 | 7200 | 2.7805 | 13047 | 1.9751
HEIL | HEIL |  | 201835667 | HRCU-A-CB-O | DLCSRAH09AAJ | DLFSHAH09XAJ | Ductless | Singlezone | Non-ducted indoor units (Mini-splits) | 9800 | 5600 | 2.6499 | 6880 | 1.9499
HEIL | HEIL |  | 201835668 | HRCU-A-CB-O | DLCSRAH12AAJ | DLFSHAH12XAJ | Ductless | Singlezone | Non-ducted indoor units (Mini-splits) | 11800 | 7100 | 2.5999 | 7800 | 2.0099
HEIL | HEIL |  | 201835718 | HRCU-A-CB | DLCSRAH24AAK | DLFSDAH24XAK | Ductless | Singlezone | ducted indoor units (Mini-splits) | 24000 | 17400 | 2.9699 | 30000 | 1.9299
Hisense (Guangdong) Air Conditioning Co., Ltd | Hisense | AS-09UW3SXE**00（** indicate panel） | 201981253 | HRCU-A-CB-O | AS-09UW3SXE00 | AS-09UW3SXE**00（** indicate panel） | Ductless | Singlezone | Minisplit | 10500 | 6500 | 2.6999 | 9250 | 2.2591
Hisense (Guangdong) Air Conditioning Co., Ltd | Hisense | AS-12UW3SXA**00（** indicate panel） | 201981254 | HRCU-A-CB-O | AS-12UW3SXA00 | AS-12UW3SXA**00（** indicate panel） | Ductless | Singlezone | Minisplit | 13000 | 8000 | 3.1699 | 12030 | 2.4099
International Comfort Products | HEIL | High Wall System | 8177081 | HRCU-A-CB-O | DLCAHB09K1A | DLFAHH09K1A | Ductless | Single-zone | Non-ducted indoor units (Mini-splits) | 9000 | 5500 | 2.893 | 10488 | 1.979
International Comfort Products | KEEPRITE | High Wall System | 8177082 | HRCU-A-CB-O | DLCAHB09K1A | DLFAHH09K1A | Ductless | Single-zone | Non-ducted indoor units (Mini-splits) | 9000 | 5500 | 2.893 | 10488 | 1.979
International Comfort Products | TEMPSTAR | High Wall System | 8177083 | HRCU-A-CB-O | DLCAHB09K1A | DLFAHH09K1A | Ductless | Single-zone | Non-ducted indoor units (Mini-splits) | 9000 | 5500 | 2.893 | 10488 | 1.979
International Comfort Products | DAY & NIGHT | High Wall System | 8177084 | HRCU-A-CB-O | DLCAHB09K1A | DLFAHH09K1A | Ductless | Single-zone | Non-ducted indoor units (Mini-splits) | 9000 | 5500 | 2.893 | 10488 | 1.979
International Comfort Products | ARCOAIRE | High Wall System | 8177085 | HRCU-A-CB-O | DLCAHB09K1A | DLFAHH09K1A | Ductless | Single-zone | Non-ducted indoor units (Mini-splits) | 9000 | 5500 | 2.893 | 10488 | 1.979
International Comfort Products | KENMORE | High Wall System | 8177086 | HRCU-A-CB-O | DLCAHB09K1A | DLFAHH09K1A | Ductless | Single-zone | Non-ducted indoor units (Mini-splits) | 9000 | 5500 | 2.893 | 10488 | 1.979
International Comfort Products | COMFORTMAKER | High Wall System | 8177087 | HRCU-A-CB-O | DLCAHB09K1A | DLFAHH09K1A | Ductless | Single-zone | Non-ducted indoor units (Mini-splits) | 9000 | 5500 | 2.893 | 10488 | 1.979
International Comfort Products | HEIL | High Wall System | 8177090 | HRCU-A-CB-O | DLCAHB12K1A | DLFAHH12K1A | Ductless | Single-zone | Non-ducted indoor units (Mini-splits) | 13000 | 13000 | 3.143 | 13000 | 2.76
International Comfort Products | KEEPRITE | High Wall System | 8177091 | HRCU-A-CB-O | DLCAHB12K1A | DLFAHH12K1A | Ductless | Single-zone | Non-ducted indoor units (Mini-splits) | 13000 | 13000 | 3.143 | 13000 | 2.76
International Comfort Products | TEMPSTAR | High Wall System | 8177092 | HRCU-A-CB-O | DLCAHB12K1A | DLFAHH12K1A | Ductless | Single-zone | Non-ducted indoor units (Mini-splits) | 13000 | 13000 | 3.143 | 13000 | 2.76
International Comfort Products | DAY & NIGHT | High Wall System | 8177093 | HRCU-A-CB-O | DLCAHB12K1A | DLFAHH12K1A | Ductless | Single-zone | Non-ducted indoor units (Mini-splits) | 13000 | 13000 | 3.143 | 13000 | 2.76
International Comfort Products | ARCOAIRE | High Wall System | 8177094 | HRCU-A-CB-O | DLCAHB12K1A | DLFAHH12K1A | Ductless | Single-zone | Non-ducted indoor units (Mini-splits) | 13000 | 13000 | 3.143 | 13000 | 2.76
International Comfort Products | KENMORE | High Wall System | 8177095 | HRCU-A-CB-O | DLCAHB12K1A | DLFAHH12K1A | Ductless | Single-zone | Non-ducted indoor units (Mini-splits) | 13000 | 13000 | 3.143 | 13000 | 2.76
International Comfort Products | COMFORTMAKER | High Wall System | 8177096 | HRCU-A-CB-O | DLCAHB12K1A | DLFAHH12K1A | Ductless | Single-zone | Non-ducted indoor units (Mini-splits) | 13000 | 13000 | 3.143 | 13000 | 2.76
International Comfort Products | HEIL | High Wall System | 8177099 | HRCU-A-CB-O | DLCAHB18K1A | DLFAHH18K1A | Ductless | Single-zone | Non-ducted indoor units (Mini-splits) | 19000 | 12717 | 2.501 | 19190 | 2.85
International Comfort Products | KEEPRITE | High Wall System | 8177100 | HRCU-A-CB-O | DLCAHB18K1A | DLFAHH18K1A | Ductless | Single-zone | Non-ducted indoor units (Mini-splits) | 19000 | 12717 | 2.501 | 19190 | 2.85
International Comfort Products | TEMPSTAR | High Wall System | 8177101 | HRCU-A-CB-O | DLCAHB18K1A | DLFAHH18K1A | Ductless | Single-zone | Non-ducted indoor units (Mini-splits) | 19000 | 12717 | 2.501 | 19190 | 2.85
International Comfort Products | DAY & NIGHT | High Wall System | 8177102 | HRCU-A-CB-O | DLCAHB18K1A | DLFAHH18K1A | Ductless | Single-zone | Non-ducted indoor units (Mini-splits) | 19000 | 12717 | 2.501 | 19190 | 2.85
International Comfort Products | ARCOAIRE | High Wall System | 8177103 | HRCU-A-CB-O | DLCAHB18K1A | DLFAHH18K1A | Ductless | Single-zone | Non-ducted indoor units (Mini-splits) | 19000 | 12717 | 2.501 | 19190 | 2.85
International Comfort Products | KENMORE | High Wall System | 8177104 | HRCU-A-CB-O | DLCAHB18K1A | DLFAHH18K1A | Ductless | Single-zone | Non-ducted indoor units (Mini-splits) | 19000 | 12717 | 2.501 | 19190 | 2.85
International Comfort Products | COMFORTMAKER | High Wall System | 8177105 | HRCU-A-CB-O | DLCAHB18K1A | DLFAHH18K1A | Ductless | Single-zone | Non-ducted indoor units (Mini-splits) | 19000 | 12717 | 2.501 | 19190 | 2.85
Johnson Controls Inc. | York |  | 10309025 | HRCU-A-CB | YZV48B21 | MVC20DN21 | Centrally Ducted | N/A | N/A | 58000 | 42500 | 2.5599 | 34000 | 2.5099
Johnson Controls Inc. | Coleman |  | 10309106 | HRCU-A-CB | HC20B4821 | CM50DE3A1+MVC20DN21 | Centrally Ducted | N/A | N/A | 58000 | 42500 | 2.5599 | 34000 | 2.5099
Johnson Controls Inc. | Luxaire |  | 10309107 | HRCU-A-CB | HL20B4821 | CM50DE3A1+MVC20DN21 | Centrally Ducted | N/A | N/A | 58000 | 42500 | 2.5599 | 34000 | 2.5099
Johnson Controls Inc. | Fraser-Johnston |  | 10309108 | HRCU-A-CB | HL20B4821 | CM50DE3A1+MVC20DN21 | Centrally Ducted | N/A | N/A | 58000 | 42500 | 2.5599 | 34000 | 2.5099
Johnson Controls Inc. | Champion |  | 10309109 | HRCU-A-CB | HL20B4821 | CM50DE3A1+MVC20DN21 | Centrally Ducted | N/A | N/A | 58000 | 42500 | 2.5599 | 34000 | 2.5099
KEEPRITE | KEEPRITE |  | 201835652 | HRCU-A-CB-O | DLCPRAH09AAK | DLFPHAH09XAK | Ductless | Singlezone | Non-ducted indoor units (Mini-splits) | 10000 | 7200 | 2.7805 | 13047 | 1.9751
KEEPRITE | KEEPRITE |  | 201835666 | HRCU-A-CB-O | DLCSRAH09AAJ | DLFSHAH09XAJ | Ductless | Singlezone | Non-ducted indoor units (Mini-splits) | 9800 | 5600 | 2.6499 | 6880 | 1.9499
KEEPRITE | KEEPRITE |  | 201835669 | HRCU-A-CB-O | DLCSRAH12AAJ | DLFSHAH12XAJ | Ductless | Singlezone | Non-ducted indoor units (Mini-splits) | 11800 | 7100 | 2.5999 | 7800 | 2.0099
KEEPRITE | KEEPRITE |  | 201835719 | HRCU-A-CB | DLCSRAH24AAK | DLFSDAH24XAK | Ductless | Singlezone | ducted indoor units (Mini-splits) | 24000 | 17400 | 2.9699 | 30000 | 1.9299
KENMORE | KENMORE |  | 201835749 | HRCU-A-CB-O | DLCPRAH09AAK | DLFPHAH09XAK | Ductless | Singlezone | Non-ducted indoor units (Mini-splits) | 10000 | 7200 | 2.7805 | 13047 | 1.9751
KENMORE | KENMORE |  | 201835762 | HRCU-A-CB-O | DLCSRAH09AAJ | DLFSHAH09XAJ | Ductless | Singlezone | Non-ducted indoor units (Mini-splits) | 9800 | 5600 | 2.6499 | 6880 | 1.9499
KENMORE | KENMORE |  | 201835764 | HRCU-A-CB-O | DLCSRAH12AAJ | DLFSHAH12XAJ | Ductless | Singlezone | Non-ducted indoor units (Mini-splits) | 11800 | 7100 | 2.5999 | 7800 | 2.0099
KENMORE | KENMORE |  | 201835815 | HRCU-A-CB | DLCSRAH24AAK | DLFSDAH24XAK | Ductless | Singlezone | ducted indoor units (Mini-splits) | 24000 | 17400 | 2.9699 | 30000 | 1.9299
Lennox Industries | Lennox |  | 201842143 | HRCU-A-CB | XP20-024-230A** | CBA38MV-030-230 | Centrally Ducted | N/A | N/A | 21600 | 14000 | 2.5327 | 12400 | 2.2025
Lennox Industries | Lennox |  | 201953307 | HRCU-A-CB | XP20-036-230A** | CBA38MV-042-230 | Centrally Ducted | N/A | N/A | 33000 | 21400 | 2.5087 | 18600 | 2.1631
LG ELECTRONICS | LG | LG | 10567394 | HRCU-A-CB-O | LSU090HSV5 | LSN090HSV5 | Ductless | Single-zone | Non-ducted indoor units (Mini-splits) | 10900 | 6690 | 3.4397 | 9570 | 2.8047
LG ELECTRONICS | LG | LG | 10570123 | HRCU-A-CB-O | LSU120HSV5 | LSN120HSV5 | Ductless | Single-zone | Non-ducted indoor units (Mini-splits) | 13600 | 8350 | 2.8455 | 11930 | 2.3785
LG ELECTRONICS | LG | LG | 10567391 | HRCU-A-CB-O | LSU180HSV5 | LSN180HSV5 | Ductless | Single-zone | Non-ducted indoor units (Mini-splits) | 21600 | 13250 | 2.7737 | 19300 | 2.2808
LG ELECTRONICS | LG | LG | 10567393 | HRCU-A-CB-O | LSU090HSV5 | LAN090HSV5 | Ductless | Single-zone | Non-ducted indoor units (Mini-splits) | 10900 | 6690 | 3.4397 | 9570 | 2.8047
LG Electronics Canada, Inc. | LG | Prestige (Canada) | 6233140 | HRCU-A-CB-O | LAU120HYV | LAN120HYV | Ductless | Single-Zone | Non-ducted indoor units (Mini-splits) | 13600 | 8350 | 3.5466 | 13720 | 2.7353
LG Electronics Canada, Inc. | LG | Prestige (Canada) | 8584525 | HRCU-A-CB-O | LAU180HYV1 | LAN180HYV1 | Ductless | Single-Zone | Non-ducted indoor units (Mini-splits) | 22000 | 13000 | 2.781 | 19300 | 2.3666
LG Electronics Canada, Inc. | LG | Prestige (Canada) | 8584526 | HRCU-A-CB-O | LAU240HYV1 | LAN240HYV1 | Ductless | Single-Zone | Non-ducted indoor units (Mini-splits) | 27000 | 17200 | 2.8005 | 23690 | 2.2396
LG Electronics USA, Inc | LG |  | 5859619 | HRCU-A-CB-O | LUU187HV | LCN187HV | Ductless | Single-zone | Non-ducted indoor units (Mini-splits) | 20000 | 12500 | 2.9 | 11271 | 2.2
LG Electronics USA, Inc | LG |  | 6236101 | HRCU-A-CB-O | LSU240HSV3 | LSN240HSV3 | Ductless | Single-zone | Non-ducted indoor units (Mini-splits) | 27600 | 16940 | 2.6 | 24220 | 2.1
LG Electronics USA, Inc | LG |  | 7012586 | HRCU-A-CB-O | LSU240HLV | LSN240HLV | Ductless | Single-zone | Non-ducted indoor units (Mini-splits) | 27000 | 16570 | 2.5 | 23690 | 2.1
LG Electronics USA, Inc | LG |  | 7180062 | HMSV-A-CB | LMU24CHV | Non-Ducted Indoor Units | Ductless | Multi-zone | Non-ducted indoor units | 24000 | 14500 | 2.7 | 14595 | 2.6
LG Electronics USA, Inc | LG |  | 7180063 | HMSV-A-CB | LMU36CHV | Non-Ducted Indoor Units | Ductless | Multi-zone | Non-ducted indoor units | 36000 | 20000 | 2.6 | 22057 | 2.5
LG Electronics USA, Inc | LG |  | 7184507 | HMSV-A-CB | LMU24CHV | Mixed | Ductless | Multi-zone | Mixed Ducted and Non-ducted indoor units | 23250 | 14250 | 2.6 | 14109 | 2.4
LG Electronics USA, Inc | LG |  | 7484109 | HRCU-A-CB-O | LSU090HSV4 | LAN090HSV4 | Ductless | Single-zone | Non-ducted indoor units (Mini-splits) | 10800 | 6630 | 3.6635 | 9570 | 2.8
LG Electronics USA, Inc | LG |  | 7484110 | HRCU-A-CB-O | LSU090HSV4 | LSN090HSV4 | Ductless | Single-zone | Non-ducted indoor units (Mini-splits) | 10800 | 6630 | 3.6635 | 9570 | 2.8
LG Electronics USA, Inc | LG |  | 7484111 | HRCU-A-CB-O | LSU120HSV4 | LAN120HSV4 | Ductless | Single-zone | Non-ducted indoor units (Mini-splits) | 13300 | 8160 | 3.1402 | 11670 | 2.4
LG Electronics USA, Inc | LG |  | 7484112 | HRCU-A-CB-O | LSU120HSV4 | LSN120HSV4 | Ductless | Single-zone | Non-ducted indoor units (Mini-splits) | 13300 | 8160 | 3.1402 | 11670 | 2.4
LG Electronics USA, Inc | LG |  | 7849625 | HRCU-A-CB-O | LAU120HYV1 | LAN120HYV1 | Ductless | Single-zone | Non-ducted indoor units (Mini-splits) | 12000 | 7360 | 2.8303 | 13720 | 2.7
LG Electronics USA, Inc | LG |  | 7947563 | HRCU-A-CB-O | LAU090HYV1 | LAN090HYV1 | Ductless | Single-zone | Non-ducted indoor units (Mini-splits) | 11000 | 6750 | 2.9162 | 11220 | 2.9
LG Electronics USA, Inc | LG |  | 8111355 | HMSV-A-CB | LMU30CHV | Non-Ducted Indoor Units | Ductless | Multi-zone | Non-ducted indoor units | 32000 | 19600 | 2.7 | 20622 | 2.5
LG Electronics USA, Inc | LG |  | 8111358 | HMSV-A-CB | LMU480HV | Non-Ducted Indoor Units | Ductless | Multi-zone | Non-ducted indoor units | 54000 | 34080 | 3.3 | 38900 | 2.5
LG Electronics USA, Inc. | LG |  | 10399150 | HRCU-A-CB-O | LUU368HV | LVN360HV4 | Centrally Ducted | N/A | N/A | 40000 | 25600 | 2.7282 | 30000 | 1.9982
LG Electronics USA, Inc. | LG |  | 10443471 | HMSV-A-CB | LMU420HHV | NON- DUCTED INDOOR UNITS | Ductless | Multi-zone | WALL/CEILING CASSETTE | 45000 | 29000 | 3.0487 | 45000 | 2.1479
LG Electronics USA, Inc. | LG |  | 10443472 | HMSV-A-CB | LMU360HHV | NON- DUCTED INDOOR UNITS | Ductless | Multi-zone | WALL/CEILING CASSETTE | 41000 | 28000 | 3.0487 | 41000 | 2.1118
LG Electronics USA, Inc. | LG |  | 10443472 | HMSV-A-CB | LMU360HHV | NON- DUCTED INDOOR UNITS | Ductless | Multi-zone | WALL/CEILING CASSETTE | 41000 | 28000 | 3.0487 | 41000 | 2.1118
LG Electronics USA, Inc. | LG |  | 10443474 | HMSV-A-CB | LMU420HHV | DUCTED INDOOR UNITS | Ductless | Multi-zone | Ducted Indoor Units | 45000 | 29000 | 2.7199 | 45000 | 2.0671
LG Electronics USA, Inc. | LG |  | 10444103 | HMSV-A-CB | LMU420HHV | MIXED DUCTED AND DUCTLESS | Ductless | Multi-zone | Mixed Ducted and Non-ducted indoor units | 45000 | 29000 | 2.7469 | 45000 | 2.1067
LG Electronics USA, Inc. | LG |  | 10445111 | HMSV-A-CB | LMU360HHV | MIXED DUCTED AND DUCTLESS | Ductless | Multi-zone | MIXED DUCTED AND DUCTLESS | 40500 | 27500 | 2.6776 | 40500 | 2.0571
LG Electronics USA, Inc. | LG |  | 10444103 | HMSV-A-CB | LMU420HHV | MIXED DUCTED AND DUCTLESS | Ductless | Multi-zone | MIXED DUCTED AND DUCTLESS | 45000 | 29000 | 2.7505 | 45000 | 2.1067
Midea | Midea |  | 201753970 | HRCU-A-CB-O | 38MPRAQ09AA3 | DHMPHAQ09XA3 | Ductless | Singlezone | Non-ducted indoor units (Mini-splits) | 10000 | 7200 | 2.7805 | 13047 | 1.9751
MIDEA | MIDEA |  | 201753972 | HRCU-A-CB-O | DLCPRAH09AAK | DLFPHAH09XAK | Ductless | Singlezone | Non-ducted indoor units (Mini-splits) | 10000 | 7200 | 2.7805 | 13047 | 1.9751
MIDEA | MIDEA |  | 201756545 | HRCU-A-CB-O | DLCSRAH09AAJ | DLFSHAH09XAJ | Ductless | Singlezone | Non-ducted indoor units (Mini-splits) | 9800 | 5600 | 2.6499 | 6880 | 1.9499
MIDEA | MIDEA |  | 201756546 | HRCU-A-CB-O | DLCSRAH12AAJ | DLFSHAH12XAJ | Ductless | Singlezone | Non-ducted indoor units (Mini-splits) | 11800 | 7100 | 2.5999 | 7800 | 2.0099
MIDEA | MIDEA |  | 201796612 | HRCU-A-CB | DLCSRAH24AAK | DLFSDAH24XAK | Ductless | Singlezone | ducted indoor units (Mini-splits) | 24000 | 17400 | 2.9699 | 30000 | 1.9299
Mitsubishi Electric Cooling & Heating | Mitsubishi | M-Series | 4908219 | HRCU-A-CB-O | MUZ-FE09NA | MSZ-FE09NA | Ductless | Single-zone | Non-ducted indoor units (Mini-splits) | 10900 | 6700 | 3.02 | 10900 | 2.19
Mitsubishi Electric Cooling & Heating | Mitsubishi | M-Series | 4934170 | HRCU-A-CB-O | MUZ-FE12NA | MSZ-FE12NA | Ductless | Single-zone | Non-ducted indoor units (Mini-splits) | 13600 | 8300 | 3.04 | 13600 | 2.46
Mitsubishi Electric Cooling & Heating | Mitsubishi | M-Series; KJ-Series | 201754291 | HRCU-A-CB-O | MUFZ-KJ12NAHZ | MFZ-KJ12NA | Ductless | Single-zone | Non-ducted indoor units (Mini-splits) | 13000 | 8800 | 2.77 | 13000 | 2.1
Mitsubishi Electric Cooling & Heating | Mitsubishi | M-Series | 201754293 | HRCU-A-CB-O | MUFZ-KJ18NAHZ | MFZ-KJ18NA | Ductless | Single-zone | Non-ducted indoor units (Mini-splits) | 21000 | 12800 | 2.62 | 21000 | 2.05
Mitsubishi Electric Cooling & Heating | Mitsubishi Electric | Mitsubishi Electric | 201754295 | HRCU-A-CB-O | MUZ-FE12NAH | MSZ-FE12NA | Ductless | Single-zone | Non-ducted indoor units (Wall Mount) | 13600 | 8400 | 2.9307 | 12500 | 2.304
Mitsubishi Electric Cooling & Heating | Mitsubishi | M-Series H2i | 201754296 | HRCU-A-CB-O | MUZ-FH09NA | MSZ-FH09NA | Ductless | Single-zone | Non-ducted indoor units (Mini-splits) | 10900 | 6700 | 3.27 | 10900 | 2.32
Mitsubishi Electric Cooling & Heating | Mitsubishi Electric | Mitsubishi Electric | 201754297 | HRCU-A-CB-O | MUZ-FH09NAH | MSZ-FH09NAH | Ductless | Single-zone | Non-ducted indoor units (Mini-splits) | 10900 | 6700 | 2.73 | 10900 | 2.73
Mitsubishi Electric Cooling & Heating | Mitsubishi | M-Series H2i | 201754298 | HRCU-A-CB-O | MUZ-FH12NA | MSZ-FH12NA | Ductless | Single-zone | Non-ducted indoor units (Mini-splits) | 13600 | 8000 | 3.26 | 13600 | 2.21
Mitsubishi Electric Cooling & Heating | Mitsubishi Electric | Mitsubishi Electric | 201754299 | HRCU-A-CB-O | MUZ-FH12NAH | MSZ-FH12NAH | Ductless | Single-zone | Non-ducted indoor units (Mini-splits) | 13600 | 8100 | 2.83 | 13600 | 2.07
Mitsubishi Electric Cooling & Heating | Mitsubishi | M-Series | 201754302 | HRCU-A-CB-O | MUZ-FH18NA2 | MSZ-FH18NA2 | Ductless | Single-zone | Non-ducted indoor units (Mini-splits) | 20300 | 13700 | 3.04 | 20300 | 2.01
Mitsubishi Electric Cooling & Heating | Mitsubishi Electric | Mitsubishi Electric | 201754303 | HRCU-A-CB-O | MUZ-FH18NAH2 | MSZ-FH18NA | Ductless | Single-zone | Non-ducted indoor units (Wall Mount) | 20300 | 12480 | 2.926 | 20900 | 2.0554
Mitsubishi Electric Cooling & Heating | Mitsubishi Electric | Mitsubishi Electric | 201754311 | HRCU-A-CB-O | MUZ-GL12NA-U1 | MSZ-GL12NA-U1 | Ductless | Single-zone | Non-ducted indoor units (Mini-splits) | 14400 | 9200 | 3.0991 | 10200 | 2.9307
Mitsubishi Electric Cooling & Heating | Mitsubishi Electric | Mitsubishi Electric | 201754315 | HRCU-A-CB-O | MUZ-GL18NA-U1 | MSZ-GL18NA-U1 | Ductless | Single-zone | Non-ducted indoor units (Mini-splits) | 21600 | 13800 | 2.7327 | 15100 | 2.3539
Mitsubishi Electric Cooling & Heating | Mitsubishi Electric | Mitsubishi Electric | 201754316 | HRCU-A-CB-O | MUZ-GL24NA-U1 | MSZ-GL24NA-U1 | Ductless | Single-zone | Non-ducted indoor units (Mini-splits) | 27600 | 16000 | 2.6492 | 20200 | 1.9799
Mitsubishi Electric Cooling & Heating | Mitsubishi Electric | Mitsubishi Electric | 201754318 | HRCU-A-CB-O | PUZ-A24NHA7 | PLA-A24EA7 | Ductless | Single-zone | Non-ducted indoor units (Mini-splits) | 26000 | 14900 | 2.7292 | 13000 | 2.7214
Mitsubishi Electric Cooling & Heating | Mitsubishi Electric | Mitsubishi Electric | 201754319 | HRCU-A-CB-O | PUZ-A36NKA7 | PLA-A36EA7 | Ductless | Single-zone | Non-ducted indoor units (Mini-splits) | 38000 | 22000 | 2.5894 | 21600 | 2.4347
Mitsubishi Electric Cooling & Heating | Mitsubishi Electric | Mitsubishi Electric | 201754324 | HRCU-A-CB | SUZ-KA12NA | SEZ-KD12NA | Ductless | Single-zone | Ducted Indoor Units | 13600 | 9000 | 2.867 | 7400 | 2.4097
Mitsubishi Electric Cooling & Heating | Mitsubishi Electric | Mitsubishi Electric | 201754325 | HRCU-A-CB | SUZ-KA18NA | SEZ-KD18NA | Ductless | Single-zone | Ducted Indoor Units | 21600 | 13100 | 2.8439 | 9900 | 2.198
Mitsubishi Electric Cooling & Heating | Mitsubishi | M-Series | 201754416 | HRCU-A-CB-O | MUFZ-KJ09NAHZ | MFZ-KJ09NA | Ductless | Single-zone | Non-ducted indoor units (Mini-splits) | 11000 | 7500 | 2.75 | 11000 | 2.01
Mitsubishi Electric Cooling & Heating | Mitsubishi Electric | Mitsubishi Electric | 201754425 | HRCU-A-CB-O | MUZ-FE09NAH | MSZ-FE09NA | Ductless | Single-zone | Non-ducted indoor units (Wall Mount) | 10900 | 6700 | 2.9307 | 11200 | 2.7709
Mitsubishi Electric Cooling & Heating | Mitsubishi | M-Series H2i | 201754426 | HRCU-A-CB-O | MUZ-FH06NA | MSZ-FH06NA | Ductless | Single-zone | Non-ducted indoor units (Mini-splits) | 8700 | 5900 | 3.46 | 8700 | 2.8
Mitsubishi Electric Cooling & Heating | Mitsubishi Electric | Mitsubishi Electric | 201754427 | HRCU-A-CB-O | MUZ-FH06NAH | MSZ-FH06NAH | Ductless | Single-zone | Non-ducted indoor units (Mini-splits) | 8700 | 5900 | 2.75 | 8700 | 2.45
Mitsubishi Electric Cooling & Heating | Mitsubishi Electric | Mitsubishi Electric | 201754444 | HMSV-A-CB | PUMY-P36NKMU1 | Ducted indoor units | Ductless | Multi-zone | Ducted Indoor Units | 42000 | 26600 | 2.6003 | 30000 | 2.2544
Mitsubishi Electric Cooling & Heating | Mitsubishi Electric | Mitsubishi Electric | 201754445 | HMSV-A-CB | PUMY-P36NKMU1 | Non-ducted | Ductless | Multi-zone | Non-ducted indoor units | 42000 | 26400 | 2.9873 | 29000 | 2.3002
Mitsubishi Electric Cooling & Heating | Mitsubishi Electric | Mitsubishi Electric | 201754447 | HMSV-A-CB | PUMY-P48NKMU1 | Non-ducted | Ductless | Multi-zone | Non-ducted indoor units | 54000 | 31400 | 2.9214 | 36400 | 2.2
Mitsubishi Electric Cooling & Heating | Mitsubishi Electric | Mitsubishi Electric | 201754640 | HMSV-A-CB | PUMY-P60NKMU1 | Non-ducted | Ductless | Multi-zone | Non-ducted indoor units | 66000 | 41500 | 2.5988 | 57000 | 1.9999
Mitsubishi Electric Cooling & Heating | Mitsubishi Electric | Mitsubishi Electric | 201754642 | HMSV-A-CB | MXZ-2C20NA2 | Non-ducted | Ductless | Multi-zone | Non-ducted indoor units | 22000 | 12500 | 2.818 | 11100 | 2.0332
Mitsubishi Electric Cooling & Heating | Mitsubishi Electric | Mitsubishi Electric | 201754648 | HRCU-A-CB-O | MUZ-GL09NA-U1 | MSZ-GL09NA-U1 | Ductless | Single-zone | Non-ducted indoor units (Mini-splits) | 10900 | 6700 | 3.1168 | 8000 | 2.7583
Mitsubishi Electric Cooling & Heating | Mitsubishi | M-Series H2i | 201754904 | HMSV-A-CB | MXZ-3C24NAHZ2 | Non-Ducted Indoor Units | Ductless | Multi-zone | Non-ducted indoor units | 25000 | 14000 | 2.53 | 25000 | 1.92
Mitsubishi Electric Cooling & Heating | Mitsubishi | M-Series H2i | 201754911 | HMSV-A-CB | MXZ-4C36NAHZ | Non-Ducted Indoor Units | Ductless | Multi-zone | Non-ducted indoor units | 45000 | 34000 | 2.85 | 45000 | 2.41
Mitsubishi Electric Cooling & Heating | Mitsubishi | M-Series H2i | 201754926 | HMSV-A-CB | MXZ-5C42NAHZ | Non-Ducted Indoor Units | Ductless | Multi-zone | Non-ducted indoor units | 48000 | 35800 | 2.87 | 48000 | 2.51
Mitsubishi Electric Cooling & Heating | Mitsubishi | M-Series H2i | 201755020 | HMSV-A-CB | MXZ-4C36NAHZ | Mixed | Ductless | Multi-zone | Mixed Ducted and Non-ducted indoor units | 45000 | 35000 | 2.54 | 45000 | 2.16
Mitsubishi Electric Cooling & Heating | Mitsubishi Electric | Mitsubishi Electric | 201755026 | HMSV-A-CB | PUMY-P36NKMU1 | Mixed | Ductless | Multi-zone | Mixed Ducted and Non-ducted indoor units | 42000 | 26500 | 2.7797 | 29000 | 2.2378
Nortek Global | Maytag | M1200 | 5597453 | HRCU-A-CB | PSH4BG024K | B6VMAX024K-B | Centrally Ducted | N/A | N/A | 22400 | 14200 | 2.7744 | 12600 | 2.0515
Nortek Global | Maytag | M1200 | 5597457 | HRCU-A-CB | PSH4BG036K | B6VMAX036K-B | Centrally Ducted | N/A | N/A | 34400 | 21800 | 2.6621 | 20100 | 2.2657
Nortek Global | Maytag | M1200 | 10296728 | HRCU-A-CB | PSH1BG4CVRX24K | B6VMAX24K-B | Centrally Ducted | N/A | N/A | 22400 | 14200 | 2.7744 | 12600 | 2.0515
Nortek Global | Maytag | M1200 | 10296733 | HRCU-A-CB | PSH1BG4CVRX36K | B6VMAX36K-B | Centrally Ducted | N/A | N/A | 34400 | 21800 | 2.6621 | 20100 | 2.2657
Panasonic | Panasonic | Exterios E:Deluxe | 7958200 | HRCU-A-CB-O | CS-E18RKUA | CU-E18RKUAW | Ductless | Single-zone | Non-ducted indoor units (Mini-splits) | 21600 | 11600 | 2.6167 | 10100 | 2.2438
Panasonic | Panasonic | Low-Profile Ducted | 9125308 | HRCU-A-CB-O | CU-E9SD3UA | CS-E9SD3UAW | Ductless | Single-zone | Non-ducted indoor units (Mini-splits) | 9000 | 7900 | 2.5458 | 7800 | 2.0607
Panasonic | Panasonic | Wall Mounted | 9571162 | HRCU-A-CB-O | CU-XE15SKUA | CS-XE15SKUA | Ductless | Single-zone | Non-ducted indoor units (Mini-splits) | 18000 | 11000 | 3.16 | 15700 | 1.98
Panasonic | Panasonic | Exterios XE | 201900302 | HRCU-A-CB-O | CU-XE15SKUA-1 | CS-XE15SKUA-1 | Ductless | Singlezone | Mini-Split | 17200 | 18200 | 5.2293 | 17200 | 1.9768
Payne | Payne |  | 201753410 | HRCU-A-CB-O | 38MPRAQ09AA3 | DHMPHAQ09XA3 | Ductless | Singlezone | Non-ducted indoor units (Mini-splits) | 10000 | 7200 | 2.7805 | 13047 | 1.9751
SAMSUNG ELECTRONICS CO., LTD. | SAMSUNG | FJM | 10348192 | HMSV-A-CB | AJ020MCS3CH/AA | Non-ducted | Ductless | Multi-zone | Non-ducted indoor units (Wall Mount) | 22000 | 13000 | 2.6275 | 22000 | 1.9538
SAMSUNG ELECTRONICS CO., LTD. | SAMSUNG | Smart Whisper Max Heat | 201993481 | HRCU-A-CB-O | AR18NSWSPWKX | AR18NSWSPWKN | Ductless | Singlezone | Non-ducted indoor units (Mini-splits) | 20600 | 13000 | 2.8646 | 21040 | 2.1117
TEMPSTAR | TEMPSTAR |  | 201835748 | HRCU-A-CB-O | DLCPRAH09AAK | DLFPHAH09XAK | Ductless | Singlezone | Non-ducted indoor units (Mini-splits) | 10000 | 7200 | 2.7805 | 13047 | 1.9751
TEMPSTAR | TEMPSTAR |  | 201835763 | HRCU-A-CB-O | DLCSRAH09AAJ | DLFSHAH09XAJ | Ductless | Singlezone | Non-ducted indoor units (Mini-splits) | 9800 | 5600 | 2.6499 | 6880 | 1.9499
TEMPSTAR | TEMPSTAR |  | 201835765 | HRCU-A-CB-O | DLCSRAH12AAJ | DLFSHAH12XAJ | Ductless | Singlezone | Non-ducted indoor units (Mini-splits) | 11800 | 7100 | 2.5999 | 7800 | 2.0099
TEMPSTAR | TEMPSTAR |  | 201835814 | HRCU-A-CB | DLCSRAH24AAK | DLFSDAH24XAK | Ductless | Singlezone | ducted indoor units (Mini-splits) | 24000 | 17400 | 2.9699 | 30000 | 1.9299
Trane/Mitsubishi Electric | Trane/Mitsubishi Electric |  | 202102774 | HRCU-A-CB-O | MUFZ-KJ09NAHZ | MFZ-KJ09NA | Ductless | Single-zone | Non-ducted indoor units (Mini-splits) | 11000 | 7500 | 2.75 | 11000 | 2.01
Trane/Mitsubishi Electric | Trane/Mitsubishi Electric |  | 202102775 | HRCU-A-CB-O | MUFZ-KJ12NAHZ | MFZ-KJ12NA | Ductless | Single-zone | Non-ducted indoor units (Mini-splits) | 13000 | 8800 | 2.77 | 13000 | 2.1
Trane/Mitsubishi Electric | Trane/Mitsubishi Electric |  | 202102777 | HRCU-A-CB-O | MUFZ-KJ18NAHZ | MFZ-KJ18NA | Ductless | Single-zone | Non-ducted indoor units (Mini-splits) | 21000 | 12800 | 2.62 | 21000 | 2.05
Trane/Mitsubishi Electric | Trane/Mitsubishi Electric |  | 202102780 | HRCU-A-CB-O | MUZ-FH06NA | MSZ-FH06NA | Ductless | Single-zone | Non-ducted indoor units (Mini-splits) | 8700 | 5900 | 3.46 | 8700 | 2.8
Trane/Mitsubishi Electric | Trane/Mitsubishi Electric |  | 202102781 | HRCU-A-CB-O | MUZ-FH06NAH | MSZ-FH06NAH | Ductless | Single-zone | Non-ducted indoor units (Mini-splits) | 8700 | 5900 | 2.75 | 8700 | 2.45
Trane/Mitsubishi Electric | Trane/Mitsubishi Electric |  | 202102782 | HRCU-A-CB-O | MUZ-FH09NA | MSZ-FH09NA | Ductless | Single-zone | Non-ducted indoor units (Mini-splits) | 10900 | 6700 | 3.27 | 10900 | 2.32
Trane/Mitsubishi Electric | Trane/Mitsubishi Electric |  | 202102783 | HRCU-A-CB-O | MUZ-FH09NAH | MSZ-FH09NAH | Ductless | Single-zone | Non-ducted indoor units (Mini-splits) | 10900 | 6700 | 2.73 | 10900 | 2.73
Trane/Mitsubishi Electric | Trane/Mitsubishi Electric |  | 202102784 | HRCU-A-CB-O | MUZ-FH12NA | MSZ-FH12NA | Ductless | Single-zone | Non-ducted indoor units (Mini-splits) | 13600 | 8000 | 3.26 | 13600 | 2.21
Trane/Mitsubishi Electric | Trane/Mitsubishi Electric |  | 202102785 | HRCU-A-CB-O | MUZ-FH12NAH | MSZ-FH12NAH | Ductless | Single-zone | Non-ducted indoor units (Mini-splits) | 13600 | 8100 | 2.83 | 13600 | 2.07
Trane/Mitsubishi Electric | Trane/Mitsubishi Electric |  | 202102788 | HRCU-A-CB-O | MUZ-FH18NA2 | MSZ-FH18NA2 | Ductless | Single-zone | Non-ducted indoor units (Mini-splits) | 20300 | 13700 | 3.04 | 20300 | 2.01
Trane/Mitsubishi Electric | Trane/Mitsubishi Electric |  | 202102789 | HRCU-A-CB-O | MUZ-FH18NAH2 | MSZ-FH18NA | Ductless | Single-zone | Non-ducted indoor units (Wall Mount) | 20300 | 12480 | 2.926 | 20900 | 2.0554
Trane/Mitsubishi Electric | Trane/Mitsubishi Electric |  | 202102790 | HRCU-A-CB-O | MUZ-GL09NA-U1 | MSZ-GL09NA-U1 | Ductless | Single-zone | Non-ducted indoor units (Mini-splits) | 10900 | 6700 | 3.1168 | 8000 | 2.7583
Trane/Mitsubishi Electric | Trane/Mitsubishi Electric |  | 202102791 | HRCU-A-CB-O | MUZ-GL12NA-U1 | MSZ-GL12NA-U1 | Ductless | Single-zone | Non-ducted indoor units (Mini-splits) | 14400 | 9200 | 3.0991 | 10200 | 2.9307
Trane/Mitsubishi Electric | Trane/Mitsubishi Electric |  | 202102793 | HRCU-A-CB-O | MUZ-GL18NA-U1 | MSZ-GL18NA-U1 | Ductless | Single-zone | Non-ducted indoor units (Mini-splits) | 21600 | 13800 | 2.7327 | 15100 | 2.3539
Trane/Mitsubishi Electric | Trane/Mitsubishi Electric |  | 202102794 | HRCU-A-CB-O | MUZ-GL24NA-U1 | MSZ-GL24NA-U1 | Ductless | Single-zone | Non-ducted indoor units (Mini-splits) | 27600 | 16000 | 2.6492 | 20200 | 1.9799
Trane/Mitsubishi Electric | Trane/Mitsubishi Electric |  | 202102758 | HMSV-A-CB | MXZ-2C20NA2 | Non-Ducted Indoor Units | Ductless | Multi-zone | Non-ducted indoor units | 22000 | 12500 | 2.818 | 11100 | 2.0332
Trane/Mitsubishi Electric | Trane/Mitsubishi Electric |  | 202102761 | HMSV-A-CB | MXZ-3C24NAHZ2 | Non-Ducted Indoor Units | Ductless | Multi-zone | Non-ducted indoor units | 25000 | 14000 | 2.53 | 25000 | 1.92
Trane/Mitsubishi Electric | Trane/Mitsubishi Electric |  | 202102765 | HMSV-A-CB | MXZ-4C36NAHZ | Non-Ducted Indoor Units | Ductless | Multi-zone | Non-ducted indoor units | 45000 | 34000 | 2.85 | 45000 | 2.41
Trane/Mitsubishi Electric | Trane/Mitsubishi Electric |  | 202102872 | HMSV-A-CB | MXZ-4C36NAHZ | Mixed | Ductless | Multi-zone | Mixed Ducted and Non-ducted indoor units | 45000 | 35000 | 2.54 | 45000 | 2.16
Trane/Mitsubishi Electric | Trane/Mitsubishi Electric |  | 202102767 | HMSV-A-CB | MXZ-5C42NAHZ | Non-Ducted Indoor Units | Ductless | Multi-zone | Non-ducted indoor units | 48000 | 35800 | 2.87 | 48000 | 2.51
Trane/Mitsubishi Electric | Trane/Mitsubishi Electric |  | 202102755 | HMSV-A-CB | PUMY-P36NKMU* | Ducted indoor units | Ductless | Multi-zone | Ducted Indoor Units | 42000 | 26600 | 2.6003 | 30000 | 2.2544
Trane/Mitsubishi Electric | Trane/Mitsubishi Electric |  | 202102771 | HMSV-A-CB | PUMY-P36NKMU* | Non-Ducted Indoor Units | Ductless | Multi-zone | Non-ducted indoor units | 42000 | 26400 | 2.9873 | 29000 | 2.3002
Trane/Mitsubishi Electric | Trane/Mitsubishi Electric |  | 202102878 | HMSV-A-CB | PUMY-P36NKMU* | Mixed | Ductless | Multi-zone | Mixed Ducted and Non-ducted indoor units | 42000 | 26500 | 2.7797 | 29000 | 2.2378
Trane/Mitsubishi Electric | Trane/Mitsubishi Electric |  | 202102772 | HMSV-A-CB | PUMY-P48NKMU* | Non-Ducted Indoor Units | Ductless | Multi-zone | Non-ducted indoor units | 54000 | 31400 | 2.9214 | 36400 | 2.2
Trane/Mitsubishi Electric | Trane/Mitsubishi Electric |  | 202102773 | HMSV-A-CB | PUMY-P60NKMU* | Non-Ducted Indoor Units | Ductless | Multi-zone | Non-ducted indoor units | 66000 | 41500 | 2.5988 | 57000 | 1.9999
Trane/Mitsubishi Electric | Trane/Mitsubishi Electric |  | 202102812 | HRCU-A-CB-O | PUZ-A24NHA7*** | PLA-A24EA7 | Ductless | Single-zone | Non-ducted indoor units (Mini-splits) | 26000 | 14900 | 2.7292 | 13000 | 2.7214
Trane/Mitsubishi Electric | Trane/Mitsubishi Electric |  | 202102822 | HRCU-A-CB-O | PUZ-A36NKA7*** | PLA-A36EA7 | Ductless | Single-zone | Non-ducted indoor units (Mini-splits) | 38000 | 22000 | 2.5894 | 21600 | 2.4347
Trane/Mitsubishi Electric | Trane/Mitsubishi Electric |  | 202102846 | HRCU-A-CB | SUZ-KA12NA | SEZ-KD12NA | Ductless | Single-zone | Ducted Indoor Units | 13600 | 9000 | 2.867 | 7400 | 2.4097
Trane/Mitsubishi Electric | Trane/Mitsubishi Electric |  | 202102853 | HRCU-A-CB | SUZ-KA18NA | SEZ-KD18NA | Ductless | Single-zone | Ducted Indoor Units | 21600 | 13100 | 2.8439 | 9900 | 2.198
Trane | Trane |  | 6749942 | HRCU-A-CB | 4TWV0024A1 | *AM8C0B30V21 | Centrally Ducted | N/A | N/A | 20200 | 16800 | 2.5 | 13000 | 2.08
Trane | Trane |  | 6750459 | HRCU-A-CB | 4TWV8024A1 | *AM8C0B30V21 | Centrally Ducted | N/A | N/A | 20000 | 16800 | 2.5 | 13000 | 2.08
Trane | Trane |  | 7151531 | HRCU-A-CB-O | 4TXK2709A10N0AA | 4MXW2709A10N0AA | Ductless | Single-zone | Non-ducted indoor units (Mini-splits) | 9800 | 5800 | 2.7058 | 8000 | 2.1412
Trane | Trane |  | 7151533 | HRCU-A-CB-O | 4TXK2712A10NAA | 4MXW2712A10N0AA | Ductless | Single-zone | Non-ducted indoor units (Mini-splits) | 13000 | 8000 | 3.1261 | 8300 | 2.1507
Trane | Trane |  | 7151535 | HRCU-A-CB-O | 4TXK2718A10N0AA | 4MXW2718A10N0AA | Ductless | Single-zone | Non-ducted indoor units (Mini-splits) | 19000 | 12100 | 2.8144 | 15400 | 1.9709
Trane | Trane |  | 9150123 | HRCU-A-CB-O | 4TXK3812A10NUAA | 4MXW3812A10NUAA | Ductless | Single-zone | Non-ducted indoor units (Mini-splits) | 12200 | 8100 | 3.2079 | 13304 | 2.1794
Trane | Trane |  | 9150127 | HRCU-A-CB-O | 4TXK3824A10NUAA | 4MXW3824A10NUAA | Ductless | Single-zone | Non-ducted indoor units (Mini-splits) | 24000 | 15500 | 2.8934 | 24233 | 2.2368

## July 2018
APS Eligible Small ASHP Models
Updated July 2018
Manufacturer | Brand (if applicable) | Model Name | AHRI Certificate No. | AHRI Type | Indoor Unit Model(s) | Outdoor Unit Model | Centrally Ducted or Ductless | If Ductless, Multi-zone or Single-zone? | Ductless Indoor Type | Rated Capacity 47°F | Rated Capacity 17°F | COP at Rated Capacity 17°F | Maximum Capacity 5°F | COP at Max. Capacity 5°F
Amana Heating and air Conditioning | Amana | AVZC20 | 10324704 | HRCU-A-CB | AVZC200241A* | CA*F3642*6D*+MBVC1200**-1A*+TX | Centrally Ducted | N/A | N/A | 23600 | 13915 | 2.7425 | 11400 | 2.09
Amana Heating and air Conditioning | Amana | AVZC20 | 10324706 | HRCU-A-CB | AVZC200481A* | CA*F4961*6D*+MBVC2000**-1A*+TX | Centrally Ducted | N/A | N/A | 45500 | 28254 | 2.83 | 26000 | 1.97
Amana Heating and air Conditioning | Amana | AVZC20 | 10324707 | HRCU-A-CB | AVZC200601A* | CA*F4961*6D*+MBVC2000**-1A*+TX | Centrally Ducted | N/A | N/A | 50000 | 32293 | 2.73 | 26000 | 1.98
American Standard | American Standard | AccuComfort Platinum 20 | 6749789 | HRCU-A-CB | 4A6V0024A1 | *AM8C0B30V21 | Centrally Ducted | N/A | N/A | 20200 | 16800 | 2.5 | 13000 | 2.08
American Standard | American Standard | AccuComfort Platinum 18 | 6750455 | HRCU-A-CB | 4A6V8024A1 | *AM8C0B30V21 | Centrally Ducted | N/A | N/A | 20000 | 16800 | 2.5 | 13000 | 2.08
American Standard | American Standard |  | 7151530 | HRCU-A-CB-O | 4TXK2709A10N0AA | 4MXW2709A10N0AA | Ductless | Single-zone | Non-ducted indoor units (Mini-splits) | 9800 | 5800 | 2.7058 | 8000 | 2.1412
American Standard | American Standard |  | 7151532 | HRCU-A-CB-O | 4TXK2712A10NAA | 4MXW2712A10N0AA | Ductless | Single-zone | Non-ducted indoor units (Mini-splits) | 13000 | 8000 | 3.1261 | 8300 | 2.1507
American Standard | American Standard |  | 7151534 | HRCU-A-CB-O | 4TXK2718A10N0AA | 4MXW2718A10N0AA | Ductless | Single-zone | Non-ducted indoor units (Mini-splits) | 19000 | 12100 | 2.8144 | 15400 | 1.9709
American Standard | American Standard |  | 9150128 | HRCU-A-CB-O | 4TXK3824A10NUAA | 4MXW3824A10NUAA | Ductless | Single-zone | Non-ducted indoor units (Mini-splits) | 24000 | 15500 | 2.8934 | 24233 | 2.2368
American Standard/Mitsubishi Electric | American Standard/Mitsubishi Electric |  | 202102443 | HMSV-A-CB | MXZ-2C20NA2 | Non-Ducted Indoor Units | Ductless | Multi-zone | Non-ducted indoor units | 22000 | 12500 | 2.818 | 11100 | 2.0332
American Standard/Mitsubishi Electric | American Standard/Mitsubishi Electric |  | 202102446 | HMSV-A-CB | MXZ-3C24NAHZ2 | Non-Ducted Indoor Units | Ductless | Multi-zone | Non-ducted indoor units | 25000 | 14000 | 2.53 | 25000 | 1.92
American Standard/Mitsubishi Electric | American Standard/Mitsubishi Electric |  | 202102450 | HMSV-A-CB | MXZ-4C36NAHZ | Non-Ducted Indoor Units | Ductless | Multi-zone | Non-ducted indoor units | 45000 | 34000 | 2.85 | 45000 | 2.41
American Standard/Mitsubishi Electric | American Standard/Mitsubishi Electric |  | 202106831 | HMSV-A-CB | MXZ-4C36NAHZ | Mixed | Ductless | Multi-zone | Mixed Ducted and Non-ducted indoor units | 45000 | 35000 | 2.54 | 45000 | 2.16
American Standard/Mitsubishi Electric | American Standard/Mitsubishi Electric |  | 202102452 | HMSV-A-CB | MXZ-5C42NAHZ | Non-Ducted Indoor Units | Ductless | Multi-zone | Non-ducted indoor units | 48000 | 35800 | 2.87 | 48000 | 2.51
American Standard/Mitsubishi Electric | American Standard/Mitsubishi Electric |  | 202102440 | HMSV-A-CB | PUMY-P36NKMU* | Ducted indoor units | Ductless | Multi-zone | Ducted Indoor Units | 42000 | 26600 | 2.6003 | 30000 | 2.2544
American Standard/Mitsubishi Electric | American Standard/Mitsubishi Electric |  | 202102456 | HMSV-A-CB | PUMY-P36NKMU* | Non-Ducted Indoor Units | Ductless | Multi-zone | Non-ducted indoor units | 42000 | 26400 | 2.9873 | 29000 | 2.3002
American Standard/Mitsubishi Electric | American Standard/Mitsubishi Electric |  | 202106837 | HMSV-A-CB | PUMY-P36NKMU* | Mixed | Ductless | Multi-zone | Mixed Ducted and Non-ducted indoor units | 42000 | 26500 | 2.7797 | 29000 | 2.2378
American Standard/Mitsubishi Electric | American Standard/Mitsubishi Electric |  | 202102457 | HMSV-A-CB | PUMY-P48NKMU* | Non-Ducted Indoor Units | Ductless | Multi-zone | Non-ducted indoor units | 54000 | 31400 | 2.9214 | 36400 | 2.2
American Standard/Mitsubishi Electric | American Standard/Mitsubishi Electric |  | 202102458 | HMSV-A-CB | PUMY-P60NKMU* | Non-Ducted Indoor Units | Ductless | Multi-zone | Non-ducted indoor units | 66000 | 41500 | 2.5988 | 57000 | 1.9999
American Standard/Mitsubishi Electric | American Standard/Mitsubishi Electric |  | 202102531 | HRCU-A-CB | SUZ-KA12NA | SEZ-KD12NA | Ductless | Single-zone | Ducted Indoor Units | 13600 | 9000 | 2.867 | 7400 | 2.4097
American Standard/Mitsubishi Electric | American Standard/Mitsubishi Electric |  | 202102538 | HRCU-A-CB | SUZ-KA18NA | SEZ-KD18NA | Ductless | Single-zone | Ducted Indoor Units | 21600 | 13100 | 2.8439 | 9900 | 2.198
American Standard/Mitsubishi Electric | American Standard/Mitsubishi Electric |  | 202102459 | HRCU-A-CB-O | MUFZ-KJ09NAHZ | MFZ-KJ09NA | Ductless | Single-zone | Non-ducted indoor units (Mini-splits) | 11000 | 7500 | 2.75 | 11000 | 2.01
American Standard/Mitsubishi Electric | American Standard/Mitsubishi Electric |  | 202102460 | HRCU-A-CB-O | MUFZ-KJ12NAHZ | MFZ-KJ12NA | Ductless | Single-zone | Non-ducted indoor units (Mini-splits) | 13000 | 8800 | 2.77 | 13000 | 2.1
American Standard/Mitsubishi Electric | American Standard/Mitsubishi Electric |  | 202102462 | HRCU-A-CB-O | MUFZ-KJ18NAHZ | MFZ-KJ18NA | Ductless | Single-zone | Non-ducted indoor units (Mini-splits) | 21000 | 12800 | 2.62 | 21000 | 2.05
American Standard/Mitsubishi Electric | American Standard/Mitsubishi Electric |  | 202102465 | HRCU-A-CB-O | MUZ-FH06NA | MSZ-FH06NA | Ductless | Single-zone | Non-ducted indoor units (Mini-splits) | 8700 | 5900 | 3.46 | 8700 | 2.8
American Standard/Mitsubishi Electric | American Standard/Mitsubishi Electric |  | 202102466 | HRCU-A-CB-O | MUZ-FH06NAH | MSZ-FH06NAH | Ductless | Single-zone | Non-ducted indoor units (Mini-splits) | 8700 | 5900 | 2.75 | 8700 | 2.45
American Standard/Mitsubishi Electric | American Standard/Mitsubishi Electric |  | 202102467 | HRCU-A-CB-O | MUZ-FH09NA | MSZ-FH09NA | Ductless | Single-zone | Non-ducted indoor units (Mini-splits) | 10900 | 6700 | 3.27 | 10900 | 2.32
American Standard/Mitsubishi Electric | American Standard/Mitsubishi Electric |  | 202102468 | HRCU-A-CB-O | MUZ-FH09NAH | MSZ-FH09NAH | Ductless | Single-zone | Non-ducted indoor units (Mini-splits) | 10900 | 6700 | 2.73 | 10900 | 2.73
American Standard/Mitsubishi Electric | American Standard/Mitsubishi Electric |  | 202102469 | HRCU-A-CB-O | MUZ-FH12NA | MSZ-FH12NA | Ductless | Single-zone | Non-ducted indoor units (Mini-splits) | 13600 | 8000 | 3.26 | 13600 | 2.21
American Standard/Mitsubishi Electric | American Standard/Mitsubishi Electric |  | 202102470 | HRCU-A-CB-O | MUZ-FH12NAH | MSZ-FH12NAH | Ductless | Single-zone | Non-ducted indoor units (Mini-splits) | 13600 | 8100 | 2.83 | 13600 | 2.07
American Standard/Mitsubishi Electric | American Standard/Mitsubishi Electric |  | 202102473 | HRCU-A-CB-O | MUZ-FH18NA2 | MSZ-FH18NA2 | Ductless | Single-zone | Non-ducted indoor units (Mini-splits) | 20300 | 13700 | 3.04 | 20300 | 2.01
American Standard/Mitsubishi Electric | American Standard/Mitsubishi Electric |  | 202102474 | HRCU-A-CB-O | MUZ-FH18NAH2 | MSZ-FH18NA | Ductless | Single-zone | Non-ducted indoor units (Wall Mount) | 20300 | 12480 | 2.926 | 20900 | 2.0554
American Standard/Mitsubishi Electric | American Standard/Mitsubishi Electric |  | 202102475 | HRCU-A-CB-O | MUZ-GL09NA-U1 | MSZ-GL09NA-U1 | Ductless | Single-zone | Non-ducted indoor units (Mini-splits) | 10900 | 6700 | 3.1168 | 8000 | 2.7583
American Standard/Mitsubishi Electric | American Standard/Mitsubishi Electric |  | 202102476 | HRCU-A-CB-O | MUZ-GL12NA-U1 | MSZ-GL12NA-U1 | Ductless | Single-zone | Non-ducted indoor units (Mini-splits) | 14400 | 9200 | 3.0991 | 10200 | 2.9307
American Standard/Mitsubishi Electric | American Standard/Mitsubishi Electric |  | 202102478 | HRCU-A-CB-O | MUZ-GL18NA-U1 | MSZ-GL18NA-U1 | Ductless | Single-zone | Non-ducted indoor units (Mini-splits) | 21600 | 13800 | 2.7327 | 15100 | 2.3539
American Standard/Mitsubishi Electric | American Standard/Mitsubishi Electric |  | 202102479 | HRCU-A-CB-O | MUZ-GL24NA-U1 | MSZ-GL24NA-U1 | Ductless | Single-zone | Non-ducted indoor units (Mini-splits) | 27600 | 16000 | 2.6492 | 20200 | 1.9799
American Standard/Mitsubishi Electric | American Standard/Mitsubishi Electric |  | 202102497 | HRCU-A-CB-O | PUZ-A24NHA7*** | PLA-A24EA7 | Ductless | Single-zone | Non-ducted indoor units (Mini-splits) | 26000 | 14900 | 2.7292 | 13000 | 2.7214
American Standard/Mitsubishi Electric | American Standard/Mitsubishi Electric |  | 202102507 | HRCU-A-CB-O | PUZ-A36NKA7*** | PLA-A36EA7 | Ductless | Single-zone | Non-ducted indoor units (Mini-splits) | 38000 | 22000 | 2.5894 | 21600 | 2.4347
ARCOAIRE | ARCOAIRE |  | 201835538 | HRCU-A-CB | DLCSRAH24AAK | DLFSDAH24XAK | Ductless | Singlezone | ducted indoor units (Mini-splits) | 24000 | 17400 | 2.97 | 30000 | 1.93
ARCOAIRE | ARCOAIRE |  | 201835506 | HRCU-A-CB-O | DLCPRAH09AAK | DLFPHAH09XAK | Ductless | Singlezone | Non-ducted indoor units (Mini-splits) | 10000 | 7200 | 2.7805 | 13047 | 1.9751
ARCOAIRE | ARCOAIRE |  | 201835513 | HRCU-A-CB-O | DLCSRAH09AAJ | DLFSHAH09XAJ | Ductless | Singlezone | Non-ducted indoor units (Mini-splits) | 9800 | 5600 | 2.65 | 6880 | 1.95
ARCOAIRE | ARCOAIRE |  | 201835514 | HRCU-A-CB-O | DLCSRAH12AAJ | DLFSHAH12XAJ | Ductless | Singlezone | Non-ducted indoor units (Mini-splits) | 11800 | 7100 | 2.5638 | 7800 | 2.0099
Bosch | Bosch | Bosch Climate 5000 ductless minisplit series | 9966837 | HRCU-A-CB-O | BMS500-AAS009-0CSXXA | BMS500-AAU009-0AHXXA | Ductless | Single-zone | Non-ducted indoor units (Mini-splits) | 9800 | 5800 | 2.7197 | 6516 | 2.0468
Bosch | Bosch | Bosch Climate 5000 ductless minisplit series | 9966838 | HRCU-A-CB-O | BMS500-AAS009-1CSXXA | BMS500-AAU009-1AHXXA | Ductless | Single-zone | Non-ducted indoor units (Mini-splits) | 9800 | 6300 | 2.6797 | 6609 | 1.9177
Bosch | Bosch | Bosch Climate 5000 ductless minisplit series | 9966839 | HRCU-A-CB-O | BMS500-AAS012-0CSXXA | BMS500-AAU012-0AHXXA | Ductless | Single-zone | Non-ducted indoor units (Mini-splits) | 12000 | 7500 | 2.5411 | 5736 | 2.0229
Bryant | Bryant | Evolution Series | 9893462 | HRCU-A-CB | 280ANV024000 | FE4ANF002L+UI | Centrally Ducted | N/A | N/A | 24000 | 25200 | 2.5567 | 19800 | 2.0741
Bryant | Bryant | Evolution Series | 9893463 | HRCU-A-CB | 280ANV024000 | FE4AN(B,F)003+UI | Centrally Ducted | N/A | N/A | 23800 | 25000 | 2.5364 | 19800 | 2.0741
Bryant | Bryant® Heating and Cooling Systems | Bryant® Extreme Heat Pump | 9893474 | HRCU-A-CB | 280ANV024*0**A* | CAP**3617AL*+UI & 98(6*B,7*A)42080V17*** | Centrally Ducted | N/A | N/A | 24000 | 25200 | 2.516 | 21779.04 | 2.2398
Bryant | Bryant® Heating and Cooling Systems | Bryant® Extreme Heat Pump | 9893476 | HRCU-A-CB | 280ANV024*0**A* | CAP**3621AL*+UI & 98(6*B,7*A)42080V17*** | Centrally Ducted | N/A | N/A | 24000 | 25200 | 2.516 | 21779.04 | 2.2398
Bryant | Bryant® Heating and Cooling Systems | Bryant® Extreme Heat Pump | 9893477 | HRCU-A-CB | 280ANV024*0**A* | CAP**4221AL*+UI & 98(6*B,7*A)42060V17*** | Centrally Ducted | N/A | N/A | 23800 | 25200 | 2.5407 | 21565.52 | 2.2618
Bryant | Bryant® Heating and Cooling Systems | Bryant® Extreme Heat Pump | 9893478 | HRCU-A-CB | 280ANV024*0**A* | CAP**4221AL*+UI & 98(6*B,7*A)42080V17*** | Centrally Ducted | N/A | N/A | 23800 | 25200 | 2.5661 | 21565.52 | 2.2844
Bryant | Bryant® Heating and Cooling Systems | Bryant® Extreme Heat Pump | 9893479 | HRCU-A-CB | 280ANV024*0**A* | CAP**4224AL*+UI & 98(6*B,7*A)66120V24*** | Centrally Ducted | N/A | N/A | 23600 | 25000 | 2.5663 | 21352 | 2.2846
Bryant | Bryant® Heating and Cooling Systems | Bryant® Extreme Heat Pump | 9893482 | HRCU-A-CB | 280ANV024*0**A* | CAP**4821AL*+UI & 98(6*B,7*A)42060V17*** | Centrally Ducted | N/A | N/A | 23200 | 25000 | 2.6773 | 20924.96 | 2.3834
Bryant | Bryant® Heating and Cooling Systems | Bryant® Extreme Heat Pump | 9893483 | HRCU-A-CB | 280ANV024*0**A* | CAP**4821AL*+UI & 98(6*B,7*A)42080V17*** | Centrally Ducted | N/A | N/A | 23200 | 24800 | 2.6773 | 20924.96 | 2.3834
Bryant | Bryant® Heating and Cooling Systems | Bryant® Extreme Heat Pump | 9893484 | HRCU-A-CB | 280ANV024*0**A* | CAP**4824AL*+UI & 98(6*B,7*A)66120V24*** | Centrally Ducted | N/A | N/A | 23000 | 24800 | 2.6788 | 20711.44 | 2.3847
Bryant | Bryant® Heating and Cooling Systems | Bryant® Extreme Heat Pump | 9893485 | HRCU-A-CB | 280ANV024*0**A* | CAP**6021AL*+UI & 98(6*B,7*A)42060V17*** | Centrally Ducted | N/A | N/A | 22800 | 24600 | 2.7082 | 20711.44 | 2.4109
Bryant | Bryant® Heating and Cooling Systems | Bryant® Extreme Heat Pump | 9893486 | HRCU-A-CB | 280ANV024*0**A* | CAP**6021AL*+UI & 98(6*B,7*A)42080V17*** | Centrally Ducted | N/A | N/A | 22800 | 24600 | 2.7082 | 20711.44 | 2.4109
Bryant | Bryant® Heating and Cooling Systems | Bryant® Extreme Heat Pump | 9893487 | HRCU-A-CB | 280ANV024*0**A* | CAP**6024AL*+UI & 98(6*B,7*A)66120V24*** | Centrally Ducted | N/A | N/A | 22600 | 24400 | 2.7101 | 20497.92 | 2.4126
Bryant | Bryant® Heating and Cooling Systems | Bryant® Extreme Heat Pump | 9893492 | HRCU-A-CB | 280ANV024*0**A* | CNPV*4217AL*+UI & 98(6*B,7*A)42060V17*** | Centrally Ducted | N/A | N/A | 23400 | 25200 | 2.6201 | 21138.48 | 2.3325
Bryant | Bryant® Heating and Cooling Systems | Bryant® Extreme Heat Pump | 9893493 | HRCU-A-CB | 280ANV024*0**A* | CNPV*4217AL*+UI & 98(6*B,7*A)42080V17*** | Centrally Ducted | N/A | N/A | 23400 | 25200 | 2.6201 | 21138.48 | 2.3325
Bryant | Bryant® Heating and Cooling Systems | Bryant® Extreme Heat Pump | 9893494 | HRCU-A-CB | 280ANV024*0**A* | CNPV*4221AL*+UI & 98(6*B,7*A)42060V17*** | Centrally Ducted | N/A | N/A | 23600 | 25200 | 2.5407 | 21352 | 2.2618
Bryant | Bryant® Heating and Cooling Systems | Bryant® Extreme Heat Pump | 9893495 | HRCU-A-CB | 280ANV024*0**A* | CNPV*4221AL*+UI & 98(6*B,7*A)42080V17*** | Centrally Ducted | N/A | N/A | 23400 | 25200 | 2.5407 | 21138.48 | 2.2618
Bryant | Bryant® Heating and Cooling Systems | Bryant® Extreme Heat Pump | 9893496 | HRCU-A-CB | 280ANV024*0**A* | CNPV*4821AL*+UI & 98(6*B,7*A)42060V17*** | Centrally Ducted | N/A | N/A | 23400 | 25000 | 2.6758 | 21138.48 | 2.3821
Bryant | Bryant® Heating and Cooling Systems | Bryant® Extreme Heat Pump | 9893497 | HRCU-A-CB | 280ANV024*0**A* | CNPV*4821AL*+UI & 98(6*B,7*A)42080V17*** | Centrally Ducted | N/A | N/A | 23200 | 25000 | 2.6773 | 20924.96 | 2.3834
Bryant | Bryant® Heating and Cooling Systems | Bryant® Extreme Heat Pump | 9893498 | HRCU-A-CB | 280ANV024*0**A* | CNPV*4824AL*+UI & 98(6*B,7*A)66120V24*** | Centrally Ducted | N/A | N/A | 23200 | 25000 | 2.7064 | 20924.96 | 2.4093
Bryant | Bryant® Heating and Cooling Systems | Bryant® Extreme Heat Pump | 9893499 | HRCU-A-CB | 280ANV024*0**A* | CNPV*6024AL*+UI & 98(6*B,7*A)66120V24*** | Centrally Ducted | N/A | N/A | 23400 | 25000 | 2.7046 | 21138.48 | 2.4077
Bryant | Bryant® Heating and Cooling Systems | Bryant® Extreme Heat Pump | 9893500 | HRCU-A-CB | 280ANV024*0**A* | CSPH*3612AL*+UI & 98(6*B,7*A)42060V17*** | Centrally Ducted | N/A | N/A | 24000 | 25200 | 2.6177 | 21779.04 | 2.3303
Bryant | Bryant® Heating and Cooling Systems | Bryant® Extreme Heat Pump | 9893501 | HRCU-A-CB | 280ANV024*0**A* | CSPH*3612AL*+UI & 98(6*B,7*A)42080V17*** | Centrally Ducted | N/A | N/A | 23800 | 25200 | 2.6454 | 21565.52 | 2.355
Bryant | Bryant® Heating and Cooling Systems | Bryant® Extreme Heat Pump | 9893502 | HRCU-A-CB | 280ANV024*0**A* | CSPH*3612AL*+UI & 98(6*B,7*A)66120V24*** | Centrally Ducted | N/A | N/A | 23800 | 25000 | 2.6454 | 21565.52 | 2.355
Bryant | Bryant® Heating and Cooling Systems | Bryant® Extreme Heat Pump | 9893503 | HRCU-A-CB | 280ANV024*0**A* | CSPH*4212AL*+UI & 98(6*B,7*A)42060V17*** | Centrally Ducted | N/A | N/A | 23800 | 25200 | 2.673 | 21565.52 | 2.3796
Bryant | Bryant® Heating and Cooling Systems | Bryant® Extreme Heat Pump | 9893504 | HRCU-A-CB | 280ANV024*0**A* | CSPH*4212AL*+UI & 98(6*B,7*A)42080V17*** | Centrally Ducted | N/A | N/A | 23800 | 25000 | 2.673 | 21565.52 | 2.3796
Bryant | Bryant® Heating and Cooling Systems | Bryant® Extreme Heat Pump | 9893505 | HRCU-A-CB | 280ANV024*0**A* | CSPH*4212AL*+UI & 98(6*B,7*A)66120V24*** | Centrally Ducted | N/A | N/A | 23600 | 25000 | 2.6744 | 21352 | 2.3808
Bryant | Bryant® Heating and Cooling Systems | Bryant® Extreme Heat Pump | 9893506 | HRCU-A-CB | 280ANV024*0**A* | CSPH*4812AL*+UI & 98(6*B,7*A)42060V17*** | Centrally Ducted | N/A | N/A | 23400 | 25000 | 2.7046 | 21138.48 | 2.4077
Bryant | Bryant® Heating and Cooling Systems | Bryant® Extreme Heat Pump | 9893507 | HRCU-A-CB | 280ANV024*0**A* | CSPH*4812AL*+UI & 98(6*B,7*A)42080V17*** | Centrally Ducted | N/A | N/A | 23400 | 25000 | 2.7046 | 21138.48 | 2.4077
Bryant | Bryant® Heating and Cooling Systems | Bryant® Extreme Heat Pump | 9893508 | HRCU-A-CB | 280ANV024*0**A* | CSPH*4812AL*+UI & 98(6*B,7*A)66120V24*** | Centrally Ducted | N/A | N/A | 23200 | 25000 | 2.7361 | 20924.96 | 2.4358
Bryant | Bryant® Heating and Cooling Systems | Bryant® Extreme Heat Pump | 9893509 | HRCU-A-CB | 280ANV024*0**A* | CSPH*6012AL*+UI & 98(6*B,7*A)42060V17*** | Centrally Ducted | N/A | N/A | 23600 | 25000 | 2.7028 | 21352 | 2.4061
Bryant | Bryant® Heating and Cooling Systems | Bryant® Extreme Heat Pump | 9893510 | HRCU-A-CB | 280ANV024*0**A* | CSPH*6012AL*+UI & 98(6*B,7*A)42080V17*** | Centrally Ducted | N/A | N/A | 23400 | 25000 | 2.734 | 21138.48 | 2.4339
Bryant | Bryant® Heating and Cooling Systems | Bryant® Extreme Heat Pump | 9893511 | HRCU-A-CB | 280ANV024*0**A* | CSPH*6012AL*+UI & 98(6*B,7*A)66120V24*** | Centrally Ducted | N/A | N/A | 23400 | 25000 | 2.734 | 21138.48 | 2.4339
Bryant | Bryant® Heating and Cooling Systems | Bryant® Extreme Heat Pump | 9893514 | HRCU-A-CB | 280ANV024*0**A* | CAP**3621AL*+UI & 98(6*B,7*A)66100V21*** | Centrally Ducted | N/A | N/A | 23000 | 25000 | 2.5148 | 20711.44 | 2.2387
Bryant | Bryant® Heating and Cooling Systems | Bryant® Extreme Heat Pump | 9893515 | HRCU-A-CB | 280ANV024*0**A* | CAP**4221AL*+UI & 98(6*B,7MA)60060V21*** | Centrally Ducted | N/A | N/A | 23000 | 25200 | 2.5407 | 20711.44 | 2.2618
Bryant | Bryant® Heating and Cooling Systems | Bryant® Extreme Heat Pump | 9893516 | HRCU-A-CB | 280ANV024*0**A* | CAP**4221AL*+UI & 98(6*B,7*A)60080V21*** | Centrally Ducted | N/A | N/A | 23000 | 25000 | 2.5671 | 20711.44 | 2.2853
Bryant | Bryant® Heating and Cooling Systems | Bryant® Extreme Heat Pump | 9893517 | HRCU-A-CB | 280ANV024*0**A* | CAP**4221AL*+UI & 98(6*B,7*A)66100V21*** | Centrally Ducted | N/A | N/A | 23000 | 25000 | 2.5671 | 20711.44 | 2.2853
Bryant | Bryant® Heating and Cooling Systems | Bryant® Extreme Heat Pump | 9893518 | HRCU-A-CB | 280ANV024*0**A* | CAP**4224AL*+UI & 98(6*B,7MA)60060V21*** | Centrally Ducted | N/A | N/A | 23000 | 25200 | 2.5407 | 20711.44 | 2.2618
Bryant | Bryant® Heating and Cooling Systems | Bryant® Extreme Heat Pump | 9893519 | HRCU-A-CB | 280ANV024*0**A* | CAP**4224AL*+UI & 98(6*B,7*A)60080V21*** | Centrally Ducted | N/A | N/A | 23000 | 25000 | 2.5671 | 20711.44 | 2.2853
Bryant | Bryant® Heating and Cooling Systems | Bryant® Extreme Heat Pump | 9893520 | HRCU-A-CB | 280ANV024*0**A* | CAP**4224AL*+UI & 98(6*B,7*A)66100V21*** | Centrally Ducted | N/A | N/A | 23000 | 25000 | 2.5671 | 20711.44 | 2.2853
Bryant | Bryant® Heating and Cooling Systems | Bryant® Extreme Heat Pump | 9893521 | HRCU-A-CB | 280ANV024*0**A* | CAP**4821AL*+UI & 98(6*B,7MA)60060V21*** | Centrally Ducted | N/A | N/A | 22800 | 24800 | 2.7082 | 20711.44 | 2.4109
Bryant | Bryant® Heating and Cooling Systems | Bryant® Extreme Heat Pump | 9893522 | HRCU-A-CB | 280ANV024*0**A* | CAP**4821AL*+UI & 98(6*B,7*A)60080V21*** | Centrally Ducted | N/A | N/A | 22800 | 24800 | 2.7082 | 20711.44 | 2.4109
Bryant | Bryant® Heating and Cooling Systems | Bryant® Extreme Heat Pump | 9893523 | HRCU-A-CB | 280ANV024*0**A* | CAP**4821AL*+UI & 98(6*B,7*A)66100V21*** | Centrally Ducted | N/A | N/A | 22800 | 24800 | 2.7082 | 20711.44 | 2.4109
Bryant | Bryant® Heating and Cooling Systems | Bryant® Extreme Heat Pump | 9893524 | HRCU-A-CB | 280ANV024*0**A* | CAP**4824AL*+UI & 98(6*B,7MA)60060V21*** | Centrally Ducted | N/A | N/A | 22800 | 24800 | 2.7082 | 20711.44 | 2.4109
Bryant | Bryant® Heating and Cooling Systems | Bryant® Extreme Heat Pump | 9893525 | HRCU-A-CB | 280ANV024*0**A* | CAP**4824AL*+UI & 98(6*B,7*A)60080V21*** | Centrally Ducted | N/A | N/A | 22800 | 24800 | 2.7082 | 20711.44 | 2.4109
Bryant | Bryant® Heating and Cooling Systems | Bryant® Extreme Heat Pump | 9893526 | HRCU-A-CB | 280ANV024*0**A* | CAP**4824AL*+UI & 98(6*B,7*A)66100V21*** | Centrally Ducted | N/A | N/A | 22800 | 24800 | 2.7383 | 20711.44 | 2.4377
Bryant | Bryant® Heating and Cooling Systems | Bryant® Extreme Heat Pump | 9893527 | HRCU-A-CB | 280ANV024*0**A* | CAP**6021AL*+UI & 98(6*B,7MA)60060V21*** | Centrally Ducted | N/A | N/A | 23000 | 24800 | 2.6788 | 20711.44 | 2.3847
Bryant | Bryant® Heating and Cooling Systems | Bryant® Extreme Heat Pump | 9893528 | HRCU-A-CB | 280ANV024*0**A* | CAP**6021AL*+UI & 98(6*B,7*A)60080V21*** | Centrally Ducted | N/A | N/A | 23000 | 24800 | 2.7082 | 20711.44 | 2.4109
Bryant | Bryant® Heating and Cooling Systems | Bryant® Extreme Heat Pump | 9893529 | HRCU-A-CB | 280ANV024*0**A* | CAP**6021AL*+UI & 98(6*B,7*A)66100V21*** | Centrally Ducted | N/A | N/A | 23000 | 24800 | 2.7082 | 20711.44 | 2.4109
Bryant | Bryant® Heating and Cooling Systems | Bryant® Extreme Heat Pump | 9893530 | HRCU-A-CB | 280ANV024*0**A* | CAP**6024AL*+UI & 98(6*B,7MA)60060V21*** | Centrally Ducted | N/A | N/A | 23000 | 24800 | 2.6788 | 20711.44 | 2.3847
Bryant | Bryant® Heating and Cooling Systems | Bryant® Extreme Heat Pump | 9893531 | HRCU-A-CB | 280ANV024*0**A* | CAP**6024AL*+UI & 98(6*B,7*A)60080V21*** | Centrally Ducted | N/A | N/A | 23000 | 24800 | 2.7082 | 20711.44 | 2.4109
Bryant | Bryant® Heating and Cooling Systems | Bryant® Extreme Heat Pump | 9893532 | HRCU-A-CB | 280ANV024*0**A* | CAP**6024AL*+UI & 98(6*B,7*A)66100V21*** | Centrally Ducted | N/A | N/A | 23000 | 24800 | 2.7082 | 20711.44 | 2.4109
Bryant | Bryant® Heating and Cooling Systems | Bryant® Extreme Heat Pump | 9893536 | HRCU-A-CB | 280ANV024*0**A* | CNPV*4221AL*+UI & 98(6*B,7MA)60060V21*** | Centrally Ducted | N/A | N/A | 23400 | 25200 | 2.5407 | 21138.48 | 2.2618
Bryant | Bryant® Heating and Cooling Systems | Bryant® Extreme Heat Pump | 9893537 | HRCU-A-CB | 280ANV024*0**A* | CNPV*4221AL*+UI & 98(6*B,7*A)60080V21*** | Centrally Ducted | N/A | N/A | 23200 | 25200 | 2.5669 | 20924.96 | 2.2851
Bryant | Bryant® Heating and Cooling Systems | Bryant® Extreme Heat Pump | 9893538 | HRCU-A-CB | 280ANV024*0**A* | CNPV*4221AL*+UI & 98(6*B,7*A)66100V21*** | Centrally Ducted | N/A | N/A | 23200 | 25000 | 2.5669 | 20924.96 | 2.2851
Bryant | Bryant® Heating and Cooling Systems | Bryant® Extreme Heat Pump | 9893539 | HRCU-A-CB | 280ANV024*0**A* | CNPV*4824AL*+UI & 98(6*B,7MA)60060V21*** | Centrally Ducted | N/A | N/A | 23200 | 25000 | 2.6773 | 20924.96 | 2.3834
Bryant | Bryant® Heating and Cooling Systems | Bryant® Extreme Heat Pump | 9893540 | HRCU-A-CB | 280ANV024*0**A* | CNPV*4824AL*+UI & 98(6*B,7*A)60080V21*** | Centrally Ducted | N/A | N/A | 23000 | 25000 | 2.6788 | 20711.44 | 2.3847
Bryant | Bryant® Heating and Cooling Systems | Bryant® Extreme Heat Pump | 9893541 | HRCU-A-CB | 280ANV024*0**A* | CNPV*4824AL*+UI & 98(6*B,7*A)66100V21*** | Centrally Ducted | N/A | N/A | 23000 | 25000 | 2.7082 | 20711.44 | 2.4109
Bryant | Bryant® Heating and Cooling Systems | Bryant® Extreme Heat Pump | 9893542 | HRCU-A-CB | 280ANV024*0**A* | CNPV*6024AL*+UI & 98(6*B,7MA)60060V21*** | Centrally Ducted | N/A | N/A | 23400 | 25000 | 2.6758 | 21138.48 | 2.3821
Bryant | Bryant® Heating and Cooling Systems | Bryant® Extreme Heat Pump | 9893543 | HRCU-A-CB | 280ANV024*0**A* | CNPV*6024AL*+UI & 98(6*B,7*A)60080V21*** | Centrally Ducted | N/A | N/A | 23200 | 25000 | 2.7064 | 20924.96 | 2.4093
Bryant | Bryant® Heating and Cooling Systems | Bryant® Extreme Heat Pump | 9893544 | HRCU-A-CB | 280ANV024*0**A* | CNPV*6024AL*+UI & 98(6*B,7*A)66100V21*** | Centrally Ducted | N/A | N/A | 23200 | 25000 | 2.7064 | 20924.96 | 2.4093
Bryant | Bryant® Heating and Cooling Systems | Bryant® Extreme Heat Pump | 9893545 | HRCU-A-CB | 280ANV024*0**A* | CSPH*3612AL*+UI & 98(6*B,7MA)60060V21*** | Centrally Ducted | N/A | N/A | 23200 | 25200 | 2.6209 | 20924.96 | 2.3332
Bryant | Bryant® Heating and Cooling Systems | Bryant® Extreme Heat Pump | 9893546 | HRCU-A-CB | 280ANV024*0**A* | CSPH*3612AL*+UI & 98(6*B,7*A)60080V21*** | Centrally Ducted | N/A | N/A | 23200 | 25000 | 2.6209 | 20924.96 | 2.3332
Bryant | Bryant® Heating and Cooling Systems | Bryant® Extreme Heat Pump | 9893547 | HRCU-A-CB | 280ANV024*0**A* | CSPH*3612AL*+UI & 98(6*B,7*A)66100V21*** | Centrally Ducted | N/A | N/A | 23200 | 25000 | 2.6209 | 20924.96 | 2.3332
Bryant | Bryant® Heating and Cooling Systems | Bryant® Extreme Heat Pump | 9893548 | HRCU-A-CB | 280ANV024*0**A* | CSPH*4212AL*+UI & 98(6*B,7MA)60060V21*** | Centrally Ducted | N/A | N/A | 23200 | 25000 | 2.6773 | 20924.96 | 2.3834
Bryant | Bryant® Heating and Cooling Systems | Bryant® Extreme Heat Pump | 9893549 | HRCU-A-CB | 280ANV024*0**A* | CSPH*4212AL*+UI & 98(6*B,7*A)60080V21*** | Centrally Ducted | N/A | N/A | 23200 | 25000 | 2.7064 | 20924.96 | 2.4093
Bryant | Bryant® Heating and Cooling Systems | Bryant® Extreme Heat Pump | 9893550 | HRCU-A-CB | 280ANV024*0**A* | CSPH*4212AL*+UI & 98(6*B,7*A)66100V21*** | Centrally Ducted | N/A | N/A | 23000 | 25000 | 2.6788 | 20711.44 | 2.3847
Bryant | Bryant® Heating and Cooling Systems | Bryant® Extreme Heat Pump | 9893551 | HRCU-A-CB | 280ANV024*0**A* | CSPH*4812AL*+UI & 98(6*B,7MA)60060V21*** | Centrally Ducted | N/A | N/A | 23200 | 25000 | 2.7064 | 20924.96 | 2.4093
Bryant | Bryant® Heating and Cooling Systems | Bryant® Extreme Heat Pump | 9893552 | HRCU-A-CB | 280ANV024*0**A* | CSPH*4812AL*+UI & 98(6*B,7*A)60080V21*** | Centrally Ducted | N/A | N/A | 23000 | 25000 | 2.7082 | 20711.44 | 2.4109
Bryant | Bryant® Heating and Cooling Systems | Bryant® Extreme Heat Pump | 9893553 | HRCU-A-CB | 280ANV024*0**A* | CSPH*4812AL*+UI & 98(6*B,7*A)66100V21*** | Centrally Ducted | N/A | N/A | 23000 | 24800 | 2.7082 | 20711.44 | 2.4109
Bryant | Bryant® Heating and Cooling Systems | Bryant® Extreme Heat Pump | 9893554 | HRCU-A-CB | 280ANV024*0**A* | CSPH*6012AL*+UI & 98(6*B,7MA)60060V21*** | Centrally Ducted | N/A | N/A | 23200 | 25000 | 2.7361 | 20924.96 | 2.4358
Bryant | Bryant® Heating and Cooling Systems | Bryant® Extreme Heat Pump | 9893555 | HRCU-A-CB | 280ANV024*0**A* | CSPH*6012AL*+UI & 98(6*B,7*A)60080V21*** | Centrally Ducted | N/A | N/A | 23200 | 25000 | 2.74 | 20924.96 | 2.4358
Bryant | Bryant | Evolution Series | 9893556 | HRCU-A-CB | 280ANV036000 | FE4ANB006L+UI | Centrally Ducted | N/A | N/A | 33400 | 31600 | 2.8064 | 23600 | 2.2027
Bryant | Bryant | Evolution Series | 9893607 | HRCU-A-CB | 280ANV036000 | FE4ANF002L+UI | Centrally Ducted | N/A | N/A | 35404 | 33496 | 2.6094 | 33496 | 2.7424
Bryant | Bryant | Evolution Series | 9893608 | HRCU-A-CB | 280ANV036000 | FE4AN(B,F)003L+UI | Centrally Ducted | N/A | N/A | 35738 | 33812 | 2.6341 | 25252 | 2.0674
Bryant | Bryant | Evolution Series | 9893614 | HRCU-A-CB | 280ANV036000 | FE4AN(B,F)005L+UI | Centrally Ducted | N/A | N/A | 33400 | 31600 | 2.6228 | 23600 | 2.0586
Bryant | Bryant® Heating and Cooling Systems | Bryant® Extreme Heat Pump | 9893647 | HRCU-A-CB | 280ANV036*0**A* | CSPH*4212AL*+UI & 98(6*B,7*A)66120V24*** | Centrally Ducted | N/A | N/A | 34600 | 30200 | 2.5141 | 26705.12 | 2.3044
Bryant | Bryant® Heating and Cooling Systems | Bryant® Extreme Heat Pump | 9893664 | HRCU-A-CB | 280ANV036*0**A* | CAP**4821AL*+UI & 98(6*B,7*A)60080V21*** | Centrally Ducted | N/A | N/A | 33600 | 30000 | 2.5134 | 25934.78 | 2.3465
Bryant | Bryant® Heating and Cooling Systems | Bryant® Extreme Heat Pump | 9893665 | HRCU-A-CB | 280ANV036*0**A* | CAP**4821AL*+UI & 98(6*B,7*A)66100V21*** | Centrally Ducted | N/A | N/A | 33600 | 29800 | 2.5382 | 25934.78 | 2.3695
Bryant | Bryant® Heating and Cooling Systems | Bryant® Extreme Heat Pump | 9893667 | HRCU-A-CB | 280ANV036*0**A* | CAP**4824AL*+UI & 98(6*B,7*A)60080V21*** | Centrally Ducted | N/A | N/A | 33600 | 29800 | 2.5382 | 25934.78 | 2.3219
Bryant | Bryant® Heating and Cooling Systems | Bryant® Extreme Heat Pump | 9893668 | HRCU-A-CB | 280ANV036*0**A* | CAP**4824AL*+UI & 98(6*B,7*A)66100V21*** | Centrally Ducted | N/A | N/A | 33600 | 29800 | 2.5382 | 25934.78 | 2.393
Bryant | Bryant® Heating and Cooling Systems | Bryant® Extreme Heat Pump | 9893679 | HRCU-A-CB | 280ANV036*0**A* | CNPV*4821AL*+UI & 98(6*B,7*A)60080V21*** | Centrally Ducted | N/A | N/A | 33800 | 30000 | 2.5134 | 25934.78 | 2.324
Bryant | Bryant® Heating and Cooling Systems | Bryant® Extreme Heat Pump | 9893680 | HRCU-A-CB | 280ANV036*0**A* | CNPV*4821AL*+UI & 98(6*B,7*A)66100V21*** | Centrally Ducted | N/A | N/A | 33800 | 30000 | 2.5382 | 25934.78 | 2.3695
Bryant | Bryant® Heating and Cooling Systems | Bryant® Extreme Heat Pump | 9893682 | HRCU-A-CB | 280ANV036*0**A* | CNPV*4824AL*+UI & 98(6*B,7*A)60080V21*** | Centrally Ducted | N/A | N/A | 33800 | 30000 | 2.5134 | 25934.78 | 2.3246
Bryant | Bryant® Heating and Cooling Systems | Bryant® Extreme Heat Pump | 9893683 | HRCU-A-CB | 280ANV036*0**A* | CNPV*4824AL*+UI & 98(6*B,7*A)66100V21*** | Centrally Ducted | N/A | N/A | 33800 | 30000 | 2.5382 | 25934.78 | 2.3695
Bryant | Bryant® Heating and Cooling Systems | Bryant® Extreme Heat Pump | 9893691 | HRCU-A-CB | 280ANV036*0**A* | CSPH*4212AL*+UI & 98(6*B,7*A)60080V21*** | Centrally Ducted | N/A | N/A | 34000 | 30200 | 2.5382 | 26191.56 | 2.3246
Bryant | Bryant® Heating and Cooling Systems | Bryant® Extreme Heat Pump | 9893692 | HRCU-A-CB | 280ANV036*0**A* | CSPH*4212AL*+UI & 98(6*B,7*A)66100V21*** | Centrally Ducted | N/A | N/A | 33800 | 30000 | 2.5382 | 25934.78 | 2.393
Bryant | Bryant® Heating and Cooling Systems | Bryant® Extreme Heat Pump | 9893694 | HRCU-A-CB | 280ANV036*0**A* | CSPH*4812AL*+UI & 98(6*B,7*A)60080V21*** | Centrally Ducted | N/A | N/A | 33800 | 30000 | 2.5382 | 25934.78 | 2.3465
Bryant | Bryant® Heating and Cooling Systems | Bryant® Extreme Heat Pump | 9893695 | HRCU-A-CB | 280ANV036*0**A* | CSPH*4812AL*+UI & 98(6*B,7*A)66100V21*** | Centrally Ducted | N/A | N/A | 33800 | 30000 | 2.5382 | 25934.78 | 2.393
Bryant | Bryant | Evolution | 201753409 | HRCU-A-CB-O | 38MPRAQ09AA3 | 619PHAQ09XA3 | Ductless | Singlezone | Non-ducted indoor units (Mini-splits) | 10000 | 7200 | 2.7805 | 13047 | 1.9751
Carrier | Carrier |  | 9118461 | HMSV-A-CB | 38MGRQ18B--3 | Non-Ducted Indoor Units | Ductless | Multi-zone | Non-ducted indoor units | 19000 | 12000 | 2.8135 | 13990 | 2.1466
Carrier | Bryant | Preferred Series | 9118462 | HMSV-A-CB | 38MGRQ18B--3 | Non-Ducted Indoor Units | Ductless | Multi-zone | Non-ducted indoor units | 19000 | 12000 | 2.8135 | 13990 | 2.1466
Carrier | Carrier |  | 9118473 | HMSV-A-CB | 38MGRQ36D--3 | Non-Ducted Indoor Units | Ductless | Multi-zone | Non-ducted indoor units | 36000 | 23200 | 2.7866 | 36080 | 1.9618
Carrier | Bryant | Preferred Series | 9118474 | HMSV-A-CB | 38MGRQ36D--3 | Non-Ducted Indoor Units | Ductless | Multi-zone | Non-ducted indoor units | 36000 | 23200 | 2.7866 | 36080 | 1.9618
Carrier | Carrier |  | 9118477 | HMSV-A-CB | 38MGRQ48E--3 | Non-Ducted Indoor Units | Ductless | Multi-zone | Non-ducted indoor units | 48000 | 29600 | 2.7025 | 36340 | 1.9759
Carrier | Bryant | Preferred Series | 9118478 | HMSV-A-CB | 38MGRQ48E--3 | Non-Ducted Indoor Units | Ductless | Multi-zone | Non-ducted indoor units | 48000 | 29600 | 2.7025 | 36340 | 1.9759
Carrier | Carrier |  | 9854626 | HMSV-A-CB | 38MGRQ30D--3 | Non-Ducted Indoor Units | Ductless | Multi-zone | Non-ducted indoor units | 28000 | 17400 | 2.7866 | 28220 | 2.0421
Carrier | Bryant | Preferred Series | 9854627 | HMSV-A-CB | 38MGRQ30D--3 | Non-Ducted Indoor Units | Ductless | Multi-zone | Non-ducted indoor units | 28000 | 17400 | 2.7866 | 28220 | 2.0421
Carrier | Carrier |  | 9892512 | HRCU-A-CB | 25VNA024A*030* | FE4ANF002L + UI | Centrally Ducted | N/A | N/A | 24000 | 25200 | 2.5567 | 19800 | 2.0741
Carrier | Carrier |  | 9892513 | HRCU-A-CB | 25VNA024A*030* | FE4AN(B,F)003L+UI | Centrally Ducted | N/A | N/A | 23800 | 25000 | 2.5364 | 19800 | 2.0741
Carrier | Carrier® Air Conditioning | Infinity® 20 Heat Pump with Greenspeed® Intelligence | 9892524 | HRCU-A-CB | 25VNA024A*030* | CAP**3617AL*+UI & 59*N*A080V17**14 | Centrally Ducted | N/A | N/A | 24000 | 25200 | 2.516 | 21779.04 | 2.2398
Carrier | Carrier® Air Conditioning | Infinity® 20 Heat Pump with Greenspeed® Intelligence | 9892526 | HRCU-A-CB | 25VNA024A*030* | CAP**3621AL*+UI & 59*N*A080V17**14 | Centrally Ducted | N/A | N/A | 24000 | 25200 | 2.516 | 21779.04 | 2.2398
Carrier | Carrier® Air Conditioning | Infinity® 20 Heat Pump with Greenspeed® Intelligence | 9892527 | HRCU-A-CB | 25VNA024A*030* | CAP**4221AL*+UI & 59*N*A060V17**14 | Centrally Ducted | N/A | N/A | 23800 | 25200 | 2.5407 | 21565.52 | 2.2618
Carrier | Carrier® Air Conditioning | Infinity® 20 Heat Pump with Greenspeed® Intelligence | 9892528 | HRCU-A-CB | 25VNA024A*030* | CAP**4221AL*+UI & 59*N*A080V17**14 | Centrally Ducted | N/A | N/A | 23800 | 25200 | 2.5661 | 21565.52 | 2.2844
Carrier | Carrier® Air Conditioning | Infinity® 20 Heat Pump with Greenspeed® Intelligence | 9892529 | HRCU-A-CB | 25VNA024A*030* | CAP**4224AL*+UI & 59*N*A120V24**22 | Centrally Ducted | N/A | N/A | 23600 | 25000 | 2.5663 | 21352 | 2.2846
Carrier | Carrier® Air Conditioning | Infinity® 20 Heat Pump with Greenspeed® Intelligence | 9892532 | HRCU-A-CB | 25VNA024A*030* | CAP**4821AL*+UI & 59*N*A060V17**14 | Centrally Ducted | N/A | N/A | 23200 | 25000 | 2.6773 | 20924.96 | 2.3834
Carrier | Carrier® Air Conditioning | Infinity® 20 Heat Pump with Greenspeed® Intelligence | 9892533 | HRCU-A-CB | 25VNA024A*030* | CAP**4821AL*+UI & 59*N*A080V17**14 | Centrally Ducted | N/A | N/A | 23200 | 24800 | 2.6773 | 20924.96 | 2.3834
Carrier | Carrier® Air Conditioning | Infinity® 20 Heat Pump with Greenspeed® Intelligence | 9892534 | HRCU-A-CB | 25VNA024A*030* | CAP**4824AL*+UI & 59*N*A120V24**22 | Centrally Ducted | N/A | N/A | 23000 | 24800 | 2.6788 | 20711.44 | 2.3847
Carrier | Carrier® Air Conditioning | Infinity® 20 Heat Pump with Greenspeed® Intelligence | 9892535 | HRCU-A-CB | 25VNA024A*030* | CAP**6021AL*+UI & 59*N*A060V17**14 | Centrally Ducted | N/A | N/A | 22800 | 24600 | 2.7082 | 20711.44 | 2.4109
Carrier | Carrier® Air Conditioning | Infinity® 20 Heat Pump with Greenspeed® Intelligence | 9892536 | HRCU-A-CB | 25VNA024A*030* | CAP**6021AL*+UI & 59*N*A080V17**14 | Centrally Ducted | N/A | N/A | 22800 | 24600 | 2.7082 | 20711.44 | 2.4109
Carrier | Carrier® Air Conditioning | Infinity® 20 Heat Pump with Greenspeed® Intelligence | 9892537 | HRCU-A-CB | 25VNA024A*030* | CAP**6024AL*+UI & 59*N*A120V24**22 | Centrally Ducted | N/A | N/A | 22600 | 24400 | 2.7101 | 20497.92 | 2.4126
Carrier | Carrier® Air Conditioning | Infinity® 20 Heat Pump with Greenspeed® Intelligence | 9892542 | HRCU-A-CB | 25VNA024A*030* | CNPV*4217AL*+UI & 59*N*A060V17**14 | Centrally Ducted | N/A | N/A | 23400 | 25200 | 2.6201 | 21138.48 | 2.3325
Carrier | Carrier® Air Conditioning | Infinity® 20 Heat Pump with Greenspeed® Intelligence | 9892543 | HRCU-A-CB | 25VNA024A*030* | CNPV*4217AL*+UI & 59*N*A080V17**14 | Centrally Ducted | N/A | N/A | 23400 | 25200 | 2.6201 | 21138.48 | 2.3325
Carrier | Carrier® Air Conditioning | Infinity® 20 Heat Pump with Greenspeed® Intelligence | 9892544 | HRCU-A-CB | 25VNA024A*030* | CNPV*4221AL*+UI & 59*N*A060V17**14 | Centrally Ducted | N/A | N/A | 23600 | 25200 | 2.5407 | 21352 | 2.2618
Carrier | Carrier® Air Conditioning | Infinity® 20 Heat Pump with Greenspeed® Intelligence | 9892545 | HRCU-A-CB | 25VNA024A*030* | CNPV*4221AL*+UI & 59*N*A080V17**14 | Centrally Ducted | N/A | N/A | 23400 | 25200 | 2.5407 | 21138.48 | 2.2618
Carrier | Carrier® Air Conditioning | Infinity® 20 Heat Pump with Greenspeed® Intelligence | 9892546 | HRCU-A-CB | 25VNA024A*030* | CNPV*4821AL*+UI & 59*N*A060V17**14 | Centrally Ducted | N/A | N/A | 23400 | 25000 | 2.6758 | 21138.48 | 2.3821
Carrier | Carrier® Air Conditioning | Infinity® 20 Heat Pump with Greenspeed® Intelligence | 9892547 | HRCU-A-CB | 25VNA024A*030* | CNPV*4821AL*+UI & 59*N*A080V17**14 | Centrally Ducted | N/A | N/A | 23200 | 25000 | 2.6773 | 20924.96 | 2.3834
Carrier | Carrier® Air Conditioning | Infinity® 20 Heat Pump with Greenspeed® Intelligence | 9892548 | HRCU-A-CB | 25VNA024A*030* | CNPV*4824AL*+UI & 59*N*A120V24**22 | Centrally Ducted | N/A | N/A | 23200 | 25000 | 2.7064 | 20924.96 | 2.4093
Carrier | Carrier® Air Conditioning | Infinity® 20 Heat Pump with Greenspeed® Intelligence | 9892549 | HRCU-A-CB | 25VNA024A*030* | CNPV*6024AL*+UI & 59*N*A120V24**22 | Centrally Ducted | N/A | N/A | 23400 | 25000 | 2.7046 | 21138.48 | 2.4077
Carrier | Carrier® Air Conditioning | Infinity® 20 Heat Pump with Greenspeed® Intelligence | 9892550 | HRCU-A-CB | 25VNA024A*030* | CSPH*3612AL*+UI & 59*N*A060V17**14 | Centrally Ducted | N/A | N/A | 24000 | 25200 | 2.6177 | 21779.04 | 2.3303
Carrier | Carrier® Air Conditioning | Infinity® 20 Heat Pump with Greenspeed® Intelligence | 9892551 | HRCU-A-CB | 25VNA024A*030* | CSPH*3612AL*+UI & 59*N*A080V17**14 | Centrally Ducted | N/A | N/A | 23800 | 25200 | 2.6454 | 21565.52 | 2.355
Carrier | Carrier® Air Conditioning | Infinity® 20 Heat Pump with Greenspeed® Intelligence | 9892552 | HRCU-A-CB | 25VNA024A*030* | CSPH*3612AL*+UI & 59*N*A120V24**22 | Centrally Ducted | N/A | N/A | 23800 | 25000 | 2.6454 | 21565.52 | 2.355
Carrier | Carrier® Air Conditioning | Infinity® 20 Heat Pump with Greenspeed® Intelligence | 9892553 | HRCU-A-CB | 25VNA024A*030* | CSPH*4212AL*+UI & 59*N*A060V17**14 | Centrally Ducted | N/A | N/A | 23800 | 25200 | 2.673 | 21565.52 | 2.3796
Carrier | Carrier® Air Conditioning | Infinity® 20 Heat Pump with Greenspeed® Intelligence | 9892554 | HRCU-A-CB | 25VNA024A*030* | CSPH*4212AL*+UI & 59*N*A080V17**14 | Centrally Ducted | N/A | N/A | 23800 | 25000 | 2.673 | 21565.52 | 2.3796
Carrier | Carrier® Air Conditioning | Infinity® 20 Heat Pump with Greenspeed® Intelligence | 9892555 | HRCU-A-CB | 25VNA024A*030* | CSPH*4212AL*+UI & 59*N*A120V24**22 | Centrally Ducted | N/A | N/A | 23600 | 25000 | 2.6744 | 21352 | 2.3808
Carrier | Carrier® Air Conditioning | Infinity® 20 Heat Pump with Greenspeed® Intelligence | 9892556 | HRCU-A-CB | 25VNA024A*030* | CSPH*4812AL*+UI & 59*N*A060V17**14 | Centrally Ducted | N/A | N/A | 23400 | 25000 | 2.7046 | 21138.48 | 2.4077
Carrier | Carrier® Air Conditioning | Infinity® 20 Heat Pump with Greenspeed® Intelligence | 9892557 | HRCU-A-CB | 25VNA024A*030* | CSPH*4812AL*+UI & 59*N*A080V17**14 | Centrally Ducted | N/A | N/A | 23400 | 25000 | 2.7046 | 21138.48 | 2.4077
Carrier | Carrier® Air Conditioning | Infinity® 20 Heat Pump with Greenspeed® Intelligence | 9892558 | HRCU-A-CB | 25VNA024A*030* | CSPH*4812AL*+UI & 59*N*A120V24**22 | Centrally Ducted | N/A | N/A | 23200 | 25000 | 2.7361 | 20924.96 | 2.4358
Carrier | Carrier® Air Conditioning | Infinity® 20 Heat Pump with Greenspeed® Intelligence | 9892559 | HRCU-A-CB | 25VNA024A*030* | CSPH*6012AL*+UI & 59*N*A060V17**14 | Centrally Ducted | N/A | N/A | 23600 | 25000 | 2.7028 | 21352 | 2.4061
Carrier | Carrier® Air Conditioning | Infinity® 20 Heat Pump with Greenspeed® Intelligence | 9892560 | HRCU-A-CB | 25VNA024A*030* | CSPH*6012AL*+UI & 59*N*A080V17**14 | Centrally Ducted | N/A | N/A | 23400 | 25000 | 2.734 | 21138.48 | 2.4339
Carrier | Carrier® Air Conditioning | Infinity® 20 Heat Pump with Greenspeed® Intelligence | 9892561 | HRCU-A-CB | 25VNA024A*030* | CSPH*6012AL*+UI & 59*N*A120V24**22 | Centrally Ducted | N/A | N/A | 23400 | 25000 | 2.734 | 21138.48 | 2.4339
Carrier | Carrier® Air Conditioning | Infinity® 20 Heat Pump with Greenspeed® Intelligence | 9892564 | HRCU-A-CB | 25VNA024A*030* | CAP**3621AL*+UI & 59*N*A100V21**22 | Centrally Ducted | N/A | N/A | 23000 | 25000 | 2.5148 | 20711.44 | 2.2387
Carrier | Carrier® Air Conditioning | Infinity® 20 Heat Pump with Greenspeed® Intelligence | 9892565 | HRCU-A-CB | 25VNA024A*030* | CAP**4221AL*+UI & 59MN7A060V21**20 | Centrally Ducted | N/A | N/A | 23000 | 25200 | 2.5407 | 20711.44 | 2.2618
Carrier | Carrier® Air Conditioning | Infinity® 20 Heat Pump with Greenspeed® Intelligence | 9892566 | HRCU-A-CB | 25VNA024A*030* | CAP**4221AL*+UI & 59*N*A080V21**20 | Centrally Ducted | N/A | N/A | 23000 | 25000 | 2.5671 | 20711.44 | 2.2853
Carrier | Carrier® Air Conditioning | Infinity® 20 Heat Pump with Greenspeed® Intelligence | 9892567 | HRCU-A-CB | 25VNA024A*030* | CAP**4221AL*+UI & 59*N*A100V21**22 | Centrally Ducted | N/A | N/A | 23000 | 25000 | 2.5671 | 20711.44 | 2.2853
Carrier | Carrier® Air Conditioning | Infinity® 20 Heat Pump with Greenspeed® Intelligence | 9892568 | HRCU-A-CB | 25VNA024A*030* | CAP**4224AL*+UI & 59MN7A060V21**20 | Centrally Ducted | N/A | N/A | 23000 | 25200 | 2.5407 | 20711.44 | 2.2618
Carrier | Carrier® Air Conditioning | Infinity® 20 Heat Pump with Greenspeed® Intelligence | 9892569 | HRCU-A-CB | 25VNA024A*030* | CAP**4224AL*+UI & 59*N*A080V21**20 | Centrally Ducted | N/A | N/A | 23000 | 25000 | 2.5671 | 20711.44 | 2.2853
Carrier | Carrier® Air Conditioning | Infinity® 20 Heat Pump with Greenspeed® Intelligence | 9892570 | HRCU-A-CB | 25VNA024A*030* | CAP**4224AL*+UI & 59*N*A100V21**22 | Centrally Ducted | N/A | N/A | 23000 | 25000 | 2.5671 | 20711.44 | 2.2853
Carrier | Carrier® Air Conditioning | Infinity® 20 Heat Pump with Greenspeed® Intelligence | 9892571 | HRCU-A-CB | 25VNA024A*030* | CAP**4821AL*+UI & 59MN7A060V21**20 | Centrally Ducted | N/A | N/A | 22800 | 24800 | 2.7082 | 20711.44 | 2.4109
Carrier | Carrier® Air Conditioning | Infinity® 20 Heat Pump with Greenspeed® Intelligence | 9892572 | HRCU-A-CB | 25VNA024A*030* | CAP**4821AL*+UI & 59*N*A080V21**20 | Centrally Ducted | N/A | N/A | 22800 | 24800 | 2.7082 | 20711.44 | 2.4109
Carrier | Carrier® Air Conditioning | Infinity® 20 Heat Pump with Greenspeed® Intelligence | 9892573 | HRCU-A-CB | 25VNA024A*030* | CAP**4821AL*+UI & 59*N*A100V21**22 | Centrally Ducted | N/A | N/A | 22800 | 24800 | 2.7082 | 20711.44 | 2.4109
Carrier | Carrier® Air Conditioning | Infinity® 20 Heat Pump with Greenspeed® Intelligence | 9892574 | HRCU-A-CB | 25VNA024A*030* | CAP**4824AL*+UI & 59MN7A060V21**20 | Centrally Ducted | N/A | N/A | 22800 | 24800 | 2.7082 | 20711.44 | 2.4109
Carrier | Carrier® Air Conditioning | Infinity® 20 Heat Pump with Greenspeed® Intelligence | 9892575 | HRCU-A-CB | 25VNA024A*030* | CAP**4824AL*+UI & 59*N*A080V21**20 | Centrally Ducted | N/A | N/A | 22800 | 24800 | 2.7082 | 20711.44 | 2.4109
Carrier | Carrier® Air Conditioning | Infinity® 20 Heat Pump with Greenspeed® Intelligence | 9892576 | HRCU-A-CB | 25VNA024A*030* | CAP**4824AL*+UI & 59*N*A100V21**22 | Centrally Ducted | N/A | N/A | 22800 | 24800 | 2.7383 | 20711.44 | 2.4377
Carrier | Carrier® Air Conditioning | Infinity® 20 Heat Pump with Greenspeed® Intelligence | 9892577 | HRCU-A-CB | 25VNA024A*030* | CAP**6021AL*+UI & 59MN7A060V21**20 | Centrally Ducted | N/A | N/A | 23000 | 24800 | 2.6788 | 20711.44 | 2.3847
Carrier | Carrier® Air Conditioning | Infinity® 20 Heat Pump with Greenspeed® Intelligence | 9892578 | HRCU-A-CB | 25VNA024A*030* | CAP**6021AL*+UI & 59*N*A080V21**20 | Centrally Ducted | N/A | N/A | 23000 | 24800 | 2.7082 | 20711.44 | 2.4109
Carrier | Carrier® Air Conditioning | Infinity® 20 Heat Pump with Greenspeed® Intelligence | 9892579 | HRCU-A-CB | 25VNA024A*030* | CAP**6021AL*+UI & 59*N*A100V21**22 | Centrally Ducted | N/A | N/A | 23000 | 24800 | 2.7082 | 20711.44 | 2.4109
Carrier | Carrier® Air Conditioning | Infinity® 20 Heat Pump with Greenspeed® Intelligence | 9892580 | HRCU-A-CB | 25VNA024A*030* | CAP**6024AL*+UI & 59MN7A060V21**20 | Centrally Ducted | N/A | N/A | 23000 | 24800 | 2.6788 | 20711.44 | 2.3847
Carrier | Carrier® Air Conditioning | Infinity® 20 Heat Pump with Greenspeed® Intelligence | 9892581 | HRCU-A-CB | 25VNA024A*030* | CAP**6024AL*+UI & 59*N*A080V21**20 | Centrally Ducted | N/A | N/A | 23000 | 24800 | 2.7082 | 20711.44 | 2.4109
Carrier | Carrier® Air Conditioning | Infinity® 20 Heat Pump with Greenspeed® Intelligence | 9892582 | HRCU-A-CB | 25VNA024A*030* | CAP**6024AL*+UI & 59*N*A100V21**22 | Centrally Ducted | N/A | N/A | 23000 | 24800 | 2.7082 | 20711.44 | 2.4109
Carrier | Carrier® Air Conditioning | Infinity® 20 Heat Pump with Greenspeed® Intelligence | 9892586 | HRCU-A-CB | 25VNA024A*030* | CNPV*4221AL*+UI & 59MN7A060V21**20 | Centrally Ducted | N/A | N/A | 23400 | 25200 | 2.5407 | 21138.48 | 2.2618
Carrier | Carrier® Air Conditioning | Infinity® 20 Heat Pump with Greenspeed® Intelligence | 9892587 | HRCU-A-CB | 25VNA024A*030* | CNPV*4221AL*+UI & 59*N*A080V21**20 | Centrally Ducted | N/A | N/A | 23200 | 25200 | 2.5669 | 20924.96 | 2.2851
Carrier | Carrier® Air Conditioning | Infinity® 20 Heat Pump with Greenspeed® Intelligence | 9892588 | HRCU-A-CB | 25VNA024A*030* | CNPV*4221AL*+UI & 59*N*A100V21**22 | Centrally Ducted | N/A | N/A | 23200 | 25000 | 2.5669 | 20924.96 | 2.2851
Carrier | Carrier® Air Conditioning | Infinity® 20 Heat Pump with Greenspeed® Intelligence | 9892589 | HRCU-A-CB | 25VNA024A*030* | CNPV*4824AL*+UI & 59MN7A060V21**20 | Centrally Ducted | N/A | N/A | 23200 | 25000 | 2.6773 | 20924.96 | 2.3834
Carrier | Carrier® Air Conditioning | Infinity® 20 Heat Pump with Greenspeed® Intelligence | 9892590 | HRCU-A-CB | 25VNA024A*030* | CNPV*4824AL*+UI & 59*N*A080V21**20 | Centrally Ducted | N/A | N/A | 23000 | 25000 | 2.6788 | 20711.44 | 2.3847
Carrier | Carrier® Air Conditioning | Infinity® 20 Heat Pump with Greenspeed® Intelligence | 9892591 | HRCU-A-CB | 25VNA024A*030* | CNPV*4824AL*+UI & 59*N*A100V21**22 | Centrally Ducted | N/A | N/A | 23000 | 25000 | 2.7082 | 20711.44 | 2.4109
Carrier | Carrier® Air Conditioning | Infinity® 20 Heat Pump with Greenspeed® Intelligence | 9892592 | HRCU-A-CB | 25VNA024A*030* | CNPV*6024AL*+UI & 59MN7A060V21**20 | Centrally Ducted | N/A | N/A | 23400 | 25000 | 2.6758 | 21138.48 | 2.3821
Carrier | Carrier® Air Conditioning | Infinity® 20 Heat Pump with Greenspeed® Intelligence | 9892593 | HRCU-A-CB | 25VNA024A*030* | CNPV*6024AL*+UI & 59*N*A080V21**20 | Centrally Ducted | N/A | N/A | 23200 | 25000 | 2.7064 | 20924.96 | 2.4093
Carrier | Carrier® Air Conditioning | Infinity® 20 Heat Pump with Greenspeed® Intelligence | 9892594 | HRCU-A-CB | 25VNA024A*030* | CNPV*6024AL*+UI & 59*N*A100V21**22 | Centrally Ducted | N/A | N/A | 23200 | 25000 | 2.7064 | 20924.96 | 2.4093
Carrier | Carrier® Air Conditioning | Infinity® 20 Heat Pump with Greenspeed® Intelligence | 9892595 | HRCU-A-CB | 25VNA024A*030* | CSPH*3612AL*+UI & 59MN7A060V21**20 | Centrally Ducted | N/A | N/A | 23200 | 25200 | 2.6209 | 20924.96 | 2.3332
Carrier | Carrier® Air Conditioning | Infinity® 20 Heat Pump with Greenspeed® Intelligence | 9892596 | HRCU-A-CB | 25VNA024A*030* | CSPH*3612AL*+UI & 59*N*A080V21**20 | Centrally Ducted | N/A | N/A | 23200 | 25000 | 2.6209 | 20924.96 | 2.3332
Carrier | Carrier® Air Conditioning | Infinity® 20 Heat Pump with Greenspeed® Intelligence | 9892597 | HRCU-A-CB | 25VNA024A*030* | CSPH*3612AL*+UI & 59*N*A100V21**22 | Centrally Ducted | N/A | N/A | 23200 | 25000 | 2.6209 | 20924.96 | 2.3332
Carrier | Carrier® Air Conditioning | Infinity® 20 Heat Pump with Greenspeed® Intelligence | 9892598 | HRCU-A-CB | 25VNA024A*030* | CSPH*4212AL*+UI & 59MN7A060V21**20 | Centrally Ducted | N/A | N/A | 23200 | 25000 | 2.6773 | 20924.96 | 2.3834
Carrier | Carrier® Air Conditioning | Infinity® 20 Heat Pump with Greenspeed® Intelligence | 9892599 | HRCU-A-CB | 25VNA024A*030* | CSPH*4212AL*+UI & 59*N*A080V21**20 | Centrally Ducted | N/A | N/A | 23200 | 25000 | 2.7064 | 20924.96 | 2.4093
Carrier | Carrier® Air Conditioning | Infinity® 20 Heat Pump with Greenspeed® Intelligence | 9892600 | HRCU-A-CB | 25VNA024A*030* | CSPH*4212AL*+UI & 59*N*A100V21**22 | Centrally Ducted | N/A | N/A | 23000 | 25000 | 2.6788 | 20711.44 | 2.3847
Carrier | Carrier® Air Conditioning | Infinity® 20 Heat Pump with Greenspeed® Intelligence | 9892601 | HRCU-A-CB | 25VNA024A*030* | CSPH*4812AL*+UI & 59MN7A060V21**20 | Centrally Ducted | N/A | N/A | 23200 | 25000 | 2.7064 | 20924.96 | 2.4093
Carrier | Carrier® Air Conditioning | Infinity® 20 Heat Pump with Greenspeed® Intelligence | 9892602 | HRCU-A-CB | 25VNA024A*030* | CSPH*4812AL*+UI & 59*N*A080V21**20 | Centrally Ducted | N/A | N/A | 23000 | 25000 | 2.7082 | 20711.44 | 2.4109
Carrier | Carrier® Air Conditioning | Infinity® 20 Heat Pump with Greenspeed® Intelligence | 9892603 | HRCU-A-CB | 25VNA024A*030* | CSPH*4812AL*+UI & 59*N*A100V21**22 | Centrally Ducted | N/A | N/A | 23000 | 24800 | 2.7082 | 20711.44 | 2.4109
Carrier | Carrier® Air Conditioning | Infinity® 20 Heat Pump with Greenspeed® Intelligence | 9892604 | HRCU-A-CB | 25VNA024A*030* | CSPH*6012AL*+UI & 59MN7A060V21**20 | Centrally Ducted | N/A | N/A | 23200 | 25000 | 2.7361 | 20924.96 | 2.4358
Carrier | Carrier® Air Conditioning | Infinity® 20 Heat Pump with Greenspeed® Intelligence | 9892605 | HRCU-A-CB | 25VNA024A*030* | CSPH*6012AL*+UI & 59*N*A080V21**20 | Centrally Ducted | N/A | N/A | 23200 | 25000 | 2.74 | 20924.96 | 2.4358
Carrier | Carrier® Air Conditioning | Infinity® 20 Heat Pump with Greenspeed® Intelligence | 9892606 | HRCU-A-CB | 25VNA024A*030* | CSPH*6012AL*+UI & 59*N*A100V21**22 | Centrally Ducted | N/A | N/A | 23200 | 25000 | 2.74 | 20924.96 | 2.4358
Carrier | Carrier |  | 9892607 | HRCU-A-CB | 25VNA036A*030* | FE4ANB006L+UI | Centrally Ducted | N/A | N/A | 33400 | 31600 | 2.8064 | 23600 | 2.2027
Carrier | Carrier |  | 9892658 | HRCU-A-CB | 25VNA036A*030* | FE4ANF002L+UI | Centrally Ducted | N/A | N/A | 35404 | 33496 | 2.6094 | 33496 | 2.7424
Carrier | Carrier |  | 9892659 | HRCU-A-CB | 25VNA036A*030* | FE4AN(B,F)003L+UI | Centrally Ducted | N/A | N/A | 35738 | 33812 | 2.6341 | 25252 | 2.0674
Carrier | Carrier |  | 9892665 | HRCU-A-CB | 25VNA036A*030* | FE4AN(B,F)005L+UI | Centrally Ducted | N/A | N/A | 33400 | 31600 | 2.6228 | 23600 | 2.0586
Carrier | Carrier® Air Conditioning | Infinity® 20 Heat Pump with Greenspeed® Intelligence | 9892698 | HRCU-A-CB | 25VNA036A*030* | CSPH*4212AL*+UI & 59*N*A120V24**22 | Centrally Ducted | N/A | N/A | 34600 | 30200 | 2.5141 | 26705.12 | 2.3044
Carrier | Carrier® Air Conditioning | Infinity® 20 Heat Pump with Greenspeed® Intelligence | 9892715 | HRCU-A-CB | 25VNA036A*030* | CAP**4821AL*+UI & 59*N*A080V21**20 | Centrally Ducted | N/A | N/A | 33600 | 30000 | 2.5134 | 25934.78 | 2.3465
Carrier | Carrier® Air Conditioning | Infinity® 20 Heat Pump with Greenspeed® Intelligence | 9892716 | HRCU-A-CB | 25VNA036A*030* | CAP**4821AL*+UI & 59*N*A100V21**22 | Centrally Ducted | N/A | N/A | 33600 | 29800 | 2.5382 | 25934.78 | 2.3695
Carrier | Carrier® Air Conditioning | Infinity® 20 Heat Pump with Greenspeed® Intelligence | 9892718 | HRCU-A-CB | 25VNA036A*030* | CAP**4824AL*+UI & 59*N*A080V21**20 | Centrally Ducted | N/A | N/A | 33600 | 29800 | 2.5382 | 25934.78 | 2.3219
Carrier | Carrier® Air Conditioning | Infinity® 20 Heat Pump with Greenspeed® Intelligence | 9892719 | HRCU-A-CB | 25VNA036A*030* | CAP**4824AL*+UI & 59*N*A100V21**22 | Centrally Ducted | N/A | N/A | 33600 | 29800 | 2.5382 | 25934.78 | 2.393
Carrier | Carrier® Air Conditioning | Infinity® 20 Heat Pump with Greenspeed® Intelligence | 9892730 | HRCU-A-CB | 25VNA036A*030* | CNPV*4821AL*+UI & 59*N*A080V21**20 | Centrally Ducted | N/A | N/A | 33800 | 30000 | 2.5134 | 25934.78 | 2.324
Carrier | Carrier® Air Conditioning | Infinity® 20 Heat Pump with Greenspeed® Intelligence | 9892731 | HRCU-A-CB | 25VNA036A*030* | CNPV*4821AL*+UI & 59*N*A100V21**22 | Centrally Ducted | N/A | N/A | 33800 | 30000 | 2.5382 | 25934.78 | 2.3695
Carrier | Carrier® Air Conditioning | Infinity® 20 Heat Pump with Greenspeed® Intelligence | 9892733 | HRCU-A-CB | 25VNA036A*030* | CNPV*4824AL*+UI & 59*N*A080V21**20 | Centrally Ducted | N/A | N/A | 33800 | 30000 | 2.5134 | 25934.78 | 2.3246
Carrier | Carrier® Air Conditioning | Infinity® 20 Heat Pump with Greenspeed® Intelligence | 9892734 | HRCU-A-CB | 25VNA036A*030* | CNPV*4824AL*+UI & 59*N*A100V21**22 | Centrally Ducted | N/A | N/A | 33800 | 30000 | 2.5382 | 25934.78 | 2.3695
Carrier | Carrier® Air Conditioning | Infinity® 20 Heat Pump with Greenspeed® Intelligence | 9892742 | HRCU-A-CB | 25VNA036A*030* | CSPH*4212AL*+UI & 59*N*A080V21**20 | Centrally Ducted | N/A | N/A | 34000 | 30200 | 2.5382 | 26191.56 | 2.3246
Carrier | Carrier® Air Conditioning | Infinity® 20 Heat Pump with Greenspeed® Intelligence | 9892743 | HRCU-A-CB | 25VNA036A*030* | CSPH*4212AL*+UI & 59*N*A100V21**22 | Centrally Ducted | N/A | N/A | 33800 | 30000 | 2.5382 | 25934.78 | 2.393
Carrier | Carrier® Air Conditioning | Infinity® 20 Heat Pump with Greenspeed® Intelligence | 9892745 | HRCU-A-CB | 25VNA036A*030* | CSPH*4812AL*+UI & 59*N*A080V21**20 | Centrally Ducted | N/A | N/A | 33800 | 30000 | 2.5382 | 25934.78 | 2.3465
Carrier | Carrier® Air Conditioning | Infinity® 20 Heat Pump with Greenspeed® Intelligence | 9892746 | HRCU-A-CB | 25VNA036A*030* | CSPH*4812AL*+UI & 59*N*A100V21**22 | Centrally Ducted | N/A | N/A | 33800 | 30000 | 2.5382 | 25934.78 | 2.393
Carrier | Bryant | Preferred Series | 8738645 | HRCU-A-CB-O | 38MAQB12R--3 | 619PEQ012BBMA | Ductless | Single-zone | Non-ducted indoor units (Mini-splits) | 11800 | 7800 | 2.64 | 12010 | 1.98
Carrier | Bryant | Preferred Series | 8738646 | HRCU-A-CB-O | 38MAQB09R--3 | 619PEQ009BBMA | Ductless | Single-zone | Non-ducted indoor units (Mini-splits) | 10900 | 6900 | 2.74 | 10900 | 1.98
Carrier | Carrier | Infinity | 201753408 | HRCU-A-CB-O | 38MPRAQ09AA3 | 40MPHAQ09XA3 | Ductless | Singlezone | Non-ducted indoor units (Mini-splits) | 10000 | 7200 | 2.7805 | 13047 | 1.9751
Carrier | Carrier |  | 7992954 | HRCU-A-CB-O | 38GRQB09---301 | 40GRQB09H--301 | Ductless | Single-zone | Non-ducted indoor units (Mini-splits) | 9000 | 5500 | 2.893 | 10488 | 1.979
Carrier | Carrier |  | 7992956 | HRCU-A-CB-O | 38GRQB12---301 | 40GRQB12H--301 | Ductless | Single-zone | Non-ducted indoor units (Mini-splits) | 13000 | 13000 | 3.143 | 13000 | 2.76
Carrier | Carrier |  | 7992958 | HRCU-A-CB-O | 38GRQB18---301 | 40GRQB18H--301 | Ductless | Single-zone | Non-ducted indoor units (Mini-splits) | 19000 | 12717 | 2.501 | 19190 | 2.85
Carrier | Carrier |  | 8738635 | HRCU-A-CB-O | 38MAQB09R--3 | 40MAQB09B--3 | Ductless | Single-zone | Non-ducted indoor units (Mini-splits) | 10900 | 6900 | 2.74 | 10900 | 1.98
Carrier | Carrier |  | 8738636 | HRCU-A-CB-O | 38MAQB12R--3 | 40MAQB12B--3 | Ductless | Single-zone | Non-ducted indoor units (Mini-splits) | 11800 | 7800 | 2.64 | 12010 | 1.98
COMFORTMAKER | COMFORTMAKER |  | 201835587 | HRCU-A-CB | DLCSRAH24AAK | DLFSDAH24XAK | Ductless | Singlezone | ducted indoor units (Mini-splits) | 24000 | 17400 | 2.9699 | 30000 | 1.9299
COMFORTMAKER | COMFORTMAKER |  | 201835554 | HRCU-A-CB-O | DLCPRAH09AAK | DLFPHAH09XAK | Ductless | Singlezone | Non-ducted indoor units (Mini-splits) | 10000 | 7200 | 2.7805 | 13047 | 1.9751
COMFORTMAKER | COMFORTMAKER |  | 201835561 | HRCU-A-CB-O | DLCSRAH09AAJ | DLFSHAH09XAJ | Ductless | Singlezone | Non-ducted indoor units (Mini-splits) | 9800 | 5600 | 2.6499 | 6880 | 1.9499
COMFORTMAKER | COMFORTMAKER |  | 201835562 | HRCU-A-CB-O | DLCSRAH12AAJ | DLFSHAH12XAJ | Ductless | Singlezone | Non-ducted indoor units (Mini-splits) | 11800 | 7100 | 2.5999 | 7800 | 2.0099
Daikin AC (Americas), Inc | Daikin | MXS Series | 8103542 | HMSV-A-CB | 2MXS18NMVJU | CTXS09HVJU+CTXS09LVJU | Ductless | Multi-zone | Non-ducted indoor units | 18900 | 12780 | 3.37 | 13150 | 2.76
Daikin AC (Americas), Inc | Daikin | MXS Series | 8103869 | HMSV-A-CB | 3MXS24NMVJU | CTXS07LVJU+CTXS09LVJU+CTXS09LVJU | Ductless | Multi-zone | Non-ducted indoor units | 24000 | 16230 | 3.69 | 18930 | 2.26
Daikin AC (Americas), Inc | Daikin | MXL Aurora Series | 8849535 | HMSV-A-CB | 2MXL18QMVJU | Non-Ducted Indoor Units | Ductless | Multi-zone | Non-ducted indoor units | 18940 | 12330 | 3.14 | 18930 | 2.12
Daikin AC (Americas), Inc | Daikin | MXL Aurora Series | 8849539 | HMSV-A-CB | 3MXL24QMVJU | CTXS07LVJU+FTXS09LVJU+FTXS09LVJU | Ductless | Multi-zone | Non-ducted indoor units | 24000 | 15670 | 3.4 | 21600 | 2.17
Daikin AC (Americas), Inc | Daikin | DZ20VC | 10324709 | HRCU-A-CB | DZ20VC0241B | CA*F3642*6D*+MBVC1200**-1A*+TXV | Centrally Ducted | N/A | N/A | 23600 | 13915 | 2.74 | 11400 | 2.09
Daikin AC (Americas), Inc | Daikin | DZ20VC | 10324713 | HRCU-A-CB | DZ20VC0481B | CA*F4961*6D*+MBVC2000**-1A*+TXV | Centrally Ducted | N/A | N/A | 45500 | 28254 | 2.83 | 26000 | 1.97
Daikin AC (Americas), Inc | Daikin | DZ20VC | 10324715 | HRCU-A-CB | DZ20VC0601B | CA*F4961*6D*+MBVC2000**-1A*+TXV | Centrally Ducted | N/A | N/A | 50000 | 32293 | 2.73 | 26000 | 1.98
Daikin AC (Americas), Inc | Daikin | DZ20VC | 10595346 | HRCU-A-CB | DZ20VC0241B* | CHPF3642C6C*+MBVC1200**-1A*+TXV | Centrally Ducted | N/A | N/A | 23400 | 13000 | 2.6006 | 11648 | 2.1376
Daikin AC (Americas), Inc | Daikin | LV Series | 5265753 | HRCU-A-CB-O | RXS09LVJU | FTXS09LVJU | Ductless | Single-zone | Non-ducted indoor units (Mini-splits) | 12000 | 6520 | 3.48 | 6968 | 2.43
Daikin AC (Americas), Inc | Daikin | LV Series | 5265755 | HRCU-A-CB-O | RXS12LVJU | FTXS12LVJU | Ductless | Single-zone | Non-ducted indoor units (Mini-splits) | 14400 | 7816 | 3.4 | 8051 | 2.81
Daikin AC (Americas), Inc | Daikin | LV Series | 5265756 | HRCU-A-CB-O | RXS15LVJU | FTXS15LVJU | Ductless | Single-zone | Non-ducted indoor units (Mini-splits) | 18000 | 9780 | 3.13 | 9972 | 2.69
Daikin AC (Americas), Inc | Daikin | LV Series | 5265757 | HRCU-A-CB-O | RXS18LVJU | FTXS18LVJU | Ductless | Single-zone | Non-ducted indoor units (Mini-splits) | 21600 | 11725 | 2.89 | 11924 | 2.49
Daikin AC (Americas), Inc | Daikin | LV Series | 5265758 | HRCU-A-CB-O | RXS24LVJU | FTXS24LVJU | Ductless | Single-zone | Non-ducted indoor units (Mini-splits) | 25400 | 13781 | 2.63 | 14028 | 2.26
Daikin AC (Americas), Inc | Daikin | Aurora Series | 8849330 | HRCU-A-CB-O | RXL15QMVJU | FTX15NMVJU | Ductless | Single-zone | Non-ducted indoor units (Mini-splits) | 18295 | 11904 | 2.98 | 18254 | 2.27
Daikin AC (Americas), Inc | Daikin | Aurora Series | 8849445 | HRCU-A-CB-O | RXL15QMVJU | FVXS15NVJU | Ductless | Single-zone | Non-ducted indoor units (Mini-splits) | 18056 | 11751 | 2.82 | 18015 | 2.4
Daikin AC (Americas), Inc | Daikin | Aurora Series | 8849458 | HRCU-A-CB-O | RXL12QMVJU | FTX12NMVJU | Ductless | Single-zone | Non-ducted indoor units (Mini-splits) | 13679 | 8902 | 2.92 | 14330 | 2.26
Daikin AC (Americas), Inc | Daikin | Aurora Series | 8849459 | HRCU-A-CB-O | RXL09QMVJU | FVXS09NVJU | Ductless | Single-zone | Non-ducted indoor units (Mini-splits) | 10089 | 6565 | 3.06 | 10065 | 2.13
Daikin AC (Americas), Inc | Daikin | Aurora Series | 8849533 | HRCU-A-CB-O | RXL09QMVJU | FTX09NMVJU | Ductless | Single-zone | Non-ducted indoor units (Mini-splits) | 10942 | 7121 | 3.14 | 10918 | 1.97
Daikin AC (Americas), Inc | Daikin | Vista | 9966569 | HRCU-A-CB-O | RX09QMVJU | FFQ09Q2VJU | Ductless | Single-zone | Non-ducted indoor units (Cassette) | 10000 | 5830 | 3.8 | 6270 | 2.42
Daikin AC (Americas), Inc | Daikin | Vista | 9966684 | HRCU-A-CB-O | RX12QMVJU | FFQ12Q2VJU | Ductless | Single-zone | Non-ducted indoor units (Cassette) | 13500 | 7850 | 3.28 | 7500 | 2.28
Daikin AC (Americas), Inc | Daikin | Vista | 9966775 | HRCU-A-CB-O | RX15QMVJU | FFQ15Q2VJU | Ductless | Single-zone | Non-ducted indoor units (Cassette) | 16200 | 9400 | 3.1665 | 7270 | 2.47
Daikin AC (Americas), Inc | Daikin | Vista | 10318063 | HRCU-A-CB-O | RX18QMVJU | FFQ18Q2VJU | Ductless | Single-zone | Non-ducted indoor units (Cassette) | 21600 | 12490 | 2.74 | 9700 | 2.2384
DAY & NIGHT | DAY & NIGHT |  | 201835635 | HRCU-A-CB | DLCSRAH24AAK | DLFSDAH24XAK | Ductless | Singlezone | ducted indoor units | 24000 | 17400 | 2.9699 | 30000 | 1.9299
DAY & NIGHT | DAY & NIGHT |  | 201835602 | HRCU-A-CB-O | DLCPRAH09AAK | DLFPHAH09XAK | Ductless | Singlezone | Non-ducted indoor units (Mini-splits) | 10000 | 7200 | 2.7805 | 13047 | 1.9751
DAY & NIGHT | DAY & NIGHT |  | 201835609 | HRCU-A-CB-O | DLCSRAH09AAJ | DLFSHAH09XAJ | Ductless | Singlezone | Non-ducted indoor units (Mini-splits) | 9800 | 5600 | 2.6499 | 6880 | 1.9499
DAY & NIGHT | DAY & NIGHT |  | 201835610 | HRCU-A-CB-O | DLCSRAH12AAJ | DLFSHAH12XAJ | Ductless | Singlezone | Non-ducted indoor units (Mini-splits) | 11800 | 7100 | 2.5999 | 7800 | 2.0099
Electrolux Home Products | Frigidaire |  | 8718583 | HRCU-A-CB-O | FFHP093CS2 | FFHP093WS2 | Ductless | Single-zone | Non-ducted indoor units (Mini-splits) | 11000 | 7800 | 2.7542 | 10200 | 2.0616
Electrolux Home Products | Frigidaire |  | 8718584 | HRCU-A-CB-O | FFHP123CS2 | FFHP123WS2 | Ductless | Single-zone | Non-ducted indoor units (Mini-splits) | 13000 | 7500 | 2.6167 | 8800 | 2.0307
Friedrich Air Conditioning | Friedrich | J-Series | 8915232 | HMSV-A-CB | MR24DY3JMA | Non-Ducted | Ductless | Multi-zone | Non-ducted indoor units | 24000 | 14500 | 2.7241 | 14595 | 2.5923
Friedrich Air Conditioning | Friedrich | J-Series | 8915234 | HMSV-A-CB | MR24DY3JMA | Mixed | Ductless | Multi-zone | Mixed Ducted and Non-ducted indoor units | 23250 | 14250 | 2.594 | 14109 | 2.4323
Friedrich Air Conditioning | Friedrich | J-Series | 7086358 | HRCU-A-CB-O | MRH12Y3J | MWH12Y3J | Ductless | Single-zone | Non-ducted indoor units (Mini-splits) | 13600 | 8800 | 3.1035 | 7500 | 2.3137
Friedrich Air Conditioning | Friedrich | J-Series | 201763897 | HRCU-A-CB-O | MRH09Y3JA | MWH09Y3JA | Ductless | Single-zone | Non-ducted indoor units (Mini-splits) | 10500 | 6500 | 2.6999 | 10780 | 2.1347
Friedrich Air Conditioning | Friedrich | J-Series | 201763898 | HRCU-A-CB-O | MRH12Y3JA | MWH12Y3JA | Ductless | Single-zone | Non-ducted indoor units (Mini-splits) | 13000 | 8000 | 3.1683 | 13130 | 2.3321
Fujitsu General America, Inc. | Fujitsu | Halcyon Multi-room Mini-Split Systems | 8033586 | HMSV-A-CB | AOU24RLXFZH | Non-Ducted Indoor Units | Ductless | Multi-zone | Non-ducted indoor units | 25000 | 15400 | 2.6 | 25500 | 2.09
Fujitsu General America, Inc. | Fujitsu | J-Series | 8693477 | HMSV-A-CB | AOU48RLAVM | Non-Ducted Indoor Units | Ductless | Multi-zone | Non-ducted indoor units | 54000 | 33000 | 2.84 | 41300 | 2.9379
Fujitsu General America, Inc. | Fujitsu | J-Series | 8693480 | HMSV-A-CB | AOU36RLAVM | Non-Ducted Indoor Units | Ductless | Multi-zone | Non-ducted indoor units | 42000 | 25800 | 2.8 | 37900 | 2.7359
Fujitsu General America, Inc. | Fujitsu | Halcyon Multi-room Mini-Split Systems | 8908615 | HMSV-A-CB | AOU36RLXFZH | Non-Ducted Indoor Units | Ductless | Multi-zone | Non-ducted indoor units | 36400 | 21400 | 2.64 | 36407 | 2.02
Fujitsu General America, Inc. | Fujitsu | Halcyon Single-room Mini-Split Systems Wall Mounted RL2 Series | 5063325 | HRCU-A-CB-O | AOU9RLS2 | ASU9RLS2 | Ductless | Single-zone | Non-ducted indoor units (Mini-splits) | 12000 | 9400 | 2.54 | 15000 | 2.18
Fujitsu General America, Inc. | Fujitsu | Halcyon Single-room Mini-Split Systems Wall Mounted RL2 Series | 5063326 | HRCU-A-CB-O | AOU12RLS2 | ASU12RLS2 | Ductless | Single-zone | Non-ducted indoor units (Mini-splits) | 16000 | 10200 | 2.72 | 16500 | 2.34
Fujitsu General America, Inc. | Fujitsu | Halcyon Single-room Mini-Split Systems Compact Cassette | 5751311 | HRCU-A-CB-O | AOU9RLFC | AUU9RLF | Ductless | Single-zone | Non-ducted indoor units (Mini-splits) | 12000 | 9400 | 2.88 | 15000 | 2.41
Fujitsu General America, Inc. | Fujitsu | Halcyon Single-room Mini-Split Systems Slim Duct | 5751312 | HRCU-A-CB-O | AOU9RLFC | ARU9RLF | Ductless | Single-zone | Ducted Indoor Unit | 12000 | 9400 | 2.88 | 15000 | 2.41
Fujitsu General America, Inc. | Fujitsu | Halcyon Single-room Mini-Split Systems Compact Cassette | 5751313 | HRCU-A-CB-O | AOU12RLFC | AUU12RLF | Ductless | Single-zone | Non-ducted indoor units (Mini-splits) | 16000 | 10200 | 2.58 | 16500 | 2.18
Fujitsu General America, Inc. | Fujitsu | Halcyon Single-room Mini-Split Systems Slim Duct | 5751314 | HRCU-A-CB-O | AOU12RLFC | ARU12RLF | Ductless | Single-zone | Ducted Indoor Unit | 16000 | 10200 | 2.58 | 16500 | 2.18
Fujitsu General America, Inc. | Fujitsu | Halcyon Single-room Mini-Split Systems Floor Mounted RLFFH Series | 6936995 | HRCU-A-CB-O | AOU9RLFF | AGU9RLF | Ductless | Single-zone | Non-ducted indoor units (Mini-splits) | 12000 | 7500 | 2.8 | 14000 | 1.95
Fujitsu General America, Inc. | Fujitsu | Halcyon Single-room Mini-Split Systems Floor Mounted RLFFH Series | 6936996 | HRCU-A-CB-O | AOU12RLFF | AGU12RLF | Ductless | Single-zone | Non-ducted indoor units (Mini-splits) | 16000 | 10600 | 2.6 | 15000 | 2.02
Fujitsu General America, Inc. | Fujitsu | Halcyon Single-room Mini-Split Systems Wall Mounted RLF Series | 6961728 | HRCU-A-CB-O | AOU9RLFW1 | ASU9RLF1 | Ductless | Single-zone | Non-ducted indoor units (Mini-splits) | 12000 | 7600 | 3.1363 | 8530 | 1.9679
Fujitsu General America, Inc. | Fujitsu | Halcyon Single-room Mini-Split Systems Wall Mounted RLF Series | 6961729 | HRCU-A-CB-O | AOU12RLFW1 | ASU12RLF1 | Ductless | Single-zone | Non-ducted indoor units (Mini-splits) | 16000 | 9400 | 2.869 | 12150 | 2.0071
Fujitsu General America, Inc. | Fujitsu | Halcyon Single-room Mini-Split Systems Wall Mounted RLB Series | 7937663 | HRCU-A-CB-O | AOU18RLB | ASU18RLB | Ductless | Single-zone | Non-ducted indoor units (Mini-splits) | 18000 | 11500 | 2.92 | 15400 | 2.0698
Fujitsu General America, Inc. | Fujitsu | Halcyon Single-room Mini-Split Systems Wall Mounted RLS3 Series | 7993242 | HRCU-A-CB-O | AOU12RLS3 | ASU12RLS3 | Ductless | Single-zone | Non-ducted indoor units (Mini-splits) | 16000 | 9600 | 3.3 | 16500 | 2.3
Fujitsu General America, Inc. | Fujitsu | Halcyon Single-room Mini-Split Systems Wall Mounted RLS3 Series | 7993243 | HRCU-A-CB-O | AOU15RLS3 | ASU15RLS3 | Ductless | Single-zone | Non-ducted indoor units (Mini-splits) | 18000 | 11200 | 3.14 | 20500 | 2.18
Fujitsu General America, Inc. | Fujitsu | Halcyon Single-room Mini-Split Systems Wall Mounted RLS3 Series | 7993244 | HRCU-A-CB-O | AOU12RLS3H | ASU12RLS3 | Ductless | Single-zone | Non-ducted indoor units (Mini-splits) | 16000 | 9600 | 3.18 | 16500 | 2.15
Fujitsu General America, Inc. | Fujitsu | Halcyon Single-room Mini-Split Systems Wall Mounted RLS3HY Series | 7993245 | HRCU-A-CB-O | AOU15RLS3H | ASU15RLS3 | Ductless | Single-zone | Non-ducted indoor units (Mini-splits) | 18000 | 11200 | 3.06 | 20500 | 2.07
Fujitsu General America, Inc. | Fujitsu | Halcyon Single-room Mini-Split Systems Wall Mounted RLS3 Series | 8004699 | HRCU-A-CB-O | AOU9RLS3 | ASU9RLS3 | Ductless | Single-zone | Non-ducted indoor units (Mini-splits) | 12000 | 7000 | 3.46 | 15000 | 2.09
Fujitsu General America, Inc. | Fujitsu | Halcyon Single-room Mini-Split Systems Wall Mounted RLS3HY Series | 8004700 | HRCU-A-CB-O | AOU9RLS3H | ASU9RLS3 | Ductless | Single-zone | Non-ducted indoor units (Mini-splits) | 12000 | 7000 | 3.36 | 15000 | 1.95
Fujitsu General America, Inc. | Fujitsu | Halcyon Single-room Mini-Split Systems Wall mounted RLS3 Series | 8703348 | HRCU-A-CB-O | AOU9RLS3 | ASU9RLS3Y | Ductless | Single-zone | Non-ducted indoor units (Mini-splits) | 12000 | 7000 | 3.46 | 15000 | 2.09
Fujitsu General America, Inc. | Fujitsu | Halcyon Single-room Mini-Split Systems Wall mounted H Series | 8703349 | HRCU-A-CB-O | AOU9RLS3H | ASU9RLS3Y | Ductless | Single-zone | Non-ducted indoor units (Mini-splits) | 12000 | 7000 | 3.36 | 15000 | 1.95
Fujitsu General America, Inc. | Fujitsu | Halcyon Single-room Mini-Split Systems Wall Mounted RLS3HY Series | 8703350 | HRCU-A-CB-O | AOU12RLS3 | ASU12RLS3Y | Ductless | Single-zone | Non-ducted indoor units (Mini-splits) | 16000 | 9600 | 3.3 | 16500 | 2.3
Fujitsu General America, Inc. | Fujitsu | Halcyon Single-room Mini-Split Systems Wall Mounted RLS3H Series | 8703506 | HRCU-A-CB-O | AOU12RLS3H | ASU12RLS3Y | Ductless | Single-zone | Non-ducted indoor units (Mini-splits) | 16000 | 9600 | 3.18 | 16500 | 2.15
Fujitsu General America, Inc. | Fujitsu | Halcyon Single-room Mini-Split Systems Wall mounted RLS3 Series | 8703507 | HRCU-A-CB-O | AOU15RLS3 | ASU15RLS3Y | Ductless | Single-zone | Non-ducted indoor units (Mini-splits) | 18000 | 11200 | 3.14 | 20500 | 2.18
Fujitsu General America, Inc. | Fujitsu | Halcyon Single-room Mini-Split Systems Wall Mounted RLS3HY Series | 8703508 | HRCU-A-CB-O | AOU15RLS3H | ASU15RLS3Y | Ductless | Single-zone | Non-ducted indoor units (Mini-splits) | 18000 | 11200 | 3.06 | 20500 | 2.07
Fujitsu General America, Inc. | Fujitsu | Halcyon Single-room Mini-Split Systems Wall Mounted RLF/RLX Series | 8718495 | HRCU-A-CB-O | AOU18RLXFW1 | ASU18RLF | Ductless | Single-zone | Non-ducted indoor units (Mini-splits) | 21600 | 14600 | 3.08 | 21600 | 2.43
Fujitsu General America, Inc. | Fujitsu | Halcyon Single-room Mini-Split Systems Wall Mounted RLF/RLX Series | 8779045 | HRCU-A-CB-O | AOU18RLXFWH | ASU18RLF | Ductless | Single-zone | Non-ducted indoor units (Mini-splits) | 21600 | 14600 | 3.02 | 21600 | 2.3
GD Midea Air-Conditioning Equipment Co.,Ltd | Lennox | ML-Series | 9920054 | HMSV-A-CB | MLA030S4M-1P | Non-Ducted Indoor Units | Ductless | Multi-zone | Non-ducted indoor units | 28000 | 18000 | 2.7404 | 28160 | 2.0423
GD Midea Air-Conditioning Equipment Co.,Ltd | Lennox | ML-Series | 9920055 | HMSV-A-CB | MLA036S4M-1P | Non-Ducted Indoor Units | Ductless | Multi-zone | Non-ducted indoor units | 36000 | 23200 | 2.7797 | 36000 | 1.9614
GD Midea Air-Conditioning Equipment Co.,Ltd | Lennox | MP-Series | 10058816 | HMSV-A-CB | MPB009S4S-1P | ducted indoor units | Ductless | Multi-zone | Ducted Indoor Units | 10000 | 6200 | 2.8391 | 8071 | 2.0046
GD Midea Air-Conditioning Equipment Co.,Ltd | Lennox | MP-Series | 10062012 | HMSV-A-CB | MPB030S4M-1P | Non-Ducted Indoor Units | Ductless | Multi-zone | Non-ducted indoor units | 28000 | 17200 | 2.8193 | 16820 | 1.9515
GD Midea Air-Conditioning Equipment Co.,Ltd | Lennox |  | 201796630 | HRCU-A-CB-O | MPB009S4S-1P | MWMA009S4-3P | Ductless | Singlezone | Non-ducted indoor units (Mini-splits) | 9800 | 5800 | 2.7594 | 7990 | 1.9929
GD Midea Air-Conditioning Equipment Co.,Ltd | Lennox |  | 201796631 | HRCU-A-CB-O | MPB012S4S-1P | MWMA012S4-3P | Ductless | Singlezone | Non-ducted indoor units (Mini-splits) | 12000 | 7700 | 2.7655 | 9134 | 1.937
GD Midea Air-Conditioning Equipment Co.,Ltd | Lennox | MP-Series | 8129542 | HRCU-A-CB-O | MPA024S4S-1P | MWMA024S4-1P | Ductless | Single-zone | Non-ducted indoor units (Mini-splits) | 25000 | 17800 | 2.7793 | 16382 | 2.1803
GD Midea Air-Conditioning Equipment Co.,Ltd | Lennox | MP-Series | 8129566 | HRCU-A-CB-O | MPA012S4S-1P | M22A012S4-1P | Ductless | Single-zone | Non-ducted indoor units (Mini-splits) | 12000 | 3178 | 4.0672 | 7465 | 1.9141
GD Midea Air-Conditioning Equipment Co.,Ltd | DIRECT AIR |  | 8775842 | HRCU-A-CB-O | MOBA30-09HFN1-MT0W | CCA3U-09HRFN1-M(C) | Ductless | Single-zone | Non-ducted indoor units (Mini-splits) | 10000 | 5800 | 2.6601 | 7878 | 1.97
GD Midea Air-Conditioning Equipment Co.,Ltd | DIRECT AIR |  | 8775849 | HRCU-A-CB-O | MOCA31-18HFN1-MT0W | CCA3U-18HRFN1-M(C) | Ductless | Single-zone | Non-ducted indoor units (Mini-splits) | 18000 | 12000 | 2.7605 | 9410 | 1.9826
GD Midea Air-Conditioning Equipment Co.,Ltd | DIRECT AIR |  | 8775850 | HRCU-A-CB-O | MOCA31-18HFN1-MT0W | MUEU-18HRFN1-M(C) | Ductless | Single-zone | Non-ducted indoor units (Mini-splits) | 18000 | 12000 | 2.699 | 10274 | 2.1012
GD Midea Air-Conditioning Equipment Co.,Ltd | DIRECT AIR |  | 8775853 | HRCU-A-CB-O | MOD31-24HFN1-MT0W | MUEU-24HRFN1-M(C) | Ductless | Single-zone | Non-ducted indoor units (Mini-splits) | 24000 | 15000 | 2.8602 | 17705 | 2.0198
GD Midea Air-Conditioning Equipment Co.,Ltd | DIRECT AIR |  | 8989603 | HRCU-A-CB-O | MOBA30-09HFN1-MT0W | MSAEB-09HRFN1-MT0W | Ductless | Single-zone | Non-ducted indoor units (Mini-splits) | 9800 | 6300 | 2.6797 | 6609 | 1.9177
GD Midea Air-Conditioning Equipment Co.,Ltd | Willis |  | 9038626 | HRCU-A-CB-O | WSM09MH20S/O | WSM09MH20S/I | Ductless | Single-zone | Non-ducted indoor units (Mini-splits) | 9800 | 6300 | 2.6799 | 6700 | 1.9399
GD Midea Air-Conditioning Equipment Co.,Ltd | DIRECT AIR |  | 9680947 | HRCU-A-CB-O | MOBA30-09HFN1-MT0W | CS11M-09HRFN1-MX0W(A) | Ductless | Single-zone | Non-ducted indoor units (Mini-splits) | 9800 | 5800 | 2.7594 | 7990 | 1.9929
GD Midea Air-Conditioning Equipment Co.,Ltd | DIRECT AIR |  | 9680948 | HRCU-A-CB-O | MOCA31-18HFN1-MT0W | CS11M-12HRFN1-MU5W | Ductless | Single-zone | Non-ducted indoor units (Mini-splits) | 12000 | 7700 | 2.7655 | 9134 | 1.937
GD Midea Air-Conditioning Equipment Co.,Ltd | DIRECT AIR |  | 9680949 | HRCU-A-CB-O | MOCA31-18HFN1-MT0W | CS11M-18HRFN1-MT0W | Ductless | Single-zone | Non-ducted indoor units (Mini-splits) | 18000 | 11400 | 2.7207 | 11178 | 2.0272
GD Midea Air-Conditioning Equipment Co.,Ltd | DIRECT AIR |  | 9680950 | HRCU-A-CB-O | MOD31-24HFN1-MT0W | CS11M-23HRFN1-MT0W | Ductless | Single-zone | Non-ducted indoor units (Mini-splits) | 25000 | 15300 | 2.6996 | 18099 | 2.0712
GD Midea Air-Conditioning Equipment Co.,Ltd | Lennox | MP-Series | 9962876 | HRCU-A-CB-O | MPA024S4S-1P | MWMA024S4-2P | Ductless | Single-zone | Non-ducted indoor units (Mini-splits) | 25000 | 17800 | 2.7793 | 16382 | 2.1803
GD Midea Air-Conditioning Equipment Co.,Ltd | Lennox | MP-Series | 9962880 | HRCU-A-CB-O | MPA012S4S-1P | M22A012S4-2P | Ductless | Single-zone | Non-ducted indoor units (Mini-splits) | 12000 | 3178 | 4.0672 | 7465 | 1.9141
GD Midea Air-Conditioning Equipment Co.,Ltd | Lennox | MP-Series | 10056167 | HRCU-A-CB-O | MPB009S4S-1L | MWMB009S4-1L | Ductless | Single-zone | Non-ducted indoor units (Mini-splits) | 11000 | 6500 | 2.818 | 6776 | 1.9469
GD Midea Air-Conditioning Equipment Co.,Ltd | Lennox | MP-Series | 10056168 | HRCU-A-CB-O | MPB012S4S-1L | MWMB012S4-1L | Ductless | Single-zone | Non-ducted indoor units (Mini-splits) | 12000 | 7600 | 2.599 | 6885 | 2.0058
GD Midea Air-Conditioning Equipment Co.,Ltd | Lennox | MP-Series | 10056169 | HRCU-A-CB-O | MPB009S4S-1P | MWMA009S4-1P | Ductless | Single-zone | Non-ducted indoor units (Mini-splits) | 9800 | 5800 | 2.7594 | 7990 | 1.9929
GD Midea Air-Conditioning Equipment Co.,Ltd | Lennox | MP-Series | 10056170 | HRCU-A-CB-O | MPB009S4S-1P | MWMA009S4-2P | Ductless | Single-zone | Non-ducted indoor units (Mini-splits) | 9800 | 5800 | 2.7594 | 7990 | 1.9929
GD Midea Air-Conditioning Equipment Co.,Ltd | Lennox | MP-Series | 10056171 | HRCU-A-CB-O | MPB012S4S-1P | MWMA012S4-1P | Ductless | Single-zone | Non-ducted indoor units (Mini-splits) | 12000 | 7700 | 2.7655 | 9134 | 1.937
GD Midea Air-Conditioning Equipment Co.,Ltd | Lennox | MP-Series | 10056172 | HRCU-A-CB-O | MPB012S4S-1P | MWMA012S4-2P | Ductless | Single-zone | Non-ducted indoor units (Mini-splits) | 12000 | 7700 | 2.7655 | 9134 | 1.937
GD Midea Air-Conditioning Equipment Co.,Ltd | Lennox | MP-Series | 10056173 | HRCU-A-CB-O | MPB018S4S-1P | MWMA018S4-1P | Ductless | Single-zone | Non-ducted indoor units (Mini-splits) | 18000 | 11400 | 2.7207 | 11178 | 2.0272
GD Midea Air-Conditioning Equipment Co.,Ltd | Lennox | MP-Series | 10056174 | HRCU-A-CB-O | MPB018S4S-1P | MWMA018S4-2P | Ductless | Single-zone | Non-ducted indoor units (Mini-splits) | 18000 | 11400 | 2.7207 | 11178 | 2.0272
GD Midea Air-Conditioning Equipment Co.,Ltd | Lennox | MP-Series | 10056175 | HRCU-A-CB-O | MPB024S4S-1P | MWMA024S4-1P | Ductless | Single-zone | Non-ducted indoor units (Mini-splits) | 25000 | 15300 | 2.6996 | 18099 | 2.0712
GD Midea Air-Conditioning Equipment Co.,Ltd | Lennox | MP-Series | 10056176 | HRCU-A-CB-O | MPB024S4S-1P | MWMA024S4-2P | Ductless | Single-zone | Non-ducted indoor units (Mini-splits) | 25000 | 15300 | 2.6996 | 18099 | 2.0712
GD Midea Air-Conditioning Equipment Co.,Ltd | Lennox | MP-Series | 10058825 | HRCU-A-CB-O | MPB018S4S-1P | MCFB018S4-2P | Ductless | Single-zone | Non-ducted indoor units (Mini-splits) | 18000 | 12000 | 2.699 | 10274 | 2.1012
GD Midea Air-Conditioning Equipment Co.,Ltd | Lennox | MP-Series | 10058826 | HRCU-A-CB-O | MPB024S4S-1P | MCFA024S4-1P | Ductless | Single-zone | Non-ducted indoor units (Mini-splits) | 24000 | 15000 | 2.8602 | 17705 | 2.0198
GD Midea Air-Conditioning Equipment Co.,Ltd | Lennox | MP-Series | 10058827 | HRCU-A-CB-O | MPB024S4S-1P | MCFA024S4-2P | Ductless | Single-zone | Non-ducted indoor units (Mini-splits) | 24000 | 15000 | 2.8602 | 17705 | 2.0198
GD Midea Air-Conditioning Equipment Co.,Ltd | Lennox | MP-Series | 10058830 | HRCU-A-CB-O | MPB009S4S-1P | M22A009S4-1P | Ductless | Single-zone | Non-ducted indoor units (Mini-splits) | 10000 | 5800 | 2.6601 | 7878 | 1.97
GD Midea Air-Conditioning Equipment Co.,Ltd | Lennox | MP-Series | 10058831 | HRCU-A-CB-O | MPB009S4S-1P | M22A009S4-2P | Ductless | Single-zone | Non-ducted indoor units (Mini-splits) | 10000 | 5800 | 2.6601 | 7878 | 1.97
GD Midea Air-Conditioning Equipment Co.,Ltd | Lennox | MP-Series | 10058834 | HRCU-A-CB-O | MPB018S4S-1P | M22A018S4-1P | Ductless | Single-zone | Non-ducted indoor units (Mini-splits) | 18000 | 12000 | 2.7605 | 9410 | 1.9826
GD Midea Air-Conditioning Equipment Co.,Ltd | Lennox | MP-Series | 10058835 | HRCU-A-CB-O | MPB018S4S-1P | M22A018S4-2P | Ductless | Single-zone | Non-ducted indoor units (Mini-splits) | 18000 | 12000 | 2.7605 | 9410 | 1.9826
Gree | Gree | Sapphire | 10149903 | HRCU-A-CB-O | SAP12HP230V1AO | SAP12HP230V1AH | Ductless | Singlezone | Ductless Highwall | 12200 | 8100 | 3.21 | 8000 | 2.73
Gree | Gree | Sapphire | 10157570 | HRCU-A-CB-O | SAP18HP230V1AO | SAP18HP230V1AH | Ductless | Singlezone | Non-ducted Highwall | 18000 | 14200 | 2.8701 | 21500 | 2.0326
Gree | Gree | Sapphire | 10157571 | HRCU-A-CB-O | Sap24HP230V1AO | Sap24HP230V1AH | Ductless | Singlezone | Ductless Highwall | 24000 | 15500 | 2.8934 | 22553 | 2.0655
GREE ELECTRIC APPLIANCES INC. OF ZHUHAI | Tosot | Multi Zone | 10064023 | HMSV-A-CB | TM36H4O | Non-Ducted Indoor Units | Ductless | Multizone | Non-ducted indoor units (Mini-splits) | 42500 | 26500 | 2.8764 | 21356 | 2.006
GREE ELECTRIC APPLIANCES INC. OF ZHUHAI | Tosot | Lomo Plus | 10062019 | HRCU-A-CB-O | TW12HQ3D6DO | TW12HQ3D6DI | Ductless | Single zone | Non-ducted indoor units (Mini-splits) | 12200 | 8100 | 3.2079 | 8000 | 2.7262
GREE ELECTRIC APPLIANCES INC. OF ZHUHAI | Tosot | Lomo Plus | 10062020 | HRCU-A-CB-O | TW18HQ3D6DO | TW18HQ3D6DI | Ductless | Single zone | Non-ducted indoor units (Mini-splits) | 18000 | 14000 | 2.8297 | 21500 | 2.0326
GREE ELECTRIC APPLIANCES INC. OF ZHUHAI | TOSOT | Lomo Plus | 10062021 | HRCU-A-CB-O | TW24HQ3D6DO | TW24HQ3D6DI | Ductless | Single-zone | Non-ducted indoor units (Mini-splits) | 24000 | 15737 | 2.9377 | 22553.32 | 2.0656
GREE ELECTRIC APPLIANCES INC. OF ZHUHAI GREE ELECTRIC APPLIANCES INC. OF ZHUHAI | Gree | Free Match G-Series | 9084227 | HMSV-A-CB | GWHD(36)ND3GO | Non-Ducted Indoor Units | Ductless | Multi-zone | Non-ducted indoor units | 42500 | 26500 | 2.8764 | 21356 | 2.006
GREE ELECTRIC APPLIANCES INC. OF ZHUHAI GREE ELECTRIC APPLIANCES INC. OF ZHUHAI | Gree | Lomo 23 Series | 7070719 | HRCU-A-CB-O | GWH24QE-D3DNA1D/O | GWH24QE-D3DN***/I | Ductless | Singlezone | Mini-Splits | 23000 | 14600 | 2.6116 | 22861.5 | 2.0181
GREE ELECTRIC APPLIANCES INC. OF ZHUHAI GREE ELECTRIC APPLIANCES INC. OF ZHUHAI | Gree | Lomo 23 Series | 7091967 | HRCU-A-CB-O | GWH09QC-A3DNA1D/O | GWH09QC-A3DN***/I | Ductless | Singlezone | Mini-Splits | 9900 | 6100 | 3.2906 | 8680 | 2.0318
GREE ELECTRIC APPLIANCES INC. OF ZHUHAI GREE ELECTRIC APPLIANCES INC. OF ZHUHAI | Gree | Lomo 23 Series | 7091971 | HRCU-A-CB-O | GWH12QC-D3DNA1D/O | GWH12QC-D3DN***/I | Ductless | Singlezone | Mini-Splits | 13000 | 7100 | 2.5803 | 8800 | 2.0212
GREE ELECTRIC APPLIANCES INC. OF ZHUHAI GREE ELECTRIC APPLIANCES INC. OF ZHUHAI | Gree | U-Crown Series | 7607465 | HRCU-A-CB-O | GWH09UC-D3DNA4C/O | GWH09UC-D3DN***/I | Ductless | Single-zone | Non-ducted indoor units (Mini-splits) | 9000 | 5500 | 2.8784 | 10488 | 1.9831
GREE ELECTRIC APPLIANCES INC. OF ZHUHAI GREE ELECTRIC APPLIANCES INC. OF ZHUHAI | Gree | U-Crown Series | 7607467 | HRCU-A-CB-O | GWH12UC-D3DNA4C/O | GWH12UC-D3DN***/I | Ductless | Single-zone | Non-ducted indoor units (Mini-splits) | 13000 | 13000 | 3.1487 | 13000 | 2.7608
GREE ELECTRIC APPLIANCES INC. OF ZHUHAI GREE ELECTRIC APPLIANCES INC. OF ZHUHAI | Gree | U-Crown Series | 7607469 | HRCU-A-CB-O | GWH18UC-D3DNA4C/O | GWH18UC-D3DN***/I | Ductless | Single-zone | Non-ducted indoor units (Mini-splits) | 19000 | 12717 | 2.5013 | 19190 | 2.8548
GREE ELECTRIC APPLIANCES INC. OF ZHUHAI GREE ELECTRIC APPLIANCES INC. OF ZHUHAI | Gree | Extreme Series | 9114294 | HRCU-A-CB-O | GWH18YE-D3DNA1A/O | GWH18AAE-D3DN***/I | Ductless | Single-zone | Non-ducted indoor units (Mini-splits) | 18000 | 14000 | 2.8297 | 21500 | 2.0326
GREE ELECTRIC APPLIANCES INC. OF ZHUHAI GREE ELECTRIC APPLIANCES INC. OF ZHUHAI | Gree | Extreme Series | 9123256 | HRCU-A-CB-O | GWH24YE-D3DNA1A/O | GWH24AAE-D3DN***/I | Ductless | Single-zone | Non-ducted indoor units (Mini-splits) | 24000 | 15737 | 2.9376 | 22553 | 2.0655
GREE ELECTRIC APPLIANCES INC. OF ZHUHAI GREE ELECTRIC APPLIANCES INC. OF ZHUHAI | Gree | Extreme Series | 9944776 | HRCU-A-CB-O | GWH12YD-D3DNA1A/O | GWH12AAD-D3DN***/I | Ductless | Single-zone | Non-ducted indoor units (Mini-splits) | 12200 | 8100 | 3.2079 | 8000 | 2.7262
Haier | Haier | Novel Series | 6970203 | HRCU-A-CB-O | HSU09VHG(DB)-W | HSU09VHG(DB)-G | Ductless | Single-zone | Non-ducted indoor units (Mini-splits) | 9000 | 5600 | 3.1563 | 6000 | 2.3447
Haier | Haier | Advanced Series | 8021588 | HRCU-A-CB-O | 1U12ES2VHA | AW12ES2VHA | Ductless | Single-zone | Non-ducted indoor units (Mini-splits) | 16000 | 12220 | 3 | 10160 | 2.46
Haier | Haier | Advanced Series | 8028490 | HRCU-A-CB-O | 1U18ES2VHA | AW18ES2VHA | Ductless | Single-zone | Non-ducted indoor units (Mini-splits) | 22000 | 14000 | 2.74 | 14900 | 2.08
Haier | Haier | Advanced Series | 8028525 | HRCU-A-CB-O | 1U24ES2VHA | AW24ES2VHA | Ductless | Single-zone | Non-ducted indoor units (Mini-splits) | 27700 | 18500 | 2.85 | 20500 | 2.15
Haier | Haier | Advanced Series | 8028528 | HRCU-A-CB-O | 1U09ES2VHA | AW09ES2VHA | Ductless | Single-zone | Non-ducted indoor units (Mini-splits) | 10000 | 7400 | 3.44 | 10000 | 2.48
Haier | Haier | Arctic Series | 8862047 | HRCU-A-CB-O | 1U09EH2VHA | AW09EH2VHA | Ductless | Single-zone | Non-ducted indoor units (Mini-splits) | 12000 | 9000 | 3.217 | 12000 | 2.226
HEIL | HEIL |  | 201835718 | HRCU-A-CB | DLCSRAH24AAK | DLFSDAH24XAK | Ductless | Singlezone | ducted indoor units (Mini-splits) | 24000 | 17400 | 2.9699 | 30000 | 1.9299
HEIL | HEIL |  | 201835653 | HRCU-A-CB-O | DLCPRAH09AAK | DLFPHAH09XAK | Ductless | Singlezone | Non-ducted indoor units (Mini-splits) | 10000 | 7200 | 2.7805 | 13047 | 1.9751
HEIL | HEIL |  | 201835667 | HRCU-A-CB-O | DLCSRAH09AAJ | DLFSHAH09XAJ | Ductless | Singlezone | Non-ducted indoor units (Mini-splits) | 9800 | 5600 | 2.6499 | 6880 | 1.9499
HEIL | HEIL |  | 201835668 | HRCU-A-CB-O | DLCSRAH12AAJ | DLFSHAH12XAJ | Ductless | Singlezone | Non-ducted indoor units (Mini-splits) | 11800 | 7100 | 2.5999 | 7800 | 2.0099
International Comfort Products | HEIL | High Wall System | 8177081 | HRCU-A-CB-O | DLCAHB09K1A | DLFAHH09K1A | Ductless | Single-zone | Non-ducted indoor units (Mini-splits) | 9000 | 5500 | 2.893 | 10488 | 1.979
International Comfort Products | KEEPRITE | High Wall System | 8177082 | HRCU-A-CB-O | DLCAHB09K1A | DLFAHH09K1A | Ductless | Single-zone | Non-ducted indoor units (Mini-splits) | 9000 | 5500 | 2.893 | 10488 | 1.979
International Comfort Products | TEMPSTAR | High Wall System | 8177083 | HRCU-A-CB-O | DLCAHB09K1A | DLFAHH09K1A | Ductless | Single-zone | Non-ducted indoor units (Mini-splits) | 9000 | 5500 | 2.893 | 10488 | 1.979
International Comfort Products | DAY & NIGHT | High Wall System | 8177084 | HRCU-A-CB-O | DLCAHB09K1A | DLFAHH09K1A | Ductless | Single-zone | Non-ducted indoor units (Mini-splits) | 9000 | 5500 | 2.893 | 10488 | 1.979
International Comfort Products | ARCOAIRE | High Wall System | 8177085 | HRCU-A-CB-O | DLCAHB09K1A | DLFAHH09K1A | Ductless | Single-zone | Non-ducted indoor units (Mini-splits) | 9000 | 5500 | 2.893 | 10488 | 1.979
International Comfort Products | KENMORE | High Wall System | 8177086 | HRCU-A-CB-O | DLCAHB09K1A | DLFAHH09K1A | Ductless | Single-zone | Non-ducted indoor units (Mini-splits) | 9000 | 5500 | 2.893 | 10488 | 1.979
International Comfort Products | COMFORTMAKER | High Wall System | 8177087 | HRCU-A-CB-O | DLCAHB09K1A | DLFAHH09K1A | Ductless | Single-zone | Non-ducted indoor units (Mini-splits) | 9000 | 5500 | 2.893 | 10488 | 1.979
International Comfort Products | HEIL | High Wall System | 8177090 | HRCU-A-CB-O | DLCAHB12K1A | DLFAHH12K1A | Ductless | Single-zone | Non-ducted indoor units (Mini-splits) | 13000 | 13000 | 3.143 | 13000 | 2.76
International Comfort Products | KEEPRITE | High Wall System | 8177091 | HRCU-A-CB-O | DLCAHB12K1A | DLFAHH12K1A | Ductless | Single-zone | Non-ducted indoor units (Mini-splits) | 13000 | 13000 | 3.143 | 13000 | 2.76
International Comfort Products | TEMPSTAR | High Wall System | 8177092 | HRCU-A-CB-O | DLCAHB12K1A | DLFAHH12K1A | Ductless | Single-zone | Non-ducted indoor units (Mini-splits) | 13000 | 13000 | 3.143 | 13000 | 2.76
International Comfort Products | DAY & NIGHT | High Wall System | 8177093 | HRCU-A-CB-O | DLCAHB12K1A | DLFAHH12K1A | Ductless | Single-zone | Non-ducted indoor units (Mini-splits) | 13000 | 13000 | 3.143 | 13000 | 2.76
International Comfort Products | ARCOAIRE | High Wall System | 8177094 | HRCU-A-CB-O | DLCAHB12K1A | DLFAHH12K1A | Ductless | Single-zone | Non-ducted indoor units (Mini-splits) | 13000 | 13000 | 3.143 | 13000 | 2.76
International Comfort Products | KENMORE | High Wall System | 8177095 | HRCU-A-CB-O | DLCAHB12K1A | DLFAHH12K1A | Ductless | Single-zone | Non-ducted indoor units (Mini-splits) | 13000 | 13000 | 3.143 | 13000 | 2.76
International Comfort Products | COMFORTMAKER | High Wall System | 8177096 | HRCU-A-CB-O | DLCAHB12K1A | DLFAHH12K1A | Ductless | Single-zone | Non-ducted indoor units (Mini-splits) | 13000 | 13000 | 3.143 | 13000 | 2.76
International Comfort Products | HEIL | High Wall System | 8177099 | HRCU-A-CB-O | DLCAHB18K1A | DLFAHH18K1A | Ductless | Single-zone | Non-ducted indoor units (Mini-splits) | 19000 | 12717 | 2.501 | 19190 | 2.85
International Comfort Products | KEEPRITE | High Wall System | 8177100 | HRCU-A-CB-O | DLCAHB18K1A | DLFAHH18K1A | Ductless | Single-zone | Non-ducted indoor units (Mini-splits) | 19000 | 12717 | 2.501 | 19190 | 2.85
International Comfort Products | TEMPSTAR | High Wall System | 8177101 | HRCU-A-CB-O | DLCAHB18K1A | DLFAHH18K1A | Ductless | Single-zone | Non-ducted indoor units (Mini-splits) | 19000 | 12717 | 2.501 | 19190 | 2.85
International Comfort Products | DAY & NIGHT | High Wall System | 8177102 | HRCU-A-CB-O | DLCAHB18K1A | DLFAHH18K1A | Ductless | Single-zone | Non-ducted indoor units (Mini-splits) | 19000 | 12717 | 2.501 | 19190 | 2.85
International Comfort Products | ARCOAIRE | High Wall System | 8177103 | HRCU-A-CB-O | DLCAHB18K1A | DLFAHH18K1A | Ductless | Single-zone | Non-ducted indoor units (Mini-splits) | 19000 | 12717 | 2.501 | 19190 | 2.85
International Comfort Products | KENMORE | High Wall System | 8177104 | HRCU-A-CB-O | DLCAHB18K1A | DLFAHH18K1A | Ductless | Single-zone | Non-ducted indoor units (Mini-splits) | 19000 | 12717 | 2.501 | 19190 | 2.85
International Comfort Products | COMFORTMAKER | High Wall System | 8177105 | HRCU-A-CB-O | DLCAHB18K1A | DLFAHH18K1A | Ductless | Single-zone | Non-ducted indoor units (Mini-splits) | 19000 | 12717 | 2.501 | 19190 | 2.85
Johnson Controls Inc. | York |  | 10309025 | HRCU-A-CB | YZV48B21 | MVC20DN21 | Centrally Ducted | N/A | N/A | 58000 | 42500 | 2.5599 | 34000 | 2.5099
KEEPRITE | KEEPRITE |  | 201835719 | HRCU-A-CB | DLCSRAH24AAK | DLFSDAH24XAK | Ductless | Singlezone | ducted indoor units (Mini-splits) | 24000 | 17400 | 2.9699 | 30000 | 1.9299
KEEPRITE | KEEPRITE |  | 201835652 | HRCU-A-CB-O | DLCPRAH09AAK | DLFPHAH09XAK | Ductless | Singlezone | Non-ducted indoor units (Mini-splits) | 10000 | 7200 | 2.7805 | 13047 | 1.9751
KEEPRITE | KEEPRITE |  | 201835666 | HRCU-A-CB-O | DLCSRAH09AAJ | DLFSHAH09XAJ | Ductless | Singlezone | Non-ducted indoor units (Mini-splits) | 9800 | 5600 | 2.6499 | 6880 | 1.9499
KEEPRITE | KEEPRITE |  | 201835669 | HRCU-A-CB-O | DLCSRAH12AAJ | DLFSHAH12XAJ | Ductless | Singlezone | Non-ducted indoor units (Mini-splits) | 11800 | 7100 | 2.5999 | 7800 | 2.0099
KENMORE | KENMORE |  | 201835815 | HRCU-A-CB | DLCSRAH24AAK | DLFSDAH24XAK | Ductless | Singlezone | ducted indoor units (Mini-splits) | 24000 | 17400 | 2.9699 | 30000 | 1.9299
KENMORE | KENMORE |  | 201835749 | HRCU-A-CB-O | DLCPRAH09AAK | DLFPHAH09XAK | Ductless | Singlezone | Non-ducted indoor units (Mini-splits) | 10000 | 7200 | 2.7805 | 13047 | 1.9751
KENMORE | KENMORE |  | 201835762 | HRCU-A-CB-O | DLCSRAH09AAJ | DLFSHAH09XAJ | Ductless | Singlezone | Non-ducted indoor units (Mini-splits) | 9800 | 5600 | 2.6499 | 6880 | 1.9499
KENMORE | KENMORE |  | 201835764 | HRCU-A-CB-O | DLCSRAH12AAJ | DLFSHAH12XAJ | Ductless | Singlezone | Non-ducted indoor units (Mini-splits) | 11800 | 7100 | 2.5999 | 7800 | 2.0099
Lennox Industries | Lennox |  | 201842143 | HRCU-A-CB | XP20-024-230A** | CBA38MV-030-230 | Centrally Ducted | N/A | N/A | 21600 | 14000 | 2.5327 | 12400 | 2.2025
Lennox Industries | Lennox |  | 201953307 | HRCU-A-CB | XP20-036-230A** | CBA38MV-042-230 | Centrally Ducted | N/A | N/A | 33000 | 21400 | 2.5087 | 18600 | 2.1631
LG Electronics Canada, Inc. | LG | Prestige (Canada) | 6233140 | HRCU-A-CB-O | LAU120HYV | LAN120HYV | Ductless | Single-Zone | Non-ducted indoor units (Mini-splits) | 13600 | 8350 | 3.5466 | 13720 | 2.7353
LG Electronics Canada, Inc. | LG | Prestige (Canada) | 8584525 | HRCU-A-CB-O | LAU180HYV1 | LAN180HYV1 | Ductless | Single-Zone | Non-ducted indoor units (Mini-splits) | 22000 | 13000 | 2.781 | 19300 | 2.3666
LG Electronics Canada, Inc. | LG | Prestige (Canada) | 8584526 | HRCU-A-CB-O | LAU240HYV1 | LAN240HYV1 | Ductless | Single-Zone | Non-ducted indoor units (Mini-splits) | 27000 | 17200 | 2.8005 | 23690 | 2.2396
LG Electronics USA, Inc | LG |  | 7180062 | HMSV-A-CB | LMU24CHV | Non-Ducted Indoor Units | Ductless | Multi-zone | Non-ducted indoor units | 24000 | 14500 | 2.7 | 14595 | 2.6
LG Electronics USA, Inc | LG |  | 7180063 | HMSV-A-CB | LMU36CHV | Non-Ducted Indoor Units | Ductless | Multi-zone | Non-ducted indoor units | 36000 | 20000 | 2.6 | 22057 | 2.5
LG Electronics USA, Inc | LG |  | 7184507 | HMSV-A-CB | LMU24CHV | Mixed | Ductless | Multi-zone | Mixed Ducted and Non-ducted indoor units | 23250 | 14250 | 2.6 | 14109 | 2.4
LG Electronics USA, Inc | LG |  | 8111355 | HMSV-A-CB | LMU30CHV | Non-Ducted Indoor Units | Ductless | Multi-zone | Non-ducted indoor units | 32000 | 19600 | 2.7 | 20622 | 2.5
LG Electronics USA, Inc | LG |  | 8111358 | HMSV-A-CB | LMU480HV | Non-Ducted Indoor Units | Ductless | Multi-zone | Non-ducted indoor units | 54000 | 34080 | 3.3 | 38900 | 2.5
LG Electronics USA, Inc | LG |  | 5859619 | HRCU-A-CB-O | LUU187HV | LCN187HV | Ductless | Single-zone | Non-ducted indoor units (Mini-splits) | 20000 | 12500 | 2.9 | 11271 | 2.2
LG Electronics USA, Inc | LG |  | 6236101 | HRCU-A-CB-O | LSU240HSV3 | LSN240HSV3 | Ductless | Single-zone | Non-ducted indoor units (Mini-splits) | 27600 | 16940 | 2.6 | 24220 | 2.1
LG Electronics USA, Inc | LG |  | 7012586 | HRCU-A-CB-O | LSU240HLV | LSN240HLV | Ductless | Single-zone | Non-ducted indoor units (Mini-splits) | 27000 | 16570 | 2.5 | 23690 | 2.1
LG Electronics USA, Inc. | LG |  | 10445111 | HMSV-A-CB | LMU360HHV | MIXED DUCTED AND DUCTLESS | Ductless | Multi-zone | MIXED DUCTED AND DUCTLESS | 40500 | 27500 | 2.6776 | 40500 | 2.0571
LG Electronics USA, Inc. | LG |  | 10444103 | HMSV-A-CB | LMU420HHV | MIXED DUCTED AND DUCTLESS | Ductless | Multi-zone | MIXED DUCTED AND DUCTLESS | 45000 | 29000 | 2.7505 | 45000 | 2.1067
LG Electronics USA, Inc. | LG |  | 10399150 | HRCU-A-CB-O | LUU368HV | LVN360HV4 | Centrally Ducted | N/A | N/A | 40000 | 25600 | 2.7282 | 30000 | 1.9982
MIDEA | MIDEA |  | 201796612 | HRCU-A-CB | DLCSRAH24AAK | DLFSDAH24XAK | Ductless | Singlezone | ducted indoor units (Mini-splits) | 24000 | 17400 | 2.9699 | 30000 | 1.9299
Midea | Midea |  | 201753970 | HRCU-A-CB-O | 38MPRAQ09AA3 | DHMPHAQ09XA3 | Ductless | Singlezone | Non-ducted indoor units (Mini-splits) | 10000 | 7200 | 2.7805 | 13047 | 1.9751
MIDEA | MIDEA |  | 201753972 | HRCU-A-CB-O | DLCPRAH09AAK | DLFPHAH09XAK | Ductless | Singlezone | Non-ducted indoor units (Mini-splits) | 10000 | 7200 | 2.7805 | 13047 | 1.9751
MIDEA | MIDEA |  | 201756545 | HRCU-A-CB-O | DLCSRAH09AAJ | DLFSHAH09XAJ | Ductless | Singlezone | Non-ducted indoor units (Mini-splits) | 9800 | 5600 | 2.6499 | 6880 | 1.9499
MIDEA | MIDEA |  | 201756546 | HRCU-A-CB-O | DLCSRAH12AAJ | DLFSHAH12XAJ | Ductless | Singlezone | Non-ducted indoor units (Mini-splits) | 11800 | 7100 | 2.5999 | 7800 | 2.0099
Mitsubishi Electric Cooling & Heating | Mitsubishi Electric | Mitsubishi Electric | 201754444 | HMSV-A-CB | PUMY-P36NKMU1 | Ducted indoor units | Ductless | Multi-zone | Ducted Indoor Units | 42000 | 26600 | 2.6003 | 30000 | 2.2544
Mitsubishi Electric Cooling & Heating | Mitsubishi Electric | Mitsubishi Electric | 201754445 | HMSV-A-CB | PUMY-P36NKMU1 | Non-ducted | Ductless | Multi-zone | Non-ducted indoor units | 42000 | 26400 | 2.9873 | 29000 | 2.3002
Mitsubishi Electric Cooling & Heating | Mitsubishi Electric | Mitsubishi Electric | 201754447 | HMSV-A-CB | PUMY-P48NKMU1 | Non-ducted | Ductless | Multi-zone | Non-ducted indoor units | 54000 | 31400 | 2.9214 | 36400 | 2.2
Mitsubishi Electric Cooling & Heating | Mitsubishi Electric | Mitsubishi Electric | 201754640 | HMSV-A-CB | PUMY-P60NKMU1 | Non-ducted | Ductless | Multi-zone | Non-ducted indoor units | 66000 | 41500 | 2.5988 | 57000 | 1.9999
Mitsubishi Electric Cooling & Heating | Mitsubishi Electric | Mitsubishi Electric | 201754642 | HMSV-A-CB | MXZ-2C20NA2 | Non-ducted | Ductless | Multi-zone | Non-ducted indoor units | 22000 | 12500 | 2.818 | 11100 | 2.0332
Mitsubishi Electric Cooling & Heating | Mitsubishi | M-Series H2i | 201754904 | HMSV-A-CB | MXZ-3C24NAHZ2 | Non-Ducted Indoor Units | Ductless | Multi-zone | Non-ducted indoor units | 25000 | 14000 | 2.53 | 25000 | 1.92
Mitsubishi Electric Cooling & Heating | Mitsubishi | M-Series H2i | 201754911 | HMSV-A-CB | MXZ-4C36NAHZ | Non-Ducted Indoor Units | Ductless | Multi-zone | Non-ducted indoor units | 45000 | 34000 | 2.85 | 45000 | 2.41
Mitsubishi Electric Cooling & Heating | Mitsubishi | M-Series H2i | 201754926 | HMSV-A-CB | MXZ-5C42NAHZ | Non-Ducted Indoor Units | Ductless | Multi-zone | Non-ducted indoor units | 48000 | 35800 | 2.87 | 48000 | 2.51
Mitsubishi Electric Cooling & Heating | Mitsubishi | M-Series H2i | 201755020 | HMSV-A-CB | MXZ-4C36NAHZ | Mixed | Ductless | Multi-zone | Mixed Ducted and Non-ducted indoor units | 45000 | 35000 | 2.54 | 45000 | 2.16
Mitsubishi Electric Cooling & Heating | Mitsubishi Electric | Mitsubishi Electric | 201755026 | HMSV-A-CB | PUMY-P36NKMU1 | Mixed | Ductless | Multi-zone | Mixed Ducted and Non-ducted indoor units | 42000 | 26500 | 2.7797 | 29000 | 2.2378
Mitsubishi Electric Cooling & Heating | Mitsubishi Electric | Mitsubishi Electric | 201754324 | HRCU-A-CB | SUZ-KA12NA | SEZ-KD12NA | Ductless | Single-zone | Ducted Indoor Units | 13600 | 9000 | 2.867 | 7400 | 2.4097
Mitsubishi Electric Cooling & Heating | Mitsubishi Electric | Mitsubishi Electric | 201754325 | HRCU-A-CB | SUZ-KA18NA | SEZ-KD18NA | Ductless | Single-zone | Ducted Indoor Units | 21600 | 13100 | 2.8439 | 9900 | 2.198
Mitsubishi Electric Cooling & Heating | Mitsubishi | M-Series | 4908219 | HRCU-A-CB-O | MUZ-FE09NA | MSZ-FE09NA | Ductless | Single-zone | Non-ducted indoor units (Mini-splits) | 10900 | 6700 | 3.02 | 10900 | 2.19
Mitsubishi Electric Cooling & Heating | Mitsubishi | M-Series | 4934170 | HRCU-A-CB-O | MUZ-FE12NA | MSZ-FE12NA | Ductless | Single-zone | Non-ducted indoor units (Mini-splits) | 13600 | 8300 | 3.04 | 13600 | 2.46
Mitsubishi Electric Cooling & Heating | Mitsubishi | M-Series; KJ-Series | 201754291 | HRCU-A-CB-O | MUFZ-KJ12NAHZ | MFZ-KJ12NA | Ductless | Single-zone | Non-ducted indoor units (Mini-splits) | 13000 | 8800 | 2.77 | 13000 | 2.1
Mitsubishi Electric Cooling & Heating | Mitsubishi | M-Series | 201754293 | HRCU-A-CB-O | MUFZ-KJ18NAHZ | MFZ-KJ18NA | Ductless | Single-zone | Non-ducted indoor units (Mini-splits) | 21000 | 12800 | 2.62 | 21000 | 2.05
Mitsubishi Electric Cooling & Heating | Mitsubishi Electric | Mitsubishi Electric | 201754295 | HRCU-A-CB-O | MUZ-FE12NAH | MSZ-FE12NA | Ductless | Single-zone | Non-ducted indoor units (Wall Mount) | 13600 | 8400 | 2.9307 | 12500 | 2.304
Mitsubishi Electric Cooling & Heating | Mitsubishi | M-Series H2i | 201754296 | HRCU-A-CB-O | MUZ-FH09NA | MSZ-FH09NA | Ductless | Single-zone | Non-ducted indoor units (Mini-splits) | 10900 | 6700 | 3.27 | 10900 | 2.32
Mitsubishi Electric Cooling & Heating | Mitsubishi Electric | Mitsubishi Electric | 201754297 | HRCU-A-CB-O | MUZ-FH09NAH | MSZ-FH09NAH | Ductless | Single-zone | Non-ducted indoor units (Mini-splits) | 10900 | 6700 | 2.73 | 10900 | 2.73
Mitsubishi Electric Cooling & Heating | Mitsubishi | M-Series H2i | 201754298 | HRCU-A-CB-O | MUZ-FH12NA | MSZ-FH12NA | Ductless | Single-zone | Non-ducted indoor units (Mini-splits) | 13600 | 8000 | 3.26 | 13600 | 2.21
Mitsubishi Electric Cooling & Heating | Mitsubishi Electric | Mitsubishi Electric | 201754299 | HRCU-A-CB-O | MUZ-FH12NAH | MSZ-FH12NAH | Ductless | Single-zone | Non-ducted indoor units (Mini-splits) | 13600 | 8100 | 2.83 | 13600 | 2.07
Mitsubishi Electric Cooling & Heating | Mitsubishi | M-Series | 201754302 | HRCU-A-CB-O | MUZ-FH18NA2 | MSZ-FH18NA2 | Ductless | Single-zone | Non-ducted indoor units (Mini-splits) | 20300 | 13700 | 3.04 | 20300 | 2.01
Mitsubishi Electric Cooling & Heating | Mitsubishi Electric | Mitsubishi Electric | 201754303 | HRCU-A-CB-O | MUZ-FH18NAH2 | MSZ-FH18NA | Ductless | Single-zone | Non-ducted indoor units (Wall Mount) | 20300 | 12480 | 2.926 | 20900 | 2.0554
Mitsubishi Electric Cooling & Heating | Mitsubishi Electric | Mitsubishi Electric | 201754311 | HRCU-A-CB-O | MUZ-GL12NA-U1 | MSZ-GL12NA-U1 | Ductless | Single-zone | Non-ducted indoor units (Mini-splits) | 14400 | 9200 | 3.0991 | 10200 | 2.9307
Mitsubishi Electric Cooling & Heating | Mitsubishi Electric | Mitsubishi Electric | 201754315 | HRCU-A-CB-O | MUZ-GL18NA-U1 | MSZ-GL18NA-U1 | Ductless | Single-zone | Non-ducted indoor units (Mini-splits) | 21600 | 13800 | 2.7327 | 15100 | 2.3539
Mitsubishi Electric Cooling & Heating | Mitsubishi Electric | Mitsubishi Electric | 201754316 | HRCU-A-CB-O | MUZ-GL24NA-U1 | MSZ-GL24NA-U1 | Ductless | Single-zone | Non-ducted indoor units (Mini-splits) | 27600 | 16000 | 2.6492 | 20200 | 1.9799
Mitsubishi Electric Cooling & Heating | Mitsubishi Electric | Mitsubishi Electric | 201754318 | HRCU-A-CB-O | PUZ-A24NHA7 | PLA-A24EA7 | Ductless | Single-zone | Non-ducted indoor units (Mini-splits) | 26000 | 14900 | 2.7292 | 13000 | 2.7214
Mitsubishi Electric Cooling & Heating | Mitsubishi Electric | Mitsubishi Electric | 201754319 | HRCU-A-CB-O | PUZ-A36NKA7 | PLA-A36EA7 | Ductless | Single-zone | Non-ducted indoor units (Mini-splits) | 38000 | 22000 | 2.5894 | 21600 | 2.4347
Mitsubishi Electric Cooling & Heating | Mitsubishi | M-Series | 201754416 | HRCU-A-CB-O | MUFZ-KJ09NAHZ | MFZ-KJ09NA | Ductless | Single-zone | Non-ducted indoor units (Mini-splits) | 11000 | 7500 | 2.75 | 11000 | 2.01
Mitsubishi Electric Cooling & Heating | Mitsubishi Electric | Mitsubishi Electric | 201754425 | HRCU-A-CB-O | MUZ-FE09NAH | MSZ-FE09NA | Ductless | Single-zone | Non-ducted indoor units (Wall Mount) | 10900 | 6700 | 2.9307 | 11200 | 2.7709
Mitsubishi Electric Cooling & Heating | Mitsubishi | M-Series H2i | 201754426 | HRCU-A-CB-O | MUZ-FH06NA | MSZ-FH06NA | Ductless | Single-zone | Non-ducted indoor units (Mini-splits) | 8700 | 5900 | 3.46 | 8700 | 2.8
Mitsubishi Electric Cooling & Heating | Mitsubishi Electric | Mitsubishi Electric | 201754427 | HRCU-A-CB-O | MUZ-FH06NAH | MSZ-FH06NAH | Ductless | Single-zone | Non-ducted indoor units (Mini-splits) | 8700 | 5900 | 2.75 | 8700 | 2.45
Mitsubishi Electric Cooling & Heating | Mitsubishi Electric | Mitsubishi Electric | 201754648 | HRCU-A-CB-O | MUZ-GL09NA-U1 | MSZ-GL09NA-U1 | Ductless | Single-zone | Non-ducted indoor units (Mini-splits) | 10900 | 6700 | 3.1168 | 8000 | 2.7583
Nortek Global | Maytag | M1200 | 5597453 | HRCU-A-CB | PSH4BG024K | B6VMAX024K-B | Centrally Ducted | N/A | N/A | 22400 | 14200 | 2.7744 | 12600 | 2.0515
Nortek Global | Maytag | M1200 | 5597457 | HRCU-A-CB | PSH4BG036K | B6VMAX036K-B | Centrally Ducted | N/A | N/A | 34400 | 21800 | 2.6621 | 20100 | 2.2657
Nortek Global | Maytag | M1200 | 10296728 | HRCU-A-CB | PSH1BG4CVRX24K | B6VMAX24K-B | Centrally Ducted | N/A | N/A | 22400 | 14200 | 2.7744 | 12600 | 2.0515
Nortek Global | Maytag | M1200 | 10296733 | HRCU-A-CB | PSH1BG4CVRX36K | B6VMAX36K-B | Centrally Ducted | N/A | N/A | 34400 | 21800 | 2.6621 | 20100 | 2.2657
Panasonic | Panasonic | Exterios E:Deluxe | 7958200 | HRCU-A-CB-O | CS-E18RKUA | CU-E18RKUAW | Ductless | Single-zone | Non-ducted indoor units (Mini-splits) | 21600 | 11600 | 2.6167 | 10100 | 2.2438
Panasonic | Panasonic | Low-Profile Ducted | 9125308 | HRCU-A-CB-O | CU-E9SD3UA | CS-E9SD3UAW | Ductless | Single-zone | Non-ducted indoor units (Mini-splits) | 9000 | 7900 | 2.5458 | 7800 | 2.0607
Panasonic | Panasonic | Wall Mounted | 9571162 | HRCU-A-CB-O | CU-XE15SKUA | CS-XE15SKUA | Ductless | Single-zone | Non-ducted indoor units (Mini-splits) | 18000 | 11000 | 3.16 | 15700 | 1.98
Panasonic | Panasonic | Exterios XE | 201900302 | HRCU-A-CB-O | CU-XE15SKUA-1 | CS-XE15SKUA-1 | Ductless | Singlezone | Mini-Split | 17200 | 18200 | 5.2293 | 17200 | 1.9768
Payne | Payne |  | 201753410 | HRCU-A-CB-O | 38MPRAQ09AA3 | DHMPHAQ09XA3 | Ductless | Singlezone | Non-ducted indoor units (Mini-splits) | 10000 | 7200 | 2.7805 | 13047 | 1.9751
SAMSUNG ELECTRONCS CO., LTD. | SAMSUNG | FJM | 10348192 | HMSV-A-CB | AJ020MCS3CH/AA | Non-ducted | Ductless | Multi-zone | Non-ducted indoor units (Wall Mount) | 22000 | 13000 | 2.6275 | 22000 | 1.9538
TEMPSTAR | TEMPSTAR |  | 201835814 | HRCU-A-CB | DLCSRAH24AAK | DLFSDAH24XAK | Ductless | Singlezone | ducted indoor units (Mini-splits) | 24000 | 17400 | 2.9699 | 30000 | 1.9299
TEMPSTAR | TEMPSTAR |  | 201835748 | HRCU-A-CB-O | DLCPRAH09AAK | DLFPHAH09XAK | Ductless | Singlezone | Non-ducted indoor units (Mini-splits) | 10000 | 7200 | 2.7805 | 13047 | 1.9751
TEMPSTAR | TEMPSTAR |  | 201835763 | HRCU-A-CB-O | DLCSRAH09AAJ | DLFSHAH09XAJ | Ductless | Singlezone | Non-ducted indoor units (Mini-splits) | 9800 | 5600 | 2.6499 | 6880 | 1.9499
TEMPSTAR | TEMPSTAR |  | 201835765 | HRCU-A-CB-O | DLCSRAH12AAJ | DLFSHAH12XAJ | Ductless | Singlezone | Non-ducted indoor units (Mini-splits) | 11800 | 7100 | 2.5999 | 7800 | 2.0099
Trane | Trane |  | 6749942 | HRCU-A-CB | 4TWV0024A1 | *AM8C0B30V21 | Centrally Ducted | N/A | N/A | 20200 | 16800 | 2.5 | 13000 | 2.08
Trane | Trane |  | 6750459 | HRCU-A-CB | 4TWV8024A1 | *AM8C0B30V21 | Centrally Ducted | N/A | N/A | 20000 | 16800 | 2.5 | 13000 | 2.08
Trane | Trane |  | 7151531 | HRCU-A-CB-O | 4TXK2709A10N0AA | 4MXW2709A10N0AA | Ductless | Single-zone | Non-ducted indoor units (Mini-splits) | 9800 | 5800 | 2.7058 | 8000 | 2.1412
Trane | Trane |  | 7151533 | HRCU-A-CB-O | 4TXK2712A10NAA | 4MXW2712A10N0AA | Ductless | Single-zone | Non-ducted indoor units (Mini-splits) | 13000 | 8000 | 3.1261 | 8300 | 2.1507
Trane | Trane |  | 7151535 | HRCU-A-CB-O | 4TXK2718A10N0AA | 4MXW2718A10N0AA | Ductless | Single-zone | Non-ducted indoor units (Mini-splits) | 19000 | 12100 | 2.8144 | 15400 | 1.9709
Trane | Trane |  | 9150123 | HRCU-A-CB-O | 4TXK3812A10NUAA | 4MXW3812A10NUAA | Ductless | Single-zone | Non-ducted indoor units (Mini-splits) | 12200 | 8100 | 3.2079 | 13304 | 2.1794
Trane | Trane |  | 9150127 | HRCU-A-CB-O | 4TXK3824A10NUAA | 4MXW3824A10NUAA | Ductless | Single-zone | Non-ducted indoor units (Mini-splits) | 24000 | 15500 | 2.8934 | 24233 | 2.2368
Trane/Mitsubishi Electric | Trane/Mitsubishi Electric |  | 202102758 | HMSV-A-CB | MXZ-2C20NA2 | Non-Ducted Indoor Units | Ductless | Multi-zone | Non-ducted indoor units | 22000 | 12500 | 2.818 | 11100 | 2.0332
Trane/Mitsubishi Electric | Trane/Mitsubishi Electric |  | 202102761 | HMSV-A-CB | MXZ-3C24NAHZ2 | Non-Ducted Indoor Units | Ductless | Multi-zone | Non-ducted indoor units | 25000 | 14000 | 2.53 | 25000 | 1.92
Trane/Mitsubishi Electric | Trane/Mitsubishi Electric |  | 202102765 | HMSV-A-CB | MXZ-4C36NAHZ | Non-Ducted Indoor Units | Ductless | Multi-zone | Non-ducted indoor units | 45000 | 34000 | 2.85 | 45000 | 2.41
Trane/Mitsubishi Electric | Trane/Mitsubishi Electric |  | 202102872 | HMSV-A-CB | MXZ-4C36NAHZ | Mixed | Ductless | Multi-zone | Mixed Ducted and Non-ducted indoor units | 45000 | 35000 | 2.54 | 45000 | 2.16
Trane/Mitsubishi Electric | Trane/Mitsubishi Electric |  | 202102767 | HMSV-A-CB | MXZ-5C42NAHZ | Non-Ducted Indoor Units | Ductless | Multi-zone | Non-ducted indoor units | 48000 | 35800 | 2.87 | 48000 | 2.51
Trane/Mitsubishi Electric | Trane/Mitsubishi Electric |  | 202102755 | HMSV-A-CB | PUMY-P36NKMU* | Ducted indoor units | Ductless | Multi-zone | Ducted Indoor Units | 42000 | 26600 | 2.6003 | 30000 | 2.2544
Trane/Mitsubishi Electric | Trane/Mitsubishi Electric |  | 202102771 | HMSV-A-CB | PUMY-P36NKMU* | Non-Ducted Indoor Units | Ductless | Multi-zone | Non-ducted indoor units | 42000 | 26400 | 2.9873 | 29000 | 2.3002
Trane/Mitsubishi Electric | Trane/Mitsubishi Electric |  | 202102878 | HMSV-A-CB | PUMY-P36NKMU* | Mixed | Ductless | Multi-zone | Mixed Ducted and Non-ducted indoor units | 42000 | 26500 | 2.7797 | 29000 | 2.2378
Trane/Mitsubishi Electric | Trane/Mitsubishi Electric |  | 202102772 | HMSV-A-CB | PUMY-P48NKMU* | Non-Ducted Indoor Units | Ductless | Multi-zone | Non-ducted indoor units | 54000 | 31400 | 2.9214 | 36400 | 2.2
Trane/Mitsubishi Electric | Trane/Mitsubishi Electric |  | 202102773 | HMSV-A-CB | PUMY-P60NKMU* | Non-Ducted Indoor Units | Ductless | Multi-zone | Non-ducted indoor units | 66000 | 41500 | 2.5988 | 57000 | 1.9999
Trane/Mitsubishi Electric | Trane/Mitsubishi Electric |  | 202102846 | HRCU-A-CB | SUZ-KA12NA | SEZ-KD12NA | Ductless | Single-zone | Ducted Indoor Units | 13600 | 9000 | 2.867 | 7400 | 2.4097
Trane/Mitsubishi Electric | Trane/Mitsubishi Electric |  | 202102853 | HRCU-A-CB | SUZ-KA18NA | SEZ-KD18NA | Ductless | Single-zone | Ducted Indoor Units | 21600 | 13100 | 2.8439 | 9900 | 2.198
Trane/Mitsubishi Electric | Trane/Mitsubishi Electric |  | 202102774 | HRCU-A-CB-O | MUFZ-KJ09NAHZ | MFZ-KJ09NA | Ductless | Single-zone | Non-ducted indoor units (Mini-splits) | 11000 | 7500 | 2.75 | 11000 | 2.01
Trane/Mitsubishi Electric | Trane/Mitsubishi Electric |  | 202102775 | HRCU-A-CB-O | MUFZ-KJ12NAHZ | MFZ-KJ12NA | Ductless | Single-zone | Non-ducted indoor units (Mini-splits) | 13000 | 8800 | 2.77 | 13000 | 2.1
Trane/Mitsubishi Electric | Trane/Mitsubishi Electric |  | 202102777 | HRCU-A-CB-O | MUFZ-KJ18NAHZ | MFZ-KJ18NA | Ductless | Single-zone | Non-ducted indoor units (Mini-splits) | 21000 | 12800 | 2.62 | 21000 | 2.05
Trane/Mitsubishi Electric | Trane/Mitsubishi Electric |  | 202102780 | HRCU-A-CB-O | MUZ-FH06NA | MSZ-FH06NA | Ductless | Single-zone | Non-ducted indoor units (Mini-splits) | 8700 | 5900 | 3.46 | 8700 | 2.8
Trane/Mitsubishi Electric | Trane/Mitsubishi Electric |  | 202102781 | HRCU-A-CB-O | MUZ-FH06NAH | MSZ-FH06NAH | Ductless | Single-zone | Non-ducted indoor units (Mini-splits) | 8700 | 5900 | 2.75 | 8700 | 2.45
Trane/Mitsubishi Electric | Trane/Mitsubishi Electric |  | 202102782 | HRCU-A-CB-O | MUZ-FH09NA | MSZ-FH09NA | Ductless | Single-zone | Non-ducted indoor units (Mini-splits) | 10900 | 6700 | 3.27 | 10900 | 2.32
Trane/Mitsubishi Electric | Trane/Mitsubishi Electric |  | 202102783 | HRCU-A-CB-O | MUZ-FH09NAH | MSZ-FH09NAH | Ductless | Single-zone | Non-ducted indoor units (Mini-splits) | 10900 | 6700 | 2.73 | 10900 | 2.73
Trane/Mitsubishi Electric | Trane/Mitsubishi Electric |  | 202102784 | HRCU-A-CB-O | MUZ-FH12NA | MSZ-FH12NA | Ductless | Single-zone | Non-ducted indoor units (Mini-splits) | 13600 | 8000 | 3.26 | 13600 | 2.21
Trane/Mitsubishi Electric | Trane/Mitsubishi Electric |  | 202102785 | HRCU-A-CB-O | MUZ-FH12NAH | MSZ-FH12NAH | Ductless | Single-zone | Non-ducted indoor units (Mini-splits) | 13600 | 8100 | 2.83 | 13600 | 2.07
Trane/Mitsubishi Electric | Trane/Mitsubishi Electric |  | 202102788 | HRCU-A-CB-O | MUZ-FH18NA2 | MSZ-FH18NA2 | Ductless | Single-zone | Non-ducted indoor units (Mini-splits) | 20300 | 13700 | 3.04 | 20300 | 2.01
Trane/Mitsubishi Electric | Trane/Mitsubishi Electric |  | 202102789 | HRCU-A-CB-O | MUZ-FH18NAH2 | MSZ-FH18NA | Ductless | Single-zone | Non-ducted indoor units (Wall Mount) | 20300 | 12480 | 2.926 | 20900 | 2.0554
Trane/Mitsubishi Electric | Trane/Mitsubishi Electric |  | 202102790 | HRCU-A-CB-O | MUZ-GL09NA-U1 | MSZ-GL09NA-U1 | Ductless | Single-zone | Non-ducted indoor units (Mini-splits) | 10900 | 6700 | 3.1168 | 8000 | 2.7583
Trane/Mitsubishi Electric | Trane/Mitsubishi Electric |  | 202102791 | HRCU-A-CB-O | MUZ-GL12NA-U1 | MSZ-GL12NA-U1 | Ductless | Single-zone | Non-ducted indoor units (Mini-splits) | 14400 | 9200 | 3.0991 | 10200 | 2.9307
Trane/Mitsubishi Electric | Trane/Mitsubishi Electric |  | 202102793 | HRCU-A-CB-O | MUZ-GL18NA-U1 | MSZ-GL18NA-U1 | Ductless | Single-zone | Non-ducted indoor units (Mini-splits) | 21600 | 13800 | 2.7327 | 15100 | 2.3539
Trane/Mitsubishi Electric | Trane/Mitsubishi Electric |  | 202102794 | HRCU-A-CB-O | MUZ-GL24NA-U1 | MSZ-GL24NA-U1 | Ductless | Single-zone | Non-ducted indoor units (Mini-splits) | 27600 | 16000 | 2.6492 | 20200 | 1.9799
Trane/Mitsubishi Electric | Trane/Mitsubishi Electric |  | 202102812 | HRCU-A-CB-O | PUZ-A24NHA7*** | PLA-A24EA7 | Ductless | Single-zone | Non-ducted indoor units (Mini-splits) | 26000 | 14900 | 2.7292 | 13000 | 2.7214
Trane/Mitsubishi Electric | Trane/Mitsubishi Electric |  | 202102822 | HRCU-A-CB-O | PUZ-A36NKA7*** | PLA-A36EA7 | Ductless | Single-zone | Non-ducted indoor units (Mini-splits) | 38000 | 22000 | 2.5894 | 21600 | 2.4347

## February 2018
APS Eligible Small ASHP Models
Updated February 2018
Manufacturer | Brand (if applicable) | Model Name | AHRI Certificate No. | Outdoor Unit Model | Indoor Unit Model(s) | AHRI Type | HSPF (Region IV): | SEER | EER (@ 95°F) | Cooling Capacity (Btuh) | ENERGY STAR Certified | Centrally Ducted or Ductless | If Ductless, Multi-zone or Single-zone? | Ductless Indoor Type | Minimum Capacity 47°F | Rated Capacity 47°F | Maximum Capacity 47°F | Input Power at Min. Capacity 47°F | Rated Input Power 47°F | Input Power at Max. Capacity 47°F | COP at Min. Capacity 47°F | COP at Rated Capacity 47°F | COP at Max. Capacity 47°F |  | Minimum Capacity 17°F | Rated Capacity 17°F | Maximum Capacity 17°F | Input Power at Min. Capacity 17°F | Input Power at Rated Capacity 17°F | Input Power at Max. Capacity 17°F | COP at Min. Capacity 17°F | COP at Rated Capacity 17°F | COP at Max. Capacity 17°F |  | Minimum Capacity 5°F |  | Maximum Capacity 5°F | Input Power at Min. Capacity 5°F |  | Input Power at Max. Capacity 5°F | COP at Min. Capacity 5°F | COP at Max. Capacity 5°F
Amana Heating and air Conditioning | Amana | AVZC20 | 10324707 | AVZC200601A* | CA*F4961*6D*+MBVC2000**-1A*+TX | HRCU-A-CB | 10 | 20 | 12.5 | 52500 | Yes | Centrally Ducted | N/A | N/A | 15848 | 50000 | 50000 | 0.891 | 3.76 | 3.76 | 5.2128 | 3.8972 | 3.8972 |  | 9302 | 32293 | 34000 | 0.92 | 3.466 | 4.07 | 2.96 | 2.73 | 2.45 |  | 5407 |  | 26000 | 0.901 |  | 3.85 | 1.76 | 1.98
Amana Heating and air Conditioning | Amana | AVZC20 | 10324704 | AVZC200241A* | CA*F3642*6D*+MBVC1200**-1A*+TX | HRCU-A-CB | 10 | 21 | 13 | 23400 | Yes | Centrally Ducted | N/A | N/A | 5507 | 23600 | 23600 | 0.328 | 1.87 | 1.87 | 4.9206 | 3.6987 | 3.6987 |  | 3943 | 13915 | 15200 | 0.338 | 1.487 | 1.82 | 3.4189 | 2.7425 | 2.4476 |  | 1650 |  | 11400 | 0.296 |  | 1.6 | 1.63 | 2.09
Amana Heating and air Conditioning | Amana | AVZC20 | 10324706 | AVZC200481A* | CA*F4961*6D*+MBVC2000**-1A*+TX | HRCU-A-CB | 10 | 20 | 13 | 46500 | Yes | Centrally Ducted | N/A | N/A | 13274 | 45500 | 45500 | 0.796 | 3.42 | 3.42 | 4.8872 | 3.899 | 3.899 |  | 8394 | 28254 | 34000 | 0.766 | 2.926 | 4.15 | 3.21 | 2.83 | 2.4 |  | 5390 |  | 26000 | 0.722 |  | 3.87 | 2.19 | 1.97
American Standard | American Standard | AccuComfort Platinum 20 | 6749789 | 4A6V0024A1 | *AM8C0B30V21 | HRCU-A-CB | 10 | 19.25 | 13.75 | 24200 | Yes | Centrally Ducted | N/A | N/A | 7800 | 20200 | 21900 | 0.5 | 1.64 | 1.56 | 4.58 | 3.61 | 4.12 |  | 11430 | 16800 | 16800 | 1.18 | 1.97 | 1.91 | 2.84 | 2.5 | 2.58 |  | 11176 |  | 13000 | 1.58 |  | 1.84 | 2.08 | 2.08
American Standard | American Standard | AccuComfort Platinum 18 | 6750455 | 4A6V8024A1 | *AM8C0B30V21 | HRCU-A-CB | 10 | 18 | 13 | 23800 | Yes | Centrally Ducted | N/A | N/A | 7800 | 20000 | 21900 | 0.5 | 1.63 | 1.56 | 4.58 | 3.6 | 4.12 |  | 11430 | 16800 | 16800 | 1.18 | 1.97 | 1.91 | 2.84 | 2.5 | 2.58 |  | 11176 |  | 13000 | 1.58 |  | 1.84 | 2.08 | 2.08
American Standard | American Standard |  | 7151530 | 4TXK2709A10N0AA | 4MXW2709A10N0AA | HRCU-A-CB-O | 10 | 27 | 14.5 | 9000 | Yes | Ductless | Single-zone | Non-ducted indoor units (Mini-splits) | 2200 | 9800 | 11000 | 0.1 | 0.65 | 1.25 | 6.4476 | 4.4186 | 2.579 |  | 1989 | 5800 | 10630.675 | 0.12 | 0.62822 | 1.2595 | 4.8577 | 2.7058 | 2.4736 |  | 1480 |  | 8000 | 0.15 |  | 1.095 | 2.8916 | 2.1412
American Standard | American Standard |  | 7151534 | 4TXK2718A10N0AA | 4MXW2718A10N0AA | HRCU-A-CB-O | 10 | 21 | 12.5 | 18000 | Yes | Ductless | Single-zone | Non-ducted indoor units (Mini-splits) | 3412 | 19000 | 23202 | 0.4 | 1.58 | 2.5 | 2.4999 | 3.5243 | 2.7199 |  | 2729 | 12100 | 19674 | 0.41 | 1.26 | 2.57 | 1.9507 | 2.8144 | 2.2435 |  | 2388 |  | 15400 | 0.42 |  | 2.29 | 1.6663 | 1.9709
American Standard | American Standard |  | 9150128 | 4TXK3824A10NUAA | 4MXW3824A10NUAA | HRCU-A-CB-O | 12 | 21.5 | 13 | 22000 | Yes | Ductless | Single-zone | Non-ducted indoor units (Mini-splits) | 6800 | 24000 | 32400 | 0.38 | 2 | 3.7 | 5.2444 | 3.5169 | 2.5664 |  | 3396 | 15500 | 26263 | 0.344 | 1.57 | 3.381 | 2.8932 | 2.8934 | 2.2765 |  | 2887 |  | 24233 | 0.33 |  | 3.175 | 2.5639 | 2.2368
American Standard | American Standard | AccuComfort Platinum 20 | 10153442 | 4A6V0036A1 | TEM8A0D48V41+TDR | HRCU-A-CB | 10 | 19.5 | 13 | 35800 | Yes | Centrally Ducted | N/A | N/A | 8400 | 31800 | 33100 | 0.51 | 2.48 | 2.65 | 4.82 | 3.757 | 3.66 |  | 15930 | 25800 | 26100 | 1.77 | 2.48 | 3.08 | 2.64 | 3.0481 | 2.48 |  | 16688 |  | 20000 | 2.52 |  | 2.98 | 1.94 | 1.95
American Standard | American Standard | AccuComfort Platinum 18 | 10153461 | 4A6V8037A1 | TEM8A0D48V41+TDR | HRCU-A-CB | 10 | 18 | 12.5 | 35800 | Yes | Centrally Ducted | N/A | N/A | 8400 | 31800 | 31700 | 0.51 | 2.48 | 2.49 | 4.82 | 3.757 | 3.74 |  | 15930 | 25800 | 26100 | 1.77 | 2.48 | 3.08 | 2.64 | 3.0481 | 2.48 |  | 16688 |  | 20000 | 2.52 |  | 4.38 | 1.94 | 1.95
American Standard | American Standard | AccuComfort Platinum 18 | 10153456 | 4A6V8036A1 | TEM8A0D48V41+TDR | HRCU-A-CB | 10 | 18 | 12.5 | 35400 | Yes | Centrally Ducted | N/A | N/A | 8300 | 31600 | 43200 | 0.51 | 2.46 | 3.43 | 4.76 | 3.7637 | 3.7 |  | 15930 | 25800 | 26100 | 1.78 | 2.46 | 3.11 | 2.62 | 3.0729 | 2.46 |  | 16788 |  | 20100 | 2.52 |  | 3 | 1.96 | 1.95
American Standard | American Standard | AccuComfort Platinum 20 | 10153439 | 4A6V0036A1 | TEM8A0C36V31+TDR | HRCU-A-CB | 10 | 20 | 13 | 35400 | Yes | Centrally Ducted | N/A | N/A | 8200 | 31800 | 32700 | 0.51 | 2.44 | 2.37 | 4.72 | 3.8186 | 4.04 |  | 15380 | 25600 | 25500 | 1.75 | 2.44 | 3.06 | 2.58 | 3.0741 | 2.44 |  | 16182 |  | 19500 | 2.48 |  | 2.94 | 1.92 | 1.95
American Standard | American Standard | AccuComfort Platinum 18 | 10153458 | 4A6V8037A1 | TEM8A0C36V31+TDR | HRCU-A-CB | 10 | 18 | 12.5 | 35400 | Yes | Centrally Ducted | N/A | N/A | 8200 | 31800 | 31200 | 0.51 | 2.44 | 2.38 | 4.72 | 3.8186 | 3.84 |  | 15380 | 25600 | 25500 | 1.75 | 2.44 | 3.06 | 2.58 | 3.0741 | 2.44 |  | 16182 |  | 19500 | 2.48 |  | 2.94 | 1.92 | 1.95
American Standard | American Standard | AccuComfort Platinum 18 | 10153455 | 4A6V8036A1 | TEM8A0C48V41+TDR | HRCU-A-CB | 10 | 18 | 12.5 | 36200 | Yes | Centrally Ducted | N/A | N/A | 8000 | 31000 | 43600 | 0.52 | 2.42 | 3.38 | 4.5 | 3.7533 | 3.78 |  | 15820 | 25400 | 25700 | 1.78 | 2.42 | 3.11 | 2.6 | 3.0753 | 2.42 |  | 16788 |  | 20040 | 2.52 |  | 3 | 1.96 | 1.95
American Standard | American Standard | AccuComfort Platinum 20 | 10153441 | 4A6V0036A1 | TEM8A0C48V41+TDR | HRCU-A-CB | 10 | 20 | 13 | 35600 | Yes | Centrally Ducted | N/A | N/A | 8200 | 31000 | 31100 | 0.52 | 2.4 | 2.52 | 4.62 | 3.7845 | 3.62 |  | 15600 | 25200 | 25600 | 1.78 | 2.4 | 3.12 | 2.56 | 3.0765 | 2.4 |  | 16382 |  | 19700 | 2.52 |  | 2.98 | 1.90 | 1.95
American Standard | American Standard | AccuComfort Platinum 18 | 10153460 | 4A6V8037A1 | TEM8A0C48V41+TDR | HRCU-A-CB | 10 | 18 | 12.5 | 35600 | Yes | Centrally Ducted | N/A | N/A | 8200 | 31000 | 32300 | 0.52 | 2.4 | 2.31 | 4.62 | 3.7845 | 4.1 |  | 15600 | 25200 | 25600 | 1.78 | 2.4 | 3.12 | 2.56 | 3.0765 | 2.4 |  | 16382 |  | 19700 | 2.52 |  | 4.38 | 1.90 | 1.95
American Standard | American Standard | AccuComfort Platinum 18 | 10153453 | 4A6V8036A1 | TEM8A0C36V31+TDR | HRCU-A-CB | 10 | 18 | 12.5 | 35200 | Yes | Centrally Ducted | N/A | N/A | 8200 | 31600 | 42600 | 0.51 | 2.4 | 3.37 | 4.72 | 3.8578 | 3.7 |  | 15930 | 25600 | 25800 | 1.8 | 2.4 | 3.16 | 2.6 | 3.1253 | 2.4 |  | 16728 |  | 20040 | 2.56 |  | 3.02 | 1.92 | 1.95
American Standard | American Standard |  | 7151532 | 4TXK2712A10NAA | 4MXW2712A10N0AA | HRCU-A-CB-O | 10 | 25 | 13 | 12000 | Yes | Ductless | Single-zone | Non-ducted indoor units (Mini-splits) | 2400 | 13000 | 14000 | 0.1 | 0.96 | 1.35 | 7.0337 | 3.9687 | 3.0393 |  | 2200 | 8000 | 8700 | 0.09 | 0.75 | 1.01 | 7.164 | 3.1261 | 2.5245 |  | 2100 |  | 8300 | 0.085 |  | 1.131 | 7.2406 | 2.1507
American Standard | American Standard | AccuComfort Platinum 18 | 8759191 | 4A6V8036A1 | *UD2C100ACV5 & 4PXCCU48BS3 | HRCU-A-CB | 10 | 18 | 12.5 | 36200 | Yes | Centrally Ducted | N/A | N/A | 8400 | 32600 | 32800 | 0.51 | 2.44 | 2.35 | 4.82 | 3.9146 | 4.08 |  | 16040 | 26200 | 26400 | 1.79 | 2.44 | 3.17 | 2.62 | 3.1461 | 2.44 |  | 16894 |  | 20300 | 2.56 |  | 3.04 | 1.94 | 1.95
American Standard | American Standard | AccuComfort Platinum 18 | 8761173 | 4A6V8036A1 | *UD2C100ACV5 & 4TXCC007DS3 | HRCU-A-CB | 10 | 18 | 12.5 | 36200 | Yes | Centrally Ducted | N/A | N/A | 8400 | 32600 | 32800 | 0.51 | 2.44 | 2.35 | 4.82 | 3.9146 | 4.08 |  | 16040 | 26200 | 26400 | 1.79 | 2.44 | 3.17 | 2.62 | 3.1461 | 2.44 |  | 16894 |  | 20300 | 2.56 |  | 3.04 | 1.94 | 1.95
American Standard | American Standard | AccuComfort Platinum 18 | 8761175 | 4A6V8036A1 | *UHMC100ACV4 & 4TXCC007DS3 | HRCU-A-CB | 10 | 18 | 12.5 | 36400 | Yes | Centrally Ducted | N/A | N/A | 8400 | 32800 | 32900 | 0.53 | 2.46 | 2.35 | 4.64 | 3.9066 | 4.1 |  | 16370 | 26600 | 26700 | 1.81 | 2.46 | 3.18 | 2.64 | 3.1682 | 2.46 |  | 17194 |  | 20600 | 2.56 |  | 3.04 | 1.96 | 2.00
American Standard | American Standard | AccuComfort Platinum 18 | 8761171 | 4A6V8036A1 | *UD2C080ACV4 & 4TXCC007DS3 | HRCU-A-CB | 10 | 18 | 12.5 | 36400 | Yes | Centrally Ducted | N/A | N/A | 8400 | 32600 | 32800 | 0.51 | 2.44 | 2.35 | 4.82 | 3.9146 | 4.08 |  | 16150 | 26400 | 26500 | 1.8 | 2.44 | 3.18 | 2.62 | 3.1701 | 2.44 |  | 16994 |  | 20400 | 2.56 |  | 3.04 | 1.94 | 1.95
American Standard | American Standard | AccuComfort Platinum 20 | 10093447 | 4A6V0036A1 | TAM9A0B30V31 | HRCU-A-CB | 10 | 20 | 13 | 35400 | Yes | Centrally Ducted | N/A | N/A | 8600 | 32600 | 21300 | 0.54 | 2.42 | 1.6 | 4.66 | 3.947 | 3.9 |  | 16040 | 26200 | 26600 | 1.82 | 2.42 | 3.22 | 2.58 | 3.1721 | 2.42 |  | 16748 |  | 20220 | 2.58 |  | 3.08 | 1.90 | 1.90
American Standard | American Standard | AccuComfort Platinum 18 | 10093459 | 4A6V8037A1 | TAM9A0B30V31 | HRCU-A-CB | 10 | 18 | 13 | 35400 | Yes | Centrally Ducted | N/A | N/A | 8600 | 32600 | 31400 | 0.54 | 2.42 | 2.37 | 4.66 | 3.947 | 3.88 |  | 16040 | 26200 | 26600 | 1.82 | 2.42 | 3.22 | 2.58 | 3.1721 | 2.42 |  | 16748 |  | 20220 | 2.58 |  | 3.08 | 1.90 | 1.90
American Standard | American Standard | AccuComfort Platinum 20 | 10093448 | 4A6V0036A1 | TAM9A0C36V31 | HRCU-A-CB | 10 | 21 | 13.5 | 35000 | Yes | Centrally Ducted | N/A | N/A | 8500 | 33400 | 21600 | 0.52 | 2.38 | 1.55 | 4.78 | 4.1118 | 4.08 |  | 15820 | 25800 | 26100 | 1.83 | 2.38 | 3.22 | 2.54 | 3.1762 | 2.38 |  | 16448 |  | 19860 | 2.58 |  | 3.08 | 1.86 | 1.90
American Standard | American Standard | AccuComfort Platinum 18 | 10093460 | 4A6V8037A1 | TAM9A0C36V31 | HRCU-A-CB | 10 | 18 | 13 | 35800 | Yes | Centrally Ducted | N/A | N/A | 8500 | 32800 | 32200 | 0.52 | 2.38 | 2.3 | 4.78 | 4.0379 | 4.1 |  | 15820 | 25800 | 26100 | 1.83 | 2.38 | 3.22 | 2.54 | 3.1762 | 2.38 |  | 16448 |  | 19860 | 2.58 |  | 3.08 | 1.86 | 1.90
American Standard | American Standard | AccuComfort Platinum 20 | 10153440 | 4A6V0036A1 | TEM8A0C42V41+TDR | HRCU-A-CB | 10 | 20 | 13 | 35600 | Yes | Centrally Ducted | N/A | N/A | 8300 | 31400 | 32700 | 0.52 | 2.32 | 2.41 | 4.68 | 3.9656 | 3.98 |  | 15490 | 25200 | 25400 | 1.82 | 2.32 | 3.2 | 2.5 | 3.1826 | 2.32 |  | 16182 |  | 19400 | 2.58 |  | 3.06 | 1.84 | 1.85
American Standard | American Standard | AccuComfort Platinum 18 | 10153459 | 4A6V8037A1 | TEM8A0C42V41+TDR | HRCU-A-CB | 10 | 18 | 12.5 | 35600 | Yes | Centrally Ducted | N/A | N/A | 8300 | 31400 | 31300 | 0.52 | 2.32 | 2.35 | 4.68 | 3.9656 | 3.9 |  | 15490 | 25200 | 25400 | 1.82 | 2.32 | 3.2 | 2.5 | 3.1826 | 2.32 |  | 16182 |  | 19400 | 2.58 |  | 3.06 | 1.84 | 1.85
American Standard | American Standard | AccuComfort Platinum 20 | 8759145 | 4A6V0036A1 | *UD2C100ACV5 & 4PXCCU48BS3 | HRCU-A-CB | 10 | 21 | 13 | 37000 | Yes | Centrally Ducted | N/A | N/A | 8400 | 33200 | 33300 | 0.51 | 2.44 | 2.37 | 4.82 | 3.9867 | 4.12 |  | 15710 | 26600 | 26600 | 1.81 | 2.44 | 3.2 | 2.54 | 3.1942 | 2.44 |  | 16488 |  | 20080 | 2.58 |  | 3.06 | 1.88 | 1.90
American Standard | American Standard | AccuComfort Platinum 18 | 8761191 | 4A6V8037A1 | *UD2C100ACV5 & 4TXCC007DS3 | HRCU-A-CB | 10 | 18 | 12.5 | 37000 | Yes | Centrally Ducted | N/A | N/A | 8400 | 33200 | 33300 | 0.51 | 2.44 | 2.37 | 4.82 | 3.9867 | 4.12 |  | 15710 | 26600 | 26600 | 1.81 | 2.44 | 3.2 | 2.54 | 3.1942 | 2.44 |  | 16488 |  | 20080 | 2.58 |  | 3.06 | 1.88 | 1.90
American Standard | American Standard |  | 9150124 | 4TXK3812A10NUAA | 4MXW3812A10NUAA | HRCU-A-CB-O | 14 | 30.5 | 15.25 | 12000 | Yes | Ductless | Single-zone | Non-ducted indoor units (Mini-splits) | 3000 | 12200 | 18700 | 0.25 | 0.94 | 1.6 | 3.5169 | 3.8037 | 3.4253 |  | 2800 | 8100 | 9000 | 0.23 | 0.74 | 1 | 3.5678 | 3.2079 | 2.6376 |  | 2600 |  | 13304 | 0.22 |  | 1.79 | 3.4636 | 2.1782
American Standard | American Standard | AccuComfort Platinum 18 | 8761190 | 4A6V8037A1 | *UHMC100ACV4 & 4TXCC007DS3 | HRCU-A-CB | 10 | 18 | 12.5 | 36800 | Yes | Centrally Ducted | N/A | N/A | 8500 | 33200 | 33400 | 0.55 | 2.44 | 2.41 | 4.52 | 3.9867 | 4.06 |  | 16040 | 26800 | 26900 | 1.85 | 2.44 | 3.24 | 2.54 | 3.2182 | 2.44 |  | 16894 |  | 20420 | 2.62 |  | 3.1 | 1.88 | 1.95
American Standard | American Standard | AccuComfort Platinum 20 | 8759144 | 4A6V0036A1 | *UD2C080ACV4 & 4PXCCU48BS3 | HRCU-A-CB | 10 | 21 | 13 | 36800 | Yes | Centrally Ducted | N/A | N/A | 8500 | 33200 | 33300 | 0.52 | 2.42 | 2.41 | 4.78 | 4.0196 | 4.04 |  | 15930 | 26600 | 26700 | 1.84 | 2.42 | 3.24 | 2.54 | 3.2205 | 2.42 |  | 16688 |  | 20220 | 2.62 |  | 3.1 | 1.86 | 1.90
American Standard | American Standard | AccuComfort Platinum 18 | 8761192 | 4A6V8037A1 | *UD2C080ACV4 & 4TXCC007DS3 | HRCU-A-CB | 10 | 18 | 12.5 | 36800 | Yes | Centrally Ducted | N/A | N/A | 8500 | 33200 | 33300 | 0.52 | 2.42 | 2.41 | 4.78 | 4.0196 | 4.04 |  | 15930 | 26600 | 26700 | 1.84 | 2.42 | 3.24 | 2.54 | 3.2205 | 2.42 |  | 16688 |  | 20220 | 2.62 |  | 3.1 | 1.86 | 1.90
American Standard | American Standard | AccuComfort Platinum 18 | 8759192 | 4A6V8036A1 | *UD2B100ACV3 & 4PXCCU60BS3 | HRCU-A-CB | 10 | 18 | 12.5 | 36600 | Yes | Centrally Ducted | N/A | N/A | 8300 | 32400 | 32500 | 0.5 | 2.4 | 2.39 | 4.86 | 3.9555 | 3.98 |  | 16480 | 26400 | 26500 | 1.83 | 2.4 | 3.23 | 2.64 | 3.223 | 2.4 |  | 17440 |  | 20740 | 2.62 |  | 3.1 | 1.96 | 1.95
American Standard | American Standard | AccuComfort Platinum 18 | 10153454 | 4A6V8036A1 | TEM8A0C42V41+TDR | HRCU-A-CB | 10 | 18 | 12.5 | 35400 | Yes | Centrally Ducted | N/A | N/A | 8200 | 31600 | 43900 | 0.51 | 2.32 | 3.45 | 4.72 | 3.9908 | 3.72 |  | 15820 | 25600 | 25800 | 1.84 | 2.32 | 3.25 | 2.52 | 3.2331 | 2.32 |  | 16688 |  | 19940 | 2.62 |  | 3.12 | 1.86 | 1.85
American Standard | American Standard | AccuComfort Platinum 18 | 8761170 | 4A6V8036A1 | *UD2B100ACV3 & 4TXCC007DS3 | HRCU-A-CB | 10 | 18 | 12.5 | 36200 | Yes | Centrally Ducted | N/A | N/A | 8400 | 33000 | 33000 | 0.51 | 2.42 | 2.42 | 4.82 | 3.9954 | 4 |  | 16590 | 26800 | 26900 | 1.86 | 2.42 | 3.27 | 2.62 | 3.2448 | 2.42 |  | 17640 |  | 21000 | 2.66 |  | 3.16 | 1.94 | 1.95
American Standard | American Standard | AccuComfort Platinum 18 | 8761163 | 4A6V8036A1 | *UD2B080ACV3 & 4TXCB006DS3 | HRCU-A-CB | 10 | 18 | 12.5 | 36200 | Yes | Centrally Ducted | N/A | N/A | 8400 | 32800 | 33000 | 0.51 | 2.4 | 2.42 | 4.82 | 4.0043 | 4 |  | 16590 | 26600 | 26800 | 1.87 | 2.4 | 3.28 | 2.6 | 3.2474 | 2.4 |  | 17540 |  | 20900 | 2.66 |  | 3.16 | 1.94 | 1.95
American Standard | American Standard | AccuComfort Platinum 18 | 8761164 | 4A6V8036A1 | *UD2B060ACV3 & 4TXCB006DS3 | HRCU-A-CB | 10 | 18 | 12.5 | 36000 | Yes | Centrally Ducted | N/A | N/A | 8400 | 32800 | 33000 | 0.52 | 2.4 | 2.43 | 4.74 | 4.0043 | 3.98 |  | 16590 | 26600 | 26800 | 1.86 | 2.4 | 3.28 | 2.62 | 3.2474 | 2.4 |  | 17540 |  | 20900 | 2.66 |  | 3.16 | 1.94 | 1.95
American Standard | American Standard | AccuComfort Platinum 18 | 10093456 | 4A6V8036A1 | TAM9A0B30V31 | HRCU-A-CB | 10 | 18 | 12.5 | 34400 | Yes | Centrally Ducted | N/A | N/A | 8400 | 32000 | 43900 | 0.53 | 2.4 | 3.45 | 4.64 | 3.9066 | 3.72 |  | 16370 | 26600 | 26800 | 1.84 | 2.4 | 3.27 | 2.6 | 3.2474 | 2.4 |  | 17340 |  | 20760 | 2.6 |  | 3.12 | 1.96 | 1.95
American Standard | American Standard | AccuComfort Platinum 18 | 10093457 | 4A6V8036A1 | TAM9A0C36V31 | HRCU-A-CB | 10 | 18 | 13 | 35000 | Yes | Centrally Ducted | N/A | N/A | 8300 | 32200 | 43400 | 0.52 | 2.36 | 3.36 | 4.68 | 3.9977 | 3.78 |  | 16260 | 26200 | 26400 | 1.85 | 2.36 | 3.27 | 2.58 | 3.2528 | 2.36 |  | 17134 |  | 20500 | 2.64 |  | 3.14 | 1.90 | 1.90
American Standard | American Standard | AccuComfort Platinum 18 | 8759184 | 4A6V8036A1 | *UD2C100ACV5 & 4PXCCU36BS3 | HRCU-A-CB | 10 | 18 | 12.5 | 35000 | Yes | Centrally Ducted | N/A | N/A | 8300 | 31800 | 32100 | 0.5 | 2.34 | 2.46 | 4.86 | 3.9818 | 3.82 |  | 16040 | 26000 | 26200 | 1.83 | 2.34 | 3.29 | 2.56 | 3.2555 | 2.34 |  | 16934 |  | 20300 | 2.6 |  | 3.14 | 1.90 | 1.90
American Standard | American Standard | AccuComfort Platinum 18 | 8761167 | 4A6V8036A1 | *UD2C100ACV5 & 4TXCC005DS3 | HRCU-A-CB | 10 | 18 | 12.5 | 35000 | Yes | Centrally Ducted | N/A | N/A | 8300 | 31800 | 32100 | 0.5 | 2.34 | 2.46 | 4.86 | 3.9818 | 3.82 |  | 16040 | 26000 | 26200 | 1.83 | 2.34 | 3.29 | 2.56 | 3.2555 | 2.34 |  | 16934 |  | 20300 | 2.6 |  | 3.14 | 1.90 | 1.90
American Standard | American Standard | AccuComfort Platinum 18 | 8761172 | 4A6V8036A1 | *UHMB080ACV3 & 4TXCC007DS3 | HRCU-A-CB | 10 | 18 | 12.5 | 36200 | Yes | Centrally Ducted | N/A | N/A | 8500 | 33000 | 33100 | 0.56 | 2.4 | 2.44 | 4.44 | 4.0287 | 3.98 |  | 16700 | 26800 | 26900 | 1.89 | 2.4 | 3.28 | 2.58 | 3.2718 | 2.4 |  | 17640 |  | 21040 | 2.68 |  | 3.16 | 1.92 | 1.95
American Standard | American Standard | AccuComfort Platinum 18 | 8761165 | 4A6V8036A1 | *UD2C080ACV4 & 4TXCC005DS3 | HRCU-A-CB | 10 | 18 | 12.5 | 35200 | Yes | Centrally Ducted | N/A | N/A | 8400 | 32000 | 32200 | 0.51 | 2.34 | 2.46 | 4.82 | 4.0068 | 3.84 |  | 16150 | 26200 | 26300 | 1.83 | 2.34 | 3.3 | 2.58 | 3.2806 | 2.34 |  | 17094 |  | 20400 | 2.62 |  | 3.14 | 1.92 | 1.90
American Standard | American Standard | AccuComfort Platinum 20 | 10093449 | 4A6V0036A1 | TAM9A0C42V41 | HRCU-A-CB | 10 | 21 | 13.5 | 35600 | Yes | Centrally Ducted | N/A | N/A | 8400 | 33600 | 21400 | 0.51 | 2.2 | 1.57 | 4.82 | 4.4749 | 4 |  | 15600 | 24800 | 25200 | 1.9 | 2.2 | 3.36 | 2.4 | 3.3029 | 2.2 |  | 16242 |  | 19440 | 2.7 |  | 3.22 | 1.76 | 1.75
American Standard | American Standard | AccuComfort Platinum 18 | 10093461 | 4A6V8037A1 | TAM9A0C42V41 | HRCU-A-CB | 10 | 18 | 12.5 | 46500 | Yes | Centrally Ducted | N/A | N/A | 8400 | 30800 | 33300 | 0.51 | 2.2 | 2.68 | 4.82 | 4.102 | 3.64 |  | 15600 | 24800 | 25200 | 1.9 | 2.2 | 3.36 | 2.4 | 3.3029 | 2.2 |  | 16242 |  | 19440 | 2.7 |  | 3.22 | 1.76 | 1.75
American Standard | American Standard | AccuComfort Platinum 18 | 8761183 | 4A6V8037A1 | *UD2B080ACV3 & 4TXCB006DS3 | HRCU-A-CB | 10 | 18 | 12.5 | 36600 | Yes | Centrally Ducted | N/A | N/A | 8500 | 33200 | 33500 | 0.53 | 2.36 | 2.48 | 4.7 | 4.1218 | 3.96 |  | 16370 | 26800 | 27000 | 1.91 | 2.36 | 3.34 | 2.52 | 3.3273 | 2.36 |  | 17340 |  | 20760 | 2.72 |  | 3.22 | 1.86 | 1.90
American Standard | American Standard | AccuComfort Platinum 18 | 10093458 | 4A6V8036A1 | TAM9A0C42V41 | HRCU-A-CB | 10 | 18 | 12.5 | 35800 | Yes | Centrally Ducted | N/A | N/A | 8400 | 30000 | 43200 | 0.51 | 2.22 | 3.43 | 4.82 | 3.9594 | 3.7 |  | 16040 | 25400 | 25700 | 1.91 | 2.22 | 3.39 | 2.46 | 3.3523 | 2.22 |  | 16894 |  | 20040 | 2.72 |  | 3.24 | 1.82 | 1.80
American Standard | American Standard | AccuComfort Platinum 20 | 10153444 | 4A6V0048A1 | TEM8A0C48V41+TDR | HRCU-A-CB | 10 | 18 | 12.5 | 47500 | Yes | Centrally Ducted | N/A | N/A | 11900 | 42000 | 33100 | 0.76 | 2.36 | 2.65 | 4.58 | 5.2144 | 3.66 |  | 22410 | 35600 | 36000 | 2.56 | 2.36 | 4.48 | 2.56 | 4.4198 | 2.36 |  | 23504 |  | 27980 | 3.62 |  | 4.28 | 1.90 | 1.90
American Standard | American Standard | AccuComfort Platinum 18 | 10153468 | 4A6V8049A1 | TEM8A0C48V41+TDR | HRCU-A-CB | 10 | 18 | 12.5 | 47500 | Yes | Centrally Ducted | N/A | N/A | 11900 | 42000 | 32700 | 0.76 | 2.36 | 2.42 | 4.58 | 5.2144 | 3.96 |  | 22410 | 35600 | 36000 | 2.56 | 2.36 | 4.48 | 2.56 | 4.4198 | 2.36 |  | 23504 |  | 27980 | 3.62 |  | 4.38 | 1.90 | 1.90
American Standard | American Standard | AccuComfort Platinum 18 | 10153463 | 4A6V8048A1 | TEM8A0C48V41+TDR | HRCU-A-CB | 10 | 18 | 12.5 | 46500 | Yes | Centrally Ducted | N/A | N/A | 11900 | 42500 | 43400 | 0.81 | 2.24 | 3.5 | 4.3 | 5.5591 | 3.64 |  | 21310 | 34200 | 35100 | 2.62 | 2.24 | 4.61 | 2.38 | 4.4734 | 2.24 |  | 21900 |  | 26460 | 3.68 |  | 4.38 | 1.74 | 1.75
American Standard | American Standard | AccuComfort Platinum 18 | 10153464 | 4A6V8048A1 | TEM8A0C60V51+TDR | HRCU-A-CB | 10 | 18 | 12.5 | 47500 | Yes | Centrally Ducted | N/A | N/A | 12100 | 44500 | 44000 | 0.78 | 2.4 | 3.47 | 4.54 | 5.4327 | 3.72 |  | 22630 | 36800 | 37200 | 2.58 | 2.4 | 4.56 | 2.56 | 4.4926 | 2.4 |  | 23744 |  | 28520 | 3.64 |  | 4.38 | 1.92 | 1.90
American Standard | American Standard | AccuComfort Platinum 18 | 8761202 | 4A6V8048A1 | *UD2C100ACV5 & 4TXCC009DS3 | HRCU-A-CB | 10 | 18 | 12.5 | 47000 | Yes | Centrally Ducted | N/A | N/A | 12300 | 43500 | 44600 | 0.82 | 2.38 | 3.51 | 4.4 | 5.3552 | 3.72 |  | 23290 | 36600 | 37400 | 2.61 | 2.38 | 4.62 | 2.62 | 4.5058 | 2.38 |  | 24456 |  | 29140 | 3.66 |  | 4.38 | 1.96 | 1.95
American Standard | American Standard | AccuComfort Platinum 18 | 8759235 | 4A6V8048A1 | *UD2D120ACV5 & 4PXCDU60BS3 | HRCU-A-CB | 10 | 18 | 12.5 | 48000 | Yes | Centrally Ducted | N/A | N/A | 12300 | 44000 | 44600 | 0.78 | 2.4 | 3.4 | 4.62 | 5.3716 | 3.84 |  | 23510 | 37000 | 37400 | 2.56 | 2.4 | 4.56 | 2.7 | 4.517 | 2.4 |  | 24696 |  | 29340 | 3.62 |  | 4.34 | 2.00 | 2.00
American Standard | American Standard | AccuComfort Platinum 18 | 8761205 | 4A6V8048A1 | *UD2D120ACV5 & 4TXCD010DS3 | HRCU-A-CB | 10 | 18 | 12.5 | 48000 | Yes | Centrally Ducted | N/A | N/A | 12300 | 44000 | 44600 | 0.78 | 2.4 | 3.4 | 4.62 | 5.3716 | 3.84 |  | 23510 | 37000 | 37400 | 2.56 | 2.4 | 4.56 | 2.7 | 4.517 | 2.4 |  | 24696 |  | 29340 | 3.62 |  | 4.34 | 2.00 | 2.00
American Standard | American Standard | AccuComfort Platinum 18 | 10093463 | 4A6V8048A1 | TAM9A0C48V41 | HRCU-A-CB | 10 | 18 | 12.5 | 47000 | Yes | Centrally Ducted | N/A | N/A | 11900 | 41000 | 43000 | 0.76 | 2.36 | 3.46 | 4.58 | 5.0902 | 3.64 |  | 22960 | 36400 | 36800 | 2.59 | 2.36 | 4.57 | 2.6 | 4.5191 | 2.36 |  | 24190 |  | 28780 | 3.68 |  | 4.38 | 1.92 | 1.95
American Standard | American Standard | AccuComfort Platinum 20 | 10153445 | 4A6V0048A1 | TEM8A0C60V51+TDR | HRCU-A-CB | 10 | 18 | 12.5 | 47000 | Yes | Centrally Ducted | N/A | N/A | 12200 | 43500 | 32100 | 0.78 | 2.34 | 2.35 | 4.58 | 5.4467 | 4 |  | 22520 | 36200 | 36600 | 2.61 | 2.34 | 4.57 | 2.52 | 4.5327 | 2.34 |  | 23504 |  | 28100 | 3.68 |  | 4.38 | 1.88 | 1.90
American Standard | American Standard | AccuComfort Platinum 18 | 10153469 | 4A6V8049A1 | TEM8A0C60V51+TDR | HRCU-A-CB | 10 | 18 | 12.5 | 47000 | Yes | Centrally Ducted | N/A | N/A | 12200 | 43500 | 31000 | 0.78 | 2.34 | 2.5 | 4.58 | 5.4467 | 3.64 |  | 22520 | 36200 | 36600 | 2.61 | 2.34 | 4.57 | 2.52 | 4.5327 | 2.34 |  | 23504 |  | 28100 | 3.68 |  | 4.38 | 1.88 | 1.90
American Standard | American Standard | AccuComfort Platinum 18 | 8761198 | 4A6V8048A1 | *UD2D120ACV5 & 4TXCC009DS3 | HRCU-A-CB | 10 | 18 | 12.5 | 47000 | Yes | Centrally Ducted | N/A | N/A | 12400 | 43500 | 44700 | 0.82 | 2.36 | 3.56 | 4.44 | 5.4006 | 3.68 |  | 23400 | 36600 | 37600 | 2.64 | 2.36 | 4.67 | 2.6 | 4.5439 | 2.36 |  | 24496 |  | 29200 | 3.72 |  | 4.44 | 1.92 | 1.95
American Standard | American Standard | AccuComfort Platinum 18 | 8761201 | 4A6V8048A1 | *UHMC100ACV4 & 4TXCC009DS3 | HRCU-A-CB | 10 | 18 | 12.5 | 47000 | Yes | Centrally Ducted | N/A | N/A | 12400 | 43500 | 44800 | 0.85 | 2.36 | 3.57 | 4.28 | 5.4006 | 3.68 |  | 23400 | 36600 | 37500 | 2.66 | 2.36 | 4.67 | 2.58 | 4.5439 | 2.36 |  | 24456 |  | 29140 | 3.72 |  | 4.44 | 1.92 | 1.90
American Standard | American Standard | AccuComfort Platinum 18 | 8761199 | 4A6V8048A1 | *UD2C080ACV4 & 4TXCC009DS3 | HRCU-A-CB | 10 | 18 | 12.5 | 47000 | Yes | Centrally Ducted | N/A | N/A | 12400 | 43500 | 44700 | 0.83 | 2.34 | 3.59 | 4.38 | 5.4467 | 3.64 |  | 23180 | 36400 | 37400 | 2.65 | 2.34 | 4.7 | 2.56 | 4.5577 | 2.34 |  | 24250 |  | 28900 | 3.72 |  | 4.46 | 1.90 | 1.90
American Standard | American Standard | AccuComfort Platinum 18 | 10093464 | 4A6V8048A1 | TAM9A0C60V51 | HRCU-A-CB | 10 | 18 | 12.5 | 47000 | Yes | Centrally Ducted | N/A | N/A | 11900 | 41500 | 42600 | 0.77 | 2.32 | 3.54 | 4.52 | 5.2411 | 3.52 |  | 22850 | 36200 | 36600 | 2.62 | 2.32 | 4.64 | 2.56 | 4.5718 | 2.32 |  | 24150 |  | 28680 | 3.72 |  | 4.42 | 1.90 | 1.90
American Standard | American Standard | AccuComfort Platinum 20 | 10093452 | 4A6V0048A1 | TAM9A0C60V51 | HRCU-A-CB | 10 | 19.5 | 12.5 | 46500 | Yes | Centrally Ducted | N/A | N/A | 12000 | 43000 | 42700 | 0.78 | 2.26 | 3.56 | 4.5 | 5.5747 | 3.52 |  | 22630 | 35600 | 36100 | 2.65 | 2.26 | 4.67 | 2.5 | 4.6154 | 2.26 |  | 23644 |  | 28140 | 3.74 |  | 4.46 | 1.86 | 1.85
American Standard | American Standard | AccuComfort Platinum 18 | 10093467 | 4A6V8049A1 | TAM9A0C60V51 | HRCU-A-CB | 10 | 18 | 12.5 | 47000 | Yes | Centrally Ducted | N/A | N/A | 12000 | 41000 | 31700 | 0.78 | 2.26 | 2.5 | 4.5 | 5.3154 | 3.72 |  | 22630 | 35600 | 36100 | 2.65 | 2.26 | 4.67 | 2.5 | 4.6154 | 2.26 |  | 23644 |  | 28140 | 3.74 |  | 4.46 | 1.86 | 1.85
American Standard | American Standard | AccuComfort Platinum 18 | 10093462 | 4A6V8048A1 | TAM9A0C42V41 | HRCU-A-CB | 10 | 18 | 12.5 | 47000 | Yes | Centrally Ducted | N/A | N/A | 12300 | 41500 | 42600 | 0.76 | 2.14 | 3.8 | 4.74 | 5.682 | 3.28 |  | 23290 | 36200 | 36600 | 2.81 | 2.14 | 5 | 2.42 | 4.9563 | 2.14 |  | 24456 |  | 28920 | 4.04 |  | 4.8 | 1.78 | 1.75
American Standard | American Standard | AccuComfort Platinum 18 | 10093468 | 4A6V8060A1 | TAM9A0C60V51 | HRCU-A-CB | 10 | 18 | 12.5 | 54000 | Yes | Centrally Ducted | N/A | N/A | 18400 | 50500 | 32300 | 1.21 | 2.1 | 2.55 | 4.46 | 7.0459 | 3.72 |  | 33510 | 49500 | 51100 | 3.94 | 2.1 | 7.14 | 2.5 | 6.9064 | 2.1 |  | 34860 |  | 40780 | 5.6 |  | 6.76 | 1.82 | 1.75
Bosch | Bosch | Bosch Climate 5000 ductless minisplit series | 9966839 | BMS500-AAS012-0CSXXA | BMS500-AAU012-0AHXXA | HRCU-A-CB-O | 10 | 20.9 | 12.5 | 12000 | Yes | Ductless | Single-zone | Non-ducted indoor units (Mini-splits) | 3680 | 12000 | 12450 | 0.172 | 1.157 | 1.049 | 6.2704 | 3.0396 | 3.4783 |  | 2958 | 7500 | 7360 | 0.182 | 0.865 | 0.909 | 4.7632 | 2.5411 | 2.3729 |  | 2582 |  | 5736 | 0.18 |  | 0.831 | 4.2039 | 2.0229
Bosch | Bosch | Bosch Climate 5000 ductless minisplit series | 9966838 | BMS500-AAS009-1CSXXA | BMS500-AAU009-1AHXXA | HRCU-A-CB-O | 10 | 20.5 | 14 | 9000 | Yes | Ductless | Single-zone | Non-ducted indoor units (Mini-splits) | 3530 | 9800 | 13080 | 0.161 | 0.898 | 1.075 | 6.4257 | 3.1983 | 3.5659 |  | 2610 | 6300 | 8111 | 0.172 | 0.689 | 1.017 | 4.4472 | 2.6797 | 2.3374 |  | 2489 |  | 6609 | 0.159 |  | 1.01 | 4.5878 | 1.9177
Bosch | Bosch | Bosch Climate 5000 ductless minisplit series | 9966837 | BMS500-AAS009-0CSXXA | BMS500-AAU009-0AHXXA | HRCU-A-CB-O | 10.5 | 22 | 14 | 9000 | Yes | Ductless | Single-zone | Non-ducted indoor units (Mini-splits) | 3580 | 9800 | 12490 | 0.162 | 0.892 | 1.045 | 6.4765 | 3.2198 | 3.5028 |  | 2860 | 5800 | 7868 | 0.175 | 0.625 | 0.962 | 4.7896 | 2.7197 | 2.397 |  | 2513 |  | 6516 | 0.164 |  | 0.933 | 4.4908 | 2.0468
Bryant | Bryant | Evolution Series | 9893463 | 280ANV024000 | FE4AN(B,F)003+UI | HRCU-A-CB | 10.5 | 19.5 | 15 | 24400 | Yes | Centrally Ducted | N/A | N/A | 14600 | 23800 | 23800 | 0.8585 | 1.4847 | 1.4847 | 4.9841 | 4.698 | 4.698 |  | 13850 | 25000 | 25000 | 1.5554 | 2.8886 | 2.8886 | 2.6096 | 2.5364 | 2.5364 |  | 11000 |  | 19800 | 1.4847 |  | 2.7977 | 2.1713 | 2.0741
Bryant | Bryant | Evolution Series | 9893462 | 280ANV024000 | FE4ANF002L+UI | HRCU-A-CB | 10.5 | 19 | 14.5 | 24200 | Yes | Centrally Ducted | N/A | N/A | 14800.2 | 24000 | 24000 | 0.8585 | 1.4847 | 1.4847 | 5.0524 | 4.7375 | 4.7375 |  | 14000 | 25200 | 25200 | 1.5554 | 2.8886 | 2.8886 | 2.6379 | 2.5567 | 2.5567 |  | 11100 |  | 19800 | 1.4847 |  | 2.7977 | 2.1911 | 2.0741
Bryant | Bryant | Evolution Series | 9893607 | 280ANV036000 | FE4ANF002L+UI | HRCU-A-CB | 10.5 | 18.5 | 12.5 | 33000 | Yes | Centrally Ducted | N/A | N/A | 14140.4 | 35404 | 35400 | 1.083 | 2.3598 | 2.3598 | 3.8265 | 4.3969 | 4.3964 |  | 14045 | 33496 | 30600 | 2.0862 | 3.762 | 3.762 | 1.9731 | 2.6094 | 2.6094 |  | 11310.2 |  | 33496 | 2.1432 |  | 3.5796 | 1.5466 | 2.7424
Bryant | Bryant | Evolution Series | 9893614 | 280ANV036000 | FE4AN(B,F)005L+UI | HRCU-A-CB | 11.5 | 20 | 13.5 | 35000 | Yes | Centrally Ducted | N/A | N/A | 13340 | 33400 | 33400 | 1.0165 | 2.2149 | 2.2149 | 3.8461 | 4.4194 | 4.4194 |  | 13250 | 31600 | 31800 | 1.9581 | 3.531 | 3.531 | 1.9831 | 2.6228 | 2.6394 |  | 10670 |  | 23600 | 2.0116 |  | 3.3598 | 1.5545 | 2.0586
Bryant | Bryant | Evolution Series | 9893608 | 280ANV036000 | FE4AN(B,F)003L+UI | HRCU-A-CB | 10.5 | 19 | 13 | 33400 | Yes | Centrally Ducted | N/A | N/A | 14273.8 | 35738 | 35600 | 1.083 | 2.3598 | 2.3598 | 3.8626 | 4.4384 | 4.4213 |  | 14177.5 | 33812 | 30200 | 2.0862 | 3.762 | 3.762 | 1.9917 | 2.6341 | 2.3527 |  | 11416.9 |  | 25252 | 2.1432 |  | 3.5796 | 1.5612 | 2.0674
Bryant | Bryant | Evolution Series | 9893556 | 280ANV036000 | FE4ANB006L+UI | HRCU-A-CB | 13 | 20.5 | 14.5 | 35000 | Yes | Centrally Ducted | N/A | N/A | 13340 | 33400 | 33400 | 0.95 | 2.07 | 2.07 | 4.1153 | 4.7288 | 4.7288 |  | 13250 | 31600 | 31600 | 1.83 | 3.3 | 3.3 | 2.122 | 2.8064 | 2.8064 |  | 10670 |  | 23600 | 1.88 |  | 3.14 | 1.6633 | 2.2027
Carrier | Carrier |  | 9892513 | 25VNA024A030 | FE4AN(B,F)003 | HRCU-A-CB | 10.5 | 19.5 | 15 | 24400 | Yes | Centrally Ducted | N/A | N/A | 14600 | 23800 | 23800 | 0.8585 | 1.4847 | 1.4847 | 4.9841 | 4.698 | 4.698 |  | 13850 | 25000 | 25000 | 1.5554 | 2.8886 | 2.8886 | 2.6096 | 2.5364 | 2.5364 |  | 11000 |  | 19800 | 1.4847 |  | 2.7977 | 2.1713 | 2.0741
Carrier | Bryant | Evolution Series | 7029862 | 280ANV036000 | FE4ANB006L | N/A | 13 | 20.5 | 14.5 |  | Yes | Centrally Ducted | N/A | N/A | 13340 | 33400 | 33400 | 0.95 | 2.23 | 2.23 | 4.12 | 4.4 | 4.4 |  | 13250 | 31600 | 31600 | 1.83 | 3.65 | 3.65 | 2.12 | 2.54 | 2.54 |  | 10670 |  | 23600 | 1.88 |  | 3.14 | 1.66 | 2.2
Carrier | Bryant | Evolution Series | 7029864 | 280ANV024000 | FE4ANB006L | N/A | 13 | 20.5 | 16 |  | Yes | Centrally Ducted | N/A | N/A | 14510 | 23600 | 24800 | 0.85 | 1.47 | 1.47 | 5.01 | 4.7 | 4.7 |  | 13740 | 24800 | 24800 | 1.54 | 2.86 | 2.86 | 2.62 | 2.54 | 2.54 |  | 10930 |  | 19630 | 1.47 |  | 2.77 | 1.73 | 2.08
Carrier | Carrier |  | 9892512 | 25VNA024A030 | FE4ANF002L + UI | HRCU-A-CB | 10.5 | 19 | 14.5 | 24200 | Yes | Centrally Ducted | N/A | N/A | 14800.2 | 24000 | 24000 | 0.8585 | 1.4847 | 1.4847 | 5.0524 | 4.7375 | 4.7375 |  | 14000 | 25200 | 25200 | 1.5554 | 2.8886 | 2.8886 | 2.6379 | 2.5567 | 2.5567 |  | 11100 |  | 19800 | 1.4847 |  | 2.7977 | 2.1911 | 2.0741
Carrier | Carrier |  | 9892658 | 25VNA036A030 | FE4ANF002L | HRCU-A-CB | 10.5 | 18.5 | 12.5 | 33000 | Yes | Centrally Ducted | N/A | N/A | 14140.4 | 35404 | 35400 | 1.083 | 2.3598 | 2.3598 | 3.8265 | 4.3969 | 4.3964 |  | 14045 | 33496 | 30600 | 2.0862 | 3.762 | 3.762 | 1.9731 | 2.6094 | 2.3838 |  | 11310.2 |  | 33496 | 2.1432 |  | 3.5796 | 1.5466 | 2.7424
Carrier | Carrier |  | 9892665 | 25VNA036A030 | FE4AN(B,F)005L+UI | HRCU-A-CB | 11.5 | 20 | 13.5 | 35000 | Yes | Centrally Ducted | N/A | N/A | 13340 | 33400 | 33400 | 1.0165 | 2.2149 | 2.2149 | 3.8461 | 4.4194 | 4.4194 |  | 13250 | 31600 | 31800 | 1.9581 | 3.531 | 3.531 | 1.9831 | 2.6228 | 2.6394 |  | 10670 |  | 23600 | 2.0116 |  | 3.3598 | 1.5545 | 2.0586
Carrier | Carrier |  | 9892659 | 25VNA036A030 | FE4AN(B,F)003L+UI | HRCU-A-CB | 10.5 | 19 | 13 | 33400 | Yes | Centrally Ducted | N/A | N/A | 14273.8 | 35738 | 35600 | 1.083 | 2.3598 | 2.3598 | 3.8626 | 4.4384 | 4.4213 |  | 14177.5 | 33812 | 30200 | 2.0862 | 3.762 | 3.762 | 1.9917 | 2.6341 | 2.3527 |  | 11416.9 |  | 25252 | 2.1432 |  | 3.5796 | 1.5612 | 2.0674
Carrier | Bryant | Preferred Series | 8738645 | 38MAQB12R--3 | 619PEQ012BBMA | HRCU-A-CB-O | 12 | 22.5 | 12.5 | 12000 | Yes | Ductless | Single-zone | Non-ducted indoor units (Mini-splits) | 4000 | 11800 | 14980 | 0.183 | 0.971 | 1.39 | 6.42 | 3.56 | 3.16 |  | 3250 | 7800 | 13580 | 0.176 | 0.865 | 1.76 | 5.412 | 2.64 | 2.26 |  | 2030 |  | 12010 | 0.141 |  | 1.78 | 4.22 | 1.98
Carrier | Carrier |  | 9118477 | 38MGRQ48E--3 | Non-Ducted Indoor Units | HMSV-A-CB | 10.2 | 22.4 | 12.5 | 48000 | Yes | Ductless | Multi-zone | Non-ducted indoor units | 7210 | 48000 | 55830 | 1.02 | 3.9 | 4.71 | 2.0716 | 3.607 | 3.4739 |  | 6822 | 29600 | 37900 | 1.07 | 3.21 | 5.31 | 1.8685 | 2.7025 | 2.0918 |  | 6577 |  | 36340 | 1.1 |  | 5.39 | 1.7523 | 1.9759
Carrier | Bryant | Preferred Series | 9118478 | 38MGRQ48E--3 | Non-Ducted Indoor Units | HMSV-A-CB | 10.2 | 22.4 | 12.5 | 48000 | Yes | Ductless | Multi-zone | Non-ducted indoor units | 7210 | 48000 | 55830 | 1.02 | 3.9 | 4.71 | 2.0716 | 3.607 | 3.4739 |  | 6822 | 29600 | 37900 | 1.07 | 3.21 | 5.31 | 1.8685 | 2.7025 | 2.0918 |  | 6577 |  | 36340 | 1.1 |  | 5.39 | 1.7523 | 1.9759
Carrier | Bryant | Preferred Series | 8738646 | 38MAQB09R--3 | 619PEQ009BBMA | HRCU-A-CB-O | 11.2 | 25 | 14.5 | 9000 | Yes | Ductless | Single-zone | Non-ducted indoor units (Mini-splits) | 3500 | 10900 | 14980 | 0.15 | 0.81 | 1.39 | 6.88 | 3.94 | 3.16 |  | 2750 | 6900 | 13580 | 0.145 | 0.737 | 1.76 | 5.5585 | 2.74 | 2.26 |  | 1907 |  | 10900 | 0.13 |  | 1.613 | 4.3 | 1.98
Carrier | Carrier |  | 9118473 | 38MGRQ36D--3 | Non-Ducted Indoor Units | HMSV-A-CB | 10.5 | 21.5 | 13.5 | 36000 | Yes | Ductless | Multi-zone | Non-ducted indoor units | 7210 | 36000 | 50540 | 1.04 | 2.77 | 4.66 | 2.0318 | 3.8089 | 3.1785 |  | 7210 | 23200 | 37410 | 1.14 | 2.44 | 5.25 | 1.8535 | 2.7866 | 2.0883 |  | 7210 |  | 36080 | 1.2 |  | 5.39 | 1.7609 | 1.9618
Carrier | Bryant | Preferred Series | 9118474 | 38MGRQ36D--3 | Non-Ducted Indoor Units | HMSV-A-CB | 10.5 | 21.5 | 13.5 | 36000 | Yes | Ductless | Multi-zone | Non-ducted indoor units | 7210 | 36000 | 50540 | 1.04 | 2.77 | 4.66 | 2.0318 | 3.8089 | 3.1785 |  | 7210 | 23200 | 37410 | 1.14 | 2.44 | 5.25 | 1.8535 | 2.7866 | 2.0883 |  | 7210 |  | 36080 | 1.2 |  | 5.39 | 1.7609 | 1.9618
Carrier | Bryant | Preferred Series | 9854627 | 38MGRQ30D--3 | Non-Ducted Indoor Units | HMSV-A-CB | 10 | 23.8 | 12.5 | 30000 | Yes | Ductless | Multi-zone | Non-ducted indoor units | 6350 | 28000 | 37210 | 0.76 | 2.15 | 3.21 | 2.4487 | 3.8167 | 3.3973 |  | 5834 | 17400 | 27670 | 0.82 | 1.83 | 3.85 | 2.0851 | 2.7866 | 2.1063 |  | 5164 |  | 28220 | 0.86 |  | 4.05 | 1.7598 | 2.0421
Carrier | Carrier |  | 9854626 | 38MGRQ30D--3 | Non-Ducted Indoor Units | HMSV-A-CB | 10 | 23.8 | 12.5 | 30000 | Yes | Ductless | Multi-zone | Non-ducted indoor units | 6350 | 28000 | 37210 | 0.76 | 2.15 | 3.21 | 2.4487 | 3.8167 | 3.3973 |  | 5834 | 17400 | 27670 | 0.82 | 1.83 | 3.85 | 2.0852 | 2.7866 | 2.1063 |  | 5164 |  | 28220 | 0.86 |  | 4.05 | 1.7598 | 2.0421
Carrier | Carrier |  | 9892607 | 25VNA036A030 | FE4ANB006L | HRCU-A-CB | 13 | 20.5 | 14.5 | 35000 | Yes | Centrally Ducted | N/A | N/A | 13340 | 33400 | 33400 | 0.95 | 2.07 | 2.07 | 4.1153 | 4.7288 | 4.7288 |  | 13250 | 31600 | 31600 | 1.83 | 3.3 | 3.3 | 2.122 | 2.8064 | 2.8064 |  | 10670 |  | 23600 | 1.88 |  | 3.14 | 1.6633 | 2.2027
Carrier | Carrier |  | 9118461 | 38MGRQ18B--3 | Non-Ducted Indoor Units | HMSV-A-CB | 10.3 | 22.5 | 12.5 | 18000 | Yes | Ductless | Multi-zone | Non-ducted indoor units | 5760 | 19000 | 23960 | 0.52 | 1.53 | 1.95 | 3.2463 | 3.6394 | 3.601 |  | 5376 | 12000 | 15020 | 0.57 | 1.25 | 1.63 | 2.7641 | 2.8135 | 2.7006 |  | 4752 |  | 13990 | 0.58 |  | 1.91 | 2.4012 | 2.1466
Carrier | Bryant | Preferred Series | 9118462 | 38MGRQ18B--3 | Non-Ducted Indoor Units | HMSV-A-CB | 10.3 | 22.5 | 12.5 | 18000 | Yes | Ductless | Multi-zone | Non-ducted indoor units | 5760 | 19000 | 23960 | 0.52 | 1.53 | 1.95 | 3.2463 | 3.6394 | 3.601 |  | 5376 | 12000 | 15020 | 0.57 | 1.25 | 1.63 | 2.7641 | 2.8135 | 2.7006 |  | 4752 |  | 13990 | 0.58 |  | 1.91 | 2.4012 | 2.1466
Carrier | Carrier |  | 7992958 | 38GRQB18---301 | 40GRQB18H--301 | HRCU-A-CB-O | 10.3 | 21 | 12.5 | 18000 | Yes | Ductless | Single-zone | Non-ducted indoor units (Mini-splits) | 3753 | 19000 | 24566 | 0.35 | 1.797 | 2.5 | 3.14 | 3.098 | 2.879 |  | 3753 | 12717 | 24566 | 0.35 | 1.49 | 2.5 | 3.1427 | 2.501 | 2.879 |  | 3753 |  | 19190 | 0.55 |  | 1.97 | 1.999 | 2.85
Carrier | Carrier |  | 8738636 | 38MAQB12R--3 | 40MAQB12B--3 | HRCU-A-CB-O | 12 | 22.5 | 12.5 | 12000 | Yes | Ductless | Single-zone | Non-ducted indoor units (Mini-splits) | 4000 | 11800 | 14980 | 0.183 | 0.971 | 1.39 | 6.42 | 3.56 | 3.16 |  | 3250 | 7800 | 13580 | 0.176 | 0.865 | 1.76 | 5.412 | 2.64 | 2.26 |  | 2030 |  | 12010 | 0.141 |  | 1.78 | 4.22 | 1.98
Carrier | Carrier |  | 8738635 | 38MAQB09R--3 | 40MAQB09B--3 | HRCU-A-CB-O | 11.2 | 25 | 14.5 | 9000 | Yes | Ductless | Single-zone | Non-ducted indoor units (Mini-splits) | 3500 | 10900 | 14980 | 0.15 | 0.81 | 1.39 | 6.88 | 3.94 | 3.16 |  | 2750 | 6900 | 13580 | 0.145 | 0.737 | 1.76 | 5.5585 | 2.74 | 2.26 |  | 1907 |  | 10900 | 0.13 |  | 1.613 | 4.3 | 1.98
Carrier | Carrier |  | 7992954 | 38GRQB09---301 | 40GRQB09H--301 | HRCU-A-CB-O | 10.3 | 30.5 | 15.7 | 9000 | Yes | Ductless | Single-zone | Non-ducted indoor units (Mini-splits) | 2388 | 9000 | 13240 | 0.2 | 0.61 | 1.345 | 3.499 | 4.32 | 2.885 |  | 2388 | 5500 | 13240 | 0.2 | 0.557 | 1.345 | 3.4994 | 2.893 | 2.885 |  | 2388 |  | 10488 | 0.4 |  | 1.553 | 1.749 | 1.979
Carrier | Carrier |  | 7992956 | 38GRQB12---301 | 40GRQB12H--301 | HRCU-A-CB-O | 10.3 | 23 | 12.7 | 12000 | Yes | Ductless | Single-zone | Non-ducted indoor units (Mini-splits) | 3071 | 13000 | 13000 | 0.2 | 1.212 | 1.22 | 4.5 | 3.143 | 3.12 |  | 3071 | 13000 | 13000 | 0.2 | 1.212 | 1.22 | 4.5003 | 3.143 | 3.12 |  | 3071 |  | 13000 | 0.4 |  | 1.38 | 2.25 | 2.76
Daikin AC (Americas), Inc | Daikin | DZ20VC | 10324709 | DZ20VC0241B | CA*F3642*6D*+MBVC1200**-1A*+TXV | HRCU-A-CB | 10 | 21 | 13 | 23400 | Yes | Centrally Ducted | N/A | N/A | 5188 | 23400 | 23959 | 0.324 | 2.063 | 1.995 | 4.6928 | 3.3242 | 3.5196 |  | 1420 | 13000 | 14990 | 0.336 | 1.465 | 1.71 | 1.2386 | 2.6006 | 2.5691 |  | 958 |  | 11648 | 0.377 |  | 1.597 | 0.74473 | 2.1376
Daikin AC (Americas), Inc | Daikin | LV Series | 5265758 | RXS24LVJU | FTXS24LVJU | HRCU-A-CB-O | 10.6 | 20 | 12.5 | 21400 | Yes | Ductless | Single-zone | Non-ducted indoor units (Mini-splits) | 7800 | 25400 | 31400 | 0.54 | 2.21 | 2.75 | 4.25 | 3.37 | 3.34 |  | 4260 | 13781 | 17041 | 0.37 | 1.54 | 1.91 | 3.34 | 2.63 | 2.61 |  | 3507 |  | 14028 | 0.36 |  | 1.82 | 2.89 | 2.26
Daikin AC (Americas), Inc | Daikin | DZ20VC | 10324715 | DZ20VC0601B | CA*F4961*6D*+MBVC2000**-1A*+TXV | HRCU-A-CB | 10 | 20 | 12.5 | 52500 | Yes | Centrally Ducted | N/A | N/A | 15848 | 50000 | 50000 | 0.891 | 3.76 | 3.76 | 5.21 | 3.9 | 3.9 |  | 9302 | 32293 | 34000 | 0.92 | 3.466 | 4.07 | 2.96 | 2.73 | 2.45 |  | 5407 |  | 26000 | 0.901 |  | 3.85 | 1.76 | 1.98
Daikin AC (Americas), Inc | Daikin | DZ20VC | 10324709 | DZ20VC0241B | CA*F3642*6D*+MBVC1200**-1A*+TXV | HRCU-A-CB | 10 | 21 | 13 | 23400 | Yes | Centrally Ducted | N/A | N/A | 5507 | 23600 | 23600 | 0.33 | 1.87 | 1.87 | 4.91 | 3.7 | 3.7 |  | 3943 | 13915 | 15200 | 0.338 | 1.487 | 1.82 | 3.419 | 2.74 | 2.45 |  | 1650 |  | 11400 | 0.296 |  | 1.6 | 1.63 | 2.09
Daikin AC (Americas), Inc | Daikin | Vista | 10318063 | RX18QMVJU | FFQ18Q2VJU | HRCU-A-CB-O | 10.1 | 19.3 | 12.5 | 17400 | Yes | Ductless | Single-zone | Non-ducted indoor units (Cassette) | 5400 | 21600 | 21800 | 0.37 | 1.88 | 1.92 | 4.2773 | 3.3672 | 3.3276 |  | 3640 | 12490 | 12610 | 0.33 | 1.33 | 1.36 | 3.24 | 2.74 | 2.72 |  | 2800 |  | 9700 | 0.31 |  | 1.27 | 2.6471 | 2.2384
Daikin AC (Americas), Inc | Daikin | Aurora Series | 8849445 | RXL15QMVJU | FVXS15NVJU | HRCU-A-CB-O | 11.3 | 20 | 12.5 | 15000 | Yes | Ductless | Single-zone | Non-ducted indoor units (Mini-splits) | 5814 | 18056 | 23884 | 0.34 | 1.401 | 1.809 | 5.01 | 3.78 | 3.87 |  | 3784 | 11751 | 19414 | 0.297 | 1.222 | 2.105 | 3.73 | 2.82 | 2.7 |  | 2958 |  | 18015 | 0.279 |  | 2.198 | 3.11 | 2.4
Daikin AC (Americas), Inc | Daikin | DZ20VC | 10324713 | DZ20VC0481B | CA*F4961*6D*+MBVC2000**-1A*+TXV | HRCU-A-CB | 10 | 20 | 13 | 46500 | Yes | Centrally Ducted | N/A | N/A | 13274 | 45500 | 45500 | 0.796 | 3.42 | 3.42 | 4.88 | 3.9 | 3.9 |  | 8394 | 28254 | 34000 | 0.766 | 2.926 | 4.15 | 3.2117 | 2.83 | 2.4 |  | 5390 |  | 26000 | 0.722 |  | 3.87 | 2.19 | 1.97
Daikin AC (Americas), Inc | Daikin | LV Series | 5265757 | RXS18LVJU | FTXS18LVJU | HRCU-A-CB-O | 11 | 20.3 | 12.7 | 18000 | Yes | Ductless | Single-zone | Non-ducted indoor units (Mini-splits) | 5800 | 21600 | 26700 | 0.41 | 1.71 | 2.12 | 4.17 | 3.7 | 3.7 |  | 3149 | 11725 | 14485 | 0.28 | 1.19 | 1.47 | 3.26 | 2.89 | 2.89 |  | 2592 |  | 11924 | 0.27 |  | 1.4 | 2.82 | 2.49
Daikin AC (Americas), Inc | Daikin | Aurora Series | 8849458 | RXL12QMVJU | FTX12NMVJU | HRCU-A-CB-O | 12 | 20 | 12.5 | 10900 | Yes | Ductless | Single-zone | Non-ducted indoor units (Mini-splits) | 4446 | 13679 | 18766 | 0.24 | 1.026 | 1.562 | 5.43 | 3.91 | 3.52 |  | 2893 | 8902 | 15388 | 0.21 | 0.895 | 1.789 | 4.04 | 2.92 | 2.52 |  | 2262 |  | 14330 | 0.197 |  | 1.86 | 3.37 | 2.26
Daikin AC (Americas), Inc | Daikin | Aurora Series | 8849330 | RXL15QMVJU | FTX15NMVJU | HRCU-A-CB-O | 12.5 | 20 | 13 | 15000 | Yes | Ductless | Single-zone | Non-ducted indoor units (Mini-splits) | 5814 | 18295 | 24566 | 0.39 | 1.341 | 2.307 | 4.37 | 4 | 3.12 |  | 3784 | 11904 | 19755 | 0.341 | 1.17 | 2.361 | 3.25 | 2.98 | 2.45 |  | 2958 |  | 18254 | 0.32 |  | 2.361 | 2.71 | 2.27
Daikin AC (Americas), Inc | Daikin | Aurora Series | 8849459 | RXL09QMVJU | FVXS09NVJU | HRCU-A-CB-O | 11.7 | 20 | 12.5 | 9000 | Yes | Ductless | Single-zone | Non-ducted indoor units (Mini-splits) | 4446 | 10089 | 14330 | 0.24 | 0.721 | 1.356 | 5.43 | 4.1 | 3.1 |  | 2893 | 6565 | 11082 | 0.21 | 0.629 | 1.378 | 4.04 | 3.06 | 2.36 |  | 2262 |  | 10065 | 0.197 |  | 1.384 | 3.37 | 2.13
Daikin AC (Americas), Inc | Daikin | LV Series | 5265756 | RXS15LVJU | FTXS15LVJU | HRCU-A-CB-O | 11.6 | 20.6 | 14.4 | 15000 | Yes | Ductless | Single-zone | Non-ducted indoor units (Mini-splits) | 5800 | 18000 | 22300 | 0.39 | 1.32 | 1.64 | 4.35 | 4 | 3.97 |  | 3149 | 9780 | 12114 | 0.27 | 0.92 | 1.14 | 3.4 | 3.13 | 3.11 |  | 2592 |  | 9972 | 0.26 |  | 1.09 | 2.94 | 2.69
Daikin AC (Americas), Inc | Daikin | MXL Aurora Series | 8849535 | 2MXL18QMVJU | 40GRQB18H--301 | HMSV-A-CB | 10.3 | 17 | 12.7 | 18000 | Yes | Ductless | Multi-zone | Non-ducted indoor units | 7710 | 18940 | 36000 | 0.47 | 1.32 | 3.17 | 4.81 | 4.21 | 3.33 |  | 5020 | 12330 | 23480 | 0.41 | 1.15 | 2.77 | 3.5885 | 3.14 | 2.48 |  | 4050 |  | 18930 | 0.39 |  | 2.62 | 3.04 | 2.12
Daikin AC (Americas), Inc | Daikin | Aurora Series | 8849533 | RXL09QMVJU | FTX09NMVJU | HRCU-A-CB-O | 12.5 | 20 | 12.5 | 9000 | Yes | Ductless | Single-zone | Non-ducted indoor units (Mini-splits) | 4446 | 10942 | 16036 | 0.23 | 0.761 | 1.701 | 5.67 | 4.21 | 2.76 |  | 2893 | 7121 | 12136 | 0.201 | 0.664 | 1.642 | 4.22 | 3.14 | 2.17 |  | 2262 |  | 10918 | 0.189 |  | 1.623 | 3.51 | 1.97
Daikin AC (Americas), Inc | Daikin | Vista | 9966775 | RX15QMVJU | FFQ15Q2VJU | HRCU-A-CB-O | 11 | 20.7 | 12.5 | 14400 | Yes | Ductless | Single-zone | Non-ducted indoor units (Cassette) | 5200 | 16200 | 16300 | 0.31 | 1.24 | 1.3 | 4.916 | 3.8288 | 3.6747 |  | 3570 | 9400 | 9460 | 0.27 | 0.87 | 0.92 | 3.8751 | 3.1665 | 3.0135 |  | 2740 |  | 7270 | 0.26 |  | 0.86 | 3.08 | 2.47
Daikin AC (Americas), Inc | Daikin | Vista | 9966684 | RX12QMVJU | FFQ12Q2VJU | HRCU-A-CB-O | 11.2 | 20.2 | 12.5 | 10800 | Yes | Ductless | Single-zone | Non-ducted indoor units (Cassette) | 4600 | 13500 | 16800 | 0.25 | 0.99 | 1.45 | 5.4 | 4.02 | 3.39 |  | 3150 | 7850 | 9760 | 0.22 | 0.7 | 1.03 | 4.18 | 3.28 | 2.76 |  | 2420 |  | 7500 | 0.21 |  | 0.96 | 3.38 | 2.28
Daikin AC (Americas), Inc | Daikin | MXS Series | 8103542 | 2MXS18NMVJU | CTXS09HVJU+CTXS09LVJU | HMSV-A-CB | 10.7 | 18.9 | 12.5 | 18000 | Yes | Ductless | Multi-zone | Non-ducted indoor units | 4900 | 18900 | 25000 | 0.29 | 1.26 | 1.69 | 4.94 | 4.4 | 4.34 |  | 3800 | 12780 | 16910 | 0.29 | 1.11 | 1.49 | 3.8404 | 3.37 | 3.33 |  | 3190 |  | 13150 | 0.29 |  | 1.4 | 3.21 | 2.76
Daikin AC (Americas), Inc | Daikin | MXL Aurora Series | 8849539 | 3MXL24QMVJU | CTXS07LVJU+FTXS09LVJU+FTXS09LVJU | HMSV-A-CB | 12.5 | 17.9 | 12.7 | 24000 | Yes | Ductless | Multi-zone | Non-ducted indoor units | 7720 | 24000 | 41000 | 0.44 | 1.54 | 3.52 | 5.14 | 4.57 | 3.41 |  | 5030 | 15670 | 26780 | 0.38 | 1.35 | 3.08 | 3.8795 | 3.4 | 2.55 |  | 4060 |  | 21600 | 0.36 |  | 2.92 | 3.31 | 2.17
Daikin AC (Americas), Inc | Daikin | LV Series | 5265755 | RXS12LVJU | FTXS12LVJU | HRCU-A-CB-O | 12.5 | 23 | 12.8 | 12000 | Yes | Ductless | Single-zone | Non-ducted indoor units (Mini-splits) | 4800 | 14400 | 18000 | 0.22 | 0.97 | 1.27 | 6.53 | 4.35 | 4.15 |  | 2593 | 7816 | 9780 | 0.15 | 0.67 | 0.88 | 5.08 | 3.4 | 3.25 |  | 2135 |  | 8051 | 0.14 |  | 0.84 | 4.39 | 2.81
Daikin AC (Americas), Inc | Daikin | LV Series | 5265753 | RXS09LVJU | FTXS09LVJU | HRCU-A-CB-O | 12.5 | 24.5 | 15.3 | 9000 | Yes | Ductless | Single-zone | Non-ducted indoor units (Mini-splits) | 4400 | 12000 | 15600 | 0.22 | 0.79 | 1.27 | 5.99 | 4.45 | 3.6 |  | 2408 | 6520 | 8465 | 0.15 | 0.55 | 0.88 | 4.72 | 3.48 | 2.81 |  | 1982 |  | 6968 | 0.14 |  | 0.84 | 4.08 | 2.43
Daikin AC (Americas), Inc | Daikin | MXS Series | 8103869 | 3MXS24NMVJU | CTXS07LVJU+CTXS09LVJU+CTXS09LVJU | HMSV-A-CB | 12.5 | 17.9 | 12.7 | 24000 | Yes | Ductless | Multi-zone | Non-ducted indoor units | 8500 | 24000 | 36000 | 0.43 | 1.46 | 2.97 | 5.79 | 4.82 | 3.55 |  | 6570 | 16230 | 24350 | 0.43 | 1.29 | 2.62 | 4.478 | 3.69 | 2.72 |  | 5500 |  | 18930 | 0.43 |  | 2.46 | 3.75 | 2.26
Daikin AC (Americas), Inc | Daikin | Vista | 9966569 | RX09QMVJU | FFQ09Q2VJU | HRCU-A-CB-O | 11.7 | 20.9 | 13 | 9100 | Yes | Ductless | Single-zone | Non-ducted indoor units (Cassette) | 4600 | 10000 | 14000 | 0.25 | 0.64 | 1.15 | 5.4 | 4.59 | 3.57 |  | 3150 | 5830 | 8150 | 0.22 | 0.45 | 0.81 | 4.18 | 3.8 | 2.94 |  | 2420 |  | 6270 | 0.21 |  | 0.76 | 3.38 | 2.42
Electrolux Home Products | Frigidaire |  | 8718584 | FFHP123CS2 | FFHP123WS2 | HRCU-A-CB-O | 10.1 | 22 | 12.5 | 12000 | Yes | Ductless | Single-zone | Non-ducted indoor units (Mini-splits) | 2400 | 13000 | 14000 | 0.4 | 1.1 | 1.4 | 1.7584 | 3.4636 | 2.9307 |  | 4000 | 7500 | 11000 | 0.42 | 0.84 | 1.34 | 2.7912 | 2.6167 | 2.4058 |  | 3200 |  | 8800 | 0.45 |  | 1.27 | 2.0841 | 2.0307
Electrolux Home Products | Frigidaire |  | 8718583 | FFHP093CS2 | FFHP093WS2 | HRCU-A-CB-O | 10.5 | 23 | 14 | 9000 | Yes | Ductless | Single-zone | Non-ducted indoor units (Mini-splits) | 1900 | 11000 | 12000 | 0.16 | 1.02 | 1.2 | 3.4802 | 3.1606 | 2.9307 |  | 4100 | 7800 | 11000 | 0.43 | 0.83 | 1.37 | 2.7944 | 2.7542 | 2.3531 |  | 3300 |  | 10200 | 0.46 |  | 1.45 | 2.1025 | 2.0616
Friedrich Air Conditioning | Friedrich | J-Series | 8915234 | MR24DY3JMA | Mixed | HMSV-A-CB | 10.2 | 19.6 | 12.5 | 18900 | Yes | Ductless | Multi-zone | Mixed Ducted and Non-ducted indoor units | 10230 | 23250 | 27900 | 1.171 | 1.859 | 2.6 | 2.5603 | 3.6654 | 3.1449 |  | 6270 | 14250 | 20394 | 1.008 | 1.61 | 1.76 | 1.823 | 2.594 | 3.396 |  | 4932 |  | 14109 | 0.973 |  | 1.7 | 1.4855 | 2.4323
Friedrich Air Conditioning | Friedrich | J-Series | 8915232 | MR24DY3JMA | Non-Ducted | HMSV-A-CB | 10.6 | 21.7 | 13.5 | 20000 | Yes | Ductless | Multi-zone | Non-ducted indoor units | 9240 | 24000 | 28800 | 1.092 | 1.8 | 2.52 | 2.4798 | 3.9076 | 3.3494 |  | 5580 | 14500 | 21097 | 0.945 | 1.56 | 1.71 | 1.7305 | 2.7241 | 3.6157 |  | 4332 |  | 14595 | 0.917 |  | 1.65 | 1.3845 | 2.5923
Friedrich Air Conditioning | Friedrich | J-Series | 7086358 | MRH12Y3J | MWH12Y3J | HRCU-A-CB-O | 11 | 25 | 14.1 | 12000 | Yes | Ductless | Single-zone | Non-ducted indoor units (Mini-splits) | 13300 | 13600 | 13950 | 0.956 | 0.983 | 1.09 | 4.0772 | 4.0547 | 3.7508 |  | 8500 | 8800 | 9100 | 0.809 | 0.831 | 0.855 | 3.0792 | 3.1035 | 3.1192 |  | 7000 |  | 7500 | 0.901 |  | 0.95 | 2.2769 | 2.3137
Fujitsu General America, Inc. | Fujitsu | Halcyon Single-room Mini-Split Systems Wall Mounted RL2 Series | 5063325 | AOU9RLS2 | ASU9RLS2 | HRCU-A-CB-O | 12.5 | 27.2 | 16.1 | 9000 | Yes | Ductless | Single-zone | Non-ducted indoor units (Mini-splits) | 3100 | 12000 | 22000 | 0.2 | 0.8 | 1.99 | 4.5 | 4.4 | 3.24 |  | 2320 | 9400 | 16400 | 0.2 | 1.09 | 1.97 | 3.4 | 2.54 | 2.45 |  | 2150 |  | 15000 | 0.21 |  | 2.06 | 3 | 2.18
Fujitsu General America, Inc. | Fujitsu | Halcyon Single-room Mini-Split Systems Compact Cassette | 5751313 | AOU12RLFC | AUU12RLF | HRCU-A-CB-O | 12.2 | 21.9 | 12.8 | 12000 | Yes | Ductless | Single-zone | Non-ducted indoor units (Mini-splits) | 3100 | 16000 | 19400 | 0.15 | 1.44 | 2 | 6 | 3.26 | 2.85 |  | 2793 | 10200 | 17600 | 0.17 | 1.16 | 2.15 | 4.76 | 2.58 | 2.41 |  | 2647 |  | 16500 | 0.18 |  | 2.25 | 4.31 | 2.18
Fujitsu General America, Inc. | Fujitsu | Halcyon Single-room Mini-Split Systems Slim Duct | 5751314 | AOU12RLFC | ARU12RLF | HRCU-A-CB-O | 11.5 | 20 | 12.8 | 12000 | Yes | Ductless | Single-zone | Non-ducted indoor units (Mini-splits) | 3100 | 16000 | 19400 | 0.15 | 1.3 | 2 | 6 | 3.61 | 2.85 |  | 2793 | 10200 | 17600 | 0.17 | 1.16 | 2.15 | 4.76 | 2.58 | 2.41 |  | 2647 |  | 16500 | 0.18 |  | 2.25 | 4.31 | 2.18
Fujitsu General America, Inc. | Fujitsu | Halcyon Multi-room Mini-Split Systems | 8033586 | AOU24RLXFZH | Non-Ducted Indoor Units | HMSV-A-CB | 10.3 | 20 | 13.3 | 22000 | Yes | Ductless | Multi-zone | Non-ducted indoor units | 6200 | 25000 | 29800 | 0.5 | 1.81 | 2.85 | 4 | 4.04 | 3.06 |  | 6005 | 15400 | 26000 | 0.62 | 1.73 | 3.57 | 2.84 | 2.6 | 2.13 |  | 5869 |  | 25500 | 0.62 |  | 3.57 | 2.77 | 2.09
Fujitsu General America, Inc. | Fujitsu | Halcyon Single-room Mini-Split Systems Floor Mounted RLFFH Series | 6936996 | AOU12RLFF | AGU12RLF | HRCU-A-CB-O | 11.6 | 22.7 | 13.1 | 12000 | Yes | Ductless | Single-zone | Non-ducted indoor units (Mini-splits) | 3100 | 16000 | 19500 | 0.2 | 1.44 | 1.84 | 4.5428 | 3.2565 | 3.1 |  | 2457 | 10600 | 15000 | 0.24 | 1.19 | 2.17 | 3 | 2.6 | 2.02 |  | 2423 |  | 15000 | 0.24 |  | 2.17 | 2.96 | 2.02
Fujitsu General America, Inc. | Fujitsu | Halcyon Multi-room Mini-Split Systems | 8908615 | AOU36RLXFZH | Non-Ducted Indoor Units | HMSV-A-CB | 10.3 | 20 | 13 | 35200 | Yes | Ductless | Multi-zone | Non-ducted indoor units | 12000 | 36400 | 42000 | 0.7 | 2.67 | 3.29 | 5.02 | 4 | 3.74 |  | 11212 | 21400 | 39341 | 1.09 | 2.38 | 5.13 | 3.02 | 2.64 | 2.25 |  | 10376 |  | 36407 | 1.12 |  | 5.28 | 2.72 | 2.02
Fujitsu General America, Inc. | Fujitsu | Halcyon Single-room Mini-Split Systems Wall Mounted RL2 Series | 5063326 | AOU12RLS2 | ASU12RLS2 | HRCU-A-CB-O | 12 | 25 | 13.8 | 12000 | Yes | Ductless | Single-zone | Non-ducted indoor units (Mini-splits) | 3100 | 16000 | 22110 | 0.2 | 1.2 | 2 | 4.5 | 3.91 | 3.24 |  | 2491 | 10200 | 17900 | 0.2 | 1.1 | 2 | 3.65 | 2.72 | 2.63 |  | 2320 |  | 16500 | 0.21 |  | 2.1 | 3.24 | 2.34
Fujitsu General America, Inc. | Fujitsu | J-Series | 8693480 | AOU36RLAVM | Non-Ducted Indoor Units | HMSV-A-CB | 11.4 | 19 | 13.3 | 3600 | Yes | Ductless | Multi-zone | Non-ducted indoor units | 16460 | 42000 | 42000 | 0.87 | 3.2 | 3.2 | 5.5462 | 3.8466 | 3.8466 |  | 16460 | 25800 | 42000 | 1.2 | 2.7005 | 4.43 | 4.021 | 2.8 | 2.7786 |  | 14860 |  | 37900 | 1.1043 |  | 4.06 | 3.9429 | 2.7359
Fujitsu General America, Inc. | Fujitsu | Halcyon Single-room Mini-Split Systems Floor Mounted RLFFH Series | 6936995 | AOU9RLFF | AGU9RLF | HRCU-A-CB-O | 12.6 | 26 | 16 | 9000 | Yes | Ductless | Single-zone | Non-ducted indoor units (Mini-splits) | 3100 | 12000 | 18800 | 0.2 | 0.88 | 1.84 | 4.5428 | 3.9966 | 2.99 |  | 2320 | 7500 | 14000 | 0.2 | 0.78 | 1.82 | 3.4 | 2.8 | 2.25 |  | 2115 |  | 14000 | 0.19 |  | 2.1 | 3.26 | 1.95
Fujitsu General America, Inc. | Fujitsu | J-Series | 8693477 | AOU48RLAVM | Non-Ducted Indoor Units | HMSV-A-CB | 11.4 | 19.8 | 12.5 | 4800 | Yes | Ductless | Multi-zone | Non-ducted indoor units | 16630 | 54000 | 54000 | 0.91 | 4.06 | 4.06 | 5.3565 | 3.8981 | 3.8981 |  | 15400 | 33000 | 50000 | 1 | 3.4055 | 4.46 | 4.5134 | 2.84 | 3.2856 |  | 12720 |  | 41300 | 0.92288 |  | 4.12 | 4.0396 | 2.9379
Fujitsu General America, Inc. | Fujitsu | Halcyon Single-room Mini-Split Systems Wall Mounted RLF Series | 6961729 | AOU12RLFW1 | ASU12RLF1 | HRCU-A-CB-O | 11 | 22 | 12.5 | 12000 | Yes | Ductless | Single-zone | Non-ducted indoor units (Mini-splits) | 3100 | 16000 | 19100 | 0.25 | 1.28 | 1.99 | 3.6 | 3.66 | 2.8122 |  | 1795 | 9400 | 11200 | 0.19 | 0.96 | 1.4925 | 2.8 | 2.869 | 2.196 |  | 1949 |  | 12150 | 0.22266 |  | 1.7723 | 2.57 | 2.0071
Fujitsu General America, Inc. | Fujitsu | Halcyon Single-room Mini-Split Systems Compact Cassette | 5751311 | AOU9RLFC | AUU9RLF | HRCU-A-CB-O | 13 | 24 | 14.5 | 9000 | Yes | Ductless | Single-zone | Non-ducted indoor units (Mini-splits) | 3100 | 12000 | 18000 | 0.15 | 0.89 | 1.8 | 6 | 3.95 | 2.93 |  | 2744 | 9400 | 16100 | 0.14 | 0.96 | 1.78 | 5.65 | 2.88 | 2.66 |  | 2610 |  | 15000 | 0.15 |  | 1.87 | 5.11 | 2.41
Fujitsu General America, Inc. | Fujitsu | Halcyon Single-room Mini-Split Systems Slim Duct | 5751312 | AOU9RLFC | ARU9RLF | HRCU-A-CB-O | 12.2 | 21.5 | 14.5 | 9000 | Yes | Ductless | Single-zone | Non-ducted indoor units (Mini-splits) | 3100 | 12000 | 18000 | 0.15 | 0.85 | 1.8 | 6 | 4.14 | 2.93 |  | 2744 | 9400 | 16100 | 0.14 | 0.96 | 1.78 | 5.65 | 2.88 | 2.66 |  | 2610 |  | 15000 | 0.15 |  | 1.87 | 5.11 | 2.41
Fujitsu General America, Inc. | Fujitsu | Halcyon Single-room Mini-Split Systems Wall Mounted RLB Series | 7937663 | AOU18RLB | ASU18RLB | HRCU-A-CB-O | 10.6 | 19 | 12.5 | 18000 | Yes | Ductless | Single-zone | Non-ducted indoor units (Mini-splits) | 3100 | 18000 | 20000 | 0.17 | 1.285 | 2.06 | 5.29 | 4.11 | 2.8447 |  | 2798 | 11500 | 16700 | 0.2 | 1.15 | 2.1 | 4.0991 | 2.92 | 2.3327 |  | 2696 |  | 15400 | 0.21 |  | 2.18 | 3.76 | 2.0698
Fujitsu General America, Inc. | Fujitsu | Halcyon Single-room Mini-Split Systems Wall Mounted RLF/RLX Series | 8779045 | AOU18RLXFWH | ASU18RLF | HRCU-A-CB-O | 10.4 | 20 | 13.3 | 18000 | Yes | Ductless | Single-zone | Non-ducted indoor units (Mini-splits) | 7000 | 21600 | 29000 | 0.48 | 1.75 | 2.99 | 4.27 | 3.62 | 2.84 |  | 5485 | 14600 | 22759 | 0.57 | 1.42 | 3 | 2.82 | 3.02 | 2.22 |  | 5205 |  | 21600 | 0.54 |  | 2.75 | 2.82 | 2.3
Fujitsu General America, Inc. | Fujitsu | Halcyon Single-room Mini-Split Systems Wall Mounted RLS3HY Series | 7993245 | AOU15RLS3H | ASU15RLS3 | HRCU-A-CB-O | 13.3 | 25.3 | 13.9 | 14500 | Yes | Ductless | Single-zone | Non-ducted indoor units (Mini-splits) | 3100 | 18000 | 23900 | 0.17 | 1.15 | 2.19 | 5.29 | 4.5874 | 3.2 |  | 2798 | 11200 | 21500 | 0.35 | 1.07 | 2.74 | 2.34 | 3.06 | 2.3 |  | 2696 |  | 20500 | 0.36 |  | 2.9 | 2.19 | 2.07
Fujitsu General America, Inc. | Fujitsu | Halcyon Single-room Mini-Split Systems Wall Mounted RLS3HY Series | 8703508 | AOU15RLS3H | ASU15RLS3Y | HRCU-A-CB-O | 13.3 | 25.3 | 13.9 | 14500 | Yes | Ductless | Single-zone | Non-ducted indoor units (Mini-splits) | 3100 | 18000 | 23900 | 0.17 | 1.15 | 2.19 | 5.3442 | 4.59 | 3.2 |  | 2798 | 11200 | 21500 | 0.35 | 1.07 | 2.74 | 2.34 | 3.06 | 2.3 |  | 2696 |  | 20500 | 0.36 |  | 2.9 | 2.19 | 2.07
Fujitsu General America, Inc. | Fujitsu | Halcyon Single-room Mini-Split Systems Wall Mounted RLF/RLX Series | 8718495 | AOU18RLXFW1 | ASU18RLF | HRCU-A-CB-O | 10.5 | 20 | 13.3 | 18000 | Yes | Ductless | Single-zone | Non-ducted indoor units (Mini-splits) | 7000 | 21600 | 29000 | 0.48 | 1.75 | 2.99 | 4.27 | 3.62 | 2.84 |  | 5485 | 14600 | 22759 | 0.42 | 1.39 | 2.85 | 3.83 | 3.08 | 2.34 |  | 5205 |  | 21600 | 0.39 |  | 2.6 | 3.91 | 2.43
Fujitsu General America, Inc. | Fujitsu | Halcyon Single-room Mini-Split Systems Wall Mounted RLF Series | 6961728 | AOU9RLFW1 | ASU9RLF1 | HRCU-A-CB-O | 11 | 23 | 13.8 | 9000 | Yes | Ductless | Single-zone | Non-ducted indoor units (Mini-splits) | 1700 | 12000 | 15000 | 0.25 | 0.89 | 1.6 | 2 | 3.95 | 2.75 |  | 1079 | 7600 | 9500 | 0.2 | 0.71 | 1.27 | 1.59 | 3.1363 | 2.1917 |  | 969 |  | 8530 | 0.19944 |  | 1.27 | 1.4236 | 1.9679
Fujitsu General America, Inc. | Fujitsu | Halcyon Single-room Mini-Split Systems Wall Mounted RLS3 Series | 7993243 | AOU15RLS3 | ASU15RLS3 | HRCU-A-CB-O | 13.4 | 25.3 | 13.9 | 14500 | Yes | Ductless | Single-zone | Non-ducted indoor units (Mini-splits) | 3100 | 18000 | 23900 | 0.17 | 1.15 | 2.19 | 5.29 | 4.5874 | 3.2 |  | 2798 | 11200 | 21500 | 0.2 | 1.04 | 2.59 | 4.1 | 3.14 | 2.43 |  | 2696 |  | 20500 | 0.21 |  | 2.75 | 3.76 | 2.18
Fujitsu General America, Inc. | Fujitsu | Halcyon Single-room Mini-Split Systems Wall mounted RLS3 Series | 8703507 | AOU15RLS3 | ASU15RLS3Y | HRCU-A-CB-O | 13.4 | 25.3 | 13.9 | 14500 | Yes | Ductless | Single-zone | Non-ducted indoor units (Mini-splits) | 3100 | 18000 | 23900 | 0.17 | 1.15 | 2.19 | 5.3442 | 4.59 | 3.2 |  | 2798 | 11200 | 21500 | 0.2 | 1.04 | 2.59 | 4.1 | 3.14 | 2.43 |  | 2696 |  | 20500 | 0.21 |  | 2.75 | 3.76 | 2.18
Fujitsu General America, Inc. | Fujitsu | Halcyon Single-room Mini-Split Systems Wall Mounted RLS3 Series | 7993244 | AOU12RLS3H | ASU12RLS3 | HRCU-A-CB-O | 13.8 | 29.3 | 15.2 | 12000 | Yes | Ductless | Single-zone | Non-ducted indoor units (Mini-splits) | 3100 | 16000 | 22110 | 0.2 | 1.01 | 1.94 | 4.5 | 4.6429 | 3.34 |  | 2491 | 9600 | 17500 | 0.36 | 0.88 | 2.21 | 2.03 | 3.18 | 2.32 |  | 2320 |  | 16500 | 0.37 |  | 2.25 | 1.84 | 2.15
Fujitsu General America, Inc. | Fujitsu | Halcyon Single-room Mini-Split Systems Wall Mounted RLS3H Series | 8703506 | AOU12RLS3H | ASU12RLS3Y | HRCU-A-CB-O | 13.8 | 29.3 | 15.2 | 12000 | Yes | Ductless | Single-zone | Non-ducted indoor units (Mini-splits) | 3100 | 16000 | 22110 | 0.2 | 1.01 | 1.94 | 4.5426 | 4.64 | 3.34 |  | 2491 | 9600 | 17500 | 0.36 | 0.88 | 2.21 | 2.03 | 3.18 | 2.32 |  | 2320 |  | 16500 | 0.37 |  | 2.25 | 1.84 | 2.15
Fujitsu General America, Inc. | Fujitsu | Halcyon Single-room Mini-Split Systems Wall Mounted RLS3 Series | 7993242 | AOU12RLS3 | ASU12RLS3 | HRCU-A-CB-O | 14 | 29.3 | 15.2 | 12000 | Yes | Ductless | Single-zone | Non-ducted indoor units (Mini-splits) | 3100 | 16000 | 22110 | 0.2 | 1.01 | 1.94 | 4.5428 | 4.6429 | 3.34 |  | 2491 | 9600 | 17500 | 0.21 | 0.85 | 2.06 | 3.48 | 3.3 | 2.49 |  | 2320 |  | 16500 | 0.22 |  | 2.1 | 3.09 | 2.3
Fujitsu General America, Inc. | Fujitsu | Halcyon Single-room Mini-Split Systems Wall Mounted RLS3HY Series | 8703350 | AOU12RLS3 | ASU12RLS3Y | HRCU-A-CB-O | 14 | 29.3 | 15.2 | 12000 | Yes | Ductless | Single-zone | Non-ducted indoor units (Mini-splits) | 3100 | 16000 | 22110 | 0.2 | 1.01 | 1.94 | 4.5426 | 4.64 | 3.34 |  | 2491 | 9600 | 17500 | 0.21 | 0.85 | 2.06 | 3.48 | 3.3 | 2.49 |  | 2320 |  | 16500 | 0.22 |  | 2.1 | 3.09 | 2.3
Fujitsu General America, Inc. | Fujitsu | Halcyon Single-room Mini-Split Systems Wall Mounted RLS3HY Series | 8004700 | AOU9RLS3H | ASU9RLS3 | HRCU-A-CB-O | 14 | 33 | 18 | 9000 | Yes | Ductless | Single-zone | Non-ducted indoor units (Mini-splits) | 3100 | 12000 | 22000 | 0.2 | 0.66 | 1.93 | 4.5 | 5.3288 | 3.34 |  | 2286 | 7000 | 16000 | 0.36 | 0.61 | 2.21 | 1.86 | 3.36 | 2.12 |  | 2150 |  | 15000 | 0.37 |  | 2.25 | 1.7 | 1.95
Fujitsu General America, Inc. | Fujitsu | Halcyon Single-room Mini-Split Systems Wall mounted H Series | 8703349 | AOU9RLS3H | ASU9RLS3Y | HRCU-A-CB-O | 14 | 33 | 18 | 9000 | Yes | Ductless | Single-zone | Non-ducted indoor units (Mini-splits) | 3100 | 12000 | 22000 | 0.2 | 0.66 | 1.93 | 4.5426 | 5.33 | 3.34 |  | 2286 | 7000 | 16000 | 0.36 | 0.61 | 2.21 | 1.86 | 3.36 | 2.12 |  | 2150 |  | 15000 | 0.37 |  | 2.25 | 1.7 | 1.95
Fujitsu General America, Inc. | Fujitsu | Halcyon Single-room Mini-Split Systems Wall Mounted RLS3 Series | 8004699 | AOU9RLS3 | ASU9RLS3 | HRCU-A-CB-O | 14.2 | 33 | 18 | 9000 | Yes | Ductless | Single-zone | Non-ducted indoor units (Mini-splits) | 3100 | 12000 | 22000 | 0.2 | 0.66 | 1.93 | 4.5 | 5.3288 | 3.34 |  | 2286 | 7000 | 16000 | 0.21 | 0.59 | 2.06 | 3.19 | 3.46 | 2.28 |  | 2150 |  | 15000 | 0.22 |  | 2.1 | 2.86 | 2.09
Fujitsu General America, Inc. | Fujitsu | Halcyon Single-room Mini-Split Systems Wall mounted RLS3 Series | 8703348 | AOU9RLS3 | ASU9RLS3Y | HRCU-A-CB-O | 14.2 | 33 | 18 | 9000 | Yes | Ductless | Single-zone | Non-ducted indoor units (Mini-splits) | 3100 | 12000 | 22000 | 0.2 | 0.66 | 1.93 | 4.5426 | 5.3288 | 3.34 |  | 2286 | 7000 | 16000 | 0.21 | 0.59 | 2.06 | 3.19 | 3.46 | 2.28 |  | 2150 |  | 15000 | 0.22 |  | 2.1 | 2.86 | 2.09
GD Midea Air-Conditioning Equipment Co.,Ltd | Lennox | MP-Series | 10056168 | MPB012S4S-1L | MWMB012S4-1L | HRCU-A-CB-O | 13 | 22 | 10.2 | 12000 | Yes | Ductless | Single-zone | Non-ducted indoor units (Mini-splits) | 3690 | 12000 | 16600 | 0.17 | 1.028 | 1.74 | 6.3614 | 3.4211 | 2.796 |  | 2952 | 7600 | 11220 | 0.204 | 0.857 | 1.421 | 4.2409 | 2.599 | 2.314 |  | 2583 |  | 6885 | 0.1836 |  | 1.006 | 4.1231 | 2.0058
GD Midea Air-Conditioning Equipment Co.,Ltd | Lennox | MP-Series | 10058830 | MPB009S4S-1P | M22A009S4-1P | HRCU-A-CB-O | 10.5 | 20 | 13 | 9000 | Yes | Ductless | Single-zone | Non-ducted indoor units (Mini-splits) | 3038 | 10000 | 12680 | 0.152 | 0.85 | 1.336 | 5.8576 | 3.4479 | 2.7815 |  | 2412 | 5800 | 8912 | 0.178 | 0.639 | 1.202 | 3.9713 | 2.6601 | 2.1729 |  | 2102 |  | 7878 | 0.159 |  | 1.172 | 3.8744 | 1.97
GD Midea Air-Conditioning Equipment Co.,Ltd | Lennox | MP-Series | 10058831 | MPB009S4S-1P | M22A009S4-2P | HRCU-A-CB-O | 10.5 | 20 | 13 | 9000 | Yes | Ductless | Single-zone | Non-ducted indoor units (Mini-splits) | 3038 | 10000 | 12680 | 0.152 | 0.85 | 1.336 | 5.8576 | 3.4479 | 2.7815 |  | 2412 | 5800 | 8912 | 0.178 | 0.639 | 1.202 | 3.9713 | 2.6601 | 2.1729 |  | 2102 |  | 7878 | 0.159 |  | 1.172 | 3.8744 | 1.97
GD Midea Air-Conditioning Equipment Co.,Ltd | DIRECT AIR |  | 8775842 | MOBA30-09HFN1-MT0W | CCA3U-09HRFN1-M(C) | HRCU-A-CB-O | 10.5 | 20 | 13 | 9000 | Yes | Ductless | Single-zone | Non-ducted indoor units (Mini-splits) | 3038 | 10000 | 12680 | 0.152 | 0.85 | 1.336 | 5.8576 | 3.4479 | 2.7815 |  | 2412 | 5800 | 8912 | 0.178 | 0.639 | 1.202 | 3.9713 | 2.6601 | 2.1729 |  | 2102 |  | 7878 | 0.159 |  | 1.172 | 3.8744 | 1.97
GD Midea Air-Conditioning Equipment Co.,Ltd | DIRECT AIR |  | 8989603 | MOBA30-09HFN1-MT0W | MSAEB-09HRFN1-MT0W | HRCU-A-CB-O | 10 | 20.5 | 14 | 9000 | Yes | Ductless | Single-zone | Non-ducted indoor units (Mini-splits) | 3530 | 9800 | 13080 | 0.161 | 0.898 | 1.075 | 6.4257 | 3.1983 | 3.5659 |  | 2610 | 6300 | 8111 | 0.172 | 0.689 | 1.017 | 4.4472 | 2.6797 | 2.3374 |  | 2489 |  | 6609 | 0.159 |  | 1.01 | 4.5878 | 1.9177
GD Midea Air-Conditioning Equipment Co.,Ltd | Willis |  | 9038626 | WSM09MH20S/O | WSM09MH20S/I | HRCU-A-CB-O | 10 | 20.5 | 14 | 9000 | Yes | Ductless | Single-zone | Non-ducted indoor units (Mini-splits) | 2908 | 9800 | 11602.2672 | 0.2454 | 0.89757 | 1.1766 | 3.4729 | 3.1999 | 2.8899 |  | 6300 | 6300 | 7979.9856 | 0.68896 | 0.68896 | 1.0929 | 2.6799 | 2.6799 | 2.1399 |  | 6600 |  | 6700 | 1.0075 |  | 1.0122 | 1.9199 | 1.9399
GD Midea Air-Conditioning Equipment Co.,Ltd | Lennox | MP-Series | 10058825 | MPB018S4S-1P | MCFB018S4-2P | HRCU-A-CB-O | 10.5 | 20 | 12.5 | 18000 | Yes | Ductless | Single-zone | Non-ducted indoor units (Mini-splits) | 4826 | 18000 | 23011 | 0.238 | 1.552 | 2.425 | 5.9427 | 3.399 | 2.781 |  | 3964 | 12000 | 14923 | 0.282 | 1.303 | 1.831 | 4.1196 | 2.699 | 2.3886 |  | 3423 |  | 10274 | 0.253 |  | 1.433 | 3.9651 | 2.1012
GD Midea Air-Conditioning Equipment Co.,Ltd | DIRECT AIR |  | 8775850 | MOCA31-18HFN1-MT0W | MUEU-18HRFN1-M(C) | HRCU-A-CB-O | 10.5 | 20 | 12.5 | 18000 | Yes | Ductless | Single-zone | Non-ducted indoor units (Mini-splits) | 4826 | 18000 | 19020 | 0.238 | 1.552 | 1.65 | 5.9427 | 3.399 | 3.3783 |  | 3964 | 12000 | 13823 | 0.282 | 1.303 | 1.531 | 4.1196 | 2.699 | 2.6461 |  | 3423 |  | 10274 | 0.253 |  | 1.433 | 3.9651 | 2.1012
GD Midea Air-Conditioning Equipment Co.,Ltd | Lennox | MP-Series | 10056175 | MPB024S4S-1P | MWMA024S4-1P | HRCU-A-CB-O | 11.5 | 20.7 | 13.7 | 24000 | Yes | Ductless | Single-zone | Non-ducted indoor units (Mini-splits) | 7100 | 25000 | 32890 | 0.44 | 1.959 | 3.35 | 4.7291 | 3.7401 | 2.8773 |  | 5680 | 15300 | 18925 | 0.528 | 1.661 | 2.618 | 3.1527 | 2.6996 | 2.1186 |  | 4970 |  | 18099 | 0.475 |  | 2.561 | 3.0664 | 2.0712
GD Midea Air-Conditioning Equipment Co.,Ltd | Lennox | MP-Series | 10056176 | MPB024S4S-1P | MWMA024S4-2P | HRCU-A-CB-O | 11.5 | 20.7 | 13.7 | 24000 | Yes | Ductless | Single-zone | Non-ducted indoor units (Mini-splits) | 7100 | 25000 | 32890 | 0.44 | 1.959 | 3.35 | 4.7291 | 3.7401 | 2.8773 |  | 5680 | 15300 | 18925 | 0.528 | 1.661 | 2.618 | 3.1527 | 2.6996 | 2.1186 |  | 4970 |  | 18099 | 0.475 |  | 2.561 | 3.0664 | 2.0712
GD Midea Air-Conditioning Equipment Co.,Ltd | DIRECT AIR |  | 9680950 | MOD31-24HFN1-MT0W | CS11M-23HRFN1-MT0W | HRCU-A-CB-O | 11.5 | 20.7 | 13.7 | 24000 | Yes | Ductless | Single-zone | Non-ducted indoor units (Mini-splits) | 7100 | 25000 | 29740 | 0.44 | 1.959 | 2.66 | 4.7291 | 3.7401 | 3.2767 |  | 5680 | 15300 | 19040 | 0.528 | 1.661 | 2.53 | 3.1527 | 2.6996 | 2.2056 |  | 4970 |  | 18099 | 0.475 |  | 2.561 | 3.0664 | 2.0712
GD Midea Air-Conditioning Equipment Co.,Ltd | Lennox | MP-Series | 10056173 | MPB018S4S-1P | MWMA018S4-1P | HRCU-A-CB-O | 10.4 | 21 | 13 | 18000 | Yes | Ductless | Single-zone | Non-ducted indoor units (Mini-splits) | 4870 | 18000 | 23000 | 0.231 | 1.589 | 2.4 | 6.1786 | 3.3199 | 2.8086 |  | 3896 | 11400 | 15120 | 0.277 | 1.228 | 1.723 | 4.122 | 2.7207 | 2.5718 |  | 3409 |  | 11178 | 0.25 |  | 1.616 | 3.9963 | 2.0272
GD Midea Air-Conditioning Equipment Co.,Ltd | Lennox | MP-Series | 10056174 | MPB018S4S-1P | MWMA018S4-2P | HRCU-A-CB-O | 10.4 | 21 | 13 | 18000 | Yes | Ductless | Single-zone | Non-ducted indoor units (Mini-splits) | 4870 | 18000 | 23000 | 0.231 | 1.589 | 2.4 | 6.1786 | 3.3199 | 2.8086 |  | 3896 | 11400 | 15120 | 0.277 | 1.228 | 1.723 | 4.122 | 2.7207 | 2.5718 |  | 3409 |  | 11178 | 0.25 |  | 1.616 | 3.9963 | 2.0272
GD Midea Air-Conditioning Equipment Co.,Ltd | DIRECT AIR |  | 9680949 | MOCA31-18HFN1-MT0W | CS11M-18HRFN1-MT0W | HRCU-A-CB-O | 10.4 | 21 | 13 | 18000 | Yes | Ductless | Single-zone | Non-ducted indoor units (Mini-splits) | 4870 | 18000 | 19590 | 0.231 | 1.589 | 1.71 | 6.1786 | 3.3199 | 3.3575 |  | 3896 | 11400 | 14020 | 0.277 | 1.228 | 1.65 | 4.122 | 2.7207 | 2.4902 |  | 3409 |  | 11178 | 0.25 |  | 1.616 | 3.9963 | 2.0272
GD Midea Air-Conditioning Equipment Co.,Ltd | Lennox | ML-Series | 9920054 | MLA030S4M-1P | Non-Ducted Indoor Units | HMSV-A-CB | 10.4 | 22 | 13 | 28000 | Yes | Ductless | Multi-zone | Non-ducted indoor units | 5820 | 28000 | 37720 | 0.895 | 2.345 | 3.475 | 1.9058 | 3.4994 | 3.1812 |  | 5411 | 18000 | 31054 | 0.924 | 1.925 | 4.176 | 1.7162 | 2.7404 | 2.1794 |  | 5145 |  | 28160 | 1.008 |  | 4.041 | 1.4959 | 2.0423
GD Midea Air-Conditioning Equipment Co.,Ltd | Lennox | MP-Series | 10056169 | MPB009S4S-1P | MWMA009S4-1P | HRCU-A-CB-O | 10.8 | 23.5 | 14.9 | 9000 | Yes | Ductless | Single-zone | Non-ducted indoor units (Mini-splits) | 3009 | 9800 | 12700 | 0.144 | 0.756 | 1.33 | 6.124 | 3.7991 | 2.7985 |  | 2407 | 5800 | 8890 | 0.173 | 0.616 | 1.098 | 4.0776 | 2.7594 | 2.3729 |  | 2106 |  | 7990 | 0.156 |  | 1.175 | 3.9565 | 1.9929
GD Midea Air-Conditioning Equipment Co.,Ltd | Lennox | MP-Series | 10056170 | MPB009S4S-1P | MWMA009S4-2P | HRCU-A-CB-O | 10.8 | 23.5 | 14.9 | 9000 | Yes | Ductless | Single-zone | Non-ducted indoor units (Mini-splits) | 3009 | 9800 | 12700 | 0.144 | 0.756 | 1.33 | 6.124 | 3.7991 | 2.7985 |  | 2407 | 5800 | 8890 | 0.173 | 0.616 | 1.098 | 4.0776 | 2.7594 | 2.3729 |  | 2106 |  | 7990 | 0.156 |  | 1.175 | 3.9565 | 1.9929
GD Midea Air-Conditioning Equipment Co.,Ltd | DIRECT AIR |  | 9680947 | MOBA30-09HFN1-MT0W | CS11M-09HRFN1-MX0W(A) | HRCU-A-CB-O | 10.8 | 23.5 | 14.9 | 9000 | Yes | Ductless | Single-zone | Non-ducted indoor units (Mini-splits) | 3009 | 9800 | 13360 | 0.144 | 0.756 | 1.1 | 6.124 | 3.7991 | 3.5595 |  | 2407 | 5800 | 8280 | 0.173 | 0.616 | 1.04 | 4.0776 | 2.7594 | 2.3333 |  | 2106 |  | 7990 | 0.156 |  | 1.175 | 3.9565 | 1.9929
GD Midea Air-Conditioning Equipment Co.,Ltd | Lennox | MP-Series | 10058834 | MPB018S4S-1P | M22A018S4-1P | HRCU-A-CB-O | 10.3 | 20 | 12.5 | 18000 | Yes | Ductless | Single-zone | Non-ducted indoor units (Mini-splits) | 4895 | 18000 | 22688 | 0.244 | 1.499 | 2.412 | 5.8794 | 3.5192 | 2.7567 |  | 3931 | 12000 | 15213 | 0.282 | 1.274 | 1.899 | 4.0853 | 2.7605 | 2.3478 |  | 3535 |  | 9410 | 0.261 |  | 1.391 | 3.9694 | 1.9826
GD Midea Air-Conditioning Equipment Co.,Ltd | Lennox | MP-Series | 10058835 | MPB018S4S-1P | M22A018S4-2P | HRCU-A-CB-O | 10.3 | 20 | 12.5 | 18000 | Yes | Ductless | Single-zone | Non-ducted indoor units (Mini-splits) | 4895 | 18000 | 22688 | 0.244 | 1.499 | 2.412 | 5.8794 | 3.5192 | 2.7567 |  | 3931 | 12000 | 15213 | 0.282 | 1.274 | 1.899 | 4.0853 | 2.7605 | 2.3478 |  | 3535 |  | 9410 | 0.261 |  | 1.391 | 3.9694 | 1.9826
GD Midea Air-Conditioning Equipment Co.,Ltd | DIRECT AIR |  | 8775849 | MOCA31-18HFN1-MT0W | CCA3U-18HRFN1-M(C) | HRCU-A-CB-O | 10.3 | 20 | 12.5 | 18000 | Yes | Ductless | Single-zone | Non-ducted indoor units (Mini-splits) | 4895 | 18000 | 19358 | 0.244 | 1.499 | 1.68 | 5.8794 | 3.5192 | 3.3769 |  | 3931 | 12000 | 13936 | 0.282 | 1.274 | 1.55 | 4.0853 | 2.7605 | 2.635 |  | 3535 |  | 9410 | 0.261 |  | 1.391 | 3.9694 | 1.9826
GD Midea Air-Conditioning Equipment Co.,Ltd | Lennox | MP-Series | 10056171 | MPB012S4S-1P | MWMA012S4-1P | HRCU-A-CB-O | 11 | 22.7 | 13.7 | 12000 | Yes | Ductless | Single-zone | Non-ducted indoor units (Mini-splits) | 3880 | 12000 | 17300 | 0.177 | 0.999 | 1.68 | 6.4244 | 3.5204 | 3.0179 |  | 3104 | 7700 | 12110 | 0.212 | 0.816 | 1.414 | 4.291 | 2.7655 | 2.51 |  | 2716 |  | 9134 | 0.192 |  | 1.382 | 4.1457 | 1.937
GD Midea Air-Conditioning Equipment Co.,Ltd | Lennox | MP-Series | 10056172 | MPB012S4S-1P | MWMA012S4-2P | HRCU-A-CB-O | 11 | 22.7 | 13.7 | 12000 | Yes | Ductless | Single-zone | Non-ducted indoor units (Mini-splits) | 3880 | 12000 | 17300 | 0.177 | 0.999 | 1.68 | 6.4244 | 3.5204 | 3.0179 |  | 3104 | 7700 | 12110 | 0.212 | 0.816 | 1.414 | 4.291 | 2.7655 | 2.51 |  | 2716 |  | 9134 | 0.192 |  | 1.382 | 4.1457 | 1.937
GD Midea Air-Conditioning Equipment Co.,Ltd | DIRECT AIR |  | 9680948 | MOCA31-18HFN1-MT0W | CS11M-12HRFN1-MU5W | HRCU-A-CB-O | 11 | 22.7 | 13.7 | 12000 | Yes | Ductless | Single-zone | Non-ducted indoor units (Mini-splits) | 3880 | 12000 | 13660 | 0.177 | 0.999 | 1.1 | 6.4244 | 3.5204 | 3.6394 |  | 3104 | 7700 | 9930 | 0.212 | 0.816 | 1.35 | 4.291 | 2.7655 | 2.1557 |  | 2716 |  | 9134 | 0.192 |  | 1.382 | 4.1457 | 1.937
GD Midea Air-Conditioning Equipment Co.,Ltd | Lennox | MP-Series | 8129542 | MPA024S4S-1P | MWMA024S4-1P | HRCU-A-CB-O | 10 | 20 | 12.5 | 23000 | Yes | Ductless | Single-zone | Non-ducted indoor units (Mini-splits) | 7060 | 25000 | 31850 | 0.446 | 2.275 | 3.42 | 4.6392 | 3.2206 | 2.7293 |  | 5597 | 17800 | 18825 | 0.532 | 1.877 | 2.461 | 3.0833 | 2.7793 | 2.2418 |  | 4942 |  | 16382 | 0.483 |  | 2.202 | 2.9987 | 2.1803
GD Midea Air-Conditioning Equipment Co.,Ltd | Lennox | MP-Series | 9962876 | MPA024S4S-1P | MWMA024S4-2P | HRCU-A-CB-O | 10 | 20 | 12.5 | 23000 | Yes | Ductless | Single-zone | Non-ducted indoor units (Mini-splits) | 7060 | 25000 | 31850 | 0.446 | 2.275 | 3.42 | 4.6392 | 3.2206 | 2.7293 |  | 5597 | 17800 | 18825 | 0.532 | 1.877 | 2.461 | 3.0833 | 2.7793 | 2.2418 |  | 4942 |  | 16382 | 0.483 |  | 2.202 | 2.9987 | 2.1803
GD Midea Air-Conditioning Equipment Co.,Ltd | Lennox | ML-Series | 9920055 | MLA036S4M-1P | Non-Ducted Indoor Units | HMSV-A-CB | 10.5 | 21.5 | 13.5 | 36000 | Yes | Ductless | Multi-zone | Non-ducted indoor units | 7210 | 36000 | 50350 | 1.02 | 2.777 | 4.64 | 2.0716 | 3.7993 | 3.1802 |  | 6845 | 23200 | 38125 | 1.091 | 2.446 | 5.502 | 1.8387 | 2.7797 | 2.0308 |  | 6425 |  | 36000 | 1.146 |  | 5.379 | 1.6431 | 1.9614
GD Midea Air-Conditioning Equipment Co.,Ltd | Lennox | MP-Series | 10056167 | MPB009S4S-1L | MWMB009S4-1L | HRCU-A-CB-O | 11.2 | 24.5 | 15 | 9500 | Yes | Ductless | Single-zone | Non-ducted indoor units (Mini-splits) | 3550 | 11000 | 14500 | 0.151 | 0.862 | 1.65 | 6.8901 | 3.7399 | 2.5755 |  | 2840 | 6500 | 10150 | 0.181 | 0.676 | 1.38 | 4.5985 | 2.818 | 2.1556 |  | 2485 |  | 6776 | 0.16308 |  | 1.02 | 4.4658 | 1.9469
GD Midea Air-Conditioning Equipment Co.,Ltd | Lennox | MP-Series | 10062012 | MPB030S4M-1P | Non-Ducted Indoor Units | HMSV-A-CB | 10.3 | 23 | 12.5 | 28000 | Yes | Ductless | Multi-zone | Non-ducted indoor units | 6010 | 28000 | 36180 | 0.715 | 2.104 | 3.17 | 2.4634 | 3.9002 | 3.3449 |  | 5721 | 17200 | 24345 | 0.765 | 1.788 | 3.451 | 2.1917 | 2.8193 | 2.0675 |  | 5556 |  | 16820 | 0.843 |  | 2.526 | 1.9316 | 1.9515
GD Midea Air-Conditioning Equipment Co.,Ltd | Lennox | MP-Series | 10058816 | MPB009S4S-1P | ducted indoor units | HMSV-A-CB | 10.5 | 19.5 | 13.5 | 9000 | Yes | Ductless | Multi-zone | Ducted Indoor Units | 3056 | 10000 | 12764 | 0.166 | 0.718 | 1.342 | 5.3953 | 4.0818 | 2.7875 |  | 2588 | 6200 | 8991 | 0.176 | 0.64 | 1.212 | 4.3095 | 2.8391 | 2.1741 |  | 2312 |  | 8071 | 0.164 |  | 1.18 | 4.1316 | 2.0046
GD Midea Air-Conditioning Equipment Co.,Ltd | Lennox | MP-Series | 10058826 | MPB024S4S-1P | MCFA024S4-1P | HRCU-A-CB-O | 11 | 20 | 12.5 | 24000 | Yes | Ductless | Single-zone | Non-ducted indoor units (Mini-splits) | 7002 | 24000 | 32821 | 0.448 | 1.733 | 3.368 | 4.5805 | 4.0587 | 2.856 |  | 5592 | 15000 | 18214 | 0.534 | 1.537 | 2.538 | 3.069 | 2.8602 | 2.1032 |  | 4811 |  | 17705 | 0.487 |  | 2.569 | 2.8952 | 2.0198
GD Midea Air-Conditioning Equipment Co.,Ltd | Lennox | MP-Series | 10058827 | MPB024S4S-1P | MCFA024S4-2P | HRCU-A-CB-O | 11 | 20 | 12.5 | 24000 | Yes | Ductless | Single-zone | Non-ducted indoor units (Mini-splits) | 7002 | 24000 | 32821 | 0.448 | 1.733 | 3.368 | 4.5805 | 4.0587 | 2.856 |  | 5592 | 15000 | 18214 | 0.534 | 1.537 | 2.538 | 3.069 | 2.8602 | 2.1032 |  | 4811 |  | 17705 | 0.487 |  | 2.569 | 2.8952 | 2.0198
GD Midea Air-Conditioning Equipment Co.,Ltd | DIRECT AIR |  | 8775853 | MOD31-24HFN1-MT0W | MUEU-24HRFN1-M(C) | HRCU-A-CB-O | 11 | 20 | 12.5 | 24000 | Yes | Ductless | Single-zone | Non-ducted indoor units (Mini-splits) | 7002 | 24000 | 29873 | 0.448 | 1.733 | 2.69 | 4.5805 | 4.0587 | 3.2546 |  | 5592 | 15000 | 18214 | 0.534 | 1.537 | 2.538 | 3.069 | 2.8602 | 2.1032 |  | 4811 |  | 17705 | 0.487 |  | 2.569 | 2.8952 | 2.0198
GD Midea Air-Conditioning Equipment Co.,Ltd | Lennox | MP-Series | 9962880 | MPA012S4S-1P | M22A012S4-2P | HRCU-A-CB-O | 10 | 20.5 | 13 | 12000 | Yes | Ductless | Single-zone | Non-ducted indoor units (Mini-splits) | 4062 | 12000 | 16916 | 0.195 | 0.93 | 1.702 | 6.1049 | 3.7816 | 2.9128 |  | 7200 | 3178 | 11696 | 0.799 | 0.229 | 1.498 | 2.6409 | 4.0672 | 2.2882 |  | 2716 |  | 7465 | 0.218 |  | 1.143 | 3.6513 | 1.9141
GD Midea Air-Conditioning Equipment Co.,Ltd | Lennox | MP-Series | 8129566 | MPA012S4S-1P | M22A012S4-1P | HRCU-A-CB-O | 10 | 20.5 | 13 | 12000 | Yes | Ductless | Single-zone | Non-ducted indoor units (Mini-splits) | 4062 | 12000 | 16916 | 0.195 | 0.93 | 1.702 | 6.1049 | 3.7816 | 2.9128 |  | 7200 | 3178 | 11696 | 0.799 | 0.229 | 1.498 | 2.6409 | 4.0672 | 2.2882 |  | 2716 |  | 7465 | 0.218 |  | 1.143 | 3.6513 | 1.9141
GREE ELECTRIC APPLIANCES INC. OF ZHUHAI | Tosot | Lomo Plus | 10062020 | TW18HQ3D6DO | TW18HQ3D6DI | HRCU-A-CB-O | 12 | 24.5 | 13.5 | 18000 | Yes | Ductless | Single zone | Non-ducted indoor units (Mini-splits) | 3900 | 18000 | 26000 | 0.32 | 1.5 | 3.3 | 3.5718 | 3.5169 | 2.309 |  | 3700 | 14000 | 23000 | 0.31 | 1.45 | 3.2 | 3.4979 | 2.8297 | 2.1064 |  | 3500 |  | 21500 | 0.3 |  | 3.1 | 3.4192 | 2.0326
GREE ELECTRIC APPLIANCES INC. OF ZHUHAI | TOSOT |  | 10062020 | TW18HQ3D6DO | TW18HQ3D6DI | HRCU-A-CB-O | 12 | 24.5 | 13.5 | 18000 | Yes | Ductless | Single-zone | Non-ducted indoor units (Mini-splits) | 3900 | 18000 | 26000 | 0.32 | 1.5 | 3.3 | 3.57 | 3.52 | 2.31 |  | 3700 | 14000 | 23000 | 0.31 | 1.45 | 3.2 | 3.5 | 2.83 | 2.11 |  | 3500 |  | 21500 | 0.3 |  | 3.1 | 3.42 | 2.03
GREE ELECTRIC APPLIANCES INC. OF ZHUHAI | Tosot | Multi Zone | 10064023 | TM36H4O | Non-Ducted Indoor Units | HMSV-A-CB | 11.5 | 21 | 12.5 | 34000 | Yes | Ductless | Multizone | Non-ducted indoor units (Mini-splits) | 8871 | 42500 | 44356 | 1.25 | 3.37 | 3.6 | 2.0799 | 3.696 | 3.611 |  | 19800 | 26500 | 27500 | 2.01 | 2.7 | 2.95 | 2.887 | 2.8764 | 2.732 |  | 20800 |  | 21356 | 2.99 |  | 3.12 | 2.0388 | 2.006
GREE ELECTRIC APPLIANCES INC. OF ZHUHAI | Tosot | Lomo Plus | 10062021 | TW24HQ3D6DO | TW24HQ3D6DI | HRCU-A-CB-O | 12 | 21.5 | 13 | 24000 | Yes | Ductless | Single zone | Non-ducted indoor units (Mini-splits) | 6800 | 24000 | 32000 | 0.38 | 2 | 3.7 | 5.2444 | 3.5169 | 2.5347 |  | 4500 | 15737 | 26263 | 0.5 | 1.57 | 3.38 | 2.6376 | 2.9376 | 2.2772 |  | 4000 |  | 22553.32 | 0.6 |  | 3.2 | 1.9538 | 2.0655
GREE ELECTRIC APPLIANCES INC. OF ZHUHAI | TOSOT |  | 10062021 | TW24HQ3D6DO | TW24HQ3D6DI | HRCU-A-CB-O | 12 | 21.5 | 13 | 22000 | Yes | Ductless | Single-zone | Non-ducted indoor units (Mini-splits) | 6800 | 24000 | 32000 | 0.38 | 2 | 3.7 | 5.2446 | 3.517 | 2.5348 |  | 4500 | 15737 | 26263 | 0.5 | 1.57 | 3.38 | 2.6377 | 2.9377 | 2.2773 |  | 4000 |  | 22553.32 | 0.6 |  | 3.2 | 1.9539 | 2.0656
GREE ELECTRIC APPLIANCES INC. OF ZHUHAI | TOSOT |  | 10062019 | TW12HQ3D6DO | TW12HQ3D6DI | HRCU-A-CB-O | 14 | 30.5 | 15.3 | 12000 | Yes | Ductless | Single-zone | Non-ducted indoor units (Mini-splits) | 3000 | 12200 | 18700 | 0.25 | 0.94 | 1.6 | 3.5169 | 3.8037 | 3.4253 |  | 2800 | 8100 | 9000 | 0.23 | 0.74 | 1 | 3.5678 | 3.2079 | 2.6376 |  | 2600 |  | 8000 | 0.22 |  | 0.86 | 3.4636 | 2.7262
GREE ELECTRIC APPLIANCES INC. OF ZHUHAI | Tosot | Lomo Plus | 10062019 | TW12HQ3D6DO | TW12HQ3D6DI | HRCU-A-CB-O | 14 | 30.5 | 15.3 | 12000 | Yes | Ductless | Single zone | Non-ducted indoor units (Mini-splits) | 3000 | 12200 | 18700 | 0.25 | 0.94 | 1.6 | 3.5169 | 3.8037 | 3.4253 |  | 2800 | 8100 | 9000 | 0.23 | 0.74 | 1 | 3.5678 | 3.2079 | 2.6376 |  | 2600 |  | 8000 | 0.22 |  | 0.86 | 3.4636 | 2.7262
GREE ELECTRIC APPLIANCES INC. OF ZHUHAI GREE ELECTRIC APPLIANCES INC. OF ZHUHAI | Gree | U-Crown Series | 7607469 | GWH18UC-D3DNA4C/O | GWH18UC-D3DN***/I | HRCU-A-CB-O | 10.5 | 21 | 12.5 | 18000 | Yes | Ductless | Single-zone | Non-ducted indoor units (Mini-splits) | 3753 | 19000 | 24566 | 0.35 | 1.8 | 2.5 | 3.1426 | 3.0935 | 2.8798 |  | 3753 | 12717 | 24566 | 0.35 | 1.49 | 2.5 | 3.1426 | 2.5013 | 2.8798 |  | 3753 |  | 19190 | 0.55 |  | 1.97 | 1.9998 | 2.8548
GREE ELECTRIC APPLIANCES INC. OF ZHUHAI GREE ELECTRIC APPLIANCES INC. OF ZHUHAI | Gree | Extreme Series | 9114294 | GWH18YE-D3DNA1A/O | GWH18AAE-D3DN***/I | HRCU-A-CB-O | 12 | 24.5 | 13.5 | 18000 | Yes | Ductless | Single-zone | Non-ducted indoor units (Mini-splits) | 3900 | 18000 | 26000 | 0.32 | 1.5 | 3.3 | 3.5718 | 3.5169 | 2.309 |  | 3700 | 14000 | 23000 | 0.31 | 1.45 | 3.2 | 3.4979 | 2.8297 | 2.1064 |  | 3500 |  | 21500 | 0.3 |  | 3.1 | 3.4192 | 2.0326
GREE ELECTRIC APPLIANCES INC. OF ZHUHAI GREE ELECTRIC APPLIANCES INC. OF ZHUHAI | Gree | Free Match G-Series | 9084227 | GWHD(36)ND3GO | Non-Ducted Indoor Units | HMSV-A-CB | 11.5 | 21 | 12.5 | 34000 | Yes | Ductless | Multi-zone | Non-ducted indoor units | 8871 | 42500 | 44356 | 1.25 | 3.37 | 3.6 | 2.0799 | 3.696 | 3.611 |  | 19800 | 26500 | 27500 | 2.01 | 2.7 | 2.95 | 2.887 | 2.8764 | 2.732 |  | 20800 |  | 21356 | 2.99 |  | 3.12 | 2.0388 | 2.006
GREE ELECTRIC APPLIANCES INC. OF ZHUHAI GREE ELECTRIC APPLIANCES INC. OF ZHUHAI | Gree | U-Crown Series | 7607465 | GWH09UC-D3DNA4C/O | GWH09UC-D3DN***/I | HRCU-A-CB-O | 10.5 | 30.5 | 15.7 | 9000 | Yes | Ductless | Single-zone | Non-ducted indoor units (Mini-splits) | 2388 | 9000 | 13240 | 0.2 | 0.61 | 1.35 | 3.4993 | 4.324 | 2.8743 |  | 2388 | 5500 | 13240 | 0.2 | 0.56 | 1.35 | 3.4993 | 2.8784 | 2.8743 |  | 2388 |  | 10488 | 0.4 |  | 1.55 | 1.7496 | 1.9831
GREE ELECTRIC APPLIANCES INC. OF ZHUHAI GREE ELECTRIC APPLIANCES INC. OF ZHUHAI | Gree | Extreme Series | 9123256 | GWH24YE-D3DNA1A/O | GWH24AAE-D3DN***/I | HRCU-A-CB-O | 12 | 21.5 | 13 | 22000 | Yes | Ductless | Single-zone | Non-ducted indoor units (Mini-splits) | 6800 | 24000 | 32000 | 0.38 | 2 | 3.7 | 5.2444 | 3.5169 | 2.5347 |  | 4500 | 15737 | 26263 | 0.5 | 1.57 | 3.38 | 2.6376 | 2.9376 | 2.2772 |  | 4000 |  | 22553 | 0.6 |  | 3.2 | 1.9538 | 2.0655
GREE ELECTRIC APPLIANCES INC. OF ZHUHAI GREE ELECTRIC APPLIANCES INC. OF ZHUHAI | Gree | U-Crown Series | 7607467 | GWH12UC-D3DNA4C/O | GWH12UC-D3DN***/I | HRCU-A-CB-O | 10.5 | 23 | 12.7 | 12000 | Yes | Ductless | Single-zone | Non-ducted indoor units (Mini-splits) | 3071 | 13000 | 13000 | 0.2 | 1.21 | 1.22 | 4.5001 | 3.1487 | 3.1229 |  | 3071 | 13000 | 13000 | 0.2 | 1.21 | 1.22 | 4.5001 | 3.1487 | 3.1229 |  | 3071 |  | 13000 | 0.4 |  | 1.38 | 2.2501 | 2.7608
GREE ELECTRIC APPLIANCES INC. OF ZHUHAI GREE ELECTRIC APPLIANCES INC. OF ZHUHAI | Gree | Extreme Series | 9944776 | GWH12YD-D3DNA1A/O | GWH12AAD-D3DN***/I | HRCU-A-CB-O | 14 | 30.5 | 15.3 | 12000 | Yes | Ductless | Single-zone | Non-ducted indoor units (Mini-splits) | 3000 | 12200 | 18700 | 0.25 | 0.94 | 1.6 | 3.5169 | 3.8037 | 3.4253 |  | 2800 | 8100 | 9000 | 0.23 | 0.74 | 1 | 3.5678 | 3.2079 | 2.6376 |  | 2600 |  | 8000 | 0.22 |  | 0.86 | 3.4636 | 2.7262
Haier | Haier | Advanced Series | 8028490 | 1U18ES2VHA | AW18ES2VHA | HRCU-A-CB-O | 11 | 21 | 12.6 | 17000 | Yes | Ductless | Single-zone | Non-ducted indoor units (Mini-splits) | 5400 | 22000 | 26400 | 0.4 | 1.83 | 2.9 | 3.96 | 3.5234 | 2.67 |  | 4500 | 14000 | 19600 | 0.45 | 1.5 | 2.7 | 2.93 | 2.74 | 2.13 |  | 3800 |  | 14900 | 0.43 |  | 2.1 | 2.59 | 2.08
Haier | Haier | Advanced Series | 8028525 | 1U24ES2VHA | AW24ES2VHA | HRCU-A-CB-O | 10 | 20 | 12.5 | 22000 | Yes | Ductless | Single-zone | Non-ducted indoor units (Mini-splits) | 6800 | 27700 | 34800 | 0.55 | 2.35 | 3.3 | 3.62 | 3.4546 | 3.09 |  | 5800 | 18500 | 26000 | 0.58 | 1.9 | 3.25 | 2.93 | 2.85 | 2.35 |  | 4700 |  | 20500 | 0.55 |  | 2.8 | 2.51 | 2.15
Haier | Haier | Advanced Series | 8021588 | 1U12ES2VHA | AW12ES2VHA | HRCU-A-CB-O | 11 | 23 | 12.5 | 12000 | Yes | Ductless | Single-zone | Non-ducted indoor units (Mini-splits) | 4100 | 16000 | 19800 | 0.225 | 1.25 | 1.66 | 5.33 | 3.7515 | 3.49 |  | 3550 | 12220 | 13120 | 0.33 | 1.19 | 1.25 | 3.11 | 3 | 3.07 |  | 2960 |  | 10160 | 0.3 |  | 1.21 | 2.85 | 2.46
Haier | Haier | Novel Series | 6970203 | HSU09VHG(DB)-W | HSU09VHG(DB)-G | HRCU-A-CB-O | 10 | 18 | 13 | 8500 | Yes | Ductless | Single-zone | Non-ducted indoor units (Mini-splits) | 4000 | 9000 | 10140 | 0.27 | 0.65 | 0.82 | 4.342 | 4.0581 | 3.6242 |  | 3200 | 5600 | 7190 | 0.27 | 0.52 | 0.64 | 3.4736 | 3.1563 | 3.2926 |  | 2800 |  | 6000 | 0.27 |  | 0.75 | 3.0394 | 2.3447
Haier | Haier | Arctic Series | 8862047 | 1U09EH2VHA | AW09EH2VHA | HRCU-A-CB-O | 13 | 28 | 15.5 | 9000 | Yes | Ductless | Single-zone | Non-ducted indoor units (Mini-splits) | 4000 | 12000 | 22000 | 0.245 | 0.9 | 1.65 | 4.785 | 3.9078 | 3.908 |  | 3100 | 9000 | 12000 | 0.26 | 0.82 | 1.18 | 3.494 | 3.217 | 2.981 |  | 2800 |  | 12000 | 0.26 |  | 1.58 | 3.156 | 2.226
Haier | Haier | Advanced Series | 8028528 | 1U09ES2VHA | AW09ES2VHA | HRCU-A-CB-O | 12 | 23.5 | 14.5 | 9000 | Yes | Ductless | Single-zone | Non-ducted indoor units (Mini-splits) | 4000 | 10000 | 15000 | 0.25 | 0.65 | 1.2 | 4.69 | 4.509 | 3.66 |  | 3200 | 7400 | 10800 | 0.27 | 0.63 | 1.1 | 3.54 | 3.44 | 2.88 |  | 2800 |  | 10000 | 0.26 |  | 1.18 | 3.16 | 2.48
International Comfort Products | HEIL | High Wall System | 8177099 | DLCAHB18K1A | DLFAHH18K1A | HRCU-A-CB-O | 10.3 | 21 | 12.5 | 18000 | Yes | Ductless | Single-zone | Non-ducted indoor units (Mini-splits) | 3753 | 19000 | 24566 | 0.35 | 1.797 | 2.5 | 3.14 | 3.098 | 2.879 |  | 3753 | 12717 | 24566 | 0.35 | 1.49 | 2.5 | 3.14 | 2.501 | 2.879 |  | 3753 |  | 19190 | 0.55 |  | 1.97 | 1.999 | 2.85
International Comfort Products | KEEPRITE | High Wall System | 8177100 | DLCAHB18K1A | DLFAHH18K1A | HRCU-A-CB-O | 10.3 | 21 | 12.5 | 18000 | Yes | Ductless | Single-zone | Non-ducted indoor units (Mini-splits) | 3753 | 19000 | 24566 | 0.35 | 1.797 | 2.5 | 3.14 | 3.098 | 2.879 |  | 3753 | 12717 | 24566 | 0.35 | 1.49 | 2.5 | 3.14 | 2.501 | 2.879 |  | 3753 |  | 19190 | 0.55 |  | 1.97 | 1.999 | 2.85
International Comfort Products | TEMPSTAR | High Wall System | 8177101 | DLCAHB18K1A | DLFAHH18K1A | HRCU-A-CB-O | 10.3 | 21 | 12.5 | 18000 | Yes | Ductless | Single-zone | Non-ducted indoor units (Mini-splits) | 3753 | 19000 | 24566 | 0.35 | 1.797 | 2.5 | 3.14 | 3.098 | 2.879 |  | 3753 | 12717 | 24566 | 0.35 | 1.49 | 2.5 | 3.14 | 2.501 | 2.879 |  | 3753 |  | 19190 | 0.55 |  | 1.97 | 1.999 | 2.85
International Comfort Products | DAY & NIGHT | High Wall System | 8177102 | DLCAHB18K1A | DLFAHH18K1A | HRCU-A-CB-O | 10.3 | 21 | 12.5 | 18000 | Yes | Ductless | Single-zone | Non-ducted indoor units (Mini-splits) | 3753 | 19000 | 24566 | 0.35 | 1.797 | 2.5 | 3.14 | 3.098 | 2.879 |  | 3753 | 12717 | 24566 | 0.35 | 1.49 | 2.5 | 3.14 | 2.501 | 2.879 |  | 3753 |  | 19190 | 0.55 |  | 1.97 | 1.999 | 2.85
International Comfort Products | ARCOAIRE | High Wall System | 8177103 | DLCAHB18K1A | DLFAHH18K1A | HRCU-A-CB-O | 10.3 | 21 | 12.5 | 18000 | Yes | Ductless | Single-zone | Non-ducted indoor units (Mini-splits) | 3753 | 19000 | 24566 | 0.35 | 1.797 | 2.5 | 3.14 | 3.098 | 2.879 |  | 3753 | 12717 | 24566 | 0.35 | 1.49 | 2.5 | 3.14 | 2.501 | 2.879 |  | 3753 |  | 19190 | 0.55 |  | 1.97 | 1.999 | 2.85
International Comfort Products | KENMORE | High Wall System | 8177104 | DLCAHB18K1A | DLFAHH18K1A | HRCU-A-CB-O | 10.3 | 21 | 12.5 | 18000 | Yes | Ductless | Single-zone | Non-ducted indoor units (Mini-splits) | 3753 | 19000 | 24566 | 0.35 | 1.797 | 2.5 | 3.14 | 3.098 | 2.879 |  | 3753 | 12717 | 24566 | 0.35 | 1.49 | 2.5 | 3.14 | 2.501 | 2.879 |  | 3753 |  | 19190 | 0.55 |  | 1.97 | 1.999 | 2.85
International Comfort Products | COMFORTMAKER | High Wall System | 8177105 | DLCAHB18K1A | DLFAHH18K1A | HRCU-A-CB-O | 10.3 | 21 | 12.5 | 18000 | Yes | Ductless | Single-zone | Non-ducted indoor units (Mini-splits) | 3753 | 19000 | 24566 | 0.35 | 1.797 | 2.5 | 3.14 | 3.098 | 2.879 |  | 3753 | 12717 | 24566 | 0.35 | 1.49 | 2.5 | 3.14 | 2.501 | 2.879 |  | 3753 |  | 19190 | 0.55 |  | 1.97 | 1.999 | 2.85
International Comfort Products | HEIL | High Wall System | 8177081 | DLCAHB09K1A | DLFAHH09K1A | HRCU-A-CB-O | 10.3 | 30.5 | 15.7 | 9000 | Yes | Ductless | Single-zone | Non-ducted indoor units (Mini-splits) | 2388 | 9000 | 13240 | 0.2 | 0.61 | 1.345 | 3.499 | 4.3242 | 2.885 |  | 2388 | 5500 | 13240 | 0.2 | 0.557 | 1.345 | 3.499 | 2.893 | 2.885 |  | 2388 |  | 10488 | 0.4 |  | 1.553 | 1.749 | 1.979
International Comfort Products | KEEPRITE | High Wall System | 8177082 | DLCAHB09K1A | DLFAHH09K1A | HRCU-A-CB-O | 10.3 | 30.5 | 15.7 | 9000 | Yes | Ductless | Single-zone | Non-ducted indoor units (Mini-splits) | 2388 | 9000 | 13240 | 0.2 | 0.61 | 1.345 | 3.499 | 4.32 | 2.885 |  | 2388 | 5500 | 13240 | 0.2 | 0.557 | 1.345 | 3.499 | 2.893 | 2.885 |  | 2388 |  | 10488 | 0.4 |  | 1.553 | 1.749 | 1.979
International Comfort Products | TEMPSTAR | High Wall System | 8177083 | DLCAHB09K1A | DLFAHH09K1A | HRCU-A-CB-O | 10.3 | 30.5 | 15.7 | 9000 | Yes | Ductless | Single-zone | Non-ducted indoor units (Mini-splits) | 2388 | 9000 | 13240 | 0.2 | 0.61 | 1.345 | 3.499 | 4.32 | 2.885 |  | 2388 | 5500 | 13240 | 0.2 | 0.557 | 1.345 | 3.499 | 2.893 | 2.885 |  | 2388 |  | 10488 | 0.4 |  | 1.553 | 1.749 | 1.979
International Comfort Products | DAY & NIGHT | High Wall System | 8177084 | DLCAHB09K1A | DLFAHH09K1A | HRCU-A-CB-O | 10.3 | 30.5 | 15.7 | 9000 | Yes | Ductless | Single-zone | Non-ducted indoor units (Mini-splits) | 2388 | 9000 | 13240 | 0.2 | 0.61 | 1.345 | 3.499 | 4.32 | 2.885 |  | 2388 | 5500 | 13240 | 0.2 | 0.557 | 1.345 | 3.499 | 2.893 | 2.885 |  | 2388 |  | 10488 | 0.4 |  | 1.553 | 1.749 | 1.979
International Comfort Products | ARCOAIRE | High Wall System | 8177085 | DLCAHB09K1A | DLFAHH09K1A | HRCU-A-CB-O | 10.3 | 30.5 | 15.7 | 9000 | Yes | Ductless | Single-zone | Non-ducted indoor units (Mini-splits) | 2388 | 9000 | 13240 | 0.2 | 0.61 | 1.345 | 3.499 | 4.32 | 2.885 |  | 2388 | 5500 | 13240 | 0.2 | 0.557 | 1.345 | 3.499 | 2.893 | 2.885 |  | 2388 |  | 10488 | 0.4 |  | 1.553 | 1.749 | 1.979
International Comfort Products | KENMORE | High Wall System | 8177086 | DLCAHB09K1A | DLFAHH09K1A | HRCU-A-CB-O | 10.3 | 30.5 | 15.7 | 9000 | Yes | Ductless | Single-zone | Non-ducted indoor units (Mini-splits) | 2388 | 9000 | 13240 | 0.2 | 0.61 | 1.345 | 3.499 | 4.32 | 2.885 |  | 2388 | 5500 | 13240 | 0.2 | 0.557 | 1.345 | 3.499 | 2.893 | 2.885 |  | 2388 |  | 10488 | 0.4 |  | 1.553 | 1.749 | 1.979
International Comfort Products | COMFORTMAKER | High Wall System | 8177087 | DLCAHB09K1A | DLFAHH09K1A | HRCU-A-CB-O | 10.3 | 30.5 | 15.7 | 9000 | Yes | Ductless | Single-zone | Non-ducted indoor units (Mini-splits) | 2388 | 9000 | 13240 | 0.2 | 0.61 | 1.345 | 3.499 | 4.32 | 2.885 |  | 2388 | 5500 | 13240 | 0.2 | 0.557 | 1.345 | 3.499 | 2.893 | 2.885 |  | 2388 |  | 10488 | 0.4 |  | 1.553 | 1.749 | 1.979
International Comfort Products | HEIL | High Wall System | 8177090 | DLCAHB12K1A | DLFAHH12K1A | HRCU-A-CB-O | 10.3 | 23 | 12.7 | 12000 | Yes | Ductless | Single-zone | Non-ducted indoor units (Mini-splits) | 3071 | 13000 | 13000 | 0.2 | 1.212 | 1.22 | 4.5 | 3.143 | 3.12 |  | 3071 | 13000 | 13000 | 0.2 | 1.212 | 1.22 | 4.5 | 3.143 | 3.12 |  | 3071 |  | 13000 | 0.4 |  | 1.38 | 2.25 | 2.76
International Comfort Products | KEEPRITE | High Wall System | 8177091 | DLCAHB12K1A | DLFAHH12K1A | HRCU-A-CB-O | 10.3 | 23 | 12.7 | 12000 | Yes | Ductless | Single-zone | Non-ducted indoor units (Mini-splits) | 3071 | 13000 | 13000 | 0.2 | 1.212 | 1.22 | 4.5 | 3.143 | 3.12 |  | 3071 | 13000 | 13000 | 0.2 | 1.212 | 1.22 | 4.5 | 3.143 | 3.12 |  | 3071 |  | 13000 | 0.4 |  | 1.38 | 2.25 | 2.76
International Comfort Products | TEMPSTAR | High Wall System | 8177092 | DLCAHB12K1A | DLFAHH12K1A | HRCU-A-CB-O | 10.3 | 23 | 12.7 | 12000 | Yes | Ductless | Single-zone | Non-ducted indoor units (Mini-splits) | 3071 | 13000 | 13000 | 0.2 | 1.212 | 1.22 | 4.5 | 3.143 | 3.12 |  | 3071 | 13000 | 13000 | 0.2 | 1.212 | 1.22 | 4.5 | 3.143 | 3.12 |  | 3071 |  | 13000 | 0.4 |  | 1.38 | 2.25 | 2.76
International Comfort Products | DAY & NIGHT | High Wall System | 8177093 | DLCAHB12K1A | DLFAHH12K1A | HRCU-A-CB-O | 10.3 | 23 | 12.7 | 12000 | Yes | Ductless | Single-zone | Non-ducted indoor units (Mini-splits) | 3071 | 13000 | 13000 | 0.2 | 1.212 | 1.22 | 4.5 | 3.143 | 3.12 |  | 3071 | 13000 | 13000 | 0.2 | 1.212 | 1.22 | 4.5 | 3.143 | 3.12 |  | 3071 |  | 13000 | 0.4 |  | 1.38 | 2.25 | 2.76
International Comfort Products | ARCOAIRE | High Wall System | 8177094 | DLCAHB12K1A | DLFAHH12K1A | HRCU-A-CB-O | 10.3 | 23 | 12.7 | 12000 | Yes | Ductless | Single-zone | Non-ducted indoor units (Mini-splits) | 3071 | 13000 | 13000 | 0.2 | 1.212 | 1.22 | 4.5 | 3.143 | 3.12 |  | 3071 | 13000 | 13000 | 0.2 | 1.212 | 1.22 | 4.5 | 3.143 | 3.12 |  | 3071 |  | 13000 | 0.4 |  | 1.38 | 2.25 | 2.76
International Comfort Products | KENMORE | High Wall System | 8177095 | DLCAHB12K1A | DLFAHH12K1A | HRCU-A-CB-O | 10.3 | 23 | 12.7 | 12000 | Yes | Ductless | Single-zone | Non-ducted indoor units (Mini-splits) | 3071 | 13000 | 13000 | 0.2 | 1.212 | 1.22 | 4.5 | 3.143 | 3.12 |  | 3071 | 13000 | 13000 | 0.2 | 1.212 | 1.22 | 4.5 | 3.143 | 3.12 |  | 3071 |  | 13000 | 0.4 |  | 1.38 | 2.25 | 2.76
International Comfort Products | COMFORTMAKER | High Wall System | 8177096 | DLCAHB12K1A | DLFAHH12K1A | HRCU-A-CB-O | 10.3 | 23 | 12.7 | 12000 | Yes | Ductless | Single-zone | Non-ducted indoor units (Mini-splits) | 3071 | 13000 | 13000 | 0.2 | 1.212 | 1.22 | 4.5 | 3.143 | 3.12 |  | 3071 | 13000 | 13000 | 0.2 | 1.212 | 1.22 | 4.5 | 3.143 | 3.12 |  | 3071 |  | 13000 | 0.4 |  | 1.38 | 2.25 | 2.76
Lennox Industries, Inc. | Lennox | ML-Series | 8994418 | MLA030S4M-1P | Non-Ducted Indoor Units | N/A | 10.4 | 22 | 13 |  | Yes | Ductless | Multi-zone | N/A | 5820 | 28000 | 37720 | 0.895 | 2.345 | 3.475 | 1.9058 | 3.4994 | 3.1812 |  | 5411 | 18000 | 31054 | 0.924 | 1.925 | 4.176 | 1.7162 | 2.7404 | 2.1794 |  | 5145 |  | 28160 | 1.008 |  | 4.041 | 1.4959 | 2.0423
Lennox Industries, Inc. | Lennox | ML-Series | 8994421 | MLA036S4M-1P | Non-Ducted Indoor Units | N/A | 10.5 | 21.5 | 13.5 |  | Yes | Ductless | Multi-zone | N/A | 7210 | 36000 | 50350 | 1.02 | 2.777 | 4.64 | 2.0716 | 3.7993 | 3.1802 |  | 6845 | 23200 | 38125 | 1.091 | 2.446 | 5.502 | 1.8387 | 2.7797 | 2.0308 |  | 6425 |  | 36000 | 1.146 |  | 5.379 | 1.6431 | 1.9614
LG Electronics Canada, Inc. | LG | Prestige (Canada) | 8584525 | LAU180HYV1 | LAN180HYV1 | HRCU-A-CB-O | 12.5 | 24 | 13.5 | 18200 | Yes | Ductless | Single-Zone | Non-ducted indoor units (Mini-splits) | 3070 | 22000 | 30709 | 0.55 | 1.69 | 2.49 | 1.6359 | 3.8151 | 3.6144 |  | 2333 | 13000 | 22340 | 0.24 | 1.37 | 2.44 | 2.8489 | 2.781 | 2.6833 |  | 1929 |  | 19300 | 0.24 |  | 2.39 | 2.3556 | 2.3666
LG Electronics Canada, Inc. | LG | Prestige (Canada) | 8584526 | LAU240HYV1 | LAN240HYV1 | HRCU-A-CB-O | 12 | 22 | 12.5 | 22000 | Yes | Ductless | Single-Zone | Non-ducted indoor units (Mini-splits) | 3070 | 27000 | 35200 | 0.55 | 2.2 | 3.24 | 1.6359 | 3.5968 | 3.184 |  | 2333 | 17200 | 27410 | 0.24 | 1.8 | 3.16 | 2.8489 | 2.8005 | 2.5421 |  | 1929 |  | 23690 | 0.24 |  | 3.1 | 2.3556 | 2.2396
LG Electronics Canada, Inc. | LG | Prestige (Canada) | 6233140 | LAU120HYV | LAN120HYV | HRCU-A-CB-O | 11.5 | 25.5 | 14.1 | 12000 | Yes | Ductless | Single-Zone | Non-ducted indoor units (Mini-splits) | 1023 | 13600 | 22178 | 0.06 | 0.86 | 1.98 | 4.9969 | 4.6346 | 3.2827 |  | 676 | 8350 | 14650 | 0.07 | 0.69 | 1.5 | 2.8302 | 3.5466 | 2.8623 |  | 633 |  | 13720 | 0.07 |  | 1.47 | 2.6502 | 2.7353
LG Electronics USA, Inc | LG |  | 7012586 | LSU240HLV | LSN240HLV | HRCU-A-CB-O | 11 | 21.5 | 12.5 | 22000 | Yes | Ductless | Single-zone | Non-ducted indoor units (Mini-splits) | 3070 | 27000 | 38898 | 0.3 | 2.38 | 4.1 | 3 | 3.3 | 2.8 |  | 2250 | 16570 | 27410 | 0.26 | 1.92 | 3.42 | 2.5 | 2.5 | 2.3 |  | 1500 |  | 23690 | 0.2 |  | 3.36 | 2.2 | 2.1
LG Electronics USA, Inc | LG |  | 7180063 | LMU36CHV | Non-Ducted Indoor Units | HMSV-A-CB | 10 | 22 | 13 | 32000 | Yes | Ductless | Multi-zone | Non-ducted indoor units | 9240 | 36000 | 41600 | 1.127 | 2.74 | 3.836 | 2.4 | 3.9 | 3.2 |  | 5658 | 20000 | 29105 | 0.924 | 2.24 | 2.79 | 1.8 | 2.6 | 3.1 |  | 4446 |  | 22057 | 0.868 |  | 2.6 | 1.5 | 2.5
LG Electronics USA, Inc | LG |  | 7184507 | LMU24CHV | Mixed | HMSV-A-CB | 10.2 | 19.6 | 12.5 | 18900 | Yes | Ductless | Multi-zone | Mixed Ducted and Non-ducted indoor units | 10230 | 23250 | 27900 | 1.171 | 1.859 | 2.6 | 2.6 | 3.7 | 3.1 |  | 6270 | 14250 | 20394 | 1.008 | 1.61 | 1.76 | 1.8 | 2.6 | 3.4 |  | 4932 |  | 14109 | 0.973 |  | 1.7 | 1.5 | 2.4
LG Electronics USA, Inc | LG |  | 6236101 | LSU240HSV3 | LSN240HSV3 | HRCU-A-CB-O | 10.2 | 20 | 12.5 | 22000 | Yes | Ductless | Single-zone | Non-ducted indoor units (Mini-splits) | 3070 | 27600 | 38900 | 0.3 | 2.38 | 4.1 | 3 | 3.4 | 2.8 |  | 2250 | 16940 | 28020 | 0.26 | 1.92 | 3.42 | 2.6 | 2.6 | 2.4 |  | 1500 |  | 24220 | 0.2 |  | 3.36 | 2.2 | 2.1
LG Electronics USA, Inc | LG |  | 7180062 | LMU24CHV | Non-Ducted Indoor Units | HMSV-A-CB | 10.6 | 21.7 | 13.5 | 20000 | Yes | Ductless | Multi-zone | Non-ducted indoor units | 9240 | 24000 | 28800 | 1.092 | 1.8 | 2.52 | 2.5 | 3.9 | 3.3 |  | 5580 | 14500 | 21097 | 0.945 | 1.56 | 1.71 | 1.7 | 2.7 | 3.6 |  | 4332 |  | 14595 | 0.917 |  | 1.65 | 1.4 | 2.6
LG Electronics USA, Inc | LG |  | 8111355 | LMU30CHV | Non-Ducted Indoor Units | HMSV-A-CB | 10 | 22 | 13 | 30000 | Yes | Ductless | Multi-zone | Non-ducted indoor units | 9240 | 32000 | 38400 | 1.043 | 2.49 | 3.486 | 2.6 | 3.8 | 3.2 |  | 5658 | 19600 | 26739 | 0.882 | 2.1 | 2.55 | 1.9 | 2.7 | 3.1 |  | 4446 |  | 20622 | 0.84 |  | 2.42 | 1.6 | 2.5
LG Electronics USA, Inc | LG |  | 7849625 | LAU120HYV1 | LAN120HYV1 | HRCU-A-CB-O | 12 | 25.5 | 13.8 | 11000 | Yes | Ductless | Single-zone | Non-ducted indoor units (Mini-splits) | 1023 | 12000 | 22178 | 0.06 | 0.75 | 1.39 | 5 | 4.7 | 4.7 |  | 676 | 7360 | 14650 | 0.07 | 0.61 | 1.5 | 2.8 | 2.8303 | 2.9 |  | 633 |  | 13720 | 0.07 |  | 1.47 | 2.7 | 2.7
LG Electronics USA, Inc | LG |  | 5859619 | LUU187HV | LCN187HV | HRCU-A-CB-O | 10.1 | 20 | 15 | 18000 | Yes | Ductless | Single-zone | Non-ducted indoor units (Mini-splits) | 9300 | 20000 | 22000 | 0.74 | 1.5 | 1.78 | 3.7 | 3.9 | 3.6 |  | 6820 | 12500 | 14330 | 0.69 | 1.27 | 1.54 | 2.9 | 2.9 | 2.7 |  | 4550 |  | 11271 | 0.55 |  | 1.47 | 2.4 | 2.2
LG Electronics USA, Inc | LG |  | 7947563 | LAU090HYV1 | LAN090HYV1 | HRCU-A-CB-O | 12 | 27.5 | 15.65 | 9000 | Yes | Ductless | Single-zone | Non-ducted indoor units (Mini-splits) | 1023 | 11000 | 20472 | 0.07 | 0.71 | 1.32 | 4.3 | 4.5 | 4.5 |  | 597 | 6750 | 11940 | 0.06 | 0.57 | 1.16 | 2.9 | 2.9162 | 3 |  | 561 |  | 11220 | 0.06 |  | 1.14 | 2.7 | 2.9
LG Electronics USA, Inc | LG |  | 7484111 | LSU120HSV4 | LAN120HSV4 | HRCU-A-CB-O | 11 | 21.5 | 12.5 | 11200 | Yes | Ductless | Single-zone | Non-ducted indoor units (Mini-splits) | 1023 | 13300 | 22178 | 0.08 | 1 | 1.9 | 3.7 | 3.9 | 3.4 |  | 750 | 8160 | 13500 | 0.07 | 0.81 | 1.44 | 3 | 3.1402 | 2.7 |  | 500 |  | 11670 | 0.054 |  | 1.41 | 2.7 | 2.4
LG Electronics USA, Inc | LG |  | 7484112 | LSU120HSV4 | LSN120HSV4 | HRCU-A-CB-O | 11 | 21.5 | 12.5 | 11200 | Yes | Ductless | Single-zone | Non-ducted indoor units (Mini-splits) | 1023 | 13300 | 22178 | 0.08 | 1 | 1.9 | 3.7 | 3.9 | 3.4 |  | 750 | 8160 | 13500 | 0.07 | 0.81 | 1.44 | 3 | 3.1402 | 2.7 |  | 500 |  | 11670 | 0.054 |  | 1.41 | 2.7 | 2.4
LG Electronics USA, Inc | LG |  | 8111358 | LMU480HV | Non-Ducted Indoor Units | HMSV-A-CB | 10 | 19.5 | 12.5 | 48000 | Yes | Ductless | Multi-zone | Non-ducted indoor units | 15840 | 54000 | 61000 | 1.419 | 4.32 | 6.02 | 3.3 | 3.7 | 3 |  | 9996 | 34080 | 49014 | 0.993 | 3.02 | 5.07 | 3 | 3.3 | 2.8 |  | 8076 |  | 38900 | 0.851 |  | 4.52 | 2.8 | 2.5
LG Electronics USA, Inc | LG |  | 7484109 | LSU090HSV4 | LAN090HSV4 | HRCU-A-CB-O | 10.8 | 21.5 | 13.3 | 9000 | Yes | Ductless | Single-zone | Non-ducted indoor units (Mini-splits) | 1023 | 10800 | 17061 | 0.075 | 0.7 | 1.43 | 4 | 4.5 | 3.5 |  | 750 | 6630 | 11080 | 0.06 | 0.56 | 1.02 | 3.5 | 3.6635 | 3.2 |  | 500 |  | 9570 | 0.05 |  | 1 | 2.9 | 2.8
LG Electronics USA, Inc | LG |  | 7484110 | LSU090HSV4 | LSN090HSV4 | HRCU-A-CB-O | 10.8 | 21.5 | 13.3 | 9000 | Yes | Ductless | Single-zone | Non-ducted indoor units (Mini-splits) | 1023 | 10800 | 17061 | 0.07 | 0.7 | 1.35 | 4.3 | 4.5 | 3.7 |  | 750 | 6630 | 11080 | 0.06 | 0.56 | 1.02 | 3.5 | 3.6635 | 3.2 |  | 500 |  | 9570 | 0.05 |  | 1 | 2.9 | 2.8
LG Electronics USA, Inc. | LG |  | 10443474 | LMU420HHV | DUCTED INDOOR UNITS | HMSV-A-CB | 10.5 | 19 | 13 | 42000 | Yes | Ductless | Multi-zone | Ducted Indoor Units | 13455 | 45000 | 54900 | 1.07 | 3.66 | 4.81 | 3.6853 | 3.6033 | 3.345 |  | 9466 | 29000 | 49950 | 1.02 | 3.14 | 5.84 | 2.7198 | 2.7199 | 2.5067 |  | 7688 |  | 45000 | 0.98 |  | 6.38 | 2.2991 | 2.0671
LG Electronics USA, Inc. | LG |  | 10399150 | LUU368HV | LVN360HV4 | HRCU-A-CB-O | 10 | 18 | 12.5 | 36000 | Yes | Centrally Ducted | Single-zone | N/A | 15000 | 40000 | 47000 | 1.35 | 3.39 | 5.5 | 3.2563 | 3.4581 | 2.5044 |  | 8900 | 25600 | 32000 | 1.22 | 2.75 | 4.5 | 2.138 | 2.7282 | 2.0841 |  | 7000 |  | 30000 | 1.11 |  | 4.4 | 1.8482 | 1.9982
LG Electronics USA, Inc. | LG |  | 10444103 | LMU420HHV | MIXED DUCTED AND DUCTLESS | HMSV-A-CB | 10.75 | 19.75 | 13.5 | 42000 | Yes | Ductless | Multi-zone | Mixed Ducted and Non-ducted indoor units | 13445 | 45000 | 55080 | 1.02 | 3.47 | 4.65 | 3.8631 | 3.8006 | 3.4715 |  | 9466 | 29000 | 49950 | 1.01 | 3.09 | 5.73 | 2.7467 | 2.7469 | 2.5548 |  | 7688 |  | 45000 | 0.93 |  | 6.26 | 2.4227 | 2.1067
LG Electronics USA, Inc. | LG |  | 10443471 | LMU420HHV | NON- DUCTED INDOOR UNITS | HMSV-A-CB | 11 | 20.5 | 14 | 42000 | Yes | Ductless | Multi-zone | WALL/CEILING CASSETTE | 13455 | 45000 | 55260 | 0.96 | 3.3 | 4.48 | 4.1076 | 3.9964 | 3.615 |  | 9466 | 29000 | 49950 | 0.91 | 3.04 | 5.62 | 3.0486 | 3.0487 | 2.6048 |  | 7688 |  | 45000 | 0.87 |  | 6.14 | 2.5898 | 2.1479
LG Electronics USA, Inc. | LG |  | 10443472 | LMU360HHV | NON- DUCTED INDOOR UNITS | HMSV-A-CB | 11.5 | 21 | 15 | 36000 | Yes | Ductless | Multi-zone | WALL/CEILING CASSETTE | 13455 | 41000 | 50200 | 0.96 | 2.93 | 3.94 | 4.1076 | 4.101 | 3.7341 |  | 9466 | 28000 | 45510 | 0.91 | 2.83 | 5.2 | 3.0486 | 3.0487 | 2.5649 |  | 7688 |  | 41000 | 0.87 |  | 5.69 | 2.5898 | 2.1118
LG Electronics USA, Inc. | LG |  | 10443472 | LMU360HHV | NON- DUCTED INDOOR UNITS | HMSV-A-CB | 11.5 | 21 | 15 | 36000 | Yes | Ductless | Multi-zone | WALL/CEILING CASSETTE | 13455 | 41000 | 50200 | 0.96 | 2.93 | 3.94 | 4.1076 | 4.101 | 3.7341 |  | 9466 | 28000 | 45510 | 0.91 | 2.83 | 5.2 | 3.0486 | 3.0487 | 2.5649 |  | 7688 |  | 41000 | 0.87 |  | 5.69 | 2.5898 | 2.1118
Mitsubishi Electric Cooling & Heating | Mitsubishi | M-Series H2i | 8996108 | MXZ-3C24NAHZ2 | Non-Ducted Indoor Units | HMSV-A-CB | 10 | 19 | 13.5 | 22000 | Yes | Ductless | Multi-zone | Non-ducted indoor units | 11400 | 25000 | 25000 | 0.93 | 1.72 | 1.72 | 3.59 | 4.25 | 4.25 |  | 13100 | 14000 | 25000 | 1.5 | 1.62 | 3.56 | 2.5596 | 2.53 | 2.06 |  | 12500 |  | 25000 | 1.6 |  | 3.82 | 2.29 | 1.92
Mitsubishi Electric Cooling & Heating | Mitsubishi | M-Series | 7451969 | MXZ-3C24NAHZ | Non-Ducted Indoor Units | N/A | 10 | 19 | 13.5 |  | Yes | Ductless | Multi-zone | Non-ducted indoor units (Wall Mount) | 11400 | 25000 | 25000 | 0.93 | 1.72 | 1.72 | 3.59 | 4.25 | 4.25 |  | 13100 | 14000 | 25000 | 1.5 | 1.62 | 3.56 | 2.5596 | 2.53 | 2.06 |  | 12500 |  | 25000 | 1.6 |  | 3.82 | 2.29 | 1.92
Mitsubishi Electric Cooling & Heating | Mitsubishi | M-Series H2i | 7434486 | MXZ-4C36NAHZ | Mixed | HMSV-A-CB | 10.7 | 17.45 | 12.65 | 36000 | Yes | Ductless | Multi-zone | Mixed Ducted and Non-ducted indoor units | 22500 | 45000 | 45000 | 1.3 | 3.8 | 3.8 | 5.07 | 3.48 | 3.48 |  | 22500 | 35000 | 45000 | 2.15 | 4.05 | 5.35 | 3.07 | 2.54 | 2.47 |  | 22500 |  | 45000 | 2.62 |  | 6.21 | 2.52 | 2.16
Mitsubishi Electric Cooling & Heating | Mitsubishi | Mr Slim | 10054648 | PUZ-A36NKA7 | PLA-A36EA7 | HRCU-A-CB-O | 10.4 | 21.8 | 12.9 | 36000 | Yes | Ductless | Single-zone | Non-ducted indoor units (Mini-splits) | 18000 | 38000 | 42000 | 0.94 | 3.54 | 3.02 | 5.612 | 3.146 | 4.0758 |  | 10000 | 22000 | 24000 | 0.93 | 2.49 | 3 | 3.1513 | 2.5894 | 2.3446 |  | 9200 |  | 21600 | 0.83 |  | 2.6 | 3.2485 | 2.4347
Mitsubishi Electric Cooling & Heating | Mitsubishi | Mr Slim | 8953947 | PUMY-P60NKMU1 | Non-ducted | HMSV-A-CB | 11.4 | 18.6 | 12.5 | 60000 | Yes | Ductless | Multi-zone | Non-ducted indoor units | 19526 | 66000 | 66000 | 1.027 | 5.53 | 5.53 | 5.5721 | 3.4978 | 3.4978 |  | 14121 | 41500 | 65000 | 1.201 | 4.68 | 8.283 | 3.446 | 2.5988 | 2.2998 |  | 9809 |  | 57000 | 0.963 |  | 8.353 | 2.9852 | 1.9999
Mitsubishi Electric Cooling & Heating | Mitsubishi | Mr Slim | 8953944 | PUMY-P36NKMU1 | Ducted indoor units | HMSV-A-CB | 10.5 | 15.6 | 12.6 | 36000 | Yes | Ductless | Multi-zone | Ducted Indoor Units | 13313 | 42000 | 42000 | 0.671 | 3.42 | 3.42 | 5.8147 | 3.5991 | 3.5991 |  | 9690 | 26600 | 36000 | 0.84 | 2.998 | 4.1 | 3.3809 | 2.6003 | 2.5733 |  | 6687 |  | 30000 | 0.63 |  | 3.9 | 3.1107 | 2.2544
Mitsubishi Electric Cooling & Heating | Mitsubishi | M-Series | 8854559 | MUFZ-KJ18NAHZ | MFZ-KJ18NA | HRCU-A-CB-O | 11.3 | 21 | 12.6 | 17000 | Yes | Ductless | Single-zone | Non-ducted indoor units (Mini-splits) | 5700 | 21000 | 29000 | 0.48 | 1.73 | 3.43 | 3.48 | 3.56 | 2.48 |  | 3250 | 12800 | 23000 | 0.35 | 1.43 | 3.21 | 2.72 | 2.62 | 2.1 |  | 2260 |  | 21000 | 0.26 |  | 3 | 2.55 | 2.05
Mitsubishi Electric Cooling & Heating | Mitsubishi | Mr Slim | 8715786 | MUZ-GL24NA-U1 | MSZ-GL24NA-U1 | HRCU-A-CB-O | 10 | 20.5 | 12.5 | 22400 | Yes | Ductless | Single-zone | Non-ducted indoor units (Mini-splits) | 7500 | 27600 | 36900 | 0.52 | 2.34 | 3.65 | 4.227 | 3.4567 | 2.9628 |  | 4900 | 16000 | 24600 | 0.72 | 1.77 | 3.29 | 1.9945 | 2.6492 | 2.1914 |  | 4380 |  | 20200 | 0.64 |  | 2.99 | 2.0057 | 1.9799
Mitsubishi Electric Cooling & Heating | Mitsubishi | Mr Slim | 10053547 | PUZ-A24NHA7 | PLA-A24EA7 | HRCU-A-CB-O | 11.2 | 24.2 | 14.3 | 24000 | Yes | Ductless | Single-zone | Non-ducted indoor units (Mini-splits) | 9000 | 26000 | 29000 | 0.45 | 1.75 | 2.07 | 5.8614 | 4.3542 | 4.1058 |  | 5100 | 14900 | 16600 | 0.42 | 1.6 | 1.9 | 3.5587 | 2.7292 | 2.5605 |  | 4500 |  | 13000 | 0.4 |  | 1.4 | 3.297 | 2.7214
Mitsubishi Electric Cooling & Heating | Mitsubishi | Mr.Slim FH Series | 8737963 | MUZ-FH09NAH | MSZ-FH09NAH | HRCU-A-CB-O | 12.5 | 30.5 | 16.1 | 9000 | Yes | Ductless | Single-zone | Non-ducted indoor units (Mini-splits) | 1600 | 10900 | 18000 | 0.11 | 0.55 | 1.27 | 4.263 | 5.86 | 4.15 |  | 920 | 6700 | 12200 | 0.34 | 0.72 | 1.26 | 0.79 | 2.73 | 2.84 |  | 640 |  | 10900 | 0.32 |  | 1.17 | 0.59 | 2.73
Mitsubishi Electric Cooling & Heating | Mitsubishi | Mr Slim | 8715785 | MUZ-GL18NA-U1 | MSZ-GL18NA-U1 | HRCU-A-CB-O | 11.2 | 20.5 | 13.4 | 18000 | Yes | Ductless | Single-zone | Non-ducted indoor units (Mini-splits) | 5400 | 21600 | 25000 | 0.32 | 1.68 | 2.5 | 4.9456 | 3.7681 | 2.9307 |  | 2780 | 13800 | 18200 | 0.37 | 1.48 | 2.15 | 2.202 | 2.7327 | 2.4809 |  | 2590 |  | 15100 | 0.32 |  | 1.88 | 2.372 | 2.3539
Mitsubishi Electric Cooling & Heating | Mitsubishi | Mr.Slim FH Series | 8797132 | MUZ-FH06NAH | MSZ-FH06NAH | HRCU-A-CB-O | 12.5 | 33.1 | 19 | 6000 | Yes | Ductless | Single-zone | Non-ducted indoor units (Mini-splits) | 1600 | 8700 | 14000 | 0.11 | 0.55 | 1.27 | 4.26 | 4.68 | 3.23 |  | 920 | 5900 | 10700 | 0.21 | 0.628 | 1.13 | 1.28 | 2.75 | 2.78 |  | 640 |  | 8700 | 0.19 |  | 1.04 | 0.99 | 2.45
Mitsubishi Electric Cooling & Heating | Mitsubishi | M-Series | 8854557 | MUFZ-KJ09NAHZ | MFZ-KJ09NA | HRCU-A-CB-O | 13 | 28.2 | 15.8 | 9000 | Yes | Ductless | Single-zone | Non-ducted indoor units (Mini-splits) | 2900 | 11000 | 19000 | 0.27 | 0.75 | 2.37 | 3.15 | 4.3 | 2.35 |  | 1650 | 7500 | 13400 | 0.2 | 0.8 | 1.86 | 2.42 | 2.75 | 2.11 |  | 1150 |  | 11000 | 0.15 |  | 1.6 | 2.25 | 2.01
Mitsubishi Electric Cooling & Heating | Mitsubishi | M-Series | 4217888 | MUZ-FE18NA | MSZ-FE18NA | N/A | 10.3 | 20.2 | 14.2 | 18000 | Yes | Ductless | Single-zone | Non-ducted indoor units (Wall Mount) | 7500 | 21600 | 29700 | 0.52 | 1.54 | 2.42 | 4.23 | 4.11 | 3.6 |  | 4300 | 11700 | 25850 | 0.37 | 1.24 | 3.28 | 3.41 | 2.76 | 2.31 |  | 3000 |  | 21830 | 0.28 |  | 3.15 | 3.14 | 2.03
Mitsubishi Electric Cooling & Heating | Mitsubishi | M-Series; KJ-Series | 8849446 | MUFZ-KJ12NAHZ | MFZ-KJ12NA | HRCU-A-CB-O | 12 | 25.5 | 13.6 | 12000 | Yes | Ductless | Single-zone | Non-ducted indoor units (Mini-splits) | 2900 | 13000 | 22800 | 0.27 | 0.9 | 2.39 | 3.15 | 4.23 | 2.8 |  | 1650 | 8800 | 14800 | 0.2 | 0.93 | 1.89 | 2.42 | 2.77 | 2.29 |  | 1150 |  | 13000 | 0.15 |  | 1.81 | 2.25 | 2.1
Mitsubishi Electric Cooling & Heating | Mitsubishi | Mr Slim | 9141022 | PUMY-P36NKMU1 | Mixed | HMSV-A-CB | 11 | 18.3 | 13.4 | 36000 | Yes | Ductless | Multi-zone | Mixed Ducted and Non-ducted indoor units | 13313 | 42000 | 42000 | 0.646 | 3.29 | 3.29 | 6.0397 | 3.7413 | 3.7413 |  | 9690 | 26500 | 35500 | 0.783 | 2.794 | 3.95 | 3.627 | 2.7797 | 2.6339 |  | 6687 |  | 29000 | 0.606 |  | 3.798 | 3.2339 | 2.2378
Mitsubishi Electric Cooling & Heating | Mitsubishi | Mr Slim | 10091325 | MXZ-2C20NA2 | Non-ducted | HMSV-A-CB | 10 | 20 | 12.7 | 18000 | Yes | Ductless | Multi-zone | Non-ducted indoor units | 7400 | 22000 | 25500 | 0.67 | 1.641 | 2.455 | 3.2369 | 3.929 | 3.0441 |  | 12500 | 12500 | 15500 | 1.5 | 1.3 | 1.75 | 2.4423 | 2.818 | 2.5958 |  | 10500 |  | 11100 | 1 |  | 1.6 | 3.0772 | 2.0332
Mitsubishi Electric Cooling & Heating | Mitsubishi | Mr.Slim FH Series | 8703451 | MUZ-FH12NAH | MSZ-FH12NAH | HRCU-A-CB-O | 11.5 | 26.1 | 13.8 | 12000 | Yes | Ductless | Single-zone | Non-ducted indoor units (Mini-splits) | 3700 | 13600 | 21000 | 0.28 | 0.95 | 2.3 | 3.8729 | 4.2 | 2.68 |  | 2100 | 8100 | 13600 | 0.33 | 0.84 | 1.96 | 1.87 | 2.83 | 1.96 |  | 1450 |  | 13600 | 0.28 |  | 1.93 | 1.52 | 2.07
Mitsubishi Electric Cooling & Heating | Mitsubishi | Mr Slim | 3837470 | SUZ-KA18NA | SEZ-KD18NA | HRCU-A-CB | 10 | 17.5 | 12.5 | 17200 | Yes | Ductless | Single-zone | Ducted Indoor Units | 4800 | 21600 | 24900 | 0.26 | 1.7 | 2.15 | 5.4105 | 3.7237 | 3.3942 |  | 2900 | 13100 | 15000 | 0.31 | 1.35 | 1.8 | 2.7416 | 2.8439 | 2.4423 |  | 1900 |  | 9900 | 0.23 |  | 1.32 | 2.421 | 2.198
Mitsubishi Electric Cooling & Heating | Mitsubishi | M-Series H2i | 7434482 | MXZ-4C36NAHZ | Non-Ducted Indoor Units | HMSV-A-CB | 11.3 | 19.1 | 14 | 36000 | Yes | Ductless | Multi-zone | Non-ducted indoor units | 22500 | 45000 | 45000 | 1.09 | 3.34 | 3.34 | 6.05 | 3.95 | 3.95 |  | 22500 | 34000 | 45000 | 1.55 | 3.5 | 4.74 | 4.26 | 2.85 | 2.78 |  | 22500 |  | 45000 | 1.78 |  | 5.46 | 3.71 | 2.41
Mitsubishi Electric Cooling & Heating | Mitsubishi | Mr Slim | 3837467 | SUZ-KA12NA | SEZ-KD12NA | HRCU-A-CB | 10 | 16 | 12.5 | 11500 | Yes | Ductless | Single-zone | Ducted Indoor Units | 4800 | 13600 | 16400 | 0.34 | 1.14 | 1.52 | 4.1375 | 3.4963 | 3.1621 |  | 3100 | 9000 | 10800 | 0.36 | 0.92 | 1.2 | 2.5237 | 2.867 | 2.6376 |  | 2199 |  | 7400 | 0.27 |  | 0.9 | 2.3869 | 2.4097
Mitsubishi Electric Cooling & Heating | Mitsubishi | M-Series H2i | 7434477 | MXZ-5C42NAHZ | Non-Ducted Indoor Units | HMSV-A-CB | 11 | 19 | 13.4 | 42000 | Yes | Ductless | Multi-zone | Non-ducted indoor units | 24000 | 48000 | 48000 | 1.17 | 3.43 | 3.43 | 6.01 | 4.1 | 4.1 |  | 24000 | 35800 | 48000 | 1.66 | 3.65 | 4.87 | 4.23 | 2.87 | 2.89 |  | 24000 |  | 48000 | 1.91 |  | 5.61 | 3.69 | 2.51
Mitsubishi Electric Cooling & Heating | Mitsubishi | Mr Slim | 8953946 | PUMY-P48NKMU1 | Non-ducted | HMSV-A-CB | 11.7 | 20.2 | 12.6 | 48000 | Yes | Ductless | Multi-zone | Non-ducted indoor units | 15976 | 54000 | 54000 | 0.784 | 4.165 | 4.165 | 5.9721 | 3.7997 | 3.7997 |  | 11628 | 31400 | 43000 | 0.917 | 3.15 | 5.041 | 3.7163 | 2.9214 | 2.4999 |  | 8025 |  | 36400 | 0.735 |  | 4.849 | 3.1999 | 2.2
Mitsubishi Electric Cooling & Heating | Mitsubishi | Mr Slim | 8797134 | MUZ-FH18NAH2 | MSZ-FH18NA | HRCU-A-CB-O | 11 | 21 | 12.5 | 17200 | Yes | Ductless | Single-zone | Non-ducted indoor units (Wall Mount) | 7540 | 20300 | 30400 | 0.85 | 1.77 | 3.4 | 2.5997 | 3.3612 | 2.6204 | 4300 | 4300 | 12480 | 24300 | 0.6 | 1.25 | 3.39 | 2.1003 | 2.926 | 2.1008 | 3700 | 3700 | 9640 | 20900 | 0.53 | 0.98 | 2.98 | 2.046 | 2.0554
Mitsubishi Electric Cooling & Heating | Mitsubishi | Mr Slim | 8737968 | MUZ-FE09NAH | MSZ-FE09NA | HRCU-A-CB-O | 10 | 26 | 15.5 | 9000 | Yes | Ductless | Single-zone | Non-ducted indoor units (Wall Mount) | 3000 | 10900 | 18000 | 0.15 | 0.71 | 2.25 | 5.8614 | 4.4993 | 2.3446 | 1840 | 1840 | 6700 | 13700 | 0.26 | 0.67 | 1.89 | 2.074 | 2.9307 | 2.1244 | 1430 | 1430 | 11200 | 11200 | 0.25 | 1.59 | 1.59 | 1.6764 | 2.7709
Mitsubishi Electric Cooling & Heating | Mitsubishi | Mr Slim | 8737969 | MUZ-FE12NAH | MSZ-FE12NA | HRCU-A-CB-O | 10.1 | 23 | 12.9 | 12000 | Yes | Ductless | Single-zone | Non-ducted indoor units (Wall Mount) | 3000 | 13600 | 21000 | 0.15 | 0.95 | 2.25 | 5.8614 | 4.1955 | 2.7353 | 1840 | 1840 | 8400 | 15100 | 0.26 | 0.84 | 1.89 | 2.074 | 2.9307 | 2.3415 | 1430 | 1430 | 6500 | 12500 | 0.25 | 0.68 | 1.59 | 1.6764 | 2.304
Mitsubishi Electric Cooling & Heating | Mitsubishi | Mr Slim | 8953943 | PUMY-P36NKMU1 | Non-ducted | HMSV-A-CB | 11.5 | 21 | 14.2 | 36000 | Yes | Ductless | Multi-zone | Non-ducted indoor units | 13313 | 42000 | 42000 | 0.62 | 3.16 | 3.16 | 6.293 | 3.8952 | 3.8952 |  | 9690 | 26400 | 35000 | 0.726 | 2.59 | 3.799 | 3.9117 | 2.9873 | 2.7 |  | 6687 |  | 29000 | 0.582 |  | 3.695 | 3.3673 | 2.3002
Mitsubishi Electric Cooling & Heating | Mitsubishi | M-Series | 4908219 | MUZ-FE09NA | MSZ-FE09NA | HRCU-A-CB-O | 10 | 26 | 15.5 | 9000 | Yes | Ductless | Single-zone | Non-ducted indoor units (Mini-splits) | 3000 | 10900 | 18000 | 0.15 | 0.71 | 2.25 | 5.8617 | 4.5 | 2.34 |  | 1700 | 6700 | 12500 | 0.11 | 0.65 | 1.73 | 4.53 | 3.02 | 2.12 |  | 1200 |  | 10900 | 0.08 |  | 1.46 | 4.4 | 2.19
Mitsubishi Electric Cooling & Heating | Mitsubishi | M-Series | 4934170 | MUZ-FE12NA | MSZ-FE12NA | HRCU-A-CB-O | 10.5 | 23 | 12.9 | 12000 | Yes | Ductless | Single-zone | Non-ducted indoor units (Mini-splits) | 3000 | 13600 | 21000 | 0.15 | 0.95 | 2.25 | 5.8617 | 4.2 | 2.74 |  | 1700 | 8300 | 13600 | 0.11 | 0.8 | 1.78 | 4.53 | 3.04 | 2.24 |  | 1200 |  | 13600 | 0.08 |  | 1.62 | 4.4 | 2.46
Mitsubishi Electric Cooling & Heating | Mitsubishi | M-Series | 8797133 | MUZ-FH18NA2 | MSZ-FH18NA2 | HRCU-A-CB-O | 12 | 21 | 12.5 | 17200 | Yes | Ductless | Single-zone | Non-ducted indoor units (Mini-splits) | 5150 | 20300 | 30000 | 0.43 | 1.72 | 3.39 | 3.51 | 3.46 | 2.59 |  | 2950 | 13700 | 20300 | 0.31 | 1.32 | 2.8 | 2.79 | 3.04 | 2.12 |  | 2050 |  | 20300 | 0.23 |  | 2.96 | 2.61 | 2.01
Mitsubishi Electric Cooling & Heating | Mitsubishi | Mr Slim | 8715783 | MUZ-GL12NA-U1 | MSZ-GL12NA-U1 | HRCU-A-CB-O | 12.5 | 23.1 | 13 | 12000 | Yes | Ductless | Single-zone | Non-ducted indoor units (Mini-splits) | 2000 | 14400 | 18100 | 0.11 | 1.1 | 1.62 | 5.3286 | 3.8366 | 3.2744 |  | 1150 | 9200 | 12000 | 0.13 | 0.87 | 1.24 | 2.5926 | 3.0991 | 2.8362 |  | 1040 |  | 10200 | 0.1 |  | 1.02 | 3.0479 | 2.9307
Mitsubishi Electric Cooling & Heating | Mitsubishi | Mr Slim | 10095215 | MUZ-GL09NA-U1 | MSZ-GL09NA-U1 | HRCU-A-CB-O | 12.8 | 24.6 | 15.4 | 9000 | Yes | Ductless | Single-zone | Non-ducted indoor units (Mini-splits) | 4500 | 10900 | 15900 | 0.23 | 0.72 | 1.25 | 5.734 | 4.4368 | 3.7279 |  | 2830 | 6700 | 10200 | 0.28 | 0.63 | 1.06 | 2.9621 | 3.1168 | 2.8201 |  | 2280 |  | 8000 | 0.24 |  | 0.85 | 2.7842 | 2.7583
Mitsubishi Electric Cooling & Heating | Mitsubishi | M-Series H2i | 7002063 | MUZ-FH12NA | MSZ-FH12NA | HRCU-A-CB-O | 12.5 | 26.1 | 13.8 | 12000 | Yes | Ductless | Single-zone | Non-ducted indoor units (Mini-splits) | 3700 | 13600 | 21000 | 0.28 | 0.95 | 2.3 | 3.8729 | 4.2 | 2.68 |  | 2100 | 8000 | 13600 | 0.2 | 0.72 | 1.9 | 3.08 | 3.26 | 2.1 |  | 1450 |  | 13600 | 0.15 |  | 1.8 | 2.83 | 2.21
Mitsubishi Electric Cooling & Heating | Mitsubishi | M-Series H2i | 7002062 | MUZ-FH09NA | MSZ-FH09NA | HRCU-A-CB-O | 13.5 | 30.5 | 16.1 | 9000 | Yes | Ductless | Single-zone | Non-ducted indoor units (Mini-splits) | 1600 | 10900 | 18000 | 0.11 | 0.71 | 1.47 | 4.263 | 4.5 | 3.59 |  | 920 | 6700 | 12200 | 0.08 | 0.6 | 1.44 | 3.37 | 3.27 | 2.48 |  | 640 |  | 10900 | 0.06 |  | 1.35 | 3.13 | 2.32
Mitsubishi Electric Cooling & Heating | Mitsubishi | M-Series H2i | 8797130 | MUZ-FH06NA | MSZ-FH06NA | HRCU-A-CB-O | 13.5 | 33.1 | 19 | 6000 | Yes | Ductless | Single-zone | Non-ducted indoor units (Mini-splits) | 1600 | 8700 | 14000 | 0.11 | 0.55 | 1.27 | 4.26 | 4.68 | 3.23 |  | 920 | 5900 | 10700 | 0.08 | 0.5 | 1 | 3.37 | 3.46 | 3.13 |  | 640 |  | 8700 | 0.06 |  | 0.91 | 3.13 | 2.8
Nortek Global | Maytag | M1200 | 5597457 | PSH4BG036K | B6VMAX036K-B | HRCU-A-CB | 10 | 19 | 12.9 | 34800 | Yes | Centrally Ducted | N/A | N/A | 16500 | 34400 | 36800 | 1 | 2.7 | 3.2 | 4.8357 | 3.7339 | 3.3703 |  | 9900 | 21800 | 23900 | 1 | 2.4 | 2.7 | 2.9014 | 2.6621 | 2.5942 |  | 7500 |  | 20100 | 0.9 |  | 2.6 | 2.4423 | 2.2657
Nortek Global | Maytag | M1200 | 10296733 | PSH1BG4CVRX36K | B6VMAX36K-B | HRCU-A-CB | 10 | 19 | 12.6 | 34800 | Yes | Centrally Ducted | N/A | N/A | 16500 | 34400 | 36800 | 1 | 2.7 | 3.2 | 4.8357 | 3.7339 | 3.3703 |  | 9900 | 21800 | 23900 | 1 | 2.4 | 2.7 | 2.9014 | 2.6621 | 2.5942 |  | 7500 |  | 20100 | 0.9 |  | 2.6 | 2.4423 | 2.2657
Nortek Global | Maytag | M1200 | 5597453 | PSH4BG024K | B6VMAX024K-B | HRCU-A-CB | 10 | 19 | 13.9 | 24600 | Yes | Centrally Ducted | N/A | N/A | 10200 | 22400 | 24700 | 0.7 | 1.7 | 2.2 | 4.2705 | 3.8616 | 3.2904 |  | 6100 | 14200 | 15800 | 0.7 | 1.5 | 1.9 | 2.5539 | 2.7744 | 2.4371 |  | 4700 |  | 12600 | 0.6 |  | 1.8 | 2.2957 | 2.0515
Nortek Global | Maytag | M1200 | 10296728 | PSH1BG4CVRX24K | B6VMAX24K-B | HRCU-A-CB | 10 | 19 | 13.9 | 24600 | Yes | Centrally Ducted | N/A | N/A | 10200 | 22400 | 24700 | 0.7 | 1.7 | 2.2 | 4.2705 | 3.8616 | 3.2904 |  | 6100 | 14200 | 15800 | 0.7 | 1.5 | 1.9 | 2.5539 | 2.7744 | 2.4371 |  | 4700 |  | 12600 | 0.6 |  | 1.8 | 2.2957 | 2.0515
Panasonic | Panasonic | Low-Profile Ducted | 9125308 | CU-E9SD3UA | CS-E9SD3UAW | HRCU-A-CB-O | 10 | 20.5 | 13 | 9000 | Yes | Ductless | Single-zone | Non-ducted indoor units (Mini-splits) | 4100 | 9000 | 10200 | 0.25 | 0.69 | 0.85 | 4.8 | 3.82 | 3.53 |  | 3200 | 7900 | 9000 | 0.23 | 0.91 | 1.12 | 4.0801 | 2.5458 | 2.36 |  | 2400 |  | 7800 | 0.2 |  | 1.11 | 3.5191 | 2.0607
Panasonic | Panasonic | Exterios E:Deluxe | 7958200 | CS-E18RKUA | CU-E18RKUAW | HRCU-A-CB-O | 10 | 19.5 | 13.2 | 17200 | Yes | Ductless | Single-zone | Non-ducted indoor units (Mini-splits) | 5800 | 21600 | 22000 | 0.38 | 1.75 | 1.8 | 4.47 | 3.62 | 3.57 |  | 3400 | 11600 | 12000 | 0.34 | 1.3 | 1.35 | 2.9326 | 2.6167 | 2.6 |  | 2600 |  | 10100 | 0.3 |  | 1.32 | 2.5415 | 2.2438
Panasonic | Panasonic | Wall Mounted | 9571162 | CU-XE15SKUA | CS-XE15SKUA | HRCU-A-CB-O | 12 | 22.1 | 12.5 | 15000 | Yes | Ductless | Single-zone | Non-ducted indoor units (Mini-splits) | 3300 | 18000 | 24000 | 0.2 | 1.3 | 2.65 | 4.9 | 4.06 | 2.65 |  | 2000 | 11000 | 16500 | 0.16 | 1.02 | 2.3 | 3.6657 | 3.16 | 2.1 |  | 1500 |  | 15700 | 0.15 |  | 2.32 | 2.9326 | 1.98
SAMSUNG ELECTRONCS CO., LTD. | SAMSUNG | FJM | 10348192 | AJ020MCS3CH/AA | Non-ducted | HMSV-A-CB | 10 | 18 | 12.5 | 21000 | Yes | Ductless | Multi-zone | Non-ducted indoor units (Wall Mount) | 7600 | 22000 | 22000 | 0.45 | 1.61 | 1.61 | 4.9496 | 4.0047 | 4.0047 |  | 13000 | 13000 | 22000 | 1.6 | 1.45 | 2.9 | 2.3812 | 2.6275 | 2.2233 |  | 12000 |  | 22000 | 1.8 |  | 3.3 | 1.9538 | 1.9538
Toshiba Carrier | Carrier |  | 6960764 | RAS-17EAV-UL | RAS-17EKV-UL | N/A | 10 | 19 | 12.6 | N/A | Yes | Ductless | Single-zone | Non-ducted indoor units (Wall Mount) | 2750 | 20200 | 21500 | 0.15 | 1.63 | 1.91 | 5.37 | 3.63 | 3.3 |  | 1608 | 10500 | 12553 | 0.112 | 1.214 | 1.422 | 4.2 | 2.53 | 2.59 |  | 1096 |  | 8572 | 0.096 |  | 1.221 | 3.35 | 2.06
Toshiba Carrier | Carrier |  | 6960762 | RAS-15EAV-UL | RAS-15EKV-UL | N/A | 10 | 20 | 13 | N/A | Yes | Ductless | Single-zone | Non-ducted indoor units (Wall Mount) | 2750 | 18000 | 21500 | 0.143 | 1.4 | 1.9 | 5.64 | 3.77 | 3.32 |  | 1608 | 10400 | 12553 | 0.106 | 1.042 | 1.415 | 4.444 | 2.93 | 2.6 |  | 1096 |  | 8752 | 0.091 |  | 1.215 | 3.52 | 2.11
Toshiba Carrier | Carrier |  | 6960758 | RAS-09EAV-UL | RAS-09EKV-UL | N/A | 10 | 20 | 13 | N/A | Yes | Ductless | Single-zone | Non-ducted indoor units (Mini-splits) | 3070 | 10800 | 16350 | 0.17 | 0.8 | 1.4 | 5.29 | 3.95 | 3.42 |  | 1795 | 6313 | 9551 | 0.127 | 0.61 | 1.042 | 4.14 | 3.03 | 2.69 |  | 1224 |  | 6519 | 0.109 |  | 0.895 | 3.29 | 2.13
Trane | Trane |  | 6749942 | 4TWV0024A1 | *AM8C0B30V21 | HRCU-A-CB | 10 | 19.25 | 13.75 | 24200 | Yes | Centrally Ducted | N/A | N/A | 7800 | 20200 | 21900 | 0.5 | 1.64 | 1.56 | 4.58 | 3.61 | 4.12 |  | 11430 | 16800 | 16800 | 1.18 | 1.97 | 1.91 | 2.84 | 2.5 | 2.58 |  | 11176 |  | 13000 | 1.58 |  | 1.84 | 2.08 | 2.08
Trane | Trane |  | 6750459 | 4TWV8024A1 | *AM8C0B30V21 | HRCU-A-CB | 10 | 18 | 13 | 23800 | Yes | Centrally Ducted | N/A | N/A | 7800 | 20000 | 21900 | 0.5 | 1.63 | 1.56 | 4.58 | 3.6 | 4.12 |  | 11430 | 16800 | 16800 | 1.18 | 1.97 | 1.91 | 2.84 | 2.5 | 2.58 |  | 11176 |  | 13000 | 1.58 |  | 1.84 | 2.08 | 2.08
Trane | Trane |  | 7151531 | 4TXK2709A10N0AA | 4MXW2709A10N0AA | HRCU-A-CB-O | 10 | 27 | 14.5 | 9000 | Yes | Ductless | Single-zone | Non-ducted indoor units (Mini-splits) | 2200 | 9800 | 11000 | 0.1 | 0.65 | 1.25 | 6.4476 | 4.4186 | 2.579 |  | 1989 | 5800 | 10630.675 | 0.12 | 0.62822 | 1.2595 | 4.8577 | 2.7058 | 2.4736 |  | 1480 |  | 8000 | 0.15 |  | 1.095 | 2.8916 | 2.1412
Trane | Trane |  | 7151535 | 4TXK2718A10N0AA | 4MXW2718A10N0AA | HRCU-A-CB-O | 10 | 21 | 12.5 | 18000 | Yes | Ductless | Single-zone | Non-ducted indoor units (Mini-splits) | 3412 | 19000 | 23202 | 0.4 | 1.58 | 2.5 | 2.4999 | 3.5243 | 2.7199 |  | 2729 | 12100 | 19674 | 0.41 | 1.26 | 2.57 | 1.9507 | 2.8144 | 2.2435 |  | 2388 |  | 15400 | 0.42 |  | 2.29 | 1.6663 | 1.9709
Trane | Trane |  | 9150127 | 4TXK3824A10NUAA | 4MXW3824A10NUAA | HRCU-A-CB-O | 12 | 21.5 | 13 | 22000 | Yes | Ductless | Single-zone | Non-ducted indoor units (Mini-splits) | 6800 | 24000 | 32400 | 0.38 | 2 | 3.7 | 5.2444 | 3.5169 | 2.5664 |  | 3396 | 15500 | 26263 | 0.344 | 1.57 | 3.381 | 2.8932 | 2.8934 | 2.2765 |  | 2887 |  | 24233 | 0.33 |  | 3.175 | 2.5639 | 2.2368
Trane | Trane | TruComfort XV20i | 10153700 | 4TWV0036A1 | TEM8A0D48V41+TDR | HRCU-A-CB | 10 | 19.5 | 13 | 35800 | Yes | Centrally Ducted | N/A | N/A | 8400 | 31800 | 33100 | 0.51 | 2.48 | 2.65 | 4.82 | 3.757 | 3.66 |  | 15930 | 25800 | 26100 | 1.77 | 2.48 | 3.08 | 2.64 | 3.0481 | 2.48 |  | 16688 |  | 20000 | 2.52 |  | 2.98 | 1.94 | 1.95
Trane | Trane | TruComfort XV18 | 10153725 | 4TWV8037A1 | TEM8A0D48V41+TDR | HRCU-A-CB | 10 | 18 | 12.5 | 35800 | Yes | Centrally Ducted | N/A | N/A | 8400 | 31800 | 31700 | 0.51 | 2.48 | 2.49 | 4.82 | 3.757 | 3.74 |  | 15930 | 25800 | 26100 | 1.77 | 2.48 | 3.08 | 2.64 | 3.0481 | 2.48 |  | 16688 |  | 20000 | 2.52 |  | 2.98 | 1.94 | 1.95
Trane | Trane | TruComfort XV18 | 10153718 | 4TWV8036A1 | TEM8A0D48V41+TDR | HRCU-A-CB | 10 | 18 | 12.5 | 35400 | Yes | Centrally Ducted | N/A | N/A | 8300 | 31600 | 43200 | 0.51 | 2.46 | 3.43 | 4.76 | 3.7637 | 3.7 |  | 15930 | 25800 | 26100 | 1.78 | 2.46 | 3.11 | 2.62 | 3.0729 | 2.46 |  | 16788 |  | 20100 | 2.52 |  | 3 | 1.96 | 1.95
Trane | Trane | TruComfort XV20i | 10153696 | 4TWV0036A1 | TEM8A0C36V31+TDR | HRCU-A-CB | 10 | 20 | 13 | 35400 | Yes | Centrally Ducted | N/A | N/A | 8200 | 31800 | 32700 | 0.51 | 2.44 | 2.37 | 4.72 | 3.8186 | 4.04 |  | 15380 | 25600 | 25500 | 1.75 | 2.44 | 3.06 | 2.58 | 3.0741 | 2.44 |  | 16182 |  | 19500 | 2.48 |  | 2.94 | 1.92 | 1.95
Trane | Trane | TruComfort XV18 | 10153721 | 4TWV8037A1 | TEM8A0C36V31+TDR | HRCU-A-CB | 10 | 18 | 12.5 | 35400 | Yes | Centrally Ducted | N/A | N/A | 8200 | 31800 | 31200 | 0.51 | 2.44 | 2.38 | 4.72 | 3.8186 | 3.84 |  | 15380 | 25600 | 25500 | 1.75 | 2.44 | 3.06 | 2.58 | 3.0741 | 2.44 |  | 16182 |  | 19500 | 2.48 |  | 2.94 | 1.92 | 1.95
Trane | Trane | TruComfort XV18 | 10153717 | 4TWV8036A1 | TEM8A0C48V41+TDR | HRCU-A-CB | 10 | 18 | 12.5 | 36200 | Yes | Centrally Ducted | N/A | N/A | 8000 | 31000 | 43600 | 0.52 | 2.42 | 3.38 | 4.5 | 3.7533 | 3.78 |  | 15820 | 25400 | 25700 | 1.78 | 2.42 | 3.11 | 2.6 | 3.0753 | 2.42 |  | 16788 |  | 20040 | 2.52 |  | 3 | 1.96 | 1.95
Trane | Trane | TruComfort XV20i | 10153699 | 4TWV0036A1 | TEM8A0C48V41+TDR | HRCU-A-CB | 10 | 20 | 13 | 35600 | Yes | Centrally Ducted | N/A | N/A | 8200 | 31000 | 31100 | 0.52 | 2.4 | 2.52 | 4.62 | 3.7845 | 3.62 |  | 15600 | 25200 | 25600 | 1.78 | 2.4 | 3.12 | 2.56 | 3.0765 | 2.4 |  | 16382 |  | 19700 | 2.52 |  | 2.98 | 1.90 | 1.95
Trane | Trane | TruComfort XV18 | 10153724 | 4TWV8037A1 | TEM8A0C48V41+TDR | HRCU-A-CB | 10 | 18 | 12.5 | 35600 | Yes | Centrally Ducted | N/A | N/A | 8200 | 31000 | 32300 | 0.52 | 2.4 | 2.31 | 4.62 | 3.7845 | 4.1 |  | 15600 | 25200 | 25600 | 1.78 | 2.4 | 3.12 | 2.56 | 3.0765 | 2.4 |  | 16382 |  | 19700 | 2.52 |  | 2.98 | 1.90 | 1.95
Trane | Trane | TruComfort XV18 | 10153714 | 4TWV8036A1 | TEM8A0C36V31+TDR | HRCU-A-CB | 10 | 18 | 12.5 | 35200 | Yes | Centrally Ducted | N/A | N/A | 8200 | 31600 | 42600 | 0.51 | 2.4 | 3.37 | 4.72 | 3.8578 | 3.7 |  | 15930 | 25600 | 25800 | 1.8 | 2.4 | 3.16 | 2.6 | 3.1253 | 2.4 |  | 16728 |  | 20040 | 2.56 |  | 3.02 | 1.92 | 1.95
Trane | Trane |  | 7151533 | 4TXK2712A10NAA | 4MXW2712A10N0AA | HRCU-A-CB-O | 10 | 25 | 13 | 12000 | Yes | Ductless | Single-zone | Non-ducted indoor units (Mini-splits) | 2400 | 13000 | 14000 | 0.1 | 0.96 | 1.35 | 7.0337 | 3.9687 | 3.0393 |  | 2200 | 8000 | 8700 | 0.09 | 0.75 | 1.01 | 7.164 | 3.1261 | 2.5245 |  | 2100 |  | 8300 | 0.085 |  | 1.131 | 7.2406 | 2.1507
Trane | Trane | TruComfort XV18 | 8761473 | 4TWV8036A1 | *UHMC100ACV4 & 4TXCC007DS3 | HRCU-A-CB | 10 | 18 | 12.5 | 36400 | Yes | Centrally Ducted | N/A | N/A | 8400 | 32800 | 32900 | 0.53 | 2.46 | 2.35 | 4.64 | 3.9066 | 4.1 |  | 16370 | 26600 | 26700 | 1.81 | 2.46 | 3.18 | 2.64 | 3.1682 | 2.46 |  | 17194 |  | 20600 | 2.56 |  | 3.04 | 1.96 | 2.00
Trane | Trane | TruComfort XV20i | 10093495 | 4TWV0036A1 | TAM9A0B30V31 | HRCU-A-CB | 10 | 20 | 13 | 35400 | Yes | Centrally Ducted | N/A | N/A | 8600 | 32600 | 33200 | 0.54 | 2.42 | 2.44 | 4.66 | 3.947 | 3.98 |  | 16040 | 26200 | 26600 | 1.82 | 2.42 | 3.22 | 2.58 | 3.1721 | 2.42 |  | 16748 |  | 20220 | 2.58 |  | 3.08 | 1.90 | 1.90
Trane | Trane | TruComfort XV18 | 10093507 | 4TWV8037A1 | TAM9A0B30V31 | HRCU-A-CB | 10 | 18 | 13 | 35400 | Yes | Centrally Ducted | N/A | N/A | 8600 | 32600 | 33200 | 0.54 | 2.42 | 2.44 | 4.66 | 3.947 | 3.98 |  | 16040 | 26200 | 26600 | 1.82 | 2.42 | 3.22 | 2.58 | 3.1721 | 2.42 |  | 16748 |  | 20220 | 2.58 |  | 3.08 | 1.90 | 1.90
Trane | Trane | TruComfort XV20i | 10093496 | 4TWV0036A1 | TAM9A0C36V31 | HRCU-A-CB | 10 | 21 | 13.5 | 35000 | Yes | Centrally Ducted | N/A | N/A | 8500 | 33400 | 32800 | 0.52 | 2.38 | 2.43 | 4.78 | 4.1118 | 3.96 |  | 15820 | 25800 | 26100 | 1.83 | 2.38 | 3.22 | 2.54 | 3.1762 | 2.38 |  | 16448 |  | 19860 | 2.58 |  | 3.08 | 1.86 | 1.90
Trane | Trane | TruComfort XV18 | 10093508 | 4TWV8037A1 | TAM9A0C36V31 | HRCU-A-CB | 10 | 18 | 13 | 35000 | Yes | Centrally Ducted | N/A | N/A | 8500 | 32800 | 32200 | 0.52 | 2.38 | 2.3 | 4.78 | 4.0379 | 4.1 |  | 15820 | 25800 | 26100 | 1.83 | 2.38 | 3.22 | 2.54 | 3.1762 | 2.38 |  | 16448 |  | 19860 | 2.58 |  | 3.08 | 1.86 | 1.90
Trane | Trane | TruComfort XV20i | 10153698 | 4TWV0036A1 | TEM8A0C42V41+TDR | HRCU-A-CB | 10 | 20 | 13 | 35600 | Yes | Centrally Ducted | N/A | N/A | 8300 | 31400 | 32700 | 0.52 | 2.32 | 2.41 | 4.68 | 3.9656 | 3.98 |  | 15490 | 25200 | 25400 | 1.82 | 2.32 | 3.2 | 2.5 | 3.1826 | 2.32 |  | 16182 |  | 19400 | 2.58 |  | 3.06 | 1.84 | 1.85