## APS Eligible Small ASHP Models
APS Eligible Small ASHP Models |  |  | Disclaimer: The Massachusetts Department of Energy Resources (DOER) has not investigated, and expressly disclaims any duty to investigate, any company, product, service, process, procedure, design, or the like, which may be presented on the aforementioned list. The presentation of these companies does not constitute endorsement, warranty, or guaranty, by DOER of any company, product, service, process, procedure, design, or the like.
Updated July 2024
Brand (if applicable) | Model Name (if applicable) | AHRI Certificate No. | AHRI Type | Outdoor Unit Model | Indoor Unit Model | Ducting Configuration | Rated Capacity 47°F (btu/hr) | Rated Capacity 17°F (btu/hr) | COP at Rated Capacity 17°F | Maximum Capacity 5°F (btu/hr) | COP at Max. Capacity 5°F
1HVAC | EZ Series | 214810588 | HRCU-A-CB-O | EZ-18ZPL-HP230 | EZ-18W-M | Singlezone Non-Ducted, Wall Placement | 18000 | 13800 | 2.54 | 11700 | 2.05
1HVAC | EZ Series | 214810587 | HRCU-A-CB-O | EZ-12ZPL-HP115 | EZ-12WPL-HP115 | Singlezone Non-Ducted, Wall Placement | 12000 | 7500 | 2.59 | 6400 | 1.95
1HVAC | ACIQ series | 212394312 | HRCU-A-C | ACIQ-24-HPB | ACIQ-24-ACL | Singlezone Ducted, Centrally Ducted | 25000 | 21000 | 2.58 | 20000 | 1.95
1HVAC |  | 207825564 | HMSR-A-CB-O | ACIQ-18Z-HH-M2B |  | Multizone All Non-Ducted | 20000 | 15000 | 2.5 | 20000 | 1.93
1HVAC |  | 210857368 | HMSR-A-CB-O | ES-27Z-M3B |  | Multizone All Non-Ducted | 28000 | 21000 | 2.5 | 20000 | 2.11
1HVAC |  | 210857362 | HMSR-A-CB-O | ACIQ-55Z-HH-M5B |  | Multizone All Non-Ducted | 55000 | 34400 | 2.5 | 47000 | 1.94
1HVAC | ACIQ series | 212394311 | HRCU-A-C | ACIQ-18-HPB | ACIQ-18-ACL | Singlezone Ducted, Centrally Ducted | 19000 | 14700 | 2.6 | 15000 | 2.2
1HVAC | ACIQ series | 213492122 | HRCU-A-C | ACIQ-18-HPB | ACIQ-24-ACL | Singlezone Ducted, Centrally Ducted | 19000 | 14700 | 2.6 | 15000 | 2.2
1HVAC | ACIQ series | 213433234 | HRCU-A-CB | ACIQ-24-HPB | ACIQ-24W-P | Singlezone Ducted, Centrally Ducted | 27400 | 19200 | 2.61 | 24000 | 1.91
1HVAC | ACIQ series | 213433233 | HRCU-A-CB | ACIQ-18-HPB | ACIQ-18W-P | Singlezone Ducted, Centrally Ducted | 19000 | 13500 | 2.6 | 18000 | 2
1HVAC | ACIQ series | 213433229 | HRCU-A-CB | ACIQ-18-HPB | ACIQ-18W-WM | Singlezone Ducted, Centrally Ducted | 19000 | 15800 | 2.82 | 18800 | 2.3
1HVAC | ACIQ series | 213433230 | HRCU-A-CB | ACIQ-24-HPB | ACIQ-24W-WM | Singlezone Ducted, Centrally Ducted | 26000 | 20000 | 2.7 | 24000 | 2
1HVAC | DELUXE 19 VS HP 2-STAGE | 210468207 | HRCU-A-CB | HVH837GKA2*+TSTAT | EHD4X60AAL | Singlezone Ducted, Centrally Ducted | 47000 | 30600 | 2.52 | 24200 | 1.98
1HVAC | DELUXE 19 VS HP 2-STAGE | 210468317 | HRCU-A-CB | HVH837GKA2*+TSTAT | EHD4X60AAL | Singlezone Ducted, Centrally Ducted | 46500 | 30400 | 2.5 | 24200 | 1.98
1HVAC | ACIQ | 210857364 | HMSV-A-CB | ACIQ-55Z-HH-M5B |  | Multizone Mix of Ducted and Non-Ducted | 55000 | 34800 | 2.5 | 47000 | 1.94
1HVAC | ES SERIES | 210857370 | HMSV-A-CB | ES-27Z-M3B |  | Multizone Mix of Ducted and Non-Ducted | 28000 | 21400 | 2.55 | 20000 | 2.13
1HVAC |  | 210857300 | HRCU-A-CB-O | ACIQ-48ZPL-HP230B | ACIQ-48CC-HH-MB | Singlezone Non-Ducted, Wall Placement | 53000 | 35000 | 2.59 | 48000 | 1.98
1HVAC | ES SERIES | 210857367 | HMSV-A-CB | ES-18Z-M2B |  | Multizone Mix of Ducted and Non-Ducted | 19000 | 14500 | 2.5 | 14000 | 2.17
1HVAC | ACIQ | 207825566 | HMSV-A-CB | ACIQ-18Z-HH-M2B |  | Multizone Mix of Ducted and Non-Ducted | 20000 | 15500 | 2.55 | 20000 | 1.95
1HVAC |  | 210857294 | HRCU-A-CB-O | ACIQ-06ZPL-HP230B | ACIQ-06W-HH-MC | Singlezone Non-Ducted, Wall Placement | 7000 | 8500 | 2.9 | 8581 | 2.19
1HVAC |  | 207825522 | HRCU-A-CB | ACIQ-24ZPL-HP230B | ACIQ-24CD-HH-MB | Singlezone Ducted, Compact Ducted | 25000 | 21000 | 2.64 | 27000 | 2
1HVAC |  | 207825525 | HRCU-A-CB-O | ACIQ-24ZPL-HP230B | ACIQ-24FM-HH-MB | Singlezone Non-Ducted, Floor Placement | 25000 | 19000 | 2.64 | 25000 | 2.1
1HVAC |  | 207825520 | HRCU-A-CB | ACIQ-12ZPL-HP230B | ACIQ-12CD-HH-MB | Singlezone Ducted, Compact Ducted | 12500 | 10600 | 2.51 | 12100 | 1.96
1HVAC |  | 207825517 | HRCU-A-CB-O | ACIQ-12ZPL-HP230B | ACIQ-12CC-HH-MB | Singlezone Non-Ducted, Ceiling Placement | 12000 | 9900 | 2.55 | 11500 | 1.9
1HVAC |  | 210857307 | HRCU-A-CB-O | ACIQ-06ZPL-HP230B | SCC-0609-HH-M | Singlezone Non-Ducted, Ceiling Placement | 7100 | 5700 | 2.61 | 8500 | 2.03
1HVAC |  | 210857363 | HMSV-A-CB | ACIQ-55Z-HH-M5B |  | Multizone All Ducted | 55000 | 35200 | 2.5 | 47000 | 1.94
1HVAC |  | 210857369 | HMSV-A-CB | ES-27Z-M3B |  | Multizone All Ducted | 28000 | 22000 | 2.6 | 20000 | 2.14
1HVAC |  | 207825565 | HMSV-A-CB | ACIQ-18Z-HH-M2B |  | Multizone All Ducted | 20000 | 16000 | 2.61 | 20000 | 1.95
1HVAC | DELUXE 19 VS HP 2-STAGE | 210465003 | HRCU-A-CB | HVH837GKA2*+TSTAT | EN(A,D,W)4X60L24** | Singlezone Ducted, Centrally Ducted | 47000 | 30600 | 2.5 | 24000 | 1.96
1HVAC | DELUXE 19 VS HP 2-STAGE | 210464815 | HRCU-A-CB | HVH837GKA2*+TSTAT | EN(A,D)4X48L24** | Singlezone Ducted, Centrally Ducted | 48000 | 31000 | 2.5 | 24400 | 1.94
1HVAC | DELUXE 19 VS HP 2-STAGE | 210464680 | HRCU-A-CB | HVH837GKA2*+TSTAT | EN(A,D)4X48L24** | Singlezone Ducted, Centrally Ducted | 47500 | 30600 | 2.5 | 24200 | 1.94
1HVAC | DELUXE 19 VS HP 2-STAGE | 210464614 | HRCU-A-CB | HVH837GKA2*+TSTAT | EN(A,D)4X48L24** | Singlezone Ducted, Centrally Ducted | 47500 | 30800 | 2.5 | 24200 | 1.96
1HVAC | DELUXE 19 VS HP 2-STAGE | 210464602 | HRCU-A-CB | HVH837GKA2*+TSTAT | EN(A,D)4X48L24** | Singlezone Ducted, Centrally Ducted | 48000 | 31000 | 2.5 | 24400 | 1.96
1HVAC | DELUXE 19 VS HP 2-STAGE | 210464459 | HRCU-A-CB | HVH837GKA2*+TSTAT | EN(A,D,W)4X48L21** | Singlezone Ducted, Centrally Ducted | 48000 | 31000 | 2.5 | 24400 | 1.94
1HVAC | DELUXE 19 VS HP 2-STAGE | 210464304 | HRCU-A-CB | HVH837GKA2*+TSTAT | EN(A,D,W)4X48L21** | Singlezone Ducted, Centrally Ducted | 48000 | 31000 | 2.5 | 24400 | 1.94
1HVAC | DELUXE 19 VS HP 2-STAGE | 210464169 | HRCU-A-CB | HVH837GKA2*+TSTAT | EN(A,D,W)4X48L21** | Singlezone Ducted, Centrally Ducted | 47500 | 30800 | 2.5 | 24200 | 1.96
1HVAC | DELUXE 19 VS HP 2-STAGE | 210462016 | HRCU-A-CB | HVH837GKA2*+TSTAT | EA*4X61L24A* | Singlezone Ducted, Centrally Ducted | 47000 | 30800 | 2.52 | 24400 | 1.98
1HVAC | DELUXE 19 VS HP 2-STAGE | 210461961 | HRCU-A-CB | HVH837GKA2*+TSTAT | EA*4X61L24A* | Singlezone Ducted, Centrally Ducted | 47000 | 30600 | 2.5 | 24400 | 1.98
1HVAC | DELUXE 19 VS HP 2-STAGE | 210461837 | HRCU-A-CB | HVH837GKA2*+TSTAT | EA*4X61L24A* | Singlezone Ducted, Centrally Ducted | 47000 | 30600 | 2.5 | 24400 | 1.98
1HVAC | DELUXE 19 VS HP 2-STAGE | 210461826 | HRCU-A-CB | HVH837GKA2*+TSTAT | EA*4X61L24A* | Singlezone Ducted, Centrally Ducted | 46500 | 30400 | 2.5 | 24000 | 1.96
1HVAC | DELUXE 19 VS HP 2-STAGE | 210461804 | HRCU-A-CB | HVH837GKA2*+TSTAT | EA*4X61L24A* | Singlezone Ducted, Centrally Ducted | 47000 | 30600 | 2.5 | 24400 | 1.98
1HVAC | DELUXE 19 VS HP 2-STAGE | 210461793 | HRCU-A-CB | HVH837GKA2*+TSTAT | EA*4X61L24A* | Singlezone Ducted, Centrally Ducted | 47000 | 30600 | 2.5 | 24400 | 1.96
1HVAC | DELUXE 19 VS HP 2-STAGE | 210461760 | HRCU-A-CB | HVH837GKA2*+TSTAT | EA*4X61L24A* | Singlezone Ducted, Centrally Ducted | 46500 | 30400 | 2.5 | 24200 | 1.98
1HVAC | DELUXE 19 VS HP 2-STAGE | 210461748 | HRCU-A-CB | HVH837GKA2*+TSTAT | EA*4X61L24A* | Singlezone Ducted, Centrally Ducted | 46500 | 30600 | 2.5 | 24200 | 1.98
1HVAC | DELUXE 19 VS HP 2-STAGE | 210461450 | HRCU-A-CB | HVH837GKA2*+TSTAT | EA*4X61L21A* | Singlezone Ducted, Centrally Ducted | 46500 | 30600 | 2.5 | 24400 | 1.96
1HVAC | DELUXE 19 VS HP 2-STAGE | 210461427 | HRCU-A-CB | HVH837GKA2*+TSTAT | EA*4X61L21A* | Singlezone Ducted, Centrally Ducted | 47000 | 30600 | 2.5 | 24400 | 1.98
1HVAC | DELUXE 19 VS HP 2-STAGE | 210461414 | HRCU-A-CB | HVH837GKA2*+TSTAT | EA*4X61L21A* | Singlezone Ducted, Centrally Ducted | 47000 | 30600 | 2.5 | 24400 | 1.98
1HVAC | DELUXE 19 VS HP 2-STAGE | 210461326 | HRCU-A-CB | HVH837GKA2*+TSTAT | EA*4X61L21A* | Singlezone Ducted, Centrally Ducted | 46500 | 30400 | 2.5 | 24200 | 1.96
1HVAC | DELUXE 19 VS HP 2-STAGE | 210459737 | HRCU-A-CB | HVH837GKA2*+TSTAT | EA*4X43L21A* | Singlezone Ducted, Centrally Ducted | 47500 | 30800 | 2.52 | 24400 | 1.98
1HVAC |  | 210857311 | HRCU-A-CB-O | ACIQ-12ZPL-HP230B | ACIQ-12FM-HH-MC | Singlezone Non-Ducted, Wall Placement | 12000 | 10200 | 2.72 | 12300 | 2.1
1HVAC | DELUXE 19 VS HP 2-STAGE | 210458480 | HRCU-A-CB | HVH837GKA2*+TSTAT | EA*4X37L21A* | Singlezone Ducted, Centrally Ducted | 47500 | 30800 | 2.52 | 24400 | 1.98
1HVAC |  | 210857295 | HRCU-A-CB-O | ACIQ-09ZPL-HP230B | ACIQ-09W-HH-MC | Singlezone Non-Ducted, Wall Placement | 12000 | 9500 | 2.53 | 11109 | 1.97
1HVAC |  | 207825512 | HRCU-A-CB-O | ACIQ-09ZPL-HP230B | ACIQ-09W-HH-MB | Singlezone Non-Ducted, Wall Placement | 12000 | 9500 | 2.53 | 11109 | 1.97
1HVAC |  | 210857306 | HRCU-A-CB-O | ACIQ-60ZPL-HP230B | ACIQ-60FM-HH-MB | Singlezone Non-Ducted, Floor Placement | 60000 | 40000 | 2.58 | 56500 | 1.97
AC PRO.COM |  | 207827135 | HMSR-A-CB-O | A3OJ-27HFN1-M |  | Multizone All Non-Ducted | 28000 | 21000 | 2.5 | 20000 | 2.11
AC PRO.COM |  | 214010093 | HRCU-A-C | AOX430-24HFN1-MR0 | AAC-24HWDN1-MN0 | Singlezone Ducted, Centrally Ducted | 25600 | 22000 | 2.5 | 18500 | 2.2
AC PRO.COM | AVBL series | 213386503 | HRCU-A-CB | AOD30-24HFN1-MW | AVBL-24HWFN1-MI3 | Singlezone Ducted, Centrally Ducted | 27400 | 19200 | 2.61 | 24000 | 1.91
AC PRO.COM | AVBL series | 213386502 | HRCU-A-CB | AOX430U-18HFN1-M | AVBL-18HWFN1-MH3 | Singlezone Ducted, Centrally Ducted | 19000 | 13500 | 2.6 | 18000 | 2
AC PRO.COM |  | 205921395 | HRCU-A-CB-O | AOBA30-09HFN1-MT0W | AS11M-09HRFN1-MXOW(A) | Singlezone Non-Ducted, Wall Placement | 9800 | 5800 | 2.74 | 7989 | 2
AC PRO.COM |  | 205355555 | HRCU-A-CB | AOCA31-18HFN1-MT0W | ATIU-18HWFN1-M | Singlezone Ducted, Compact Ducted | 18000 | 12000 | 2.61 | 10300 | 1.95
AC PRO.COM |  | 205921397 | HRCU-A-CB-O | AOCA31-18HFN1-MT0W | AS11M-18HRFN1-MTOW | Singlezone Non-Ducted, Wall Placement | 18000 | 11400 | 2.72 | 11178 | 2.02
AC PRO.COM |  | 205355556 | HRCU-A-CB | AOD31-24HFN1-MT0W | ATIU-24HWFN1-M | Singlezone Ducted, Compact Ducted | 24400 | 16000 | 2.69 | 18500 | 2.04
AC PRO.COM |  | 205355567 | HRCU-A-CB-O | AOD31-24HFN1-MT0W | AUEU-24HRFN1-M(C) | Singlezone Non-Ducted, Floor Placement | 24000 | 15000 | 2.85 | 17817 | 1.9
AC PRO.COM |  | 209748102 | HRCU-A-CB-O | AOD32-24HFN1-MT0W | ACD1-24HRFN1-MT0W | Singlezone Non-Ducted, Wall Placement | 25000 | 19000 | 2.6 | 18900 | 1.96
AC PRO.COM |  | 209748100 | HRCU-A-CB-O | AOX230-12HFN1-MV5W | ACCA3U-12HRFN1-M(C) | Singlezone Non-Ducted, Ceiling Placement | 12000 | 8900 | 2.75 | 8000 | 2.28
AC PRO.COM | A series | 207827127 | HMSV-A-CB | A3OJ-27HFN1-M |  | Multizone Mix of Ducted and Non-Ducted | 28000 | 21400 | 2.55 | 20000 | 2.13
AC PRO.COM | A series | 207827134 | HMSV-A-CB | A2OA-18HFN1-M |  | Multizone Mix of Ducted and Non-Ducted | 19000 | 14500 | 2.5 | 14000 | 2.17
AC PRO.COM |  | 209748103 | HRCU-A-CB | AOX230-09HFN1-MW5W | ATIU-09HWFN1-M | Singlezone Ducted, Compact Ducted | 10000 | 7700 | 2.59 | 8000 | 2.09
AC PRO.COM |  | 209748104 | HRCU-A-CB | AOX230-12HFN1-MV5W | ATIU-12HWFN1-M | Singlezone Ducted, Compact Ducted | 12000 | 9300 | 2.78 | 8400 | 2.26
AC PRO.COM |  | 209748106 | HRCU-A-CB-O | AOX230-12HFN1-MV5W | AFAU-12HRFN1-M(C) | Singlezone Non-Ducted, Wall Placement | 12000 | 9000 | 2.69 | 8400 | 2.26
AC PRO.COM |  | 211001948 | HRCU-A-CB-O | AOX230-09HFN1-MW5W | ACBU-09HRFN1-MW0W | Singlezone Non-Ducted, Ceiling Placement | 11000 | 8000 | 2.66 | 8500 | 2.37
AC PRO.COM |  | 211001950 | HRCU-A-CB-O | AOX430-18HFN1-MT8W | ACBU-18HRFN1-MU2W | Singlezone Non-Ducted, Ceiling Placement | 19000 | 12200 | 2.79 | 13100 | 2.3
AC PRO.COM |  | 207827126 | HMSV-A-CB | A3OJ-27HFN1-M |  | Multizone All Ducted | 28000 | 22000 | 2.6 | 20000 | 2.14
AC PRO.COM |  | 209748107 | HRCU-A-CB-O | AOX430-18HFN1-MT8W | AUEU-18HRFN1-M(C) | Singlezone Non-Ducted, Floor Placement | 20000 | 12800 | 2.52 | 13000 | 2.08
AC PRO.COM |  | 209748101 | HRCU-A-CB-O | AOX430-18HFN1-MT8W | ACCA3U-18HRFN1-M(C) | Singlezone Non-Ducted, Ceiling Placement | 19000 | 12000 | 2.51 | 12700 | 2.16
AC PRO.COM |  | 209748105 | HRCU-A-CB | AOX430-18HFN1-MT8W | ATIU-18HWFN1-M | Singlezone Ducted, Compact Ducted | 20000 | 12600 | 2.66 | 13000 | 2.4
AC PRO.COM |  | 207827153 | HRCU-A-CB-O | AOX430-17HFN1-MT0W | ACCA3U-18HRFN1-M | Singlezone Non-Ducted, Ceiling Placement | 19000 | 12000 | 2.51 | 12700 | 2.16
AC PRO.COM |  | 207827139 | HRCU-A-CB-O | AOX230-09HFN1-MT0W | ASABA-09HRFN1-MU5W | Singlezone Non-Ducted, Wall Placement | 10000 | 6900 | 2.53 | 6400 | 1.95
AC PRO.COM |  | 207827146 | HRCU-A-CB-O | AOX230-12HFN1-MV5W | ASEPB-12HRFN1-MW5W(GA) | Singlezone Non-Ducted, Wall Placement | 12000 | 9000 | 2.69 | 8981 | 2.19
AC PRO.COM |  | 207827145 | HRCU-A-CB-O | AOX230-09HFN1-MW5W | ASEPB-09HRFN1-MY5W(GA) | Singlezone Non-Ducted, Wall Placement | 10000 | 8500 | 2.8 | 8581 | 2.19
AC PRO.COM |  | 207827157 | HRCU-A-CB | AOD32-24HFN1-MT0W | ATIU-24HWFN1-M | Singlezone Ducted, Compact Ducted | 25000 | 20000 | 2.61 | 20000 | 2.3
AC PRO.COM |  | 207827155 | HRCU-A-CB | AOX330-12HFN1-MW5W | ATIU-12HWFN1-M | Singlezone Ducted, Compact Ducted | 12500 | 10600 | 2.51 | 12100 | 1.96
AC PRO.COM |  | 207827152 | HRCU-A-CB-O | AOX330-12HFN1-MW5W | ACCA3U-12HRFN1-M | Singlezone Non-Ducted, Ceiling Placement | 12000 | 9900 | 2.55 | 11500 | 1.9
AC PRO.COM |  | 207827154 | HRCU-A-CB | AOX330-09HFN1-MY5W | ATIU-09HWFN1-M | Singlezone Ducted, Compact Ducted | 10000 | 7700 | 2.59 | 8000 | 2.09
ACD | UHD-38 | 211749865 | HRCU-A-CB-O | UHD09KCH38SB-O | UHD09KCH38SC-I | Singlezone Non-Ducted, Wall Placement | 9000 | 8000 | 2.89 | 13000 | 1.91
ACD | UHD-38 | 211749866 | HRCU-A-CB-O | UHD12KCH31S-O | UHD12KCH31SB-I | Singlezone Non-Ducted, Wall Placement | 12200 | 8100 | 2.86 | 12000 | 1.91
ACD | UHD-38 | 211749868 | HRCU-A-CB-O | UHD24KCH22S-O | UHD24KCH22SB-I | Singlezone Non-Ducted, Wall Placement | 24000 | 15500 | 2.86 | 24000 | 1.9
ACD | Free Match | 210534127 | HMSR-A-CB-O | MPD18KCH21SB-O |  | Multizone All Non-Ducted | 18000 | 14700 | 2.63 | 13600 | 2.23
ACD | UHD-38 | 202110484 | HRCU-A-CB-O | UHD12KCH31S-O | UHD12KCH31S-I | Singlezone Non-Ducted, Wall Placement | 12200 | 8100 | 2.86 | 12000 | 1.91
ACD | Pular | 210534143 | HRCU-A-CB-O | PUD12KCH24S-O | PUD12KCH24S-I | Singlezone Non-Ducted, Wall Placement | 12000 | 7000 | 2.81 | 9000 | 1.9
ACD | Pular | 214229583 | HRCU-A-CB-O | PUD18KCH23S-O* | PUD18KCH23S-I* | Singlezone Non-Ducted, Wall Placement | 18000 | 10800 | 2.64 | 13500 | 1.9
ACD | Pular | 211619266 | HRCU-A-CB-O | PUD18KCH23S-O | PUD18KCH23S-I | Singlezone Non-Ducted, Wall Placement | 18000 | 10800 | 2.64 | 13500 | 1.9
ACD | UHD-38 | 202132789 | HRCU-A-CB-O | UHD24KCH22S-O | UHD24KCH22S-I | Singlezone Non-Ducted, Wall Placement | 24000 | 15500 | 2.86 | 26443 | 2.15
ACD | OCD-23 | 201863350 | HRCU-A-CB-O | OCD09KCH23S-O | OCD09KCH23S-I | Singlezone Non-Ducted, Wall Placement | 11000 | 7300 | 2.85 | 12976 | 2.09
ACD |  | 201863351 | HRCU-A-CB-O | OCD12KCH22S-O | OCD12KCH22S-I | Singlezone Non-Ducted, Wall Placement | 13000 | 7700 | 2.59 | 9110 | 1.98
ACIQ |  | 214602072 | HRCU-A-CB | ACIQ-12-EHPB | ACIQ-12-AHB | Singlezone Ducted, Centrally Ducted | 13000 | 12000 | 2.61 | 11000 | 2
ACIQ |  | 207825576 | HMSR-A-CB-O | ACIQ-18Z-HH-M2B |  | Multizone All Non-Ducted | 20000 | 15000 | 2.5 | 20000 | 1.93
ACIQ |  | 210857380 | HMSR-A-CB-O | ACIQ-55Z-HH-M5B |  | Multizone All Non-Ducted | 55000 | 34400 | 2.5 | 47000 | 1.94
ACIQ |  | 210857386 | HMSR-A-CB-O | ES-27Z-M3B |  | Multizone All Non-Ducted | 28000 | 21000 | 2.5 | 20000 | 2.11
ACIQ | ACIQ series | 212394322 | HRCU-A-C | ACIQ-18-HPB | ACIQ-18-ACL | Singlezone Ducted, Centrally Ducted | 19000 | 14700 | 2.6 | 15000 | 2.2
ACIQ | ACIQ series | 213433253 | HRCU-A-CB | ACIQ-24-HPB | ACIQ-24W-P | Singlezone Ducted, Centrally Ducted | 27400 | 19200 | 2.61 | 24000 | 1.91
ACIQ | ACIQ series | 213433252 | HRCU-A-CB | ACIQ-18-HPB | ACIQ-18W-P | Singlezone Ducted, Centrally Ducted | 19000 | 13500 | 2.6 | 18000 | 2
ACIQ | ACIQ series | 213433248 | HRCU-A-CB | ACIQ-18-HPB | ACIQ-18W-WM | Singlezone Ducted, Centrally Ducted | 19000 | 15800 | 2.82 | 18800 | 2.3
ACIQ | ACIQ series | 213433249 | HRCU-A-CB | ACIQ-24-HPB | ACIQ-24W-WM | Singlezone Ducted, Centrally Ducted | 26000 | 20000 | 2.7 | 24000 | 2
ACIQ | ACIQ series | 213492134 | HRCU-A-C | ACIQ-18-HPB | ACIQ-24-ACL | Singlezone Ducted, Centrally Ducted | 19000 | 14700 | 2.6 | 15000 | 2.2
ACIQ | ACIQ | 210857382 | HMSV-A-CB | ACIQ-55Z-HH-M5B |  | Multizone Mix of Ducted and Non-Ducted | 55000 | 34800 | 2.5 | 47000 | 1.94
ACIQ | ES SERIES | 210857388 | HMSV-A-CB | ES-27Z-M3B |  | Multizone Mix of Ducted and Non-Ducted | 28000 | 21400 | 2.55 | 20000 | 2.13
ACIQ |  | 210857320 | HRCU-A-CB-O | ACIQ-48ZPL-HP230B | ACIQ-48CC-HH-MB | Singlezone Non-Ducted, Wall Placement | 53000 | 35000 | 2.59 | 48000 | 1.98
ACIQ | ES SERIES | 210857385 | HMSV-A-CB | ES-18Z-M2B |  | Multizone Mix of Ducted and Non-Ducted | 19000 | 14500 | 2.5 | 14000 | 2.17
ACIQ | ACIQ | 207825578 | HMSV-A-CB | ACIQ-18Z-HH-M2B |  | Multizone Mix of Ducted and Non-Ducted | 20000 | 15500 | 2.55 | 20000 | 1.95
ACIQ |  | 210857314 | HRCU-A-CB-O | ACIQ-06ZPL-HP230B | ACIQ-06W-HH-MC | Singlezone Non-Ducted, Wall Placement | 7000 | 8500 | 2.9 | 8581 | 2.19
ACIQ |  | 207825541 | HRCU-A-CB | ACIQ-24ZPL-HP230B | ACIQ-24CD-HH-MB | Singlezone Ducted, Compact Ducted | 25000 | 21000 | 2.64 | 27000 | 2
ACIQ |  | 207825544 | HRCU-A-CB-O | ACIQ-24ZPL-HP230B | ACIQ-24FM-HH-MB | Singlezone Non-Ducted, Floor Placement | 25000 | 19000 | 2.64 | 25000 | 2.1
ACIQ |  | 207825539 | HRCU-A-CB | ACIQ-12ZPL-HP230B | ACIQ-12CD-HH-MB | Singlezone Ducted, Compact Ducted | 12500 | 10600 | 2.51 | 12100 | 1.96
ACIQ |  | 207825536 | HRCU-A-CB-O | ACIQ-12ZPL-HP230B | ACIQ-12CC-HH-MB | Singlezone Non-Ducted, Ceiling Placement | 12000 | 9900 | 2.55 | 11500 | 1.9
ACIQ |  | 210857327 | HRCU-A-CB-O | ACIQ-06ZPL-HP230B | SCC-0609-HH-M | Singlezone Non-Ducted, Ceiling Placement | 7100 | 5700 | 2.61 | 8500 | 2.03
ACIQ |  | 210857387 | HMSV-A-CB | ES-27Z-M3B |  | Multizone All Ducted | 28000 | 22000 | 2.6 | 20000 | 2.14
ACIQ |  | 210857381 | HMSV-A-CB | ACIQ-55Z-HH-M5B |  | Multizone All Ducted | 55000 | 35200 | 2.5 | 47000 | 1.94
ACIQ |  | 207825577 | HMSV-A-CB | ACIQ-18Z-HH-M2B |  | Multizone All Ducted | 20000 | 16000 | 2.61 | 20000 | 1.95
ACIQ |  | 210857331 | HRCU-A-CB-O | ACIQ-12ZPL-HP230B | ACIQ-12FM-HH-MC | Singlezone Non-Ducted, Wall Placement | 12000 | 10200 | 2.72 | 12300 | 2.1
ACIQ |  | 210857315 | HRCU-A-CB-O | ACIQ-09ZPL-HP230B | ACIQ-09W-HH-MC | Singlezone Non-Ducted, Wall Placement | 12000 | 9500 | 2.53 | 11109 | 1.97
ACIQ |  | 207825531 | HRCU-A-CB-O | ACIQ-09ZPL-HP230B | ACIQ-09W-HH-MB | Singlezone Non-Ducted, Wall Placement | 12000 | 9500 | 2.53 | 11109 | 1.97
ACIQ |  | 210857326 | HRCU-A-CB-O | ACIQ-60ZPL-HP230B | ACIQ-60FM-HH-MB | Singlezone Non-Ducted, Floor Placement | 60000 | 40000 | 2.58 | 56500 | 1.97
AI AIR CONDITIONING | AW Series | 213769944 | HRCU-A-CB-O | AO25-12N1-M1H | AW25-12N1-M1 | Singlezone Non-Ducted, Wall Placement | 12000 | 10300 | 2.56 | 12113 | 1.9
AI AIR CONDITIONING | AW Series | 213769943 | HRCU-A-CB-O | AO25-09N1-M1H | AW25-09N1-M1 | Singlezone Non-Ducted, Wall Placement | 12000 | 9300 | 2.5 | 11300 | 1.9
AI AIR CONDITIONING |  | 213769927 | HRCU-A-CB | AUO18-60N1-M3H | AUH2-60N1-DM3E | Singlezone Ducted, Centrally Ducted | 59000 | 42000 | 2.6 | 54356 | 1.91
AI AIR CONDITIONING |  | 213769965 | HMSV-A-CB | A5MO22-55N1-M1H |  | Multizone All Ducted | 55000 | 35200 | 2.5 | 47000 | 1.94
AI AIR CONDITIONING |  | 213769954 | HMSV-A-CB | A2MO22-18N1-M1H |  | Multizone Mix of Ducted and Non-Ducted | 20000 | 14700 | 2.55 | 20000 | 1.98
AI AIR CONDITIONING |  | 213769953 | HMSV-A-CB | A2MO22-18N1-M1H |  | Multizone All Ducted | 20000 | 16000 | 2.61 | 20000 | 1.95
AI AIR CONDITIONING |  | 213769961 | HMSR-A-CB-O | A5MO22-48N1-M1H |  | Multizone All Non-Ducted | 49000 | 39000 | 2.5 | 46000 | 2.05
AI AIR CONDITIONING |  | 213769952 | HMSR-A-CB-O | A2MO22-18N1-M1H |  | Multizone All Non-Ducted | 20000 | 13500 | 2.5 | 20000 | 2
AI AIR CONDITIONING |  | 213769940 | HRCU-A-CB-O | AO24-18N1-M1H | AW25-18N1-M1 | Singlezone Non-Ducted, Wall Placement | 18000 | 14100 | 2.65 | 12829 | 2.35
AI AIR CONDITIONING |  | 213769938 | HRCU-A-CB-O | AO24-09N1-M1H | AW25-09N1-M1 | Singlezone Non-Ducted, Wall Placement | 10000 | 8100 | 2.7 | 8564 | 2.22
AI AIR CONDITIONING |  | 213769942 | HRCU-A-CB-O | AO25-06N1-M1H | AW25-06N1-M1 | Singlezone Non-Ducted, Wall Placement | 7000 | 7500 | 2.5 | 7200 | 1.92
AI AIR CONDITIONING |  | 213927637 | HRCU-A-CB-O | AO25-09N1-B1H | AW25-09N1-B1 | Singlezone Non-Ducted, Wall Placement | 10000 | 5900 | 2.93 | 6858 | 2.07
AI AIR CONDITIONING |  | 213769936 | HRCU-A-CB-O | AO24-09N1-B1H | AW24-09N1-B1 | Singlezone Non-Ducted, Wall Placement | 10000 | 5900 | 2.93 | 6858 | 2.07
AI AIR CONDITIONING |  | 213769930 | HRCU-A-CB-O | AO21-09N1-M1 | AW21-09N1-M1 | Singlezone Non-Ducted, Wall Placement | 10000 | 6000 | 2.51 | 6933 | 1.97
AI AIR CONDITIONING |  | 213769939 | HRCU-A-CB-O | AO24-12N1-M1H | AW25-12N1-M1 | Singlezone Non-Ducted, Wall Placement | 12000 | 10000 | 2.69 | 8820 | 2.25
AI AIR CONDITIONING |  | 213927638 | HRCU-A-CB-O | AO25-12N1-B1H | AW25-12N1-B1 | Singlezone Non-Ducted, Wall Placement | 12000 | 8900 | 2.75 | 6858 | 2.07
AI AIR CONDITIONING |  | 213769937 | HRCU-A-CB-O | AO24-12N1-B1H | AW24-12N1-B1 | Singlezone Non-Ducted, Wall Placement | 12000 | 8900 | 2.75 | 6858 | 2.07
AI AIR CONDITIONING |  | 214311544 | HMSR-A-CB-O | A2MO21-18N1-M1 |  | Multizone All Non-Ducted | 19000 | 14400 | 2.5 | 14000 | 2.22
AI AIR CONDITIONING |  | 214311546 | HMSV-A-CB | A2MO21-18N1-M1 |  | Multizone Mix of Ducted and Non-Ducted | 19000 | 14600 | 2.5 | 14000 | 2.17
AI AIR CONDITIONING |  | 214311548 | HMSV-A-CB | A3MO21-27N1-M1 |  | Multizone All Ducted | 28000 | 22000 | 2.6 | 20000 | 2.14
AIREASE | 4SHP22LX SERIES | 214716364 | HRCU-A-CB | 4SHP22LX136P-**A | 7EC48BX-0*+TDR | Singlezone Ducted, Centrally Ducted | 33800 | 22600 | 2.5 | 18500 | 2.18
AIREASE | 4SHP22LX SERIES | 214716365 | HRCU-A-CB | 4SHP22LX136P-**A | 7EC48BX-0*+TDR | Singlezone Ducted, Centrally Ducted | 33200 | 22000 | 2.52 | 18100 | 2.24
AIREASE | 4SHP22LX SERIES | 214716366 | HRCU-A-CB | 4SHP22LX136P-**A | 7EC48BX-0*+TDR | Singlezone Ducted, Centrally Ducted | 33200 | 22000 | 2.54 | 18000 | 2.24
AIREASE | 4SHP22LX SERIES | 214716371 | HRCU-A-CB | 4SHP22LX136P-**A | 7EC48BX-0*+TDR | Singlezone Ducted, Centrally Ducted | 33400 | 22200 | 2.52 | 18200 | 2.22
AIREASE | 4SHP22LX SERIES | 214716372 | HRCU-A-CB | 4SHP22LX136P-**A | 7EC48BX-0*+TDR | Singlezone Ducted, Centrally Ducted | 33600 | 22200 | 2.56 | 18200 | 2.24
AIREASE | 4SHP22LX SERIES | 214716379 | HRCU-A-CB | 4SHP22LX136P-**A | 7EC48BX-0*+TDR | Singlezone Ducted, Centrally Ducted | 33800 | 22600 | 2.52 | 18500 | 2.2
AIREASE | 4SHP22LX SERIES | 214716380 | HRCU-A-CB | 4SHP22LX136P-**A | 7EC48BX-0*+TDR | Singlezone Ducted, Centrally Ducted | 33800 | 22400 | 2.52 | 18400 | 2.22
AIREASE | 4SHP22LX SERIES | 214716381 | HRCU-A-CB | 4SHP22LX136P-**A | 7EC48BX-0*+TDR | Singlezone Ducted, Centrally Ducted | 33800 | 22400 | 2.54 | 18400 | 2.22
AIREASE | 4SHP22LX SERIES | 214716382 | HRCU-A-CB | 4SHP22LX136P-**A | 7EC48BX-0*+TDR | Singlezone Ducted, Centrally Ducted | 33800 | 22400 | 2.54 | 18400 | 2.22
AIREASE | 4SHP22LX SERIES | 214716268 | HRCU-A-CB | 4SHP22LX136P-**A | 7EH42CX-0*+TDR | Singlezone Ducted, Centrally Ducted | 33200 | 22000 | 2.52 | 17700 | 2.06
AIREASE | 4SHP22LX SERIES | 214716269 | HRCU-A-CB | 4SHP22LX136P-**A | 7EH42CX-0*+TDR | Singlezone Ducted, Centrally Ducted | 33800 | 22600 | 2.52 | 18200 | 2.04
AIREASE | 4SHP22LX SERIES | 214716277 | HRCU-A-CB | 4SHP22LX136P-**A | 7EH42CX-0*+TDR | Singlezone Ducted, Centrally Ducted | 33400 | 22200 | 2.52 | 17900 | 2.06
AIREASE | 4SHP22LX SERIES | 214716278 | HRCU-A-CB | 4SHP22LX136P-**A | 7EH42CX-0*+TDR | Singlezone Ducted, Centrally Ducted | 33400 | 22200 | 2.5 | 17900 | 2.04
AIREASE | 4SHP22LX SERIES | 214716280 | HRCU-A-CB | 4SHP22LX136P-**A | 7EH42CX-0*+TDR | Singlezone Ducted, Centrally Ducted | 33400 | 22400 | 2.5 | 18000 | 2.04
AIREASE | 4SHP22LX SERIES | 214716281 | HRCU-A-CB | 4SHP22LX136P-**A | 7EH42CX-0*+TDR | Singlezone Ducted, Centrally Ducted | 33400 | 22200 | 2.5 | 17900 | 2.04
AIREASE | 4SHP22LX SERIES | 214716282 | HRCU-A-CB | 4SHP22LX136P-**A | 7EH42CX-0*+TDR | Singlezone Ducted, Centrally Ducted | 33600 | 22400 | 2.5 | 18100 | 2.04
AIREASE | 4SHP22LX SERIES | 214716284 | HRCU-A-CB | 4SHP22LX136P-**A | 7EH42CX-0*+TDR | Singlezone Ducted, Centrally Ducted | 33800 | 22600 | 2.52 | 18200 | 2.04
AIREASE | 4SHP22LX SERIES | 214716285 | HRCU-A-CB | 4SHP22LX136P-**A | 7EH42CX-0*+TDR | Singlezone Ducted, Centrally Ducted | 33600 | 22400 | 2.5 | 18100 | 2.04
AIREASE | 4SHP22LX SERIES | 214716286 | HRCU-A-CB | 4SHP22LX136P-**A | 7EH42CX-0*+TDR | Singlezone Ducted, Centrally Ducted | 33600 | 22400 | 2.52 | 18100 | 2.06
AIREASE | 4SHP22LX SERIES | 214716288 | HRCU-A-CB | 4SHP22LX136P-**A | 7EH42CX-0*+TDR | Singlezone Ducted, Centrally Ducted | 33600 | 22400 | 2.5 | 18100 | 2.04
AIREASE | 4SHP22LX SERIES | 214716289 | HRCU-A-CB | 4SHP22LX136P-**A | 7EH42CX-0*+TDR | Singlezone Ducted, Centrally Ducted | 33600 | 22400 | 2.5 | 18100 | 2.04
AIREASE | 4SHP22LX SERIES | 214716290 | HRCU-A-CB | 4SHP22LX136P-**A | 7EH42CX-0*+TDR | Singlezone Ducted, Centrally Ducted | 33800 | 22600 | 2.5 | 18200 | 2.04
AIREASE | 4SHP22LX SERIES | 214716498 | HRCU-A-CB | 4SHP22LX124P-**A | 7EC30AX-0*+TDR | Singlezone Ducted, Centrally Ducted | 23400 | 14200 | 2.51 | 16100 | 1.96
AIREASE | 4SHP22LX SERIES | 214716499 | HRCU-A-CB | 4SHP22LX124P-**A | 7EC30AX-0*+TDR | Singlezone Ducted, Centrally Ducted | 23400 | 14200 | 2.51 | 16100 | 1.96
AIREASE | 4SHP22LX SERIES | 214716500 | HRCU-A-CB | 4SHP22LX124P-**A | 7EC30AX-0*+TDR | Singlezone Ducted, Centrally Ducted | 23000 | 13900 | 2.51 | 15800 | 1.94
AIREASE | 4SHP22LX SERIES | 214716502 | HRCU-A-CB | 4SHP22LX124P-**A | 7EC30AX-0*+TDR | Singlezone Ducted, Centrally Ducted | 23400 | 14200 | 2.52 | 16100 | 1.96
AIREASE | 4SHP22LX SERIES | 214716503 | HRCU-A-CB | 4SHP22LX124P-**A | 7EC30AX-0*+TDR | Singlezone Ducted, Centrally Ducted | 23200 | 14000 | 2.52 | 15900 | 1.94
AIREASE | 4SHP22LX SERIES | 214716504 | HRCU-A-CB | 4SHP22LX124P-**A | 7EC30AX-0*+TDR | Singlezone Ducted, Centrally Ducted | 23400 | 14200 | 2.52 | 16100 | 1.98
AIREASE | 4SHP22LX SERIES | 214716505 | HRCU-A-CB | 4SHP22LX124P-**A | 7EC30AX-0*+TDR | Singlezone Ducted, Centrally Ducted | 23600 | 14200 | 2.51 | 16100 | 1.96
AIREASE | 4SHP22LX SERIES | 214716506 | HRCU-A-CB | 4SHP22LX124P-**A | 7EC30AX-0*+TDR | Singlezone Ducted, Centrally Ducted | 23600 | 14200 | 2.51 | 16100 | 1.96
AIREASE | 4SHP22LX SERIES | 214716510 | HRCU-A-CB | 4SHP22LX124P-**A | 7EC30BX-0*+TDR | Singlezone Ducted, Centrally Ducted | 23200 | 14000 | 2.52 | 15900 | 1.96
AIREASE | 4SHP22LX SERIES | 214716514 | HRCU-A-CB | 4SHP22LX124P-**A | 7EC30BX-0*+TDR | Singlezone Ducted, Centrally Ducted | 23600 | 14200 | 2.51 | 16100 | 1.96
AIREASE | 4SHP22LX SERIES | 214716519 | HRCU-A-CB | 4SHP22LX124P-**A | 7EC30BX-0*+TDR | Singlezone Ducted, Centrally Ducted | 23400 | 14100 | 2.54 | 16000 | 1.98
AIREASE | 4SHP22LX SERIES | 214716520 | HRCU-A-CB | 4SHP22LX124P-**A | 7EC30BX-0*+TDR | Singlezone Ducted, Centrally Ducted | 23400 | 14100 | 2.54 | 16000 | 1.98
AIREASE | 4SHP22LX SERIES | 214716521 | HRCU-A-CB | 4SHP22LX124P-**A | 7EC30BX-0*+TDR | Singlezone Ducted, Centrally Ducted | 23400 | 14100 | 2.54 | 16000 | 1.98
AIREASE | 4SHP22LX SERIES | 214716522 | HRCU-A-CB | 4SHP22LX124P-**A | 7EC30BX-0*+TDR | Singlezone Ducted, Centrally Ducted | 23600 | 14200 | 2.51 | 16100 | 1.96
AIREASE | 4SHP22LX SERIES | 214716523 | HRCU-A-CB | 4SHP22LX124P-**A | 7EC30BX-0*+TDR | Singlezone Ducted, Centrally Ducted | 23600 | 14200 | 2.51 | 16200 | 1.96
AIREASE | 4SHP22LX SERIES | 214716525 | HRCU-A-CB | 4SHP22LX124P-**A | 7EC30BX-0*+TDR | Singlezone Ducted, Centrally Ducted | 23600 | 14200 | 2.51 | 16100 | 1.96
AIREASE | 4SHP22LX SERIES | 214716524 | HRCU-A-CB | 4SHP22LX124P-**A | 7EC30BX-0*+TDR | Singlezone Ducted, Centrally Ducted | 23600 | 14200 | 2.51 | 16100 | 1.96
AIREASE | 4SHP22LX SERIES | 214716471 | HRCU-A-CB | 4SHP22LX124P-**A | 7EC24AX-0*+TDR | Singlezone Ducted, Centrally Ducted | 23600 | 14700 | 2.52 | 15700 | 1.9
AIREASE | 4SHP22LX SERIES | 214716472 | HRCU-A-CB | 4SHP22LX124P-**A | 7EC24AX-0*+TDR | Singlezone Ducted, Centrally Ducted | 23600 | 14700 | 2.52 | 15700 | 1.9
AIREASE | 4SHP22LX SERIES | 214716473 | HRCU-A-CB | 4SHP22LX124P-**A | 7EC24AX-0*+TDR | Singlezone Ducted, Centrally Ducted | 23000 | 14300 | 2.52 | 15400 | 1.9
AIREASE | 4SHP22LX SERIES | 214716474 | HRCU-A-CB | 4SHP22LX124P-**A | 7EC24AX-0*+TDR | Singlezone Ducted, Centrally Ducted | 23600 | 14700 | 2.5 | 15800 | 1.92
AIREASE | 4SHP22LX SERIES | 214716476 | HRCU-A-CB | 4SHP22LX124P-**A | 7EC24AX-0*+TDR | Singlezone Ducted, Centrally Ducted | 23200 | 14500 | 2.51 | 15500 | 1.9
AIREASE | 4SHP22LX SERIES | 214716477 | HRCU-A-CB | 4SHP22LX124P-**A | 7EC24AX-0*+TDR | Singlezone Ducted, Centrally Ducted | 23600 | 14700 | 2.53 | 15700 | 1.92
AIREASE | 4SHP22LX SERIES | 214716478 | HRCU-A-CB | 4SHP22LX124P-**A | 7EC24AX-0*+TDR | Singlezone Ducted, Centrally Ducted | 23600 | 14700 | 2.52 | 15700 | 1.9
AIREASE | 4SHP22LX SERIES | 214716479 | HRCU-A-CB | 4SHP22LX124P-**A | 7EC24AX-0*+TDR | Singlezone Ducted, Centrally Ducted | 23600 | 14700 | 2.52 | 15700 | 1.9
AIREASE | 4SHP22LX SERIES | 214716481 | HRCU-A-CB | 4SHP22LX124P-**A | 7EC24BX-0*+TDR | Singlezone Ducted, Centrally Ducted | 23600 | 14700 | 2.5 | 15800 | 1.92
AIREASE | 4SHP22LX SERIES | 214716483 | HRCU-A-CB | 4SHP22LX124P-**A | 7EC24BX-0*+TDR | Singlezone Ducted, Centrally Ducted | 23200 | 14500 | 2.54 | 15500 | 1.9
AIREASE | 4SHP22LX SERIES | 214716487 | HRCU-A-CB | 4SHP22LX124P-**A | 7EC24BX-0*+TDR | Singlezone Ducted, Centrally Ducted | 23600 | 14700 | 2.52 | 15700 | 1.9
AIREASE | 4SHP22LX SERIES | 214716492 | HRCU-A-CB | 4SHP22LX124P-**A | 7EC24BX-0*+TDR | Singlezone Ducted, Centrally Ducted | 23600 | 14600 | 2.55 | 15700 | 1.92
AIREASE | 4SHP22LX SERIES | 214716493 | HRCU-A-CB | 4SHP22LX124P-**A | 7EC24BX-0*+TDR | Singlezone Ducted, Centrally Ducted | 23600 | 14600 | 2.55 | 15700 | 1.92
AIREASE | 4SHP22LX SERIES | 214716494 | HRCU-A-CB | 4SHP22LX124P-**A | 7EC24BX-0*+TDR | Singlezone Ducted, Centrally Ducted | 23600 | 14600 | 2.55 | 15700 | 1.92
AIREASE | 4SHP22LX SERIES | 214716495 | HRCU-A-CB | 4SHP22LX124P-**A | 7EC24BX-0*+TDR | Singlezone Ducted, Centrally Ducted | 23600 | 14700 | 2.5 | 15800 | 1.92
AIREASE | 4SHP22LX SERIES | 214716496 | HRCU-A-CB | 4SHP22LX124P-**A | 7EC24BX-0*+TDR | Singlezone Ducted, Centrally Ducted | 23600 | 14700 | 2.5 | 15800 | 1.9
AIREASE | 4SHP22LX SERIES | 214716497 | HRCU-A-CB | 4SHP22LX124P-**A | 7EC24BX-0*+TDR | Singlezone Ducted, Centrally Ducted | 23600 | 14700 | 2.52 | 15800 | 1.92
AIREASE | 4SHP22LX SERIES | 214716409 | HRCU-A-CB | 4SHP22LX136P-**A | 7EC48CX-0*+TDR | Singlezone Ducted, Centrally Ducted | 33800 | 22400 | 2.54 | 18500 | 2.24
AIREASE | 4SHP22LX SERIES | 214716411 | HRCU-A-CB | 4SHP22LX136P-**A | 7EC48CX-0*+TDR | Singlezone Ducted, Centrally Ducted | 33800 | 22400 | 2.52 | 18600 | 2.24
AIREASE | 4SHP22LX SERIES | 214716412 | HRCU-A-CB | 4SHP22LX136P-**A | 7EC48CX-0*+TDR | Singlezone Ducted, Centrally Ducted | 33800 | 22400 | 2.52 | 18600 | 2.24
AIREASE | 4SHP22LX SERIES | 214716414 | HRCU-A-CB | 4SHP22LX136P-**A | 7EC48CX-0*+TDR | Singlezone Ducted, Centrally Ducted | 33600 | 22400 | 2.56 | 18500 | 2.26
AIREASE | 4SHP22LX SERIES | 211528760 | HRCU-A-CB | 4SHP22LX136P-**A | EAC4X48B+TDR | Singlezone Ducted, Centrally Ducted | 33800 | 22400 | 2.54 | 18400 | 2.22
AIREASE | 4SHP22LX SERIES | 211528759 | HRCU-A-CB | 4SHP22LX136P-**A | EAC4X48B+TDR | Singlezone Ducted, Centrally Ducted | 33800 | 22400 | 2.54 | 18400 | 2.22
AIREASE | 4SHP22LX SERIES | 211528758 | HRCU-A-CB | 4SHP22LX136P-**A | EAC4X48B+TDR | Singlezone Ducted, Centrally Ducted | 33800 | 22400 | 2.52 | 18400 | 2.22
AIREASE | 4SHP22LX SERIES | 211528757 | HRCU-A-CB | 4SHP22LX136P-**A | EAC4X48B+TDR | Singlezone Ducted, Centrally Ducted | 33800 | 22600 | 2.52 | 18500 | 2.2
AIREASE | 4SHP22LX SERIES | 211528750 | HRCU-A-CB | 4SHP22LX136P-**A | EAC4X48B+TDR | Singlezone Ducted, Centrally Ducted | 33600 | 22200 | 2.56 | 18200 | 2.24
AIREASE | 4SHP22LX SERIES | 211528749 | HRCU-A-CB | 4SHP22LX136P-**A | EAC4X48B+TDR | Singlezone Ducted, Centrally Ducted | 33400 | 22200 | 2.52 | 18200 | 2.22
AIREASE | 4SHP22LX SERIES | 211528745 | HRCU-A-CB | 4SHP22LX136P-**A | EAC4X48B+TDR | Singlezone Ducted, Centrally Ducted | 33600 | 22400 | 2.5 | 18400 | 2.2
AIREASE | 4SHP22LX SERIES | 211528744 | HRCU-A-CB | 4SHP22LX136P-**A | EAC4X48B+TDR | Singlezone Ducted, Centrally Ducted | 33200 | 22000 | 2.54 | 18000 | 2.24
AIREASE | 4SHP22LX SERIES | 211528743 | HRCU-A-CB | 4SHP22LX136P-**A | EAC4X48B+TDR | Singlezone Ducted, Centrally Ducted | 33200 | 22000 | 2.52 | 18100 | 2.24
AIREASE | 4SHP22LX SERIES | 211528742 | HRCU-A-CB | 4SHP22LX136P-**A | EAC4X48B+TDR | Singlezone Ducted, Centrally Ducted | 33800 | 22600 | 2.5 | 18500 | 2.18
AIREASE | 4SHP22LX SERIES | 211528677 | HRCU-A-CB | 4SHP22LX136P-**A | ED1P48B+TDR+TXV | Singlezone Ducted, Centrally Ducted | 33400 | 21400 | 2.5 | 17700 | 2.18
AIREASE | 4SHP22LX SERIES | 211528672 | HRCU-A-CB | 4SHP22LX136P-**A | ED1P30/36C+TDR+TXV | Singlezone Ducted, Centrally Ducted | 35800 | 23400 | 2.5 | 19000 | 2.18
AIREASE | 4SHP22LX SERIES | 211528671 | HRCU-A-CB | 4SHP22LX136P-**A | ED1P30/36C+TDR+TXV | Singlezone Ducted, Centrally Ducted | 35400 | 23000 | 2.54 | 18700 | 2.22
AIREASE | 4SHP22LX SERIES | 211528670 | HRCU-A-CB | 4SHP22LX136P-**A | ED1P30/36C+TDR+TXV | Singlezone Ducted, Centrally Ducted | 35000 | 22800 | 2.56 | 18500 | 2.24
AIREASE | 4SHP22LX SERIES | 211528669 | HRCU-A-CB | 4SHP22LX136P-**A | ED1P30/36C+TDR+TXV | Singlezone Ducted, Centrally Ducted | 35000 | 22800 | 2.54 | 18500 | 2.22
AIREASE | 4SHP22LX SERIES | 211528668 | HRCU-A-CB | 4SHP22LX136P-**A | ED1P30/36C+TDR+TXV | Singlezone Ducted, Centrally Ducted | 35000 | 22800 | 2.58 | 18400 | 2.24
AIREASE | 4SHP22LX SERIES | 211528667 | HRCU-A-CB | 4SHP22LX136P-**A | ED1P30/36C+TDR+TXV | Singlezone Ducted, Centrally Ducted | 35400 | 23000 | 2.54 | 18700 | 2.22
AIREASE | 4SHP22LX SERIES | 211528666 | HRCU-A-CB | 4SHP22LX136P-**A | ED1P30/36C+TDR+TXV | Singlezone Ducted, Centrally Ducted | 35000 | 22800 | 2.54 | 18500 | 2.22
AIREASE | 4SHP22LX SERIES | 211528665 | HRCU-A-CB | 4SHP22LX136P-**A | ED1P30/36B+TDR+TXV | Singlezone Ducted, Centrally Ducted | 35600 | 23200 | 2.5 | 18900 | 2.18
AIREASE | 4SHP22LX SERIES | 211528664 | HRCU-A-CB | 4SHP22LX136P-**A | ED1P30/36B+TDR+TXV | Singlezone Ducted, Centrally Ducted | 35600 | 23200 | 2.5 | 18900 | 2.18
AIREASE | 4SHP22LX SERIES | 211528663 | HRCU-A-CB | 4SHP22LX136P-**A | ED1P30/36B+TDR+TXV | Singlezone Ducted, Centrally Ducted | 35400 | 23200 | 2.52 | 18800 | 2.2
AIREASE | 4SHP22LX SERIES | 211528662 | HRCU-A-CB | 4SHP22LX136P-**A | ED1P30/36B+TDR+TXV | Singlezone Ducted, Centrally Ducted | 34800 | 22800 | 2.52 | 18400 | 2.2
AIREASE | 4SHP22LX SERIES | 211528661 | HRCU-A-CB | 4SHP22LX136P-**A | ED1P30/36B+TDR+TXV | Singlezone Ducted, Centrally Ducted | 35200 | 23000 | 2.52 | 18600 | 2.2
AIREASE | 4SHP22LX SERIES | 211528660 | HRCU-A-CB | 4SHP22LX136P-**A | ED1P30/36B+TDR+TXV | Singlezone Ducted, Centrally Ducted | 35200 | 23000 | 2.52 | 18600 | 2.2
AIREASE | 4SHP22LX SERIES | 211528659 | HRCU-A-CB | 4SHP22LX136P-**A | ED1P30/36B+TDR+TXV | Singlezone Ducted, Centrally Ducted | 35000 | 22800 | 2.58 | 18500 | 2.26
AIREASE | 4SHP22LX SERIES | 211528658 | HRCU-A-CB | 4SHP22LX136P-**A | ED1P30/36B+TDR+TXV | Singlezone Ducted, Centrally Ducted | 34800 | 22600 | 2.52 | 18400 | 2.22
AIREASE | 4SHP22LX SERIES | 211528656 | HRCU-A-CB | 4SHP22LX136P-**A | ED1P30/36B+TDR+TXV | Singlezone Ducted, Centrally Ducted | 35400 | 23000 | 2.5 | 18800 | 2.2
AIREASE | 4SHP22LX SERIES | 211528655 | HRCU-A-CB | 4SHP22LX136P-**A | ED1P30/36B+TDR+TXV | Singlezone Ducted, Centrally Ducted | 35800 | 23400 | 2.5 | 19000 | 2.16
AIREASE | 4SHP22LX SERIES | 211528654 | HRCU-A-CB | 4SHP22LX136P-**A | ED1P30/36A+TDR+TXV | Singlezone Ducted, Centrally Ducted | 35800 | 23400 | 2.5 | 19000 | 2.16
AIREASE | 4SHP22LX SERIES | 211528653 | HRCU-A-CB | 4SHP22LX136P-**A | ED1P30/36A+TDR+TXV | Singlezone Ducted, Centrally Ducted | 35000 | 22800 | 2.52 | 18500 | 2.2
AIREASE | 4SHP22LX SERIES | 211528647 | HRCU-A-CB | 4SHP22LX136P-**A | EAH1P42C+TDR+TXV | Singlezone Ducted, Centrally Ducted | 33800 | 22600 | 2.5 | 18200 | 2.04
AIREASE | 4SHP22LX SERIES | 211528646 | HRCU-A-CB | 4SHP22LX136P-**A | EAH1P42C+TDR+TXV | Singlezone Ducted, Centrally Ducted | 33600 | 22400 | 2.5 | 18100 | 2.04
AIREASE | 4SHP22LX SERIES | 211528645 | HRCU-A-CB | 4SHP22LX136P-**A | EAH1P42C+TDR+TXV | Singlezone Ducted, Centrally Ducted | 33600 | 22400 | 2.5 | 18100 | 2.04
AIREASE | 4SHP22LX SERIES | 211528643 | HRCU-A-CB | 4SHP22LX136P-**A | EAH1P42C+TDR+TXV | Singlezone Ducted, Centrally Ducted | 33600 | 22400 | 2.52 | 18100 | 2.06
AIREASE | 4SHP22LX SERIES | 211528642 | HRCU-A-CB | 4SHP22LX136P-**A | EAH1P42C+TDR+TXV | Singlezone Ducted, Centrally Ducted | 33600 | 22400 | 2.5 | 18100 | 2.04
AIREASE | 4SHP22LX SERIES | 211528641 | HRCU-A-CB | 4SHP22LX136P-**A | EAH1P42C+TDR+TXV | Singlezone Ducted, Centrally Ducted | 33800 | 22600 | 2.52 | 18200 | 2.04
AIREASE | 4SHP22LX SERIES | 211528639 | HRCU-A-CB | 4SHP22LX136P-**A | EAH1P42C+TDR+TXV | Singlezone Ducted, Centrally Ducted | 33600 | 22400 | 2.5 | 18100 | 2.04
AIREASE | 4SHP22LX SERIES | 211528638 | HRCU-A-CB | 4SHP22LX136P-**A | EAH1P42C+TDR+TXV | Singlezone Ducted, Centrally Ducted | 33400 | 22200 | 2.5 | 17900 | 2.04
AIREASE | 4SHP22LX SERIES | 211528637 | HRCU-A-CB | 4SHP22LX136P-**A | EAH1P42C+TDR+TXV | Singlezone Ducted, Centrally Ducted | 33400 | 22400 | 2.5 | 18000 | 2.04
AIREASE | 4SHP22LX SERIES | 211528635 | HRCU-A-CB | 4SHP22LX136P-**A | EAH1P42C+TDR+TXV | Singlezone Ducted, Centrally Ducted | 33400 | 22200 | 2.5 | 17900 | 2.04
AIREASE | 4SHP22LX SERIES | 211528634 | HRCU-A-CB | 4SHP22LX136P-**A | EAH1P42C+TDR+TXV | Singlezone Ducted, Centrally Ducted | 33400 | 22200 | 2.52 | 17900 | 2.06
AIREASE | 4SHP22LX SERIES | 211528633 | HRCU-A-CB | 4SHP22LX136P-**A | EAH1P42C+TDR+TXV | Singlezone Ducted, Centrally Ducted | 33800 | 22400 | 2.5 | 18200 | 2.04
AIREASE | 4SHP22LX SERIES | 211528631 | HRCU-A-CB | 4SHP22LX136P-**A | EAH1P42C+TDR+TXV | Singlezone Ducted, Centrally Ducted | 33800 | 22600 | 2.5 | 18200 | 2.04
AIREASE | 4SHP22LX SERIES | 211528630 | HRCU-A-CB | 4SHP22LX136P-**A | EAH1P42C+TDR+TXV | Singlezone Ducted, Centrally Ducted | 33800 | 22600 | 2.5 | 18200 | 2.02
AIREASE | 4SHP22LX SERIES | 211528627 | HRCU-A-CB | 4SHP22LX136P-**A | EAH1P42C+TDR+TXV | Singlezone Ducted, Centrally Ducted | 33200 | 22200 | 2.5 | 17800 | 2.04
AIREASE | 4SHP22LX SERIES | 211528626 | HRCU-A-CB | 4SHP22LX136P-**A | EAH1P42C+TDR+TXV | Singlezone Ducted, Centrally Ducted | 33800 | 22600 | 2.52 | 18200 | 2.04
AIREASE | 4SHP22LX SERIES | 211528625 | HRCU-A-CB | 4SHP22LX136P-**A | EAH1P42C+TDR+TXV | Singlezone Ducted, Centrally Ducted | 33200 | 22000 | 2.52 | 17700 | 2.06
AIREASE | 4SHP22LX SERIES | 211528572 | HRCU-A-CB | 4SHP22LX136P-**A | BCE7S42M*4X | Singlezone Ducted, Centrally Ducted | 35000 | 22800 | 2.64 | 18400 | 2.3
AIREASE | 4SHP22LX SERIES | 211528571 | HRCU-A-CB | 4SHP22LX136P-**A | BCE7E42M*4X | Singlezone Ducted, Centrally Ducted | 34400 | 22200 | 2.6 | 18000 | 2.3
AIREASE | 4SHP22LX SERIES | 211528570 | HRCU-A-CB | 4SHP22LX136P-**A | BCE7E36M*4X | Singlezone Ducted, Centrally Ducted | 33600 | 23000 | 2.6 | 18300 | 2.24
AIREASE | 4SHP22LX SERIES | 211528569 | HRCU-A-CB | 4SHP22LX136P-**A | BCE5V42M*4X | Singlezone Ducted, Centrally Ducted | 33600 | 22200 | 2.6 | 18000 | 2.24
AIREASE | 4SHP22LX SERIES | 211528568 | HRCU-A-CB | 4SHP22LX136P-**A | BCE5V36M*4X | Singlezone Ducted, Centrally Ducted | 33400 | 22200 | 2.58 | 18000 | 2.24
AIREASE | 4SHP22LX SERIES | 211528564 | HRCU-A-CB | 4SHP22LX136P-**A | EA(C;U)1P48B+TDR+TXV | Singlezone Ducted, Centrally Ducted | 33800 | 22400 | 2.54 | 18400 | 2.22
AIREASE | 4SHP22LX SERIES | 211528563 | HRCU-A-CB | 4SHP22LX136P-**A | EA(C;U)1P48B+TDR+TXV | Singlezone Ducted, Centrally Ducted | 33800 | 22400 | 2.54 | 18400 | 2.22
AIREASE | 4SHP22LX SERIES | 211528562 | HRCU-A-CB | 4SHP22LX136P-**A | EA(C;U)1P48B+TDR+TXV | Singlezone Ducted, Centrally Ducted | 33800 | 22400 | 2.52 | 18400 | 2.22
AIREASE | 4SHP22LX SERIES | 211528561 | HRCU-A-CB | 4SHP22LX136P-**A | EA(C;U)1P48B+TDR+TXV | Singlezone Ducted, Centrally Ducted | 33800 | 22600 | 2.52 | 18500 | 2.2
AIREASE | 4SHP22LX SERIES | 211528554 | HRCU-A-CB | 4SHP22LX136P-**A | EA(C;U)1P48B+TDR+TXV | Singlezone Ducted, Centrally Ducted | 33600 | 22200 | 2.56 | 18200 | 2.24
AIREASE | 4SHP22LX SERIES | 211528553 | HRCU-A-CB | 4SHP22LX136P-**A | EA(C;U)1P48B+TDR+TXV | Singlezone Ducted, Centrally Ducted | 33400 | 22200 | 2.52 | 18200 | 2.22
AIREASE | 4SHP22LX SERIES | 211528549 | HRCU-A-CB | 4SHP22LX136P-**A | EA(C;U)1P48B+TDR+TXV | Singlezone Ducted, Centrally Ducted | 33600 | 22400 | 2.5 | 18400 | 2.2
AIREASE | 4SHP22LX SERIES | 211528548 | HRCU-A-CB | 4SHP22LX136P-**A | EA(C;U)1P48B+TDR+TXV | Singlezone Ducted, Centrally Ducted | 33200 | 22000 | 2.54 | 18000 | 2.24
AIREASE | 4SHP22LX SERIES | 211528547 | HRCU-A-CB | 4SHP22LX136P-**A | EA(C;U)1P48B+TDR+TXV | Singlezone Ducted, Centrally Ducted | 33200 | 22000 | 2.52 | 18100 | 2.24
AIREASE | 4SHP22LX SERIES | 211528546 | HRCU-A-CB | 4SHP22LX136P-**A | EA(C;U)1P48B+TDR+TXV | Singlezone Ducted, Centrally Ducted | 33800 | 22600 | 2.5 | 18500 | 2.18
AIREASE | 4SHP22LX Series | 211708569 | HRCU-A-CB | 4SHP22LX136P-**A | BCE5E42M | Singlezone Ducted, Centrally Ducted | 33000 | 22000 | 2.56 | 18000 | 2.2
AIREASE | 4SHP22LX Series | 211708568 | HRCU-A-CB | 4SHP22LX136P-**A | BCE5E36M | Singlezone Ducted, Centrally Ducted | 32800 | 21800 | 2.5 | 17700 | 2.18
AIREASE | 4SHP22LX Series | 211708566 | HRCU-A-CB | 4SHP22LX136P-**A | BCE7S36M*4X | Singlezone Ducted, Centrally Ducted | 33400 | 22800 | 2.6 | 18300 | 2.28
AIREASE | 4SHP22LX SERIES | 211709612 | HRCU-A-CB | 4SHP22LX124P-**A | EAC4X24B+TDR | Singlezone Ducted, Centrally Ducted | 23200 | 14500 | 2.54 | 15500 | 1.9
AIREASE | 4SHP22LX SERIES | 211709611 | HRCU-A-CB | 4SHP22LX124P-**A | EAC4X24B+TDR | Singlezone Ducted, Centrally Ducted | 23600 | 14700 | 2.52 | 15800 | 1.92
AIREASE | 4SHP22LX SERIES | 211709606 | HRCU-A-CB | 4SHP22LX124P-**A | EAC4X24B+TDR | Singlezone Ducted, Centrally Ducted | 23600 | 14700 | 2.5 | 15800 | 1.92
AIREASE | 4SHP22LX SERIES | 211709604 | HRCU-A-CB | 4SHP22LX124P-**A | EAC4X24A+TDR | Singlezone Ducted, Centrally Ducted | 23600 | 14700 | 2.52 | 15700 | 1.9
AIREASE | 4SHP22LX SERIES | 211709603 | HRCU-A-CB | 4SHP22LX124P-**A | EAC4X24A+TDR | Singlezone Ducted, Centrally Ducted | 23600 | 14700 | 2.52 | 15700 | 1.9
AIREASE | 4SHP22LX SERIES | 211709602 | HRCU-A-CB | 4SHP22LX124P-**A | EAC4X24A+TDR | Singlezone Ducted, Centrally Ducted | 23600 | 14700 | 2.53 | 15700 | 1.92
AIREASE | 4SHP22LX SERIES | 211709601 | HRCU-A-CB | 4SHP22LX124P-**A | EAC4X24A+TDR | Singlezone Ducted, Centrally Ducted | 23200 | 14500 | 2.51 | 15500 | 1.9
AIREASE | 4SHP22LX SERIES | 211709599 | HRCU-A-CB | 4SHP22LX124P-**A | EAC4X24A+TDR | Singlezone Ducted, Centrally Ducted | 23600 | 14700 | 2.5 | 15800 | 1.92
AIREASE | 4SHP22LX SERIES | 211709598 | HRCU-A-CB | 4SHP22LX124P-**A | EAC4X24A+TDR | Singlezone Ducted, Centrally Ducted | 23000 | 14300 | 2.52 | 15400 | 1.9
AIREASE | 4SHP22LX SERIES | 211709597 | HRCU-A-CB | 4SHP22LX124P-**A | EAC4X24A+TDR | Singlezone Ducted, Centrally Ducted | 23600 | 14700 | 2.52 | 15700 | 1.9
AIREASE | 4SHP22LX SERIES | 211709596 | HRCU-A-CB | 4SHP22LX124P-**A | EAC4X24A+TDR | Singlezone Ducted, Centrally Ducted | 23600 | 14700 | 2.52 | 15700 | 1.9
AIREASE | 4SHP22LX SERIES | 211709595 | HRCU-A-CB | 4SHP22LX124P-**A | ED1P24B+TDR+TXV | Singlezone Ducted, Centrally Ducted | 23200 | 15000 | 2.7 | 15100 | 2.06
AIREASE | 4SHP22LX SERIES | 211709594 | HRCU-A-CB | 4SHP22LX124P-**A | ED1P24B+TDR+TXV | Singlezone Ducted, Centrally Ducted | 23400 | 15100 | 2.67 | 15200 | 2.04
AIREASE | 4SHP22LX SERIES | 211709593 | HRCU-A-CB | 4SHP22LX124P-**A | ED1P24B+TDR+TXV | Singlezone Ducted, Centrally Ducted | 23200 | 15000 | 2.68 | 15100 | 2.04
AIREASE | 4SHP22LX SERIES | 211709592 | HRCU-A-CB | 4SHP22LX124P-**A | ED1P24B+TDR+TXV | Singlezone Ducted, Centrally Ducted | 23200 | 15000 | 2.71 | 15000 | 2.04
AIREASE | 4SHP22LX SERIES | 211709591 | HRCU-A-CB | 4SHP22LX124P-**A | ED1P24B+TDR+TXV | Singlezone Ducted, Centrally Ducted | 23200 | 14900 | 2.71 | 15000 | 2.06
AIREASE | 4SHP22LX SERIES | 211709590 | HRCU-A-CB | 4SHP22LX124P-**A | ED1P24B+TDR+TXV | Singlezone Ducted, Centrally Ducted | 23200 | 14900 | 2.71 | 15000 | 2.06
AIREASE | 4SHP22LX SERIES | 211709589 | HRCU-A-CB | 4SHP22LX124P-**A | ED1P24B+TDR+TXV | Singlezone Ducted, Centrally Ducted | 23400 | 15100 | 2.71 | 15100 | 2.04
AIREASE | 4SHP22LX SERIES | 211709588 | HRCU-A-CB | 4SHP22LX124P-**A | ED1P24B+TDR+TXV | Singlezone Ducted, Centrally Ducted | 23200 | 15000 | 2.7 | 15000 | 2.04
AIREASE | 4SHP22LX SERIES | 211709587 | HRCU-A-CB | 4SHP22LX124P-**A | ED1P24B+TDR+TXV | Singlezone Ducted, Centrally Ducted | 23400 | 15200 | 2.62 | 15300 | 2.02
AIREASE | 4SHP22LX SERIES | 211709586 | HRCU-A-CB | 4SHP22LX124P-**A | ED1P24B+TDR+TXV | Singlezone Ducted, Centrally Ducted | 23200 | 14900 | 2.66 | 15000 | 2.02
AIREASE | 4SHP22LX SERIES | 211709585 | HRCU-A-CB | 4SHP22LX124P-**A | ED1P24B+TDR+TXV | Singlezone Ducted, Centrally Ducted | 23200 | 15000 | 2.76 | 15000 | 2.06
AIREASE | 4SHP22LX SERIES | 211709584 | HRCU-A-CB | 4SHP22LX124P-**A | ED1P24B+TDR+TXV | Singlezone Ducted, Centrally Ducted | 23200 | 14900 | 2.68 | 15000 | 2.04
AIREASE | 4SHP22LX SERIES | 211709583 | HRCU-A-CB | 4SHP22LX124P-**A | ED1P24A+TDR+TXV | Singlezone Ducted, Centrally Ducted | 23200 | 15000 | 2.76 | 15000 | 2.08
AIREASE | 4SHP22LX SERIES | 211709582 | HRCU-A-CB | 4SHP22LX124P-**A | ED1P24A+TDR+TXV | Singlezone Ducted, Centrally Ducted | 23000 | 14900 | 2.75 | 14900 | 2.06
AIREASE | 4SHP22LX SERIES | 211709581 | HRCU-A-CB | 4SHP22LX124P-**A | ED1P24A+TDR+TXV | Singlezone Ducted, Centrally Ducted | 23000 | 14900 | 2.71 | 14900 | 2.04
AIREASE | 4SHP22LX SERIES | 211709580 | HRCU-A-CB | 4SHP22LX124P-**A | BCE7S24M*4X | Singlezone Ducted, Centrally Ducted | 23000 | 14400 | 2.56 | 15400 | 2.08
AIREASE | 4SHP22LX SERIES | 211709579 | HRCU-A-CB | 4SHP22LX124P-**A | BCE7E30M*4X | Singlezone Ducted, Centrally Ducted | 22400 | 14300 | 2.85 | 16100 | 2.34
AIREASE | 4SHP22LX SERIES | 211709578 | HRCU-A-CB | 4SHP22LX124P-**A | BCE7E24M*4X | Singlezone Ducted, Centrally Ducted | 23200 | 14500 | 2.56 | 15500 | 2.08
AIREASE | 4SHP22LX SERIES | 211709577 | HRCU-A-CB | 4SHP22LX124P-**A | BCE7E18M*4X | Singlezone Ducted, Centrally Ducted | 22600 | 14100 | 2.54 | 15100 | 2.06
AIREASE | 4SHP22LX SERIES | 211709576 | HRCU-A-CB | 4SHP22LX124P-**A | BCE5V30M*4X | Singlezone Ducted, Centrally Ducted | 22400 | 14500 | 2.67 | 14900 | 2.12
AIREASE | 4SHP22LX SERIES | 211709575 | HRCU-A-CB | 4SHP22LX124P-**A | BCE5V24M*4X | Singlezone Ducted, Centrally Ducted | 22200 | 14900 | 2.68 | 15400 | 2.12
AIREASE | 4SHP22LX SERIES | 211709574 | HRCU-A-CB | 4SHP22LX124P-**A | BCE5C30M*4X | Singlezone Ducted, Centrally Ducted | 22800 | 14900 | 2.6 | 15200 | 2.08
AIREASE | 4SHP22LX SERIES | 211709573 | HRCU-A-CB | 4SHP22LX124P-**A | BCE5C24M*4X | Singlezone Ducted, Centrally Ducted | 23400 | 14700 | 2.5 | 15300 | 2.06
AIREASE | 4SHP22LX SERIES | 211709572 | HRCU-A-CB | 4SHP22LX124P-**A | EA(C;U)1P30B+TDR+TXV | Singlezone Ducted, Centrally Ducted | 23600 | 14200 | 2.51 | 16100 | 1.96
AIREASE | 4SHP22LX SERIES | 211709571 | HRCU-A-CB | 4SHP22LX124P-**A | EA(C;U)1P30B+TDR+TXV | Singlezone Ducted, Centrally Ducted | 23600 | 14200 | 2.51 | 16100 | 1.96
AIREASE | 4SHP22LX SERIES | 211709570 | HRCU-A-CB | 4SHP22LX124P-**A | EA(C;U)1P30B+TDR+TXV | Singlezone Ducted, Centrally Ducted | 23600 | 14200 | 2.51 | 16200 | 1.96
AIREASE | 4SHP22LX SERIES | 211709569 | HRCU-A-CB | 4SHP22LX124P-**A | EA(C;U)1P30B+TDR+TXV | Singlezone Ducted, Centrally Ducted | 23600 | 14200 | 2.51 | 16100 | 1.96
AIREASE | 4SHP22LX SERIES | 211709568 | HRCU-A-CB | 4SHP22LX124P-**A | EA(C;U)1P30B+TDR+TXV | Singlezone Ducted, Centrally Ducted | 23400 | 14100 | 2.54 | 16000 | 1.98
AIREASE | 4SHP22LX SERIES | 211709567 | HRCU-A-CB | 4SHP22LX124P-**A | EA(C;U)1P30B+TDR+TXV | Singlezone Ducted, Centrally Ducted | 23400 | 14100 | 2.54 | 16000 | 1.98
AIREASE | 4SHP22LX SERIES | 211709566 | HRCU-A-CB | 4SHP22LX124P-**A | EA(C;U)1P30B+TDR+TXV | Singlezone Ducted, Centrally Ducted | 23400 | 14100 | 2.54 | 16000 | 1.98
AIREASE | 4SHP22LX SERIES | 211709561 | HRCU-A-CB | 4SHP22LX124P-**A | EA(C;U)1P30B+TDR+TXV | Singlezone Ducted, Centrally Ducted | 23600 | 14200 | 2.51 | 16100 | 1.96
AIREASE | 4SHP22LX SERIES | 211709557 | HRCU-A-CB | 4SHP22LX124P-**A | EA(C;U)1P30B+TDR+TXV | Singlezone Ducted, Centrally Ducted | 23200 | 14000 | 2.52 | 15900 | 1.96
AIREASE | 4SHP22LX SERIES | 211709556 | HRCU-A-CB | 4SHP22LX124P-**A | EA(C;U)1P30B+TDR+TXV | Singlezone Ducted, Centrally Ducted | 23600 | 14200 | 2.51 | 16100 | 1.96
AIREASE | 4SHP22LX SERIES | 211709549 | HRCU-A-CB | 4SHP22LX124P-**A | EA(C;U)1P30A+TDR+TXV | Singlezone Ducted, Centrally Ducted | 23600 | 14200 | 2.51 | 16100 | 1.96
AIREASE | 4SHP22LX SERIES | 211709548 | HRCU-A-CB | 4SHP22LX124P-**A | EA(C;U)1P30A+TDR+TXV | Singlezone Ducted, Centrally Ducted | 23600 | 14200 | 2.51 | 16100 | 1.96
AIREASE | 4SHP22LX SERIES | 211709547 | HRCU-A-CB | 4SHP22LX124P-**A | EA(C;U)1P30A+TDR+TXV | Singlezone Ducted, Centrally Ducted | 23400 | 14200 | 2.52 | 16100 | 1.98
AIREASE | 4SHP22LX SERIES | 211709546 | HRCU-A-CB | 4SHP22LX124P-**A | EA(C;U)1P30A+TDR+TXV | Singlezone Ducted, Centrally Ducted | 23200 | 14000 | 2.52 | 15900 | 1.94
AIREASE | 4SHP22LX SERIES | 211709545 | HRCU-A-CB | 4SHP22LX124P-**A | EA(C;U)1P30A+TDR+TXV | Singlezone Ducted, Centrally Ducted | 23400 | 14200 | 2.52 | 16100 | 1.96
AIREASE | 4SHP22LX SERIES | 211709543 | HRCU-A-CB | 4SHP22LX124P-**A | EA(C;U)1P30A+TDR+TXV | Singlezone Ducted, Centrally Ducted | 23000 | 13900 | 2.51 | 15800 | 1.94
AIREASE | 4SHP22LX SERIES | 211709542 | HRCU-A-CB | 4SHP22LX124P-**A | EA(C;U)1P30A+TDR+TXV | Singlezone Ducted, Centrally Ducted | 23400 | 14200 | 2.51 | 16100 | 1.96
AIREASE | 4SHP22LX SERIES | 211709541 | HRCU-A-CB | 4SHP22LX124P-**A | EA(C;U)1P30A+TDR+TXV | Singlezone Ducted, Centrally Ducted | 23400 | 14200 | 2.51 | 16100 | 1.96
AIREASE | 4SHP22LX SERIES | 211709540 | HRCU-A-CB | 4SHP22LX124P-**A | EA(C;U)1P24B+TDR+TXV | Singlezone Ducted, Centrally Ducted | 23600 | 14700 | 2.52 | 15800 | 1.92
AIREASE | 4SHP22LX SERIES | 211709539 | HRCU-A-CB | 4SHP22LX124P-**A | EA(C;U)1P24B+TDR+TXV | Singlezone Ducted, Centrally Ducted | 23600 | 14700 | 2.5 | 15800 | 1.9
AIREASE | 4SHP22LX SERIES | 211709538 | HRCU-A-CB | 4SHP22LX124P-**A | EA(C;U)1P24B+TDR+TXV | Singlezone Ducted, Centrally Ducted | 23600 | 14700 | 2.5 | 15800 | 1.92
AIREASE | 4SHP22LX SERIES | 211709537 | HRCU-A-CB | 4SHP22LX124P-**A | EA(C;U)1P24B+TDR+TXV | Singlezone Ducted, Centrally Ducted | 23600 | 14600 | 2.55 | 15700 | 1.92
AIREASE | 4SHP22LX SERIES | 211709536 | HRCU-A-CB | 4SHP22LX124P-**A | EA(C;U)1P24B+TDR+TXV | Singlezone Ducted, Centrally Ducted | 23600 | 14600 | 2.55 | 15700 | 1.92
AIREASE | 4SHP22LX SERIES | 211709535 | HRCU-A-CB | 4SHP22LX124P-**A | EA(C;U)1P24B+TDR+TXV | Singlezone Ducted, Centrally Ducted | 23600 | 14600 | 2.55 | 15700 | 1.92
AIREASE | 4SHP22LX SERIES | 211709530 | HRCU-A-CB | 4SHP22LX124P-**A | EA(C;U)1P24B+TDR+TXV | Singlezone Ducted, Centrally Ducted | 23600 | 14700 | 2.52 | 15700 | 1.9
AIREASE | 4SHP22LX SERIES | 211709526 | HRCU-A-CB | 4SHP22LX124P-**A | EA(C;U)1P24B+TDR+TXV | Singlezone Ducted, Centrally Ducted | 23200 | 14500 | 2.54 | 15500 | 1.9
AIREASE | 4SHP22LX SERIES | 211709525 | HRCU-A-CB | 4SHP22LX124P-**A | EA(C;U)1P24B+TDR+TXV | Singlezone Ducted, Centrally Ducted | 23600 | 14700 | 2.52 | 15800 | 1.92
AIREASE | 4SHP22LX SERIES | 211709520 | HRCU-A-CB | 4SHP22LX124P-**A | EA(C;U)1P24B+TDR+TXV | Singlezone Ducted, Centrally Ducted | 23600 | 14700 | 2.5 | 15800 | 1.92
AIREASE | 4SHP22LX SERIES | 211709518 | HRCU-A-CB | 4SHP22LX124P-**A | EA(C;U)1P24A+TDR+TXV | Singlezone Ducted, Centrally Ducted | 23600 | 14700 | 2.52 | 15700 | 1.9
AIREASE | 4SHP22LX SERIES | 211709517 | HRCU-A-CB | 4SHP22LX124P-**A | EA(C;U)1P24A+TDR+TXV | Singlezone Ducted, Centrally Ducted | 23600 | 14700 | 2.52 | 15700 | 1.9
AIREASE | 4SHP22LX SERIES | 211709516 | HRCU-A-CB | 4SHP22LX124P-**A | EA(C;U)1P24A+TDR+TXV | Singlezone Ducted, Centrally Ducted | 23600 | 14700 | 2.53 | 15700 | 1.92
AIREASE | 4SHP22LX SERIES | 211709515 | HRCU-A-CB | 4SHP22LX124P-**A | EA(C;U)1P24A+TDR+TXV | Singlezone Ducted, Centrally Ducted | 23200 | 14500 | 2.51 | 15500 | 1.9
AIREASE | 4SHP22LX SERIES | 211709513 | HRCU-A-CB | 4SHP22LX124P-**A | EA(C;U)1P24A+TDR+TXV | Singlezone Ducted, Centrally Ducted | 23600 | 14700 | 2.5 | 15800 | 1.92
AIREASE | 4SHP22LX SERIES | 211709512 | HRCU-A-CB | 4SHP22LX124P-**A | EA(C;U)1P24A+TDR+TXV | Singlezone Ducted, Centrally Ducted | 23000 | 14300 | 2.52 | 15400 | 1.9
AIREASE | 4SHP22LX SERIES | 211709511 | HRCU-A-CB | 4SHP22LX124P-**A | EA(C;U)1P24A+TDR+TXV | Singlezone Ducted, Centrally Ducted | 23600 | 14700 | 2.52 | 15700 | 1.9
AIREASE | 4SHP22LX SERIES | 211709510 | HRCU-A-CB | 4SHP22LX124P-**A | EA(C;U)1P24A+TDR+TXV | Singlezone Ducted, Centrally Ducted | 23600 | 14700 | 2.52 | 15700 | 1.9
AIREASE | 4SHP22LX SERIES | 211804162 | HRCU-A-CB | 4SHP22LX136P-**A | EAC4X48C+TDR | Singlezone Ducted, Centrally Ducted | 33600 | 22400 | 2.56 | 18500 | 2.26
AIREASE | 4SHP22LX SERIES | 211804160 | HRCU-A-CB | 4SHP22LX136P-**A | EAC4X48C+TDR | Singlezone Ducted, Centrally Ducted | 33800 | 22400 | 2.52 | 18600 | 2.24
AIREASE | 4SHP22LX SERIES | 211804159 | HRCU-A-CB | 4SHP22LX136P-**A | EAC4X48C+TDR | Singlezone Ducted, Centrally Ducted | 33800 | 22400 | 2.52 | 18600 | 2.24
AIREASE | 4SHP22LX SERIES | 211804157 | HRCU-A-CB | 4SHP22LX136P-**A | EAC4X48C+TDR | Singlezone Ducted, Centrally Ducted | 33800 | 22400 | 2.54 | 18500 | 2.24
AIREASE | 4SHP22LX SERIES | 211804153 | HRCU-A-CB | 4SHP22LX136P-**A | EAC4X48C+TDR | Singlezone Ducted, Centrally Ducted | 33800 | 22400 | 2.52 | 18600 | 2.24
AIREASE | 4SHP22LX SERIES | 211804150 | HRCU-A-CB | 4SHP22LX136P-**A | EAC4X48C+TDR | Singlezone Ducted, Centrally Ducted | 33800 | 22400 | 2.52 | 18600 | 2.24
AIREASE | 4SHP22LX SERIES | 211804149 | HRCU-A-CB | 4SHP22LX136P-**A | EAC4X48C+TDR | Singlezone Ducted, Centrally Ducted | 33800 | 22400 | 2.54 | 18500 | 2.24
AIREASE | 4SHP22LX SERIES | 211804147 | HRCU-A-CB | 4SHP22LX136P-**A | EA(C;U)1P48C+TDR+TXV | Singlezone Ducted, Centrally Ducted | 33600 | 22400 | 2.56 | 18500 | 2.26
AIREASE | 4SHP22LX SERIES | 211804145 | HRCU-A-CB | 4SHP22LX136P-**A | EA(C;U)1P48C+TDR+TXV | Singlezone Ducted, Centrally Ducted | 33800 | 22400 | 2.52 | 18600 | 2.24
AIREASE | 4SHP22LX SERIES | 211804144 | HRCU-A-CB | 4SHP22LX136P-**A | EA(C;U)1P48C+TDR+TXV | Singlezone Ducted, Centrally Ducted | 33800 | 22400 | 2.52 | 18600 | 2.24
AIREASE | 4SHP22LX SERIES | 211804142 | HRCU-A-CB | 4SHP22LX136P-**A | EA(C;U)1P48C+TDR+TXV | Singlezone Ducted, Centrally Ducted | 33800 | 22400 | 2.54 | 18500 | 2.24
AIREASE | 4SHP22LX SERIES | 211804138 | HRCU-A-CB | 4SHP22LX136P-**A | EA(C;U)1P48C+TDR+TXV | Singlezone Ducted, Centrally Ducted | 33800 | 22400 | 2.52 | 18600 | 2.24
AIREASE | 4SHP22LX SERIES | 211804135 | HRCU-A-CB | 4SHP22LX136P-**A | EA(C;U)1P48C+TDR+TXV | Singlezone Ducted, Centrally Ducted | 33800 | 22400 | 2.52 | 18600 | 2.24
AIREASE | 4SHP22LX SERIES | 211804134 | HRCU-A-CB | 4SHP22LX136P-**A | EA(C;U)1P48C+TDR+TXV | Singlezone Ducted, Centrally Ducted | 33800 | 22400 | 2.54 | 18500 | 2.24
AIREASE | 4SHP22LX SERIES | 211729604 | HRCU-A-CB | 4SHP22LX124P-**A | BCE5E30M | Singlezone Ducted, Centrally Ducted | 22000 | 14300 | 2.7 | 14900 | 2.14
AIREASE | 4SHP22LX SERIES | 211729603 | HRCU-A-CB | 4SHP22LX124P-**A | BCE5E24M | Singlezone Ducted, Centrally Ducted | 21000 | 14100 | 2.52 | 15500 | 2.16
AIREASE | 4SHP22LX SERIES | 211709658 | HRCU-A-CB | 4SHP22LX124P-**A | EAC4X30A+TDR | Singlezone Ducted, Centrally Ducted | 23600 | 14200 | 2.51 | 16100 | 1.96
AIREASE | 4SHP22LX SERIES | 211709657 | HRCU-A-CB | 4SHP22LX124P-**A | EAC4X30A+TDR | Singlezone Ducted, Centrally Ducted | 23600 | 14200 | 2.51 | 16100 | 1.96
AIREASE | 4SHP22LX SERIES | 211709656 | HRCU-A-CB | 4SHP22LX124P-**A | EAC4X30A+TDR | Singlezone Ducted, Centrally Ducted | 23400 | 14200 | 2.52 | 16100 | 1.98
AIREASE | 4SHP22LX SERIES | 211709655 | HRCU-A-CB | 4SHP22LX124P-**A | EAC4X30A+TDR | Singlezone Ducted, Centrally Ducted | 23200 | 14000 | 2.52 | 15900 | 1.94
AIREASE | 4SHP22LX SERIES | 211709654 | HRCU-A-CB | 4SHP22LX124P-**A | EAC4X30A+TDR | Singlezone Ducted, Centrally Ducted | 23400 | 14200 | 2.52 | 16100 | 1.96
AIREASE | 4SHP22LX SERIES | 211709652 | HRCU-A-CB | 4SHP22LX124P-**A | EAC4X30A+TDR | Singlezone Ducted, Centrally Ducted | 23000 | 13900 | 2.51 | 15800 | 1.94
AIREASE | 4SHP22LX SERIES | 211709651 | HRCU-A-CB | 4SHP22LX124P-**A | EAC4X30A+TDR | Singlezone Ducted, Centrally Ducted | 23400 | 14200 | 2.51 | 16100 | 1.96
AIREASE | 4SHP22LX SERIES | 211709650 | HRCU-A-CB | 4SHP22LX124P-**A | EAC4X30A+TDR | Singlezone Ducted, Centrally Ducted | 23400 | 14200 | 2.51 | 16100 | 1.96
AIREASE | 4SHP22LX SERIES | 211709649 | HRCU-A-CB | 4SHP22LX124P-**A | EAC4X30B+TDR | Singlezone Ducted, Centrally Ducted | 23600 | 14200 | 2.51 | 16100 | 1.96
AIREASE | 4SHP22LX SERIES | 211709648 | HRCU-A-CB | 4SHP22LX124P-**A | EAC4X30B+TDR | Singlezone Ducted, Centrally Ducted | 23600 | 14200 | 2.51 | 16100 | 1.96
AIREASE | 4SHP22LX SERIES | 211709647 | HRCU-A-CB | 4SHP22LX124P-**A | EAC4X30B+TDR | Singlezone Ducted, Centrally Ducted | 23600 | 14200 | 2.51 | 16200 | 1.96
AIREASE | 4SHP22LX SERIES | 211709646 | HRCU-A-CB | 4SHP22LX124P-**A | EAC4X30B+TDR | Singlezone Ducted, Centrally Ducted | 23600 | 14200 | 2.51 | 16100 | 1.96
AIREASE | 4SHP22LX SERIES | 211709645 | HRCU-A-CB | 4SHP22LX124P-**A | EAC4X30B+TDR | Singlezone Ducted, Centrally Ducted | 23400 | 14100 | 2.54 | 16000 | 1.98
AIREASE | 4SHP22LX SERIES | 211709644 | HRCU-A-CB | 4SHP22LX124P-**A | EAC4X30B+TDR | Singlezone Ducted, Centrally Ducted | 23400 | 14100 | 2.54 | 16000 | 1.98
AIREASE | 4SHP22LX SERIES | 211709643 | HRCU-A-CB | 4SHP22LX124P-**A | EAC4X30B+TDR | Singlezone Ducted, Centrally Ducted | 23400 | 14100 | 2.54 | 16000 | 1.98
AIREASE | 4SHP22LX SERIES | 211709638 | HRCU-A-CB | 4SHP22LX124P-**A | EAC4X30B+TDR | Singlezone Ducted, Centrally Ducted | 23600 | 14200 | 2.51 | 16100 | 1.96
AIREASE | 4SHP22LX SERIES | 211709634 | HRCU-A-CB | 4SHP22LX124P-**A | EAC4X30B+TDR | Singlezone Ducted, Centrally Ducted | 23200 | 14000 | 2.52 | 15900 | 1.96
AIREASE | 4SHP22LX SERIES | 211709633 | HRCU-A-CB | 4SHP22LX124P-**A | EAC4X30B+TDR | Singlezone Ducted, Centrally Ducted | 23600 | 14200 | 2.51 | 16100 | 1.96
AIREASE | 4SHP22LX SERIES | 211709626 | HRCU-A-CB | 4SHP22LX124P-**A | EAC4X24B+TDR | Singlezone Ducted, Centrally Ducted | 23600 | 14700 | 2.52 | 15800 | 1.92
AIREASE | 4SHP22LX SERIES | 211709625 | HRCU-A-CB | 4SHP22LX124P-**A | EAC4X24B+TDR | Singlezone Ducted, Centrally Ducted | 23600 | 14700 | 2.5 | 15800 | 1.9
AIREASE | 4SHP22LX SERIES | 211709624 | HRCU-A-CB | 4SHP22LX124P-**A | EAC4X24B+TDR | Singlezone Ducted, Centrally Ducted | 23600 | 14700 | 2.5 | 15800 | 1.92
AIREASE | 4SHP22LX SERIES | 211709623 | HRCU-A-CB | 4SHP22LX124P-**A | EAC4X24B+TDR | Singlezone Ducted, Centrally Ducted | 23600 | 14600 | 2.55 | 15700 | 1.92
AIREASE | 4SHP22LX SERIES | 211709622 | HRCU-A-CB | 4SHP22LX124P-**A | EAC4X24B+TDR | Singlezone Ducted, Centrally Ducted | 23600 | 14600 | 2.55 | 15700 | 1.92
AIREASE | 4SHP22LX SERIES | 211709621 | HRCU-A-CB | 4SHP22LX124P-**A | EAC4X24B+TDR | Singlezone Ducted, Centrally Ducted | 23600 | 14600 | 2.55 | 15700 | 1.92
AIREASE | 4SHP22LX SERIES | 211709616 | HRCU-A-CB | 4SHP22LX124P-**A | EAC4X24B+TDR | Singlezone Ducted, Centrally Ducted | 23600 | 14700 | 2.52 | 15700 | 1.9
AIREASE | 4SHP18LX SERIES | 213270494 | HRCU-A-CB | 4SHP18LX136P | EAC4X30A+TDR | Singlezone Ducted, Centrally Ducted | 24000 | 15600 | 2.74 | 14800 | 1.96
AIREASE | 4SHP18LX SERIES | 213270492 | HRCU-A-CB | 4SHP18LX136P | EA(C;U)1P30A+TDR+TXV | Singlezone Ducted, Centrally Ducted | 24000 | 15600 | 2.74 | 14800 | 1.96
AIREASE | 4SHP18LX SERIES | 213270493 | HRCU-A-CB | 4SHP18LX136P | EAC4X24A+TDR | Singlezone Ducted, Centrally Ducted | 24000 | 16000 | 2.65 | 15300 | 1.94
AIREASE | 4SHP18LX SERIES | 213270491 | HRCU-A-CB | 4SHP18LX136P | EA(C;U)1P24A+TDR+TXV | Singlezone Ducted, Centrally Ducted | 24000 | 16000 | 2.65 | 15300 | 1.94
AIREASE |  | 208106685 | HRCU-A-CB-O | 4DHP2S18S-1P | D22C118S4-1P | Singlezone Non-Ducted, Ceiling Placement | 18500 | 12000 | 2.51 | 11331 | 2.01
AIREASE |  | 208106686 | HRCU-A-CB-O | 4DHP2S24S-1P | D33C224S4-1P | Singlezone Non-Ducted, Wall Placement | 25000 | 15600 | 2.86 | 17540 | 2.12
AIREASE |  | 208106689 | HRCU-A-CB | 4DHP2S24S-1P | DMD224S4-1P | Singlezone Ducted, Compact Ducted | 24600 | 13500 | 2.59 | 17000 | 2.05
AIREASE |  | 208106687 | HRCU-A-CB | 4DHP2S12S-1P | DMD212S4-1P | Singlezone Ducted, Compact Ducted | 12000 | 9300 | 3.13 | 8500 | 1.99
AIREASE |  | 208106681 | HRCU-A-CB-O | 4DHP2S12S-1P | DWM212S4-1P | Singlezone Non-Ducted, Wall Placement | 12000 | 9000 | 3.22 | 8465 | 2.26
AIREASE |  | 208106797 | HMSV-A-CB | 4DHP2S18M-1P |  | Multizone All Non-Ducted | 19000 | 14300 | 3.64 | 12427 | 1.91
AIREASE |  | 208106798 | HMSV-A-CB | 4DHP2S18M-1P |  | Multizone All Ducted | 19000 | 14800 | 3.5 | 13300 | 2.03
AIREASE |  | 208106682 | HRCU-A-CB-O | 4DHP2S18S-1P | DWM218S4-1P | Singlezone Non-Ducted, Wall Placement | 19000 | 14900 | 2.99 | 12184 | 2.25
AIREASE |  | 208106688 | HRCU-A-CB | 4DHP2S18S-1P | DMD218S4-1P | Singlezone Ducted, Compact Ducted | 20000 | 12600 | 2.74 | 11966 | 2.21
AIREASE |  | 208106801 | HMSV-A-CB | 4DHP2S24M-1P |  | Multizone All Ducted | 24000 | 21600 | 3.37 | 20263 | 1.99
AIREASE |  | 208106683 | HRCU-A-CB-O | 4DHP2S24S-1P | DWM224S4-1P | Singlezone Non-Ducted, Wall Placement | 25000 | 16200 | 3.08 | 17500 | 2.04
AIREASE |  | 208106716 | HRCU-A-CB-O | 4DHPS209S-1P | D22C109S4-1P | Singlezone Non-Ducted, Ceiling Placement | 10000 | 7500 | 3.33 | 8588 | 2.05
AIREASE |  | 208106717 | HRCU-A-CB | 4DHPS209S-1P | DMD209S4-1P | Singlezone Ducted, Compact Ducted | 10000 | 7700 | 3.53 | 8499 | 2.4
AIREASE |  | 208106725 | HRCU-A-CB-O | 4DHPS209S-1P | DWM209S4-1P | Singlezone Non-Ducted, Wall Placement | 10000 | 8500 | 4.15 | 8622 | 2.38
AirEase |  | 211034467 | HRCU-A-CB-O | 4DHP2S12S-1L | DWM212S4-*L | Singlezone Non-Ducted, Wall Placement | 12000 | 8400 | 3.04 | 7094 | 2.19
AirEase |  | 208106809 | HRCU-A-CB | 4DHP2S48M-1P |  | Multizone All Non-Ducted | 49000 | 36000 | 3.29 | 45000 | 2
AirEase |  | 211034484 | HRCU-A-CB-O | 4DHP2S24S-1P | D33C224S4-*P | Singlezone Non-Ducted, Ceiling Placement | 26000 | 19000 | 3.48 | 18550 | 2.16
AirEase |  | 211034483 | HRCU-A-CB-O | 4DHP2S18S-1P | D22C118S4-*P | Singlezone Non-Ducted, Ceiling Placement | 19000 | 12000 | 2.51 | 11330 | 2.01
AirEase |  | 211034482 | HRCU-A-CB-O | 4DHP2S12S-1P | D22C112S4-*P | Singlezone Non-Ducted, Ceiling Placement | 12000 | 8900 | 3.22 | 7786 | 1.92
AirEase |  | 211034481 | HRCU-A-CB-O | 4DHPS209S-1P | D22C109S4-*P | Singlezone Non-Ducted, Ceiling Placement | 10000 | 7500 | 3.33 | 8588 | 2.05
AirEase |  | 211034478 | HRCU-A-CB | 4DHP2S24S-1P | DMD224S4-*P | Singlezone Ducted, Compact Ducted | 25000 | 20000 | 3.71 | 20500 | 2.28
AirEase |  | 211034477 | HRCU-A-CB | 4DHP2S18S-1P | DMD218S4-*P | Singlezone Ducted, Compact Ducted | 20000 | 12600 | 2.74 | 11966 | 2.21
AirEase |  | 211034476 | HRCU-A-CB | 4DHP2S12S-1P | DMD212S4-*P | Singlezone Ducted, Compact Ducted | 12000 | 9300 | 3.13 | 8500 | 1.99
AirEase |  | 211034475 | HRCU-A-CB | 4DHPS209S-1P | DMD209S4-*P | Singlezone Ducted, Compact Ducted | 10000 | 7700 | 3.53 | 8499 | 2.4
AirEase |  | 211034471 | HRCU-A-CB-O | 4DHP2S24S-1P | DWM224S4-*P | Singlezone Non-Ducted, Wall Placement | 25000 | 16200 | 3.08 | 17500 | 2.04
AirEase |  | 211034470 | HRCU-A-CB-O | 4DHP2S18S-1P | DWM218S4-*P | Singlezone Non-Ducted, Wall Placement | 19000 | 14900 | 2.99 | 12184 | 2.25
AirEase |  | 211034469 | HRCU-A-CB-O | 4DHP2S12S-1P | DWM212S4-*P | Singlezone Non-Ducted, Wall Placement | 12000 | 9000 | 3.22 | 8465 | 2.26
AirEase |  | 211034468 | HRCU-A-CB-O | 4DHPS209S-1P | DWM209S4-*P | Singlezone Non-Ducted, Wall Placement | 10000 | 8500 | 4.15 | 8622 | 2.38
AIREASE |  | 208106802 | HMSV-A-CB | 4DHP2S24M-1P |  | Multizone Mix of Ducted and Non-Ducted | 24400 | 16700 | 3.2 | 18380 | 1.98
AIREASE |  | 208106799 | HMSV-A-CB | 4DHP2S18M-1P |  | Multizone Mix of Ducted and Non-Ducted | 19000 | 11400 | 2.91 | 12427 | 1.91
AIRQUEST | DLC-series | 208447772 | HRCU-A-CB-O | DLCERBH09AAK | DLFEHBH09XAK | Singlezone Non-Ducted, Wall Placement | 10000 | 6000 | 2.51 | 6933 | 1.97
AIRQUEST | DLC-series | 208447692 | HRCU-A-CB-O | DLCSRBH12AAJ | DLFSHCH12XAJ | Singlezone Non-Ducted, Wall Placement | 12000 | 8400 | 2.8 | 7094 | 2.19
AIRQUEST | DLC-series | 208447689 | HRCU-A-CB-O | DLCSRBH09AAK | DLFSHCH09XAK | Singlezone Non-Ducted, Wall Placement | 12000 | 9500 | 2.53 | 11109 | 1.97
AIRQUEST | DLC-series | 208447693 | HRCU-A-CB-O | DLCSRBH06AAK | DLFSHCH06XAK | Singlezone Non-Ducted, Wall Placement | 7000 | 8500 | 2.9 | 8581 | 2.19
AIRQUEST | DLC-series | 207683390 | HRCU-A-CB-O | DLCSRBH24AAK | DLFSCBH24XAK | Singlezone Non-Ducted, Wall Placement | 25000 | 21000 | 2.64 | 26000 | 1.95
AIRQUEST | DLC-series | 209948200 | HRCU-A-CB-O | DLCSRBH12AAK | DLFSFBH12XAK | Singlezone Non-Ducted, Wall Placement | 12000 | 10200 | 2.72 | 12300 | 2.1
AIRQUEST | DLC-series | 211132748 | HRCU-A-CB | DLCSRBH24AAK | DLFSDAH24XHK | Singlezone Ducted, Compact Ducted | 25000 | 21000 | 2.75 | 24000 | 2
AIRQUEST | DLC-series | 211132706 | HRCU-A-CB | DLCSRBH18AAK | DLFSDAH18XHK | Singlezone Ducted, Compact Ducted | 19000 | 15700 | 2.6 | 18000 | 2.2
AIRQUEST | DLC-series | 210857462 | HRCU-A-CB-O | DLCSRBH06AAK | DLFSOAH09XAK | Singlezone Non-Ducted, Ceiling Placement | 7100 | 5700 | 2.61 | 8500 | 2.03
AIRQUEST | Dlseries | 210025750 | HRCU-A-CB | DLCURAH60ABK | DLFUAAH60XAK | Singlezone Ducted, Centrally Ducted | 59000 | 42000 | 2.6 | 54356 | 1.91
AIRQUEST | DL series | 213372188 | HRCU-A-C | DLCURAH18ABK | DLFULAH24XBX + CI | Singlezone Ducted, Centrally Ducted | 19000 | 14700 | 2.6 | 15000 | 2.2
AIRQUEST | DLC-series | 206361915 | HRCU-A-CB-O | DLCSRBH12AAK | DLFSHBH12XAK | Singlezone Non-Ducted, Wall Placement | 12000 | 10300 | 2.56 | 12113 | 1.9
AIRQUEST | DLC-series | 206361913 | HRCU-A-CB-O | DLCSRBH12AAJ | DLFSHBH12XAJ | Singlezone Non-Ducted, Wall Placement | 12000 | 8900 | 2.75 | 6858 | 2.07
AIRQUEST | DLC-series | 207188932 | HRCU-A-CB-O | DLCSRBH06AAK | DLFSHBH06XAK | Singlezone Non-Ducted, Wall Placement | 7000 | 7500 | 2.5 | 7200 | 1.92
AIRQUEST | QuietComfort | 206350490 | HRCU-A-CB | DLCSRBH24AAK | DLFSDAH24XAK | Singlezone Ducted, Compact Ducted | 24600 | 14500 | 2.8 | 27910 | 2.01
AIRQUEST | Performance Series | 207643190 | HMSV-A-CB | DLCMHBH48EAK |  | Multizone Mix of Ducted and Non-Ducted | 49000 | 31000 | 2.65 | 48000 | 1.9
AIRQUEST | Performance Series | 207643180 | HMSV-A-CB | DLCMHBH24CAK |  | Multizone All Ducted | 24000 | 18500 | 2.85 | 21500 | 1.95
AIRQUEST | DELUXE 19 VS HP 2-STAGE | 210468208 | HRCU-A-CB | HVH837GKA2*+TSTAT | EHD4X60AAL | Singlezone Ducted, Centrally Ducted | 47000 | 30600 | 2.52 | 24200 | 1.98
AIRQUEST | DELUXE 19 VS HP 2-STAGE | 210468318 | HRCU-A-CB | HVH837GKA2*+TSTAT | EHD4X60AAL | Singlezone Ducted, Centrally Ducted | 46500 | 30400 | 2.5 | 24200 | 1.98
AIRQUEST | DELUXE 19 VS HP | 206766034 | HRCU-A-CB | HVH825GKA3* | EA*4X37L21A*+WALLCON | Singlezone Ducted, Centrally Ducted | 21000 | 20400 | 2.54 | 18100 | 2.24
AIRQUEST | DELUXE 19 VS HP | 210473241 | HRCU-A-CB | HVH825GKA3* | EA*4X43L21A*+WALLCON | Singlezone Ducted, Centrally Ducted | 21000 | 20400 | 2.54 | 18100 | 2.24
AIRQUEST | Performance Series | 207643188 | HMSR-A-CB-O | DLCMHBH48EAK |  | Multizone All Non-Ducted | 48000 | 34000 | 2.83 | 48000 | 2
AIRQUEST | Performance Series | 207643182 | HMSR-A-CB-O | DLCMHBH30DAK |  | Multizone All Non-Ducted | 30000 | 18500 | 2.98 | 29400 | 1.9
AIRQUEST | DELUXE 19 VS HP | 210470268 | HRCU-A-CB | HVH837GKA2* | EA*4X60L24A*+WALLCON | Singlezone Ducted, Centrally Ducted | 31800 | 31000 | 2.5 | 27400 | 2.2
AIRQUEST | DELUXE 19 VS HP | 210470279 | HRCU-A-CB | HVH837GKA2* | EA*4X60L24A*+WALLCON | Singlezone Ducted, Centrally Ducted | 31800 | 31000 | 2.52 | 27400 | 2.22
AIRQUEST | DELUXE 19 VS HP | 210470290 | HRCU-A-CB | HVH837GKA2* | EA*4X60L24A*+WALLCON | Singlezone Ducted, Centrally Ducted | 31800 | 31000 | 2.52 | 27400 | 2.22
AIRQUEST | DELUXE 19 VS HP | 210470312 | HRCU-A-CB | HVH837GKA2* | EA*4X60L24A*+WALLCON | Singlezone Ducted, Centrally Ducted | 31800 | 31000 | 2.52 | 27400 | 2.22
AIRQUEST | DELUXE 19 VS HP | 210470323 | HRCU-A-CB | HVH837GKA2* | EA*4X60L24A*+WALLCON | Singlezone Ducted, Centrally Ducted | 32000 | 31200 | 2.5 | 27600 | 2.2
AIRQUEST | DELUXE 19 VS HP | 210470345 | HRCU-A-CB | HVH837GKA2* | EA*4X60L24A*+WALLCON | Singlezone Ducted, Centrally Ducted | 31800 | 31000 | 2.52 | 27400 | 2.22
AIRQUEST | DELUXE 19 VS HP | 210470433 | HRCU-A-CB | HVH837GKA2* | EA*4X61L21A*+WALLCON | Singlezone Ducted, Centrally Ducted | 32200 | 31400 | 2.5 | 27800 | 2.2
AIRQUEST | DELUXE 19 VS HP | 210470444 | HRCU-A-CB | HVH837GKA2* | EA*4X61L21A*+WALLCON | Singlezone Ducted, Centrally Ducted | 32000 | 31200 | 2.52 | 27600 | 2.22
AIRQUEST | DELUXE 19 VS HP | 210470466 | HRCU-A-CB | HVH837GKA2* | EA*4X61L21A*+WALLCON | Singlezone Ducted, Centrally Ducted | 32000 | 31200 | 2.52 | 27600 | 2.22
AIRQUEST | DELUXE 19 VS HP | 210470488 | HRCU-A-CB | HVH837GKA2* | EA*4X61L21A*+WALLCON | Singlezone Ducted, Centrally Ducted | 32000 | 31200 | 2.52 | 27600 | 2.22
AIRQUEST | DELUXE 19 VS HP | 210470499 | HRCU-A-CB | HVH837GKA2* | EA*4X61L21A*+WALLCON | Singlezone Ducted, Centrally Ducted | 32000 | 31200 | 2.54 | 27600 | 2.22
AIRQUEST | DELUXE 19 VS HP | 210470554 | HRCU-A-CB | HVH837GKA2* | EA*4X61L24A*+WALLCON | Singlezone Ducted, Centrally Ducted | 32000 | 31200 | 2.52 | 27600 | 2.22
AIRQUEST | DELUXE 19 VS HP | 210470565 | HRCU-A-CB | HVH837GKA2* | EA*4X61L24A*+WALLCON | Singlezone Ducted, Centrally Ducted | 32000 | 31200 | 2.54 | 27400 | 2.24
AIRQUEST | DELUXE 19 VS HP | 210470576 | HRCU-A-CB | HVH837GKA2* | EA*4X61L24A*+WALLCON | Singlezone Ducted, Centrally Ducted | 32000 | 31200 | 2.54 | 27600 | 2.22
AIRQUEST | DELUXE 19 VS HP | 210470598 | HRCU-A-CB | HVH837GKA2* | EA*4X61L24A*+WALLCON | Singlezone Ducted, Centrally Ducted | 32000 | 31200 | 2.54 | 27600 | 2.22
AIRQUEST | DELUXE 19 VS HP | 210470609 | HRCU-A-CB | HVH837GKA2* | EA*4X61L24A*+WALLCON | Singlezone Ducted, Centrally Ducted | 32000 | 31200 | 2.52 | 27600 | 2.22
AIRQUEST | DELUXE 19 VS HP | 210470631 | HRCU-A-CB | HVH837GKA2* | EA*4X61L24A*+WALLCON | Singlezone Ducted, Centrally Ducted | 32000 | 31200 | 2.54 | 27600 | 2.22
AIRQUEST | DELUXE 19 VS HP | 206771273 | HRCU-A-CB | HVH837GKA2* | EA*4X37L21A*+WALLCON | Singlezone Ducted, Centrally Ducted | 33000 | 31800 | 2.52 | 28000 | 2.2
AIRQUEST | DELUXE 19 VS HP | 206771327 | HRCU-A-CB | HVH837GKA2* | EA*4X37L21A*+WALLCON | Singlezone Ducted, Centrally Ducted | 32800 | 31800 | 2.54 | 28000 | 2.22
AIRQUEST | DELUXE 19 VS HP | 206771345 | HRCU-A-CB | HVH837GKA2* | EA*4X37L21A*+WALLCON | Singlezone Ducted, Centrally Ducted | 32800 | 31800 | 2.54 | 28000 | 2.22
AIRQUEST | DELUXE 19 VS HP | 206771354 | HRCU-A-CB | HVH837GKA2* | EA*4X37L21A*+WALLCON | Singlezone Ducted, Centrally Ducted | 32800 | 31800 | 2.54 | 27800 | 2.22
AIRQUEST | DELUXE 19 VS HP | 206771624 | HRCU-A-CB | HVH837GKA2* | EA*4X43L21A*+WALLCON | Singlezone Ducted, Centrally Ducted | 33000 | 32000 | 2.52 | 28000 | 2.2
AIRQUEST | DELUXE 19 VS HP | 206771642 | HRCU-A-CB | HVH837GKA2* | EA*4X43L21A*+WALLCON | Singlezone Ducted, Centrally Ducted | 32800 | 31800 | 2.54 | 28000 | 2.2
AIRQUEST | DELUXE 19 VS HP | 206771696 | HRCU-A-CB | HVH837GKA2* | EA*4X43L21A*+WALLCON | Singlezone Ducted, Centrally Ducted | 32800 | 31800 | 2.54 | 27800 | 2.22
AIRQUEST | DELUXE 19 VS HP | 206771714 | HRCU-A-CB | HVH837GKA2* | EA*4X43L21A*+WALLCON | Singlezone Ducted, Centrally Ducted | 32800 | 31800 | 2.54 | 27800 | 2.22
AIRQUEST | DELUXE 19 VS HP | 206771723 | HRCU-A-CB | HVH837GKA2* | EA*4X43L21A*+WALLCON | Singlezone Ducted, Centrally Ducted | 32800 | 31800 | 2.56 | 27800 | 2.22
AIRQUEST | DELUXE 19 VS HP | 206771777 | HRCU-A-CB | HVH837GKA2* | EA*4X48L21A*+WALLCON | Singlezone Ducted, Centrally Ducted | 32600 | 31400 | 2.52 | 27800 | 2.2
AIRQUEST | DELUXE 19 VS HP | 206771831 | HRCU-A-CB | HVH837GKA2* | EA*4X48L21A*+WALLCON | Singlezone Ducted, Centrally Ducted | 32400 | 31400 | 2.52 | 27600 | 2.2
AIRQUEST | DELUXE 19 VS HP | 206771849 | HRCU-A-CB | HVH837GKA2* | EA*4X48L21A*+WALLCON | Singlezone Ducted, Centrally Ducted | 32400 | 31400 | 2.52 | 27600 | 2.2
AIRQUEST | DELUXE 19 VS HP | 206771858 | HRCU-A-CB | HVH837GKA2* | EA*4X48L21A*+WALLCON | Singlezone Ducted, Centrally Ducted | 32400 | 31400 | 2.52 | 27600 | 2.2
AIRQUEST | DELUXE 19 VS HP | 206771894 | HRCU-A-CB | HVH837GKA2* | EA*4X48L24A*+WALLCON | Singlezone Ducted, Centrally Ducted | 32400 | 31400 | 2.52 | 27600 | 2.2
AIRQUEST | DELUXE 19 VS HP | 206771903 | HRCU-A-CB | HVH837GKA2* | EA*4X48L24A*+WALLCON | Singlezone Ducted, Centrally Ducted | 32400 | 31400 | 2.54 | 27600 | 2.22
AIRQUEST | DELUXE 19 VS HP | 206771912 | HRCU-A-CB | HVH837GKA2* | EA*4X48L24A*+WALLCON | Singlezone Ducted, Centrally Ducted | 32400 | 31400 | 2.54 | 27600 | 2.22
AIRQUEST | DELUXE 19 VS HP | 206771930 | HRCU-A-CB | HVH837GKA2* | EA*4X48L24A*+WALLCON | Singlezone Ducted, Centrally Ducted | 32400 | 31400 | 2.52 | 27600 | 2.22
AIRQUEST | DELUXE 19 VS HP | 206771939 | HRCU-A-CB | HVH837GKA2* | EA*4X48L24A*+WALLCON | Singlezone Ducted, Centrally Ducted | 32600 | 31400 | 2.52 | 27800 | 2.2
AIRQUEST | DELUXE 19 VS HP | 206771957 | HRCU-A-CB | HVH837GKA2* | EA*4X48L24A*+WALLCON | Singlezone Ducted, Centrally Ducted | 32400 | 31400 | 2.52 | 27600 | 2.22
AIRQUEST | DELUXE 19 VS HP 2-STAGE | 210465004 | HRCU-A-CB | HVH837GKA2*+TSTAT | EN(A,D,W)4X60L24** | Singlezone Ducted, Centrally Ducted | 47000 | 30600 | 2.5 | 24000 | 1.96
AIRQUEST | DELUXE 19 VS HP 2-STAGE | 210464816 | HRCU-A-CB | HVH837GKA2*+TSTAT | EN(A,D)4X48L24** | Singlezone Ducted, Centrally Ducted | 48000 | 31000 | 2.5 | 24400 | 1.94
AIRQUEST | DELUXE 19 VS HP 2-STAGE | 210464681 | HRCU-A-CB | HVH837GKA2*+TSTAT | EN(A,D)4X48L24** | Singlezone Ducted, Centrally Ducted | 47500 | 30600 | 2.5 | 24200 | 1.94
AIRQUEST | DELUXE 19 VS HP 2-STAGE | 210464615 | HRCU-A-CB | HVH837GKA2*+TSTAT | EN(A,D)4X48L24** | Singlezone Ducted, Centrally Ducted | 47500 | 30800 | 2.5 | 24200 | 1.96
AIRQUEST | DELUXE 19 VS HP 2-STAGE | 210464603 | HRCU-A-CB | HVH837GKA2*+TSTAT | EN(A,D)4X48L24** | Singlezone Ducted, Centrally Ducted | 48000 | 31000 | 2.5 | 24400 | 1.96
AIRQUEST | DELUXE 19 VS HP 2-STAGE | 210464460 | HRCU-A-CB | HVH837GKA2*+TSTAT | EN(A,D,W)4X48L21** | Singlezone Ducted, Centrally Ducted | 48000 | 31000 | 2.5 | 24400 | 1.94
AIRQUEST | DELUXE 19 VS HP 2-STAGE | 210464305 | HRCU-A-CB | HVH837GKA2*+TSTAT | EN(A,D,W)4X48L21** | Singlezone Ducted, Centrally Ducted | 48000 | 31000 | 2.5 | 24400 | 1.94
AIRQUEST | DELUXE 19 VS HP 2-STAGE | 210464170 | HRCU-A-CB | HVH837GKA2*+TSTAT | EN(A,D,W)4X48L21** | Singlezone Ducted, Centrally Ducted | 47500 | 30800 | 2.5 | 24200 | 1.96
AIRQUEST | DELUXE 19 VS HP 2-STAGE | 210462017 | HRCU-A-CB | HVH837GKA2*+TSTAT | EA*4X61L24A* | Singlezone Ducted, Centrally Ducted | 47000 | 30800 | 2.52 | 24400 | 1.98
AIRQUEST | DELUXE 19 VS HP 2-STAGE | 210461962 | HRCU-A-CB | HVH837GKA2*+TSTAT | EA*4X61L24A* | Singlezone Ducted, Centrally Ducted | 47000 | 30600 | 2.5 | 24400 | 1.98
AIRQUEST | DELUXE 19 VS HP 2-STAGE | 210461838 | HRCU-A-CB | HVH837GKA2*+TSTAT | EA*4X61L24A* | Singlezone Ducted, Centrally Ducted | 47000 | 30600 | 2.5 | 24400 | 1.98
AIRQUEST | DELUXE 19 VS HP 2-STAGE | 210461827 | HRCU-A-CB | HVH837GKA2*+TSTAT | EA*4X61L24A* | Singlezone Ducted, Centrally Ducted | 46500 | 30400 | 2.5 | 24000 | 1.96
AIRQUEST | DELUXE 19 VS HP 2-STAGE | 210461805 | HRCU-A-CB | HVH837GKA2*+TSTAT | EA*4X61L24A* | Singlezone Ducted, Centrally Ducted | 47000 | 30600 | 2.5 | 24400 | 1.98
AIRQUEST | DELUXE 19 VS HP 2-STAGE | 210461794 | HRCU-A-CB | HVH837GKA2*+TSTAT | EA*4X61L24A* | Singlezone Ducted, Centrally Ducted | 47000 | 30600 | 2.5 | 24400 | 1.96
AIRQUEST | DELUXE 19 VS HP 2-STAGE | 210461761 | HRCU-A-CB | HVH837GKA2*+TSTAT | EA*4X61L24A* | Singlezone Ducted, Centrally Ducted | 46500 | 30400 | 2.5 | 24200 | 1.98
AIRQUEST | DELUXE 19 VS HP 2-STAGE | 210461749 | HRCU-A-CB | HVH837GKA2*+TSTAT | EA*4X61L24A* | Singlezone Ducted, Centrally Ducted | 46500 | 30600 | 2.5 | 24200 | 1.98
AIRQUEST | DELUXE 19 VS HP 2-STAGE | 210461451 | HRCU-A-CB | HVH837GKA2*+TSTAT | EA*4X61L21A* | Singlezone Ducted, Centrally Ducted | 46500 | 30600 | 2.5 | 24400 | 1.96
AIRQUEST | DELUXE 19 VS HP 2-STAGE | 210461428 | HRCU-A-CB | HVH837GKA2*+TSTAT | EA*4X61L21A* | Singlezone Ducted, Centrally Ducted | 47000 | 30600 | 2.5 | 24400 | 1.98
AIRQUEST | DELUXE 19 VS HP 2-STAGE | 210461415 | HRCU-A-CB | HVH837GKA2*+TSTAT | EA*4X61L21A* | Singlezone Ducted, Centrally Ducted | 47000 | 30600 | 2.5 | 24400 | 1.98
AIRQUEST | DELUXE 19 VS HP 2-STAGE | 210461327 | HRCU-A-CB | HVH837GKA2*+TSTAT | EA*4X61L21A* | Singlezone Ducted, Centrally Ducted | 46500 | 30400 | 2.5 | 24200 | 1.96
AIRQUEST | DELUXE 19 VS HP 2-STAGE | 210459738 | HRCU-A-CB | HVH837GKA2*+TSTAT | EA*4X43L21A* | Singlezone Ducted, Centrally Ducted | 47500 | 30800 | 2.52 | 24400 | 1.98
AIRQUEST | DELUXE 19 VS HP 2-STAGE | 210458481 | HRCU-A-CB | HVH837GKA2*+TSTAT | EA*4X37L21A* | Singlezone Ducted, Centrally Ducted | 47500 | 30800 | 2.52 | 24400 | 1.98
AIRQUEST |  | 209852135 | HRCU-A-CB | DLCURAH18ABK | DLFUAAH18XAK | Singlezone Ducted, Centrally Ducted | 19000 | 13500 | 2.5 | 18000 | 2
AIRQUEST | QuietComfort | 207826612 | HMSV-A-CB | DLCSRBH24AAK | DLFSABH24XBK | Singlezone Ducted, Centrally Ducted | 26000 | 16200 | 2.79 | 21502 | 1.95
AIRTEMP |  | 210276805 | HMSR-A-CB-O | GXH18(5.3)FMK4DH-1 |  | Multizone All Non-Ducted | 18000 | 14700 | 2.63 | 13600 | 2.23
ALLIED |  | 208106658 | HRCU-A-CB-O | 4DHP2S18S-1P | D22C118S4-1P | Singlezone Non-Ducted, Ceiling Placement | 18500 | 12000 | 2.51 | 11331 | 2.01
ALLIED |  | 208106659 | HRCU-A-CB-O | 4DHP2S24S-1P | D33C224S4-1P | Singlezone Non-Ducted, Wall Placement | 25000 | 15600 | 2.86 | 17540 | 2.12
ALLIED |  | 208106662 | HRCU-A-CB | 4DHP2S24S-1P | DMD224S4-1P | Singlezone Ducted, Compact Ducted | 24600 | 13500 | 2.59 | 17000 | 2.05
ALLIED |  | 208106657 | HRCU-A-CB-O | 4DHP2S12S-1P | D22C112S4-1P | Singlezone Non-Ducted, Ceiling Placement | 12000 | 8900 | 3.22 | 7786 | 1.92
ALLIED |  | 208106660 | HRCU-A-CB | 4DHP2S12S-1P | DMD212S4-1P | Singlezone Ducted, Compact Ducted | 12000 | 9300 | 3.13 | 8500 | 1.99
ALLIED |  | 208106653 | HRCU-A-CB-O | 4DHP2S12S-1P | DWM212S4-1P | Singlezone Non-Ducted, Wall Placement | 12000 | 9000 | 3.22 | 8465 | 2.26
ALLIED |  | 208106782 | HMSV-A-CB | 4DHP2S18M-1P |  | Multizone All Non-Ducted | 19000 | 14300 | 3.64 | 12427 | 1.91
ALLIED |  | 208106783 | HMSV-A-CB | 4DHP2S18M-1P |  | Multizone All Ducted | 19000 | 14800 | 3.5 | 13300 | 2.03
ALLIED |  | 208106654 | HRCU-A-CB-O | 4DHP2S18S-1P | DWM218S4-1P | Singlezone Non-Ducted, Wall Placement | 19000 | 14900 | 2.99 | 12184 | 2.25
ALLIED |  | 208106661 | HRCU-A-CB | 4DHP2S18S-1P | DMD218S4-1P | Singlezone Ducted, Compact Ducted | 20000 | 12600 | 2.74 | 11966 | 2.21
ALLIED |  | 208106786 | HMSV-A-CB | 4DHP2S24M-1P |  | Multizone All Ducted | 24000 | 21600 | 3.37 | 20263 | 1.99
ALLIED |  | 208106655 | HRCU-A-CB-O | 4DHP2S24S-1P | DWM224S4-1P | Singlezone Non-Ducted, Wall Placement | 25000 | 16200 | 3.08 | 17500 | 2.04
ALLIED |  | 208106705 | HRCU-A-CB-O | 4DHPS209S-1P | D22C109S4-1P | Singlezone Non-Ducted, Ceiling Placement | 10000 | 7500 | 3.33 | 8588 | 2.05
ALLIED |  | 208106706 | HRCU-A-CB | 4DHPS209S-1P | DMD209S4-1P | Singlezone Ducted, Compact Ducted | 10000 | 7700 | 3.53 | 8499 | 2.4
ALLIED |  | 208106703 | HRCU-A-CB-O | 4DHPS209S-1P | DWM209S4-1P | Singlezone Non-Ducted, Wall Placement | 10000 | 8500 | 4.15 | 8622 | 2.38
Allied |  | 211034493 | HRCU-A-CB-O | 4DHP2S12S-1L | DWM212S4-*L | Singlezone Non-Ducted, Wall Placement | 12000 | 8400 | 3.04 | 7094 | 2.19
Allied |  | 208106794 | HRCU-A-CB | 4DHP2S48M-1P |  | Multizone All Non-Ducted | 49000 | 36000 | 3.29 | 45000 | 2
Allied |  | 211034510 | HRCU-A-CB-O | 4DHP2S24S-1P | D33C224S4-*P | Singlezone Non-Ducted, Ceiling Placement | 26000 | 19000 | 3.48 | 18550 | 2.16
Allied |  | 211034509 | HRCU-A-CB-O | 4DHP2S18S-1P | D22C118S4-*P | Singlezone Non-Ducted, Ceiling Placement | 19000 | 12000 | 2.51 | 11330 | 2.01
Allied |  | 211034508 | HRCU-A-CB-O | 4DHP2S12S-1P | D22C112S4-*P | Singlezone Non-Ducted, Ceiling Placement | 12000 | 8900 | 3.22 | 7786 | 1.92
Allied |  | 211034507 | HRCU-A-CB-O | 4DHPS209S-1P | D22C109S4-*P | Singlezone Non-Ducted, Ceiling Placement | 10000 | 7500 | 3.33 | 8588 | 2.05
Allied |  | 211034504 | HRCU-A-CB | 4DHP2S24S-1P | DMD224S4-*P | Singlezone Ducted, Compact Ducted | 25000 | 20000 | 3.71 | 20500 | 2.28
Allied |  | 211034503 | HRCU-A-CB | 4DHP2S18S-1P | DMD218S4-*P | Singlezone Ducted, Compact Ducted | 20000 | 12600 | 2.74 | 11966 | 2.21
Allied |  | 211034502 | HRCU-A-CB | 4DHP2S12S-1P | DMD212S4-*P | Singlezone Ducted, Compact Ducted | 12000 | 9300 | 3.13 | 8500 | 1.99
Allied |  | 211034501 | HRCU-A-CB | 4DHPS209S-1P | DMD209S4-*P | Singlezone Ducted, Compact Ducted | 10000 | 7700 | 3.53 | 8499 | 2.4
Allied |  | 211034497 | HRCU-A-CB-O | 4DHP2S24S-1P | DWM224S4-*P | Singlezone Non-Ducted, Wall Placement | 25000 | 16200 | 3.08 | 17500 | 2.04
Allied |  | 211034496 | HRCU-A-CB-O | 4DHP2S18S-1P | DWM218S4-*P | Singlezone Non-Ducted, Wall Placement | 19000 | 14900 | 2.99 | 12184 | 2.25
Allied |  | 211034495 | HRCU-A-CB-O | 4DHP2S12S-1P | DWM212S4-*P | Singlezone Non-Ducted, Wall Placement | 12000 | 9000 | 3.22 | 8465 | 2.26
Allied |  | 211034494 | HRCU-A-CB-O | 4DHPS209S-1P | DWM209S4-*P | Singlezone Non-Ducted, Wall Placement | 10000 | 8500 | 4.15 | 8622 | 2.38
ALLIED |  | 208106787 | HMSV-A-CB | 4DHP2S24M-1P |  | Multizone Mix of Ducted and Non-Ducted | 24400 | 16700 | 3.2 | 18380 | 1.98
ALLIED |  | 208106784 | HMSV-A-CB | 4DHP2S18M-1P |  | Multizone Mix of Ducted and Non-Ducted | 19000 | 11400 | 2.91 | 12427 | 1.91
AMANA | ASZS6 | 213872277 | HRCU-A-CB | ASZS60481EA* | CA*EA6030*4A* | Singlezone Ducted, Centrally Ducted | 43500 | 28000 | 2.67 | 31000 | 2.22
AMANA | ASZS6 | 214505419 | HRCU-A-CB | ASZS60241EA* | CA*EA3026*4B*+MBVK16CP1X00A* | Singlezone Ducted, Centrally Ducted | 23000 | 16000 | 2.65 | 16100 | 2
AMANA | ASZS6 | 214505416 | HRCU-A-CB | ASZS60241EA* | CA*EA3026*4B*+MBVK12BP1X00A* | Singlezone Ducted, Centrally Ducted | 23000 | 16000 | 2.65 | 16100 | 2
AMANA | ASZS6 | 214505414 | HRCU-A-CB | ASZS60241EA* | CA*EA2422*4B*+MBVK16CP1X00A* | Singlezone Ducted, Centrally Ducted | 23000 | 16000 | 2.65 | 16100 | 2
AMANA | ASZS6 | 214505411 | HRCU-A-CB | ASZS60241EA* | CA*EA2422*4B*+MBVK12BP1X00A* | Singlezone Ducted, Centrally Ducted | 23000 | 16000 | 2.65 | 16100 | 2
AMANA | ASZS6 | 214505389 | HRCU-A-CB | ASZS60241EA* | CA*EA3026*4B* | Singlezone Ducted, Centrally Ducted | 23000 | 16000 | 2.65 | 16100 | 2
AMANA | ASZS6 | 214505387 | HRCU-A-CB | ASZS60241EA* | CA*EA3026*4B* | Singlezone Ducted, Centrally Ducted | 23000 | 16000 | 2.65 | 16100 | 2
AMANA | ASZS6 | 214505384 | HRCU-A-CB | ASZS60241EA* | CA*EA3026*4B* | Singlezone Ducted, Centrally Ducted | 23000 | 16000 | 2.65 | 16100 | 2
AMANA | ASZS6 | 214505381 | HRCU-A-CB | ASZS60241EA* | CA*EA3026*4B* | Singlezone Ducted, Centrally Ducted | 23000 | 16000 | 2.65 | 16100 | 2
AMANA | ASZS6 | 214505378 | HRCU-A-CB | ASZS60241EA* | CA*EA3026*4B* | Singlezone Ducted, Centrally Ducted | 23000 | 16000 | 2.65 | 16100 | 2
AMANA | ASZS6 | 214505375 | HRCU-A-CB | ASZS60241EA* | CA*EA3026*4B* | Singlezone Ducted, Centrally Ducted | 23000 | 16000 | 2.65 | 16100 | 2
AMANA | ASZS6 | 214505372 | HRCU-A-CB | ASZS60241EA* | CA*EA3026*4B* | Singlezone Ducted, Centrally Ducted | 23000 | 16000 | 2.65 | 16100 | 2
AMANA | ASZS6 | 214505369 | HRCU-A-CB | ASZS60241EA* | CA*EA3026*4B* | Singlezone Ducted, Centrally Ducted | 23000 | 16000 | 2.65 | 16100 | 2
AMANA | ASZS6 | 214505367 | HRCU-A-CB | ASZS60241EA* | CA*EA3026*4B* | Singlezone Ducted, Centrally Ducted | 23000 | 16000 | 2.65 | 16100 | 2
AMANA | ASZS6 | 214505364 | HRCU-A-CB | ASZS60241EA* | CA*EA3026*4B* | Singlezone Ducted, Centrally Ducted | 23000 | 16000 | 2.65 | 16100 | 2
AMANA | ASZS6 | 214505361 | HRCU-A-CB | ASZS60241EA* | CA*EA3026*4B* | Singlezone Ducted, Centrally Ducted | 23000 | 16000 | 2.65 | 16100 | 2
AMANA | ASZS6 | 214505358 | HRCU-A-CB | ASZS60241EA* | CA*EA3026*4B* | Singlezone Ducted, Centrally Ducted | 23000 | 16000 | 2.65 | 16100 | 2
AMANA | ASZS6 | 214505355 | HRCU-A-CB | ASZS60241EA* | CA*EA3026*4B* | Singlezone Ducted, Centrally Ducted | 23000 | 16000 | 2.65 | 16100 | 2
AMANA | ASZS6 | 214505352 | HRCU-A-CB | ASZS60241EA* | CA*EA3026*4B* | Singlezone Ducted, Centrally Ducted | 23000 | 16000 | 2.65 | 16100 | 2
AMANA | ASZS6 | 214505349 | HRCU-A-CB | ASZS60241EA* | CA*EA3026*4B* | Singlezone Ducted, Centrally Ducted | 23000 | 16000 | 2.65 | 16100 | 2
AMANA | ASZS6 | 214505346 | HRCU-A-CB | ASZS60241EA* | CA*EA3026*4B* | Singlezone Ducted, Centrally Ducted | 23000 | 16000 | 2.65 | 16100 | 2
AMANA | ASZS6 | 214505344 | HRCU-A-CB | ASZS60241EA* | CA*EA3026*4B* | Singlezone Ducted, Centrally Ducted | 23000 | 16000 | 2.65 | 16100 | 2
AMANA | ASZS6 | 214505341 | HRCU-A-CB | ASZS60241EA* | CA*EA3026*4B* | Singlezone Ducted, Centrally Ducted | 23000 | 16000 | 2.65 | 16100 | 2
AMANA | ASZS6 | 214505339 | HRCU-A-CB | ASZS60241EA* | CA*EA3026*4B* | Singlezone Ducted, Centrally Ducted | 23000 | 16000 | 2.65 | 16100 | 2
AMANA | ASZS6 | 214505336 | HRCU-A-CB | ASZS60241EA* | CA*EA3026*4B*+MBVC1600**-1A* | Singlezone Ducted, Centrally Ducted | 23000 | 16000 | 2.65 | 16100 | 2
AMANA | ASZS6 | 214505334 | HRCU-A-CB | ASZS60241EA* | CA*EA3026*4B*+MBVC1200**-1A* | Singlezone Ducted, Centrally Ducted | 23000 | 16000 | 2.65 | 16100 | 2
AMANA | ASZS6 | 214505331 | HRCU-A-CB | ASZS60241EA* | CA*EA2422*4B* | Singlezone Ducted, Centrally Ducted | 23000 | 16000 | 2.65 | 16100 | 2
AMANA | ASZS6 | 214505328 | HRCU-A-CB | ASZS60241EA* | CA*EA2422*4B* | Singlezone Ducted, Centrally Ducted | 23000 | 16000 | 2.65 | 16100 | 2
AMANA | ASZS6 | 214505325 | HRCU-A-CB | ASZS60241EA* | CA*EA2422*4B* | Singlezone Ducted, Centrally Ducted | 23000 | 16000 | 2.65 | 16100 | 2
AMANA | ASZS6 | 214505322 | HRCU-A-CB | ASZS60241EA* | CA*EA2422*4B* | Singlezone Ducted, Centrally Ducted | 23000 | 16000 | 2.65 | 16100 | 2
AMANA | ASZS6 | 214505319 | HRCU-A-CB | ASZS60241EA* | CA*EA2422*4B* | Singlezone Ducted, Centrally Ducted | 23000 | 16000 | 2.65 | 16100 | 2
AMANA | ASZS6 | 214505316 | HRCU-A-CB | ASZS60241EA* | CA*EA2422*4B* | Singlezone Ducted, Centrally Ducted | 23000 | 16000 | 2.65 | 16100 | 2
AMANA | ASZS6 | 214505313 | HRCU-A-CB | ASZS60241EA* | CA*EA2422*4B* | Singlezone Ducted, Centrally Ducted | 23000 | 16000 | 2.65 | 16100 | 2
AMANA | ASZS6 | 214505310 | HRCU-A-CB | ASZS60241EA* | CA*EA2422*4B* | Singlezone Ducted, Centrally Ducted | 23000 | 16000 | 2.65 | 16100 | 2
AMANA | ASZS6 | 214505308 | HRCU-A-CB | ASZS60241EA* | CA*EA2422*4B* | Singlezone Ducted, Centrally Ducted | 23000 | 16000 | 2.65 | 16100 | 2
AMANA | ASZS6 | 214505305 | HRCU-A-CB | ASZS60241EA* | CA*EA2422*4B* | Singlezone Ducted, Centrally Ducted | 23000 | 16000 | 2.65 | 16100 | 2
AMANA | ASZS6 | 214505302 | HRCU-A-CB | ASZS60241EA* | CA*EA2422*4B* | Singlezone Ducted, Centrally Ducted | 23000 | 16000 | 2.65 | 16100 | 2
AMANA | ASZS6 | 214505299 | HRCU-A-CB | ASZS60241EA* | CA*EA2422*4B* | Singlezone Ducted, Centrally Ducted | 23000 | 16000 | 2.65 | 16100 | 2
AMANA | ASZS6 | 214505296 | HRCU-A-CB | ASZS60241EA* | CA*EA2422*4B* | Singlezone Ducted, Centrally Ducted | 23000 | 16000 | 2.65 | 16100 | 2
AMANA | ASZS6 | 214505293 | HRCU-A-CB | ASZS60241EA* | CA*EA2422*4B* | Singlezone Ducted, Centrally Ducted | 23000 | 16000 | 2.65 | 16100 | 2
AMANA | ASZS6 | 214505290 | HRCU-A-CB | ASZS60241EA* | CA*EA2422*4B* | Singlezone Ducted, Centrally Ducted | 23000 | 16000 | 2.65 | 16100 | 2
AMANA | ASZS6 | 214505287 | HRCU-A-CB | ASZS60241EA* | CA*EA2422*4B* | Singlezone Ducted, Centrally Ducted | 23000 | 16000 | 2.65 | 16100 | 2
AMANA | ASZS6 | 214505284 | HRCU-A-CB | ASZS60241EA* | CA*EA2422*4B* | Singlezone Ducted, Centrally Ducted | 23000 | 16000 | 2.65 | 16100 | 2
AMANA | ASZS6 | 214505282 | HRCU-A-CB | ASZS60241EA* | CA*EA2422*4B* | Singlezone Ducted, Centrally Ducted | 23000 | 16000 | 2.65 | 16100 | 2
AMANA | ASZS6 | 214505279 | HRCU-A-CB | ASZS60241EA* | CA*EA2422*4B* | Singlezone Ducted, Centrally Ducted | 23000 | 16000 | 2.65 | 16100 | 2
AMANA | ASZS6 | 214505276 | HRCU-A-CB | ASZS60241EA* | CA*EA2422*4B*+MBVC1600**-1A* | Singlezone Ducted, Centrally Ducted | 23000 | 16000 | 2.65 | 16100 | 2
AMANA | ASZS6 | 214505274 | HRCU-A-CB | ASZS60241EA* | CA*EA2422*4B*+MBVC1200**-1A* | Singlezone Ducted, Centrally Ducted | 23000 | 16000 | 2.65 | 16100 | 2
AMANA | ASZS6 | 213815741 | HRCU-A-CB | ASZS60481EA* | CAPEA6030*4A*+MBVK20DP1X00A* | Singlezone Ducted, Centrally Ducted | 44000 | 28000 | 2.67 | 31000 | 2.22
AMANA | ASZS6 | 213815740 | HRCU-A-CB | ASZS60421EA* | CAPEA6030*4A*+MBVK20DP1X00A* | Singlezone Ducted, Centrally Ducted | 40000 | 28000 | 2.67 | 30600 | 2.19
AMANA | ASZS6 | 213815739 | HRCU-A-CB | ASZS60361EA* | CAPEA4830*4A*+MBVK16CP1X00A* | Singlezone Ducted, Centrally Ducted | 34200 | 23000 | 2.59 | 29000 | 2
AMANA | ASZS6 | 213815738 | HRCU-A-CB | ASZS60361EA* | CAPEA6030*4A*+MBVK20DP1X00A* | Singlezone Ducted, Centrally Ducted | 34200 | 23000 | 2.59 | 30000 | 2.11
AMANA | ASZS6 | 213815737 | HRCU-A-CB | ASZS60241EA* | CAPEA3026*4A*+MBVK16CP1X00A* | Singlezone Ducted, Centrally Ducted | 23000 | 16000 | 2.65 | 16100 | 2
AMANA | ASZS6 | 213815736 | HRCU-A-CB | ASZS60241EA* | CAPEA3026*4A*+MBVK12BP1X00A* | Singlezone Ducted, Centrally Ducted | 23000 | 16000 | 2.65 | 16100 | 2
AMANA | ASZS6 | 213815735 | HRCU-A-CB | ASZS60241EA* | CAPEA2422*4A*+MBVK16CP1X00A* | Singlezone Ducted, Centrally Ducted | 23000 | 16000 | 2.65 | 16100 | 2
AMANA | ASZS6 | 213815734 | HRCU-A-CB | ASZS60241EA* | CAPEA2422*4A*+MBVK12BP1X00A* | Singlezone Ducted, Centrally Ducted | 23000 | 16000 | 2.65 | 16100 | 2
AMANA | ASZS6 | 213613306 | HRCU-A-CB | ASZS60361EA* | AHVE42CP1400B* | Singlezone Ducted, Centrally Ducted | 34200 | 23000 | 2.59 | 29000 | 2
AMANA | ASZS6 | 213613304 | HRCU-A-CB | ASZS60481EA* | AHVE60DP1400B* | Singlezone Ducted, Centrally Ducted | 44000 | 28000 | 2.67 | 31000 | 2.22
AMANA | ASZS6 | 213613303 | HRCU-A-CB | ASZS60421EA* | AHVE60DP1400B* | Singlezone Ducted, Centrally Ducted | 40000 | 28000 | 2.67 | 30600 | 2.19
AMANA | ASZS6 | 213613302 | HRCU-A-CB | ASZS60361EA* | AHVE48DP1400B* | Singlezone Ducted, Centrally Ducted | 34200 | 23000 | 2.59 | 30000 | 2.11
AMANA | ASZS6 | 213613305 | HRCU-A-CB | ASZS60361EA* | AHVE60DP1400B* | Singlezone Ducted, Centrally Ducted | 34200 | 23000 | 2.59 | 30000 | 2.11
AMANA | ASZS6 | 213613301 | HRCU-A-CB | ASZS60241EA* | AHVE36CP1400B* | Singlezone Ducted, Centrally Ducted | 23000 | 16000 | 2.65 | 16100 | 2
AMANA | ASZS6 | 213872274 | HRCU-A-CB | ASZS60481EA* | CA*EA6030*4A* | Singlezone Ducted, Centrally Ducted | 44000 | 28000 | 2.67 | 31000 | 2.22
AMANA | ASZS6 | 213872272 | HRCU-A-CB | ASZS60481EA* | CA*EA6030*4A* | Singlezone Ducted, Centrally Ducted | 44000 | 28000 | 2.67 | 31000 | 2.22
AMANA | ASZS6 | 213872270 | HRCU-A-CB | ASZS60481EA* | CA*EA6030*4A* | Singlezone Ducted, Centrally Ducted | 44000 | 28000 | 2.67 | 31000 | 2.22
AMANA | ASZS6 | 213872268 | HRCU-A-CB | ASZS60481EA* | CA*EA6030*4A* | Singlezone Ducted, Centrally Ducted | 44000 | 28000 | 2.67 | 31000 | 2.22
AMANA | ASZS6 | 213872266 | HRCU-A-CB | ASZS60421EA* | CA*EA6030*4A* | Singlezone Ducted, Centrally Ducted | 40000 | 28000 | 2.67 | 30600 | 2.19
AMANA | ASZS6 | 213872264 | HRCU-A-CB | ASZS60421EA* | CA*EA6030*4A* | Singlezone Ducted, Centrally Ducted | 40000 | 28000 | 2.67 | 30600 | 2.19
AMANA | ASZS6 | 213872262 | HRCU-A-CB | ASZS60421EA* | CA*EA6030*4A* | Singlezone Ducted, Centrally Ducted | 40000 | 28000 | 2.67 | 30600 | 2.19
AMANA | ASZS6 | 213872260 | HRCU-A-CB | ASZS60421EA* | CA*EA6030*4A* | Singlezone Ducted, Centrally Ducted | 40000 | 28000 | 2.67 | 30600 | 2.19
AMANA | ASZS6 | 212614868 | HRCU-A-CB | ASZS60241EA* | AHVE36CP1400A* | Singlezone Ducted, Centrally Ducted | 23000 | 16000 | 2.65 | 16100 | 2
AMANA | ASZS6 | 212614943 | HRCU-A-CB | ASZS60241EA* | AHVE36CP0400A* | Singlezone Ducted, Centrally Ducted | 23000 | 16000 | 2.65 | 16100 | 2
AMANA | ASZS6 | 212614944 | HRCU-A-CB | ASZS60241EA* | CA*EA2422*4A*+MBVC1200**-1A* | Singlezone Ducted, Centrally Ducted | 23000 | 16000 | 2.65 | 16100 | 2
AMANA | ASZS6 | 212614945 | HRCU-A-CB | ASZS60241EA* | CA*EA2422*4A*+MBVC1600**-1A* | Singlezone Ducted, Centrally Ducted | 23000 | 16000 | 2.65 | 16100 | 2
AMANA | ASZS6 | 212614946 | HRCU-A-CB | ASZS60241EA* | CA*EA2422*4A* | Singlezone Ducted, Centrally Ducted | 23000 | 16000 | 2.65 | 16100 | 2
AMANA | ASZS6 | 212614947 | HRCU-A-CB | ASZS60241EA* | CA*EA2422*4A* | Singlezone Ducted, Centrally Ducted | 23000 | 16000 | 2.65 | 16100 | 2
AMANA | ASZS6 | 212614948 | HRCU-A-CB | ASZS60241EA* | CA*EA2422*4A* | Singlezone Ducted, Centrally Ducted | 23000 | 16000 | 2.65 | 16100 | 2
AMANA | ASZS6 | 212614949 | HRCU-A-CB | ASZS60241EA* | CA*EA2422*4A* | Singlezone Ducted, Centrally Ducted | 23000 | 16000 | 2.65 | 16100 | 2
AMANA | ASZS6 | 212614950 | HRCU-A-CB | ASZS60241EA* | CA*EA2422*4A* | Singlezone Ducted, Centrally Ducted | 23000 | 16000 | 2.65 | 16100 | 2
AMANA | ASZS6 | 212614951 | HRCU-A-CB | ASZS60241EA* | CA*EA2422*4A* | Singlezone Ducted, Centrally Ducted | 23000 | 16000 | 2.65 | 16100 | 2
AMANA | ASZS6 | 212614952 | HRCU-A-CB | ASZS60241EA* | CA*EA2422*4A* | Singlezone Ducted, Centrally Ducted | 23000 | 16000 | 2.65 | 16100 | 2
AMANA | ASZS6 | 212614953 | HRCU-A-CB | ASZS60241EA* | CA*EA2422*4A* | Singlezone Ducted, Centrally Ducted | 23000 | 16000 | 2.65 | 16100 | 2
AMANA | ASZS6 | 212614954 | HRCU-A-CB | ASZS60241EA* | CA*EA2422*4A* | Singlezone Ducted, Centrally Ducted | 23000 | 16000 | 2.65 | 16100 | 2
AMANA | ASZS6 | 212614955 | HRCU-A-CB | ASZS60241EA* | CA*EA2422*4A* | Singlezone Ducted, Centrally Ducted | 23000 | 16000 | 2.65 | 16100 | 2
AMANA | ASZS6 | 212614956 | HRCU-A-CB | ASZS60241EA* | CA*EA2422*4A* | Singlezone Ducted, Centrally Ducted | 23000 | 16000 | 2.65 | 16100 | 2
AMANA | ASZS6 | 212614957 | HRCU-A-CB | ASZS60241EA* | CA*EA2422*4A* | Singlezone Ducted, Centrally Ducted | 23000 | 16000 | 2.65 | 16100 | 2
AMANA | ASZS6 | 212614958 | HRCU-A-CB | ASZS60241EA* | CA*EA2422*4A* | Singlezone Ducted, Centrally Ducted | 23000 | 16000 | 2.65 | 16100 | 2
AMANA | ASZS6 | 212614959 | HRCU-A-CB | ASZS60241EA* | CA*EA2422*4A* | Singlezone Ducted, Centrally Ducted | 23000 | 16000 | 2.65 | 16100 | 2
AMANA | ASZS6 | 212614960 | HRCU-A-CB | ASZS60241EA* | CA*EA2422*4A* | Singlezone Ducted, Centrally Ducted | 23000 | 16000 | 2.65 | 16100 | 2
AMANA | ASZS6 | 212614961 | HRCU-A-CB | ASZS60241EA* | CA*EA2422*4A* | Singlezone Ducted, Centrally Ducted | 23000 | 16000 | 2.65 | 16100 | 2
AMANA | ASZS6 | 212614962 | HRCU-A-CB | ASZS60241EA* | CA*EA2422*4A* | Singlezone Ducted, Centrally Ducted | 23000 | 16000 | 2.65 | 16100 | 2
AMANA | ASZS6 | 212614963 | HRCU-A-CB | ASZS60241EA* | CA*EA2422*4A* | Singlezone Ducted, Centrally Ducted | 23000 | 16000 | 2.65 | 16100 | 2
AMANA | ASZS6 | 212614964 | HRCU-A-CB | ASZS60241EA* | CA*EA2422*4A* | Singlezone Ducted, Centrally Ducted | 23000 | 16000 | 2.65 | 16100 | 2
AMANA | ASZS6 | 212614965 | HRCU-A-CB | ASZS60241EA* | CA*EA3026*4A*+MBVC1200**-1A* | Singlezone Ducted, Centrally Ducted | 23000 | 16000 | 2.65 | 16100 | 2
AMANA | ASZS6 | 212614966 | HRCU-A-CB | ASZS60241EA* | CA*EA3026*4A*+MBVC1600**-1A* | Singlezone Ducted, Centrally Ducted | 23000 | 16000 | 2.65 | 16100 | 2
AMANA | ASZS6 | 212614967 | HRCU-A-CB | ASZS60241EA* | CA*EA3026*4A* | Singlezone Ducted, Centrally Ducted | 23000 | 16000 | 2.65 | 16100 | 2
AMANA | ASZS6 | 212614968 | HRCU-A-CB | ASZS60241EA* | CA*EA3026*4A* | Singlezone Ducted, Centrally Ducted | 23000 | 16000 | 2.65 | 16100 | 2
AMANA | ASZS6 | 212614969 | HRCU-A-CB | ASZS60241EA* | CA*EA3026*4A* | Singlezone Ducted, Centrally Ducted | 23000 | 16000 | 2.65 | 16100 | 2
AMANA | ASZS6 | 212614970 | HRCU-A-CB | ASZS60241EA* | CA*EA3026*4A* | Singlezone Ducted, Centrally Ducted | 23000 | 16000 | 2.65 | 16100 | 2
AMANA | ASZS6 | 212614971 | HRCU-A-CB | ASZS60241EA* | CA*EA3026*4A* | Singlezone Ducted, Centrally Ducted | 23000 | 16000 | 2.65 | 16100 | 2
AMANA | ASZS6 | 212614972 | HRCU-A-CB | ASZS60241EA* | CA*EA3026*4A* | Singlezone Ducted, Centrally Ducted | 23000 | 16000 | 2.65 | 16100 | 2
AMANA | ASZS6 | 212614973 | HRCU-A-CB | ASZS60241EA* | CA*EA3026*4A* | Singlezone Ducted, Centrally Ducted | 23000 | 16000 | 2.65 | 16100 | 2
AMANA | ASZS6 | 212614974 | HRCU-A-CB | ASZS60241EA* | CA*EA3026*4A* | Singlezone Ducted, Centrally Ducted | 23000 | 16000 | 2.65 | 16100 | 2
AMANA | ASZS6 | 212614975 | HRCU-A-CB | ASZS60241EA* | CA*EA3026*4A* | Singlezone Ducted, Centrally Ducted | 23000 | 16000 | 2.65 | 16100 | 2
AMANA | ASZS6 | 212614976 | HRCU-A-CB | ASZS60241EA* | CA*EA3026*4A* | Singlezone Ducted, Centrally Ducted | 23000 | 16000 | 2.65 | 16100 | 2
AMANA | ASZS6 | 212614977 | HRCU-A-CB | ASZS60241EA* | CA*EA3026*4A* | Singlezone Ducted, Centrally Ducted | 23000 | 16000 | 2.65 | 16100 | 2
AMANA | ASZS6 | 212614978 | HRCU-A-CB | ASZS60241EA* | CA*EA3026*4A* | Singlezone Ducted, Centrally Ducted | 23000 | 16000 | 2.65 | 16100 | 2
AMANA | ASZS6 | 212614979 | HRCU-A-CB | ASZS60241EA* | CA*EA3026*4A* | Singlezone Ducted, Centrally Ducted | 23000 | 16000 | 2.65 | 16100 | 2
AMANA | ASZS6 | 212614980 | HRCU-A-CB | ASZS60241EA* | CA*EA3026*4A* | Singlezone Ducted, Centrally Ducted | 23000 | 16000 | 2.65 | 16100 | 2
AMANA | ASZS6 | 212614981 | HRCU-A-CB | ASZS60241EA* | CA*EA3026*4A* | Singlezone Ducted, Centrally Ducted | 23000 | 16000 | 2.65 | 16100 | 2
AMANA | ASZS6 | 212614982 | HRCU-A-CB | ASZS60241EA* | CA*EA3026*4A* | Singlezone Ducted, Centrally Ducted | 23000 | 16000 | 2.65 | 16100 | 2
AMANA | ASZS6 | 212614983 | HRCU-A-CB | ASZS60241EA* | CA*EA3026*4A* | Singlezone Ducted, Centrally Ducted | 23000 | 16000 | 2.65 | 16100 | 2
AMANA | ASZS6 | 212614984 | HRCU-A-CB | ASZS60241EA* | CA*EA3026*4A* | Singlezone Ducted, Centrally Ducted | 23000 | 16000 | 2.65 | 16100 | 2
AMANA | ASZS6 | 212614985 | HRCU-A-CB | ASZS60241EA* | CA*EA3026*4A* | Singlezone Ducted, Centrally Ducted | 23000 | 16000 | 2.65 | 16100 | 2
AMANA | ASZS6 | 212615010 | HRCU-A-CB | ASZS60481EA* | CA*EA6030*4A* | Singlezone Ducted, Centrally Ducted | 44000 | 28000 | 2.67 | 31000 | 2.22
AMANA | ASZS6 | 212615009 | HRCU-A-CB | ASZS60481EA* | CA*EA6030*4A* | Singlezone Ducted, Centrally Ducted | 44000 | 28000 | 2.67 | 31000 | 2.22
AMANA | ASZS6 | 212615008 | HRCU-A-CB | ASZS60481EA* | CA*EA6030*4A*+MBVC2000**-1A* | Singlezone Ducted, Centrally Ducted | 44000 | 28000 | 2.67 | 31000 | 2.22
AMANA | ASZS6 | 212615007 | HRCU-A-CB | ASZS60481EA* | AHVE60DP0400A* | Singlezone Ducted, Centrally Ducted | 44000 | 28000 | 2.67 | 31000 | 2.22
AMANA | ASZS6 | 212614871 | HRCU-A-CB | ASZS60481EA* | AHVE60DP1400A* | Singlezone Ducted, Centrally Ducted | 44000 | 28000 | 2.67 | 31000 | 2.22
AMANA | ASZS6 | 212615006 | HRCU-A-CB | ASZS60421EA* | CA*EA6030*4A* | Singlezone Ducted, Centrally Ducted | 40000 | 28000 | 2.67 | 30600 | 2.19
AMANA | ASZS6 | 212615005 | HRCU-A-CB | ASZS60421EA* | CA*EA6030*4A* | Singlezone Ducted, Centrally Ducted | 40000 | 28000 | 2.67 | 30600 | 2.19
AMANA | ASZS6 | 212615004 | HRCU-A-CB | ASZS60421EA* | CA*EA6030*4A*+MBVC2000**-1A* | Singlezone Ducted, Centrally Ducted | 40000 | 28000 | 2.67 | 30600 | 2.19
AMANA | ASZS6 | 212615003 | HRCU-A-CB | ASZS60421EA* | AHVE60DP0400A* | Singlezone Ducted, Centrally Ducted | 40000 | 28000 | 2.67 | 30600 | 2.19
AMANA | ASZS6 | 212614870 | HRCU-A-CB | ASZS60421EA* | AHVE60DP1400A* | Singlezone Ducted, Centrally Ducted | 40000 | 28000 | 2.67 | 30600 | 2.19
AMANA | ASZS6 | 212928696 | HRCU-A-CB | ASZS60361EA* | AHVE42CP1400A* | Singlezone Ducted, Centrally Ducted | 34200 | 23000 | 2.59 | 29000 | 2
AMANA | ASZS6 | 212928697 | HRCU-A-CB | ASZS60361EA* | AHVE42CP0400A* | Singlezone Ducted, Centrally Ducted | 34200 | 23000 | 2.59 | 29000 | 2
AMANA | ASZS6 | 212615002 | HRCU-A-CB | ASZS60361EA* | CA*EA4830*4A* | Singlezone Ducted, Centrally Ducted | 34200 | 23000 | 2.59 | 29000 | 2
AMANA | ASZS6 | 212615001 | HRCU-A-CB | ASZS60361EA* | CA*EA4830*4A* | Singlezone Ducted, Centrally Ducted | 34200 | 23000 | 2.59 | 29000 | 2
AMANA | ASZS6 | 212614993 | HRCU-A-CB | ASZS60361EA* | CA*EA4830*4A* | Singlezone Ducted, Centrally Ducted | 34200 | 23000 | 2.59 | 29000 | 2
AMANA | ASZS6 | 212615000 | HRCU-A-CB | ASZS60361EA* | CA*EA4830*4A* | Singlezone Ducted, Centrally Ducted | 34200 | 23000 | 2.59 | 29000 | 2
AMANA | ASZS6 | 212614999 | HRCU-A-CB | ASZS60361EA* | CA*EA4830*4A* | Singlezone Ducted, Centrally Ducted | 34200 | 23000 | 2.59 | 29000 | 2
AMANA | ASZS6 | 212614998 | HRCU-A-CB | ASZS60361EA* | CA*EA6030*4A* | Singlezone Ducted, Centrally Ducted | 34200 | 23000 | 2.59 | 30000 | 2.11
AMANA | ASZS6 | 212614997 | HRCU-A-CB | ASZS60361EA* | CA*EA4830*4A* | Singlezone Ducted, Centrally Ducted | 34200 | 23000 | 2.59 | 29000 | 2
AMANA | ASZS6 | 212614996 | HRCU-A-CB | ASZS60361EA* | CA*EA4830*4A* | Singlezone Ducted, Centrally Ducted | 34200 | 23000 | 2.59 | 29000 | 2
AMANA | ASZS6 | 212614995 | HRCU-A-CB | ASZS60361EA* | CA*EA4830*4A* | Singlezone Ducted, Centrally Ducted | 34200 | 23000 | 2.59 | 29000 | 2
AMANA | ASZS6 | 212614994 | HRCU-A-CB | ASZS60361EA* | CA*EA6030*4A* | Singlezone Ducted, Centrally Ducted | 34200 | 23000 | 2.59 | 30000 | 2.11
AMANA | ASZS6 | 212614992 | HRCU-A-CB | ASZS60361EA* | CA*EA4830*4A* | Singlezone Ducted, Centrally Ducted | 34200 | 23000 | 2.59 | 29000 | 2.04
AMANA | ASZS6 | 212614991 | HRCU-A-CB | ASZS60361EA* | CA*EA6030*4A* | Singlezone Ducted, Centrally Ducted | 34200 | 23000 | 2.59 | 30000 | 2.11
AMANA | ASZS6 | 212614990 | HRCU-A-CB | ASZS60361EA* | CA*EA4830*4A*+MBVC1600**-1A* | Singlezone Ducted, Centrally Ducted | 34200 | 23000 | 2.59 | 29000 | 2
AMANA | ASZS6 | 212614989 | HRCU-A-CB | ASZS60361EA* | CA*EA6030*4A*+MBVC2000**-1A* | Singlezone Ducted, Centrally Ducted | 34200 | 23000 | 2.59 | 30000 | 2.11
AMANA | ASZS6 | 212614988 | HRCU-A-CB | ASZS60361EA* | AHVE48DP0400A* | Singlezone Ducted, Centrally Ducted | 34200 | 23000 | 2.59 | 30000 | 2.11
AMANA | ASZS6 | 212614987 | HRCU-A-CB | ASZS60361EA* | AHVE60DP0400A* | Singlezone Ducted, Centrally Ducted | 34200 | 23000 | 2.59 | 30000 | 2.11
AMANA | ASZS6 | 212614986 | HRCU-A-CB | ASZS60361EA* | AHVE60DP1400A* | Singlezone Ducted, Centrally Ducted | 34200 | 23000 | 2.59 | 30000 | 2.11
AMANA | ASZS6 | 212614869 | HRCU-A-CB | ASZS60361EA* | AHVE48DP1400A* | Singlezone Ducted, Centrally Ducted | 34200 | 23000 | 2.59 | 30000 | 2.11
AMANA | ASZS6 | 213156957 | HRCU-A-CB | ASZS60481EA* | CA*EA6030*4A* | Singlezone Ducted, Centrally Ducted | 44000 | 28000 | 2.67 | 31000 | 2.22
AMANA | ASZS6 | 213156956 | HRCU-A-CB | ASZS60421EA* | CA*EA6030*4A* | Singlezone Ducted, Centrally Ducted | 40000 | 28000 | 2.67 | 30600 | 2.19
AMANA | ASZV9 | 210607572 | HRCU-A-CB | ASZV902410A* | CA*F3137*6A*+MBVC1201**-1A*+TX | Singlezone Ducted, Centrally Ducted | 23000 | 14000 | 2.6 | 13100 | 2.19
AMERICAN STANDARD |  | 207590073 | HRCU-A-CB | 4A6V8X48A1 | TEM8A0C60V51+TDR | Singlezone Ducted, Centrally Ducted | 44500 | 36800 | 4.49 | 28520 | 1.92
AMERICAN STANDARD |  | 207629144 | HRCU-A-CB-O | 4TXK2509A10N0** | 4MXW2509A10N0** | Singlezone Non-Ducted, Ceiling Placement | 11000 | 7300 | 2.61 | 9000 | 1.93
AMERICAN STANDARD |  | 210435420 | HMSR-A-CB-O | 4TXM2118A12N0** |  | Multizone All Non-Ducted | 18000 | 14700 | 2.63 | 13600 | 2.23
AMERICAN STANDARD |  | 207590187 | HRCU-A-CB | 4A6V8X36A1 | 4TXCB006DS3 | Singlezone Ducted, Centrally Ducted | 33000 | 26400 | 3.31 | 20740 | 1.9
AMERICAN STANDARD |  | 207590189 | HRCU-A-CB | 4A6V8X36A1 | 4TXCB006DS3 | Singlezone Ducted, Centrally Ducted | 32800 | 26400 | 3.31 | 20800 | 1.9
AMERICAN STANDARD |  | 207590114 | HRCU-A-CB | 4A6V8X36A1 | 4TXCB006DS3 | Singlezone Ducted, Centrally Ducted | 33000 | 26600 | 3.3 | 21000 | 1.92
AMERICAN STANDARD |  | 207590188 | HRCU-A-CB | 4A6V8X36A1 | 4TXCB006DS3 | Singlezone Ducted, Centrally Ducted | 33000 | 26600 | 3.3 | 21000 | 1.92
AMERICAN STANDARD |  | 10093447 | HRCU-A-CB | 4A6V0036A1 | TAM9A0B30V31 | Singlezone Ducted, Centrally Ducted | 32600 | 26200 | 3.17 | 20220 | 1.92
AMERICAN STANDARD |  | 207629150 | HRCU-A-CB-O | 4TXK2512A10N0** | 4MXW2512A10N0** | Singlezone Non-Ducted, Ceiling Placement | 12000 | 7700 | 2.59 | 9200 | 1.93
AMERICAN STANDARD / MITSUBISHI ELECTRIC | M-Series | 207705487 | HRCU-A-CB-O | MUZ-GS12NA*** | NAXWST12B112** | Singlezone Non-Ducted, Wall Placement | 14400 | 9000 | 2.64 | 10100 | 2
AMERICAN STANDARD / MITSUBISHI ELECTRIC | M-Series | 207705488 | HRCU-A-CB-O | MUZ-GS15NA*** | NAXWST15B112** | Singlezone Non-Ducted, Wall Placement | 18000 | 12100 | 2.67 | 14000 | 2.03
AMERICAN STANDARD / MITSUBISHI ELECTRIC | NV-Series | 212925515 | HMSR-A-CB-O | NTXMPH30A132C** |  | Multizone All Non-Ducted | 28600 | 18000 | 2.65 | 28600 | 1.95
AMERICAN STANDARD / MITSUBISHI ELECTRIC | NV-Series | 212925514 | HMSR-A-CB-O | NTXMPH24A132C** |  | Multizone All Non-Ducted | 25000 | 14500 | 2.62 | 25000 | 1.95
AMERICAN STANDARD / MITSUBISHI ELECTRIC |  | 213499807 | HMSR-A-CB-O | NTXMMX20A122C** |  | Multizone All Non-Ducted | 22000 | 13500 | 2.91 | 11100 | 2.03
AMERICAN STANDARD / MITSUBISHI ELECTRIC | M-Series | 209832999 | HRCU-A-CB-O | MUZ-FS18NA*** | NAXWPH18B112A* | Singlezone Non-Ducted, Wall Placement | 19000 | 12800 | 3.23 | 23000 | 2.15
AMERICAN STANDARD / MITSUBISHI ELECTRIC | M-Series | 209832989 | HRCU-A-CB-O | MUZ-FS12NA*** | NAXWPH12B112A* | Singlezone Non-Ducted, Wall Placement | 12300 | 8400 | 4.04 | 14690 | 2.42
AMERICAN STANDARD / MITSUBISHI ELECTRIC | M-Series | 209832984 | HRCU-A-CB-O | MUZ-FS09NA*** | NAXWPH09B112A* | Singlezone Non-Ducted, Wall Placement | 9600 | 5900 | 3.84 | 11590 | 2.41
AMERICAN STANDARD / MITSUBISHI ELECTRIC | M-Series | 209832979 | HRCU-A-CB-O | MUZ-FS06NA*** | NAXWPH06B112A* | Singlezone Non-Ducted, Wall Placement | 8700 | 5900 | 4.43 | 10500 | 2.46
AMERICAN STANDARD / MITSUBISHI ELECTRIC |  | 209424925 | HMSR-A-CB-O | NTXMMX20A122C* |  | Multizone All Non-Ducted | 22000 | 13500 | 2.91 | 11100 | 2.03
AMERICAN STANDARD / MITSUBISHI ELECTRIC | M-Series | 207705504 | HRCU-A-CB-O | MUZ-GS24NAHZ*** | NAXWST24B112** | Singlezone Non-Ducted, Wall Placement | 21200 | 13300 | 2.78 | 21200 | 1.95
AMERICAN STANDARD / MITSUBISHI ELECTRIC | M-Series | 207705491 | HRCU-A-CB-O | MUZ-GS24NA*** | NAXWST24B112** | Singlezone Non-Ducted, Wall Placement | 27600 | 17600 | 2.67 | 19640 | 2.25
AMERICAN STANDARD / MITSUBISHI ELECTRIC | M-Series | 207705501 | HRCU-A-CB-O | MUZ-GS15NAHZ*** | NAXWST15B112** | Singlezone Non-Ducted, Wall Placement | 14000 | 8700 | 2.68 | 14000 | 1.91
AMERICAN STANDARD / MITSUBISHI ELECTRIC | M-Series | 207705499 | HRCU-A-CB-O | MUZ-GS09NAHZ*** | NAXWST09B112** | Singlezone Non-Ducted, Wall Placement | 9600 | 5700 | 2.57 | 9600 | 2.01
AMERICAN STANDARD / MITSUBISHI ELECTRIC | M-Series | 207705485 | HRCU-A-CB-O | MUZ-GS09NA*** | NAXWST09B112** | Singlezone Non-Ducted, Wall Placement | 10900 | 6500 | 2.61 | 7900 | 2.12
AMERICAN STANDARD / MITSUBISHI ELECTRIC | M-Series | 209832994 | HRCU-A-CB-O | MUZ-FS15NA*** | NAXWPH15B112A* | Singlezone Non-Ducted, Wall Placement | 16000 | 10000 | 3.53 | 19360 | 2.17
AMERICAN STANDARD / MITSUBISHI ELECTRIC | M-Series | 213879424 | HRCU-A-CB-O | MUZ-FS18NAH*** | NAXWPH18B112A* | Singlezone Non-Ducted, Wall Placement | 19000 | 12800 | 2.93 | 23000 | 2.07
AMERICAN STANDARD / MITSUBISHI ELECTRIC | M-Series | 213879423 | HRCU-A-CB-O | MUZ-FS15NAH*** | NAXWPH15B112A* | Singlezone Non-Ducted, Wall Placement | 16000 | 10000 | 3.08 | 19360 | 2.08
AMERICAN STANDARD / MITSUBISHI ELECTRIC | M-Series | 213879422 | HRCU-A-CB-O | MUZ-FS12NAH*** | NAXWPH12B112A* | Singlezone Non-Ducted, Wall Placement | 12300 | 8400 | 3.33 | 14690 | 2.25
AMERICAN STANDARD / MITSUBISHI ELECTRIC | M-Series | 213879421 | HRCU-A-CB-O | MUZ-FS09NAH*** | NAXWPH09B112A* | Singlezone Non-Ducted, Wall Placement | 9600 | 5900 | 2.98 | 11590 | 2.21
AMERISTAR |  | 207642983 | HRCU-A-CB-O | M4THS2309A11N** | M4MHW2309A1N0** | Singlezone Non-Ducted, Ceiling Placement | 11000 | 7300 | 2.61 | 9000 | 1.93
AMERISTAR |  | 207642985 | HRCU-A-CB-O | M4THS2312A11N** | M4MHW2312A1N0** | Singlezone Non-Ducted, Ceiling Placement | 12000 | 7700 | 2.59 | 9200 | 1.93
AMERISTAR |  | 210488259 | HMSR-A-CB-O | M4THM1918A12N** |  | Multizone All Non-Ducted | 18000 | 14700 | 2.63 | 13600 | 2.23
ARCOAIRE | DLC-series | 208447700 | HRCU-A-CB-O | DLCERBH09AAK | DLFEHBH09XAK | Singlezone Non-Ducted, Wall Placement | 10000 | 6000 | 2.51 | 6933 | 1.97
ARCOAIRE | DLC-series | 208447620 | HRCU-A-CB-O | DLCSRBH12AAJ | DLFSHCH12XAJ | Singlezone Non-Ducted, Wall Placement | 12000 | 8400 | 2.8 | 7094 | 2.19
ARCOAIRE | DLC-series | 208447617 | HRCU-A-CB-O | DLCSRBH09AAK | DLFSHCH09XAK | Singlezone Non-Ducted, Wall Placement | 12000 | 9500 | 2.53 | 11109 | 1.97
ARCOAIRE | DLC-series | 208447621 | HRCU-A-CB-O | DLCSRBH06AAK | DLFSHCH06XAK | Singlezone Non-Ducted, Wall Placement | 7000 | 8500 | 2.9 | 8581 | 2.19
ARCOAIRE | DLC-series | 207683327 | HRCU-A-CB-O | DLCSRBH24AAK | DLFSCBH24XAK | Singlezone Non-Ducted, Wall Placement | 25000 | 21000 | 2.64 | 26000 | 1.95
ARCOAIRE | DLC-series | 209948191 | HRCU-A-CB-O | DLCSRBH12AAK | DLFSFBH12XAK | Singlezone Non-Ducted, Wall Placement | 12000 | 10200 | 2.72 | 12300 | 2.1
ARCOAIRE | DLC-series | 211132712 | HRCU-A-CB | DLCSRBH24AAK | DLFSDAH24XHK | Singlezone Ducted, Compact Ducted | 25000 | 21000 | 2.75 | 24000 | 2
ARCOAIRE | DLC-series | 211132679 | HRCU-A-CB | DLCSRBH18AAK | DLFSDAH18XHK | Singlezone Ducted, Compact Ducted | 19000 | 15700 | 2.6 | 18000 | 2.2
ARCOAIRE | DLC-series | 210857426 | HRCU-A-CB-O | DLCSRBH06AAK | DLFSOAH09XAK | Singlezone Non-Ducted, Ceiling Placement | 7100 | 5700 | 2.61 | 8500 | 2.03
ARCOAIRE | Dlseries | 210025741 | HRCU-A-CB | DLCURAH60ABK | DLFUAAH60XAK | Singlezone Ducted, Centrally Ducted | 59000 | 42000 | 2.6 | 54356 | 1.91
ARCOAIRE | DL series | 213372116 | HRCU-A-C | DLCURAH18ABK | DLFULAH24XBX + CI | Singlezone Ducted, Centrally Ducted | 19000 | 14700 | 2.6 | 15000 | 2.2
ARCOAIRE | DLC-series | 206361870 | HRCU-A-CB-O | DLCSRBH12AAK | DLFSHBH12XAK | Singlezone Non-Ducted, Wall Placement | 12000 | 10300 | 2.56 | 12113 | 1.9
ARCOAIRE | DLC-series | 206361868 | HRCU-A-CB-O | DLCSRBH12AAJ | DLFSHBH12XAJ | Singlezone Non-Ducted, Wall Placement | 12000 | 8900 | 2.75 | 6858 | 2.07
ARCOAIRE | DLC-series | 207188905 | HRCU-A-CB-O | DLCSRBH06AAK | DLFSHBH06XAK | Singlezone Non-Ducted, Wall Placement | 7000 | 7500 | 2.5 | 7200 | 1.92
ARCOAIRE |  | 201835506 | HRCU-A-CB-O | DLCPRAH09AAK | DLFPHAH09XAK | Singlezone Non-Ducted, Wall Placement | 10000 | 7200 | 2.78 | 13047 | 1.97
ARCOAIRE | High Tier | 202463643 | HRCU-A-CB-O | DLCPRAH24AAK | DLFPHAH24XAK | Singlezone Non-Ducted, Wall Placement | 24000 | 15450 | 3 | 24000 | 2
ARCOAIRE | DuraComfort | 206350391 | HRCU-A-CB | DLCSRBH24AAK | DLFSDAH24XAK | Singlezone Ducted, Compact Ducted | 24600 | 14500 | 2.8 | 27910 | 2.01
ARCOAIRE | Performance Series | 207643001 | HMSV-A-CB | DLCMHBH48EAK |  | Multizone Mix of Ducted and Non-Ducted | 49000 | 31000 | 2.65 | 48000 | 1.9
ARCOAIRE | Performance Series | 207642991 | HMSV-A-CB | DLCMHBH24CAK |  | Multizone All Ducted | 24000 | 18500 | 2.85 | 21500 | 1.95
ARCOAIRE | DURACOMFORT DELUXE 18 VS HP 2-STAGE | 210468209 | HRCU-A-CB | HVH837GKA2*+TSTAT | EHD4X60AAL | Singlezone Ducted, Centrally Ducted | 47000 | 30600 | 2.52 | 24200 | 1.98
ARCOAIRE | DURACOMFORT DELUXE 18 VS HP 2-STAGE | 210468319 | HRCU-A-CB | HVH837GKA2*+TSTAT | EHD4X60AAL | Singlezone Ducted, Centrally Ducted | 46500 | 30400 | 2.5 | 24200 | 1.98
ARCOAIRE | DURACOMFORT DELUXE 18 VS HP | 206766035 | HRCU-A-CB | HVH825GKA3* | EA*4X37L21A*+WALLCON | Singlezone Ducted, Centrally Ducted | 21000 | 20400 | 2.54 | 18100 | 2.24
ARCOAIRE | DURACOMFORT DELUXE 18 VS HP | 210473242 | HRCU-A-CB | HVH825GKA3* | EA*4X43L21A*+WALLCON | Singlezone Ducted, Centrally Ducted | 21000 | 20400 | 2.54 | 18100 | 2.24
ARCOAIRE | Performance Series | 207642999 | HMSR-A-CB-O | DLCMHBH48EAK |  | Multizone All Non-Ducted | 48000 | 34000 | 2.83 | 48000 | 2
ARCOAIRE | Performance Series | 207642993 | HMSR-A-CB-O | DLCMHBH30DAK |  | Multizone All Non-Ducted | 30000 | 18500 | 2.98 | 29400 | 1.9
ARCOAIRE | DURACOMFORT DELUXE 18 VS HP | 210470269 | HRCU-A-CB | HVH837GKA2* | EA*4X60L24A*+WALLCON | Singlezone Ducted, Centrally Ducted | 31800 | 31000 | 2.5 | 27400 | 2.2
ARCOAIRE | DURACOMFORT DELUXE 18 VS HP | 210470280 | HRCU-A-CB | HVH837GKA2* | EA*4X60L24A*+WALLCON | Singlezone Ducted, Centrally Ducted | 31800 | 31000 | 2.52 | 27400 | 2.22
ARCOAIRE | DURACOMFORT DELUXE 18 VS HP | 210470291 | HRCU-A-CB | HVH837GKA2* | EA*4X60L24A*+WALLCON | Singlezone Ducted, Centrally Ducted | 31800 | 31000 | 2.52 | 27400 | 2.22
ARCOAIRE | DURACOMFORT DELUXE 18 VS HP | 210470313 | HRCU-A-CB | HVH837GKA2* | EA*4X60L24A*+WALLCON | Singlezone Ducted, Centrally Ducted | 31800 | 31000 | 2.52 | 27400 | 2.22
ARCOAIRE | DURACOMFORT DELUXE 18 VS HP | 210470324 | HRCU-A-CB | HVH837GKA2* | EA*4X60L24A*+WALLCON | Singlezone Ducted, Centrally Ducted | 32000 | 31200 | 2.5 | 27600 | 2.2
ARCOAIRE | DURACOMFORT DELUXE 18 VS HP | 210470346 | HRCU-A-CB | HVH837GKA2* | EA*4X60L24A*+WALLCON | Singlezone Ducted, Centrally Ducted | 31800 | 31000 | 2.52 | 27400 | 2.22
ARCOAIRE | DURACOMFORT DELUXE 18 VS HP | 210470434 | HRCU-A-CB | HVH837GKA2* | EA*4X61L21A*+WALLCON | Singlezone Ducted, Centrally Ducted | 32200 | 31400 | 2.5 | 27800 | 2.2
ARCOAIRE | DURACOMFORT DELUXE 18 VS HP | 210470445 | HRCU-A-CB | HVH837GKA2* | EA*4X61L21A*+WALLCON | Singlezone Ducted, Centrally Ducted | 32000 | 31200 | 2.52 | 27600 | 2.22
ARCOAIRE | DURACOMFORT DELUXE 18 VS HP | 210470467 | HRCU-A-CB | HVH837GKA2* | EA*4X61L21A*+WALLCON | Singlezone Ducted, Centrally Ducted | 32000 | 31200 | 2.52 | 27600 | 2.22
ARCOAIRE | DURACOMFORT DELUXE 18 VS HP | 210470489 | HRCU-A-CB | HVH837GKA2* | EA*4X61L21A*+WALLCON | Singlezone Ducted, Centrally Ducted | 32000 | 31200 | 2.52 | 27600 | 2.22
ARCOAIRE | DURACOMFORT DELUXE 18 VS HP | 210470500 | HRCU-A-CB | HVH837GKA2* | EA*4X61L21A*+WALLCON | Singlezone Ducted, Centrally Ducted | 32000 | 31200 | 2.54 | 27600 | 2.22
ARCOAIRE | DURACOMFORT DELUXE 18 VS HP | 210470555 | HRCU-A-CB | HVH837GKA2* | EA*4X61L24A*+WALLCON | Singlezone Ducted, Centrally Ducted | 32000 | 31200 | 2.52 | 27600 | 2.22
ARCOAIRE | DURACOMFORT DELUXE 18 VS HP | 210470566 | HRCU-A-CB | HVH837GKA2* | EA*4X61L24A*+WALLCON | Singlezone Ducted, Centrally Ducted | 32000 | 31200 | 2.54 | 27400 | 2.24
ARCOAIRE | DURACOMFORT DELUXE 18 VS HP | 210470577 | HRCU-A-CB | HVH837GKA2* | EA*4X61L24A*+WALLCON | Singlezone Ducted, Centrally Ducted | 32000 | 31200 | 2.54 | 27600 | 2.22
ARCOAIRE | DURACOMFORT DELUXE 18 VS HP | 210470599 | HRCU-A-CB | HVH837GKA2* | EA*4X61L24A*+WALLCON | Singlezone Ducted, Centrally Ducted | 32000 | 31200 | 2.54 | 27600 | 2.22
ARCOAIRE | DURACOMFORT DELUXE 18 VS HP | 210470610 | HRCU-A-CB | HVH837GKA2* | EA*4X61L24A*+WALLCON | Singlezone Ducted, Centrally Ducted | 32000 | 31200 | 2.52 | 27600 | 2.22
ARCOAIRE | DURACOMFORT DELUXE 18 VS HP | 210470632 | HRCU-A-CB | HVH837GKA2* | EA*4X61L24A*+WALLCON | Singlezone Ducted, Centrally Ducted | 32000 | 31200 | 2.54 | 27600 | 2.22
ARCOAIRE | DURACOMFORT DELUXE 18 VS HP | 206771274 | HRCU-A-CB | HVH837GKA2* | EA*4X37L21A*+WALLCON | Singlezone Ducted, Centrally Ducted | 33000 | 31800 | 2.52 | 28000 | 2.2
ARCOAIRE | DURACOMFORT DELUXE 18 VS HP | 206771328 | HRCU-A-CB | HVH837GKA2* | EA*4X37L21A*+WALLCON | Singlezone Ducted, Centrally Ducted | 32800 | 31800 | 2.54 | 28000 | 2.22
ARCOAIRE | DURACOMFORT DELUXE 18 VS HP | 206771346 | HRCU-A-CB | HVH837GKA2* | EA*4X37L21A*+WALLCON | Singlezone Ducted, Centrally Ducted | 32800 | 31800 | 2.54 | 28000 | 2.22
ARCOAIRE | DURACOMFORT DELUXE 18 VS HP | 206771355 | HRCU-A-CB | HVH837GKA2* | EA*4X37L21A*+WALLCON | Singlezone Ducted, Centrally Ducted | 32800 | 31800 | 2.54 | 27800 | 2.22
ARCOAIRE | DURACOMFORT DELUXE 18 VS HP | 206771625 | HRCU-A-CB | HVH837GKA2* | EA*4X43L21A*+WALLCON | Singlezone Ducted, Centrally Ducted | 33000 | 32000 | 2.52 | 28000 | 2.2
ARCOAIRE | DURACOMFORT DELUXE 18 VS HP | 206771643 | HRCU-A-CB | HVH837GKA2* | EA*4X43L21A*+WALLCON | Singlezone Ducted, Centrally Ducted | 32800 | 31800 | 2.54 | 28000 | 2.2
ARCOAIRE | DURACOMFORT DELUXE 18 VS HP | 206771697 | HRCU-A-CB | HVH837GKA2* | EA*4X43L21A*+WALLCON | Singlezone Ducted, Centrally Ducted | 32800 | 31800 | 2.54 | 27800 | 2.22
ARCOAIRE | DURACOMFORT DELUXE 18 VS HP | 206771715 | HRCU-A-CB | HVH837GKA2* | EA*4X43L21A*+WALLCON | Singlezone Ducted, Centrally Ducted | 32800 | 31800 | 2.54 | 27800 | 2.22
ARCOAIRE | DURACOMFORT DELUXE 18 VS HP | 206771724 | HRCU-A-CB | HVH837GKA2* | EA*4X43L21A*+WALLCON | Singlezone Ducted, Centrally Ducted | 32800 | 31800 | 2.56 | 27800 | 2.22
ARCOAIRE | DURACOMFORT DELUXE 18 VS HP | 206771778 | HRCU-A-CB | HVH837GKA2* | EA*4X48L21A*+WALLCON | Singlezone Ducted, Centrally Ducted | 32600 | 31400 | 2.52 | 27800 | 2.2
ARCOAIRE | DURACOMFORT DELUXE 18 VS HP | 206771832 | HRCU-A-CB | HVH837GKA2* | EA*4X48L21A*+WALLCON | Singlezone Ducted, Centrally Ducted | 32400 | 31400 | 2.52 | 27600 | 2.2
ARCOAIRE | DURACOMFORT DELUXE 18 VS HP | 206771850 | HRCU-A-CB | HVH837GKA2* | EA*4X48L21A*+WALLCON | Singlezone Ducted, Centrally Ducted | 32400 | 31400 | 2.52 | 27600 | 2.2
ARCOAIRE | DURACOMFORT DELUXE 18 VS HP | 206771859 | HRCU-A-CB | HVH837GKA2* | EA*4X48L21A*+WALLCON | Singlezone Ducted, Centrally Ducted | 32400 | 31400 | 2.52 | 27600 | 2.2
ARCOAIRE | DURACOMFORT DELUXE 18 VS HP | 206771895 | HRCU-A-CB | HVH837GKA2* | EA*4X48L24A*+WALLCON | Singlezone Ducted, Centrally Ducted | 32400 | 31400 | 2.52 | 27600 | 2.2
ARCOAIRE | DURACOMFORT DELUXE 18 VS HP | 206771904 | HRCU-A-CB | HVH837GKA2* | EA*4X48L24A*+WALLCON | Singlezone Ducted, Centrally Ducted | 32400 | 31400 | 2.54 | 27600 | 2.22
ARCOAIRE | DURACOMFORT DELUXE 18 VS HP | 206771913 | HRCU-A-CB | HVH837GKA2* | EA*4X48L24A*+WALLCON | Singlezone Ducted, Centrally Ducted | 32400 | 31400 | 2.54 | 27600 | 2.22
ARCOAIRE | DURACOMFORT DELUXE 18 VS HP | 206771931 | HRCU-A-CB | HVH837GKA2* | EA*4X48L24A*+WALLCON | Singlezone Ducted, Centrally Ducted | 32400 | 31400 | 2.52 | 27600 | 2.22
ARCOAIRE | DURACOMFORT DELUXE 18 VS HP | 206771940 | HRCU-A-CB | HVH837GKA2* | EA*4X48L24A*+WALLCON | Singlezone Ducted, Centrally Ducted | 32600 | 31400 | 2.52 | 27800 | 2.2
ARCOAIRE | DURACOMFORT DELUXE 18 VS HP | 206771958 | HRCU-A-CB | HVH837GKA2* | EA*4X48L24A*+WALLCON | Singlezone Ducted, Centrally Ducted | 32400 | 31400 | 2.52 | 27600 | 2.22
ARCOAIRE | DURACOMFORT DELUXE 18 VS HP 2-STAGE | 210465005 | HRCU-A-CB | HVH837GKA2*+TSTAT | EN(A,D,W)4X60L24** | Singlezone Ducted, Centrally Ducted | 47000 | 30600 | 2.5 | 24000 | 1.96
ARCOAIRE | DURACOMFORT DELUXE 18 VS HP 2-STAGE | 210464817 | HRCU-A-CB | HVH837GKA2*+TSTAT | EN(A,D)4X48L24** | Singlezone Ducted, Centrally Ducted | 48000 | 31000 | 2.5 | 24400 | 1.94
ARCOAIRE | DURACOMFORT DELUXE 18 VS HP 2-STAGE | 210464682 | HRCU-A-CB | HVH837GKA2*+TSTAT | EN(A,D)4X48L24** | Singlezone Ducted, Centrally Ducted | 47500 | 30600 | 2.5 | 24200 | 1.94
ARCOAIRE | DURACOMFORT DELUXE 18 VS HP 2-STAGE | 210464616 | HRCU-A-CB | HVH837GKA2*+TSTAT | EN(A,D)4X48L24** | Singlezone Ducted, Centrally Ducted | 47500 | 30800 | 2.5 | 24200 | 1.96
ARCOAIRE | DURACOMFORT DELUXE 18 VS HP 2-STAGE | 210464604 | HRCU-A-CB | HVH837GKA2*+TSTAT | EN(A,D)4X48L24** | Singlezone Ducted, Centrally Ducted | 48000 | 31000 | 2.5 | 24400 | 1.96
ARCOAIRE | DURACOMFORT DELUXE 18 VS HP 2-STAGE | 210464461 | HRCU-A-CB | HVH837GKA2*+TSTAT | EN(A,D,W)4X48L21** | Singlezone Ducted, Centrally Ducted | 48000 | 31000 | 2.5 | 24400 | 1.94
ARCOAIRE | DURACOMFORT DELUXE 18 VS HP 2-STAGE | 210464306 | HRCU-A-CB | HVH837GKA2*+TSTAT | EN(A,D,W)4X48L21** | Singlezone Ducted, Centrally Ducted | 48000 | 31000 | 2.5 | 24400 | 1.94
ARCOAIRE | DURACOMFORT DELUXE 18 VS HP 2-STAGE | 210464171 | HRCU-A-CB | HVH837GKA2*+TSTAT | EN(A,D,W)4X48L21** | Singlezone Ducted, Centrally Ducted | 47500 | 30800 | 2.5 | 24200 | 1.96
ARCOAIRE | DURACOMFORT DELUXE 18 VS HP 2-STAGE | 210462018 | HRCU-A-CB | HVH837GKA2*+TSTAT | EA*4X61L24A* | Singlezone Ducted, Centrally Ducted | 47000 | 30800 | 2.52 | 24400 | 1.98
ARCOAIRE | DURACOMFORT DELUXE 18 VS HP 2-STAGE | 210461963 | HRCU-A-CB | HVH837GKA2*+TSTAT | EA*4X61L24A* | Singlezone Ducted, Centrally Ducted | 47000 | 30600 | 2.5 | 24400 | 1.98
ARCOAIRE | DURACOMFORT DELUXE 18 VS HP 2-STAGE | 210461839 | HRCU-A-CB | HVH837GKA2*+TSTAT | EA*4X61L24A* | Singlezone Ducted, Centrally Ducted | 47000 | 30600 | 2.5 | 24400 | 1.98
ARCOAIRE | DURACOMFORT DELUXE 18 VS HP 2-STAGE | 210461828 | HRCU-A-CB | HVH837GKA2*+TSTAT | EA*4X61L24A* | Singlezone Ducted, Centrally Ducted | 46500 | 30400 | 2.5 | 24000 | 1.96
ARCOAIRE | DURACOMFORT DELUXE 18 VS HP 2-STAGE | 210461806 | HRCU-A-CB | HVH837GKA2*+TSTAT | EA*4X61L24A* | Singlezone Ducted, Centrally Ducted | 47000 | 30600 | 2.5 | 24400 | 1.98
ARCOAIRE | DURACOMFORT DELUXE 18 VS HP 2-STAGE | 210461795 | HRCU-A-CB | HVH837GKA2*+TSTAT | EA*4X61L24A* | Singlezone Ducted, Centrally Ducted | 47000 | 30600 | 2.5 | 24400 | 1.96
ARCOAIRE | DURACOMFORT DELUXE 18 VS HP 2-STAGE | 210461762 | HRCU-A-CB | HVH837GKA2*+TSTAT | EA*4X61L24A* | Singlezone Ducted, Centrally Ducted | 46500 | 30400 | 2.5 | 24200 | 1.98
ARCOAIRE | DURACOMFORT DELUXE 18 VS HP 2-STAGE | 210461750 | HRCU-A-CB | HVH837GKA2*+TSTAT | EA*4X61L24A* | Singlezone Ducted, Centrally Ducted | 46500 | 30600 | 2.5 | 24200 | 1.98
ARCOAIRE | DURACOMFORT DELUXE 18 VS HP 2-STAGE | 210461452 | HRCU-A-CB | HVH837GKA2*+TSTAT | EA*4X61L21A* | Singlezone Ducted, Centrally Ducted | 46500 | 30600 | 2.5 | 24400 | 1.96
ARCOAIRE | DURACOMFORT DELUXE 18 VS HP 2-STAGE | 210461429 | HRCU-A-CB | HVH837GKA2*+TSTAT | EA*4X61L21A* | Singlezone Ducted, Centrally Ducted | 47000 | 30600 | 2.5 | 24400 | 1.98
ARCOAIRE | DURACOMFORT DELUXE 18 VS HP 2-STAGE | 210461416 | HRCU-A-CB | HVH837GKA2*+TSTAT | EA*4X61L21A* | Singlezone Ducted, Centrally Ducted | 47000 | 30600 | 2.5 | 24400 | 1.98
ARCOAIRE | DURACOMFORT DELUXE 18 VS HP 2-STAGE | 210461328 | HRCU-A-CB | HVH837GKA2*+TSTAT | EA*4X61L21A* | Singlezone Ducted, Centrally Ducted | 46500 | 30400 | 2.5 | 24200 | 1.96
ARCOAIRE | DURACOMFORT DELUXE 18 VS HP 2-STAGE | 210459739 | HRCU-A-CB | HVH837GKA2*+TSTAT | EA*4X43L21A* | Singlezone Ducted, Centrally Ducted | 47500 | 30800 | 2.52 | 24400 | 1.98
ARCOAIRE | DURACOMFORT DELUXE 18 VS HP 2-STAGE | 210458482 | HRCU-A-CB | HVH837GKA2*+TSTAT | EA*4X37L21A* | Singlezone Ducted, Centrally Ducted | 47500 | 30800 | 2.52 | 24400 | 1.98
ARCOAIRE |  | 209852036 | HRCU-A-CB | DLCURAH18ABK | DLFUAAH18XAK | Singlezone Ducted, Centrally Ducted | 19000 | 13500 | 2.5 | 18000 | 2
ARCOAIRE | DuraComfort | 207826594 | HMSV-A-CB | DLCSRBH24AAK | DLFSABH24XBK | Singlezone Ducted, Centrally Ducted | 26000 | 16200 | 2.79 | 21505 | 1.95
ARCOAIRE | High Tier | 202463642 | HRCU-A-CB-O | DLCPRAH18AAK | DLFPHAH18XAK | Singlezone Non-Ducted, Wall Placement | 18000 | 12300 | 3.19 | 18000 | 2
ARMSTRONG AIR | 4SHP22LX SERIES | 211528484 | HRCU-A-CB | 4SHP22LX136P-**A | EAC4X48B+TDR | Singlezone Ducted, Centrally Ducted | 33800 | 22400 | 2.54 | 18400 | 2.22
ARMSTRONG AIR | 4SHP22LX SERIES | 211528483 | HRCU-A-CB | 4SHP22LX136P-**A | EAC4X48B+TDR | Singlezone Ducted, Centrally Ducted | 33800 | 22400 | 2.54 | 18400 | 2.22
ARMSTRONG AIR | 4SHP22LX SERIES | 211528482 | HRCU-A-CB | 4SHP22LX136P-**A | EAC4X48B+TDR | Singlezone Ducted, Centrally Ducted | 33800 | 22400 | 2.52 | 18400 | 2.22
ARMSTRONG AIR | 4SHP22LX SERIES | 211528481 | HRCU-A-CB | 4SHP22LX136P-**A | EAC4X48B+TDR | Singlezone Ducted, Centrally Ducted | 33800 | 22600 | 2.52 | 18500 | 2.2
ARMSTRONG AIR | 4SHP22LX SERIES | 211528474 | HRCU-A-CB | 4SHP22LX136P-**A | EAC4X48B+TDR | Singlezone Ducted, Centrally Ducted | 33600 | 22200 | 2.56 | 18200 | 2.24
ARMSTRONG AIR | 4SHP22LX SERIES | 211528473 | HRCU-A-CB | 4SHP22LX136P-**A | EAC4X48B+TDR | Singlezone Ducted, Centrally Ducted | 33400 | 22200 | 2.52 | 18200 | 2.22
ARMSTRONG AIR | 4SHP22LX SERIES | 211528469 | HRCU-A-CB | 4SHP22LX136P-**A | EAC4X48B+TDR | Singlezone Ducted, Centrally Ducted | 33600 | 22400 | 2.5 | 18400 | 2.2
ARMSTRONG AIR | 4SHP22LX SERIES | 211528468 | HRCU-A-CB | 4SHP22LX136P-**A | EAC4X48B+TDR | Singlezone Ducted, Centrally Ducted | 33200 | 22000 | 2.54 | 18000 | 2.24
ARMSTRONG AIR | 4SHP22LX SERIES | 211528467 | HRCU-A-CB | 4SHP22LX136P-**A | EAC4X48B+TDR | Singlezone Ducted, Centrally Ducted | 33200 | 22000 | 2.52 | 18100 | 2.24
ARMSTRONG AIR | 4SHP22LX SERIES | 211528466 | HRCU-A-CB | 4SHP22LX136P-**A | EAC4X48B+TDR | Singlezone Ducted, Centrally Ducted | 33800 | 22600 | 2.5 | 18500 | 2.18
ARMSTRONG AIR | 4SHP22LX SERIES | 211528401 | HRCU-A-CB | 4SHP22LX136P-**A | ED1P48B+TDR+TXV | Singlezone Ducted, Centrally Ducted | 33400 | 21400 | 2.5 | 17700 | 2.18
ARMSTRONG AIR | 4SHP22LX SERIES | 211528396 | HRCU-A-CB | 4SHP22LX136P-**A | ED1P30/36C+TDR+TXV | Singlezone Ducted, Centrally Ducted | 35800 | 23400 | 2.5 | 19000 | 2.18
ARMSTRONG AIR | 4SHP22LX SERIES | 211528395 | HRCU-A-CB | 4SHP22LX136P-**A | ED1P30/36C+TDR+TXV | Singlezone Ducted, Centrally Ducted | 35400 | 23000 | 2.54 | 18700 | 2.22
ARMSTRONG AIR | 4SHP22LX SERIES | 211528394 | HRCU-A-CB | 4SHP22LX136P-**A | ED1P30/36C+TDR+TXV | Singlezone Ducted, Centrally Ducted | 35000 | 22800 | 2.56 | 18500 | 2.24
ARMSTRONG AIR | 4SHP22LX SERIES | 211528393 | HRCU-A-CB | 4SHP22LX136P-**A | ED1P30/36C+TDR+TXV | Singlezone Ducted, Centrally Ducted | 35000 | 22800 | 2.54 | 18500 | 2.22
ARMSTRONG AIR | 4SHP22LX SERIES | 211528392 | HRCU-A-CB | 4SHP22LX136P-**A | ED1P30/36C+TDR+TXV | Singlezone Ducted, Centrally Ducted | 35000 | 22800 | 2.58 | 18400 | 2.24
ARMSTRONG AIR | 4SHP22LX SERIES | 211528391 | HRCU-A-CB | 4SHP22LX136P-**A | ED1P30/36C+TDR+TXV | Singlezone Ducted, Centrally Ducted | 35400 | 23000 | 2.54 | 18700 | 2.22
ARMSTRONG AIR | 4SHP22LX SERIES | 211528390 | HRCU-A-CB | 4SHP22LX136P-**A | ED1P30/36C+TDR+TXV | Singlezone Ducted, Centrally Ducted | 35000 | 22800 | 2.54 | 18500 | 2.22
ARMSTRONG AIR | 4SHP22LX SERIES | 211528389 | HRCU-A-CB | 4SHP22LX136P-**A | ED1P30/36B+TDR+TXV | Singlezone Ducted, Centrally Ducted | 35600 | 23200 | 2.5 | 18900 | 2.18
ARMSTRONG AIR | 4SHP22LX SERIES | 211528388 | HRCU-A-CB | 4SHP22LX136P-**A | ED1P30/36B+TDR+TXV | Singlezone Ducted, Centrally Ducted | 35600 | 23200 | 2.5 | 18900 | 2.18
ARMSTRONG AIR | 4SHP22LX SERIES | 211528387 | HRCU-A-CB | 4SHP22LX136P-**A | ED1P30/36B+TDR+TXV | Singlezone Ducted, Centrally Ducted | 35400 | 23200 | 2.52 | 18800 | 2.2
ARMSTRONG AIR | 4SHP22LX SERIES | 211528386 | HRCU-A-CB | 4SHP22LX136P-**A | ED1P30/36B+TDR+TXV | Singlezone Ducted, Centrally Ducted | 34800 | 22800 | 2.52 | 18400 | 2.2
ARMSTRONG AIR | 4SHP22LX SERIES | 211528385 | HRCU-A-CB | 4SHP22LX136P-**A | ED1P30/36B+TDR+TXV | Singlezone Ducted, Centrally Ducted | 35200 | 23000 | 2.52 | 18600 | 2.2
ARMSTRONG AIR | 4SHP22LX SERIES | 211528384 | HRCU-A-CB | 4SHP22LX136P-**A | ED1P30/36B+TDR+TXV | Singlezone Ducted, Centrally Ducted | 35200 | 23000 | 2.52 | 18600 | 2.2
ARMSTRONG AIR | 4SHP22LX SERIES | 211528383 | HRCU-A-CB | 4SHP22LX136P-**A | ED1P30/36B+TDR+TXV | Singlezone Ducted, Centrally Ducted | 35000 | 22800 | 2.58 | 18500 | 2.26
ARMSTRONG AIR | 4SHP22LX SERIES | 211528382 | HRCU-A-CB | 4SHP22LX136P-**A | ED1P30/36B+TDR+TXV | Singlezone Ducted, Centrally Ducted | 34800 | 22600 | 2.52 | 18400 | 2.22
ARMSTRONG AIR | 4SHP22LX SERIES | 211528380 | HRCU-A-CB | 4SHP22LX136P-**A | ED1P30/36B+TDR+TXV | Singlezone Ducted, Centrally Ducted | 35400 | 23000 | 2.5 | 18800 | 2.2
ARMSTRONG AIR | 4SHP22LX SERIES | 211528379 | HRCU-A-CB | 4SHP22LX136P-**A | ED1P30/36B+TDR+TXV | Singlezone Ducted, Centrally Ducted | 35800 | 23400 | 2.5 | 19000 | 2.16
ARMSTRONG AIR | 4SHP22LX SERIES | 211528378 | HRCU-A-CB | 4SHP22LX136P-**A | ED1P30/36A+TDR+TXV | Singlezone Ducted, Centrally Ducted | 35800 | 23400 | 2.5 | 19000 | 2.16
ARMSTRONG AIR | 4SHP22LX SERIES | 211528377 | HRCU-A-CB | 4SHP22LX136P-**A | ED1P30/36A+TDR+TXV | Singlezone Ducted, Centrally Ducted | 35000 | 22800 | 2.52 | 18500 | 2.2
ARMSTRONG AIR | 4SHP22LX SERIES | 211528371 | HRCU-A-CB | 4SHP22LX136P-**A | EAH1P42C+TDR+TXV | Singlezone Ducted, Centrally Ducted | 33800 | 22600 | 2.5 | 18200 | 2.04
ARMSTRONG AIR | 4SHP22LX SERIES | 211528370 | HRCU-A-CB | 4SHP22LX136P-**A | EAH1P42C+TDR+TXV | Singlezone Ducted, Centrally Ducted | 33600 | 22400 | 2.5 | 18100 | 2.04
ARMSTRONG AIR | 4SHP22LX SERIES | 211528369 | HRCU-A-CB | 4SHP22LX136P-**A | EAH1P42C+TDR+TXV | Singlezone Ducted, Centrally Ducted | 33600 | 22400 | 2.5 | 18100 | 2.04
ARMSTRONG AIR | 4SHP22LX SERIES | 211528367 | HRCU-A-CB | 4SHP22LX136P-**A | EAH1P42C+TDR+TXV | Singlezone Ducted, Centrally Ducted | 33600 | 22400 | 2.52 | 18100 | 2.06
ARMSTRONG AIR | 4SHP22LX SERIES | 211528366 | HRCU-A-CB | 4SHP22LX136P-**A | EAH1P42C+TDR+TXV | Singlezone Ducted, Centrally Ducted | 33600 | 22400 | 2.5 | 18100 | 2.04
ARMSTRONG AIR | 4SHP22LX SERIES | 211528365 | HRCU-A-CB | 4SHP22LX136P-**A | EAH1P42C+TDR+TXV | Singlezone Ducted, Centrally Ducted | 33800 | 22600 | 2.52 | 18200 | 2.04
ARMSTRONG AIR | 4SHP22LX SERIES | 211528363 | HRCU-A-CB | 4SHP22LX136P-**A | EAH1P42C+TDR+TXV | Singlezone Ducted, Centrally Ducted | 33600 | 22400 | 2.5 | 18100 | 2.04
ARMSTRONG AIR | 4SHP22LX SERIES | 211528362 | HRCU-A-CB | 4SHP22LX136P-**A | EAH1P42C+TDR+TXV | Singlezone Ducted, Centrally Ducted | 33400 | 22200 | 2.5 | 17900 | 2.04
ARMSTRONG AIR | 4SHP22LX SERIES | 211528361 | HRCU-A-CB | 4SHP22LX136P-**A | EAH1P42C+TDR+TXV | Singlezone Ducted, Centrally Ducted | 33400 | 22400 | 2.5 | 18000 | 2.04
ARMSTRONG AIR | 4SHP22LX SERIES | 211528359 | HRCU-A-CB | 4SHP22LX136P-**A | EAH1P42C+TDR+TXV | Singlezone Ducted, Centrally Ducted | 33400 | 22200 | 2.5 | 17900 | 2.04
ARMSTRONG AIR | 4SHP22LX SERIES | 211528358 | HRCU-A-CB | 4SHP22LX136P-**A | EAH1P42C+TDR+TXV | Singlezone Ducted, Centrally Ducted | 33400 | 22200 | 2.52 | 17900 | 2.06
ARMSTRONG AIR | 4SHP22LX SERIES | 211528357 | HRCU-A-CB | 4SHP22LX136P-**A | EAH1P42C+TDR+TXV | Singlezone Ducted, Centrally Ducted | 33800 | 22400 | 2.5 | 18200 | 2.04
ARMSTRONG AIR | 4SHP22LX SERIES | 211528355 | HRCU-A-CB | 4SHP22LX136P-**A | EAH1P42C+TDR+TXV | Singlezone Ducted, Centrally Ducted | 33800 | 22600 | 2.5 | 18200 | 2.04
ARMSTRONG AIR | 4SHP22LX SERIES | 211528354 | HRCU-A-CB | 4SHP22LX136P-**A | EAH1P42C+TDR+TXV | Singlezone Ducted, Centrally Ducted | 33800 | 22600 | 2.5 | 18200 | 2.02
ARMSTRONG AIR | 4SHP22LX SERIES | 211528351 | HRCU-A-CB | 4SHP22LX136P-**A | EAH1P42C+TDR+TXV | Singlezone Ducted, Centrally Ducted | 33200 | 22200 | 2.5 | 17800 | 2.04
ARMSTRONG AIR | 4SHP22LX SERIES | 211528350 | HRCU-A-CB | 4SHP22LX136P-**A | EAH1P42C+TDR+TXV | Singlezone Ducted, Centrally Ducted | 33800 | 22600 | 2.52 | 18200 | 2.04
ARMSTRONG AIR | 4SHP22LX SERIES | 211528349 | HRCU-A-CB | 4SHP22LX136P-**A | EAH1P42C+TDR+TXV | Singlezone Ducted, Centrally Ducted | 33200 | 22000 | 2.52 | 17700 | 2.06
ARMSTRONG AIR | 4SHP22LX SERIES | 211528296 | HRCU-A-CB | 4SHP22LX136P-**A | BCE7S42M*4X | Singlezone Ducted, Centrally Ducted | 35000 | 22800 | 2.64 | 18400 | 2.3
ARMSTRONG AIR | 4SHP22LX SERIES | 211528295 | HRCU-A-CB | 4SHP22LX136P-**A | BCE7E42M*4X | Singlezone Ducted, Centrally Ducted | 34400 | 22200 | 2.6 | 18000 | 2.3
ARMSTRONG AIR | 4SHP22LX SERIES | 211528294 | HRCU-A-CB | 4SHP22LX136P-**A | BCE7E36M*4X | Singlezone Ducted, Centrally Ducted | 33600 | 23000 | 2.6 | 18300 | 2.24
ARMSTRONG AIR | 4SHP22LX SERIES | 211528293 | HRCU-A-CB | 4SHP22LX136P-**A | BCE5V42M*4X | Singlezone Ducted, Centrally Ducted | 33600 | 22200 | 2.6 | 18000 | 2.24
ARMSTRONG AIR | 4SHP22LX SERIES | 211528292 | HRCU-A-CB | 4SHP22LX136P-**A | BCE5V36M*4X | Singlezone Ducted, Centrally Ducted | 33400 | 22200 | 2.58 | 18000 | 2.24
ARMSTRONG AIR | 4SHP22LX SERIES | 211528288 | HRCU-A-CB | 4SHP22LX136P-**A | EA(C;U)1P48B+TDR+TXV | Singlezone Ducted, Centrally Ducted | 33800 | 22400 | 2.54 | 18400 | 2.22
ARMSTRONG AIR | 4SHP22LX SERIES | 211528287 | HRCU-A-CB | 4SHP22LX136P-**A | EA(C;U)1P48B+TDR+TXV | Singlezone Ducted, Centrally Ducted | 33800 | 22400 | 2.54 | 18400 | 2.22
ARMSTRONG AIR | 4SHP22LX SERIES | 211528286 | HRCU-A-CB | 4SHP22LX136P-**A | EA(C;U)1P48B+TDR+TXV | Singlezone Ducted, Centrally Ducted | 33800 | 22400 | 2.52 | 18400 | 2.22
ARMSTRONG AIR | 4SHP22LX SERIES | 211528285 | HRCU-A-CB | 4SHP22LX136P-**A | EA(C;U)1P48B+TDR+TXV | Singlezone Ducted, Centrally Ducted | 33800 | 22600 | 2.52 | 18500 | 2.2
ARMSTRONG AIR | 4SHP22LX SERIES | 211528278 | HRCU-A-CB | 4SHP22LX136P-**A | EA(C;U)1P48B+TDR+TXV | Singlezone Ducted, Centrally Ducted | 33600 | 22200 | 2.56 | 18200 | 2.24
ARMSTRONG AIR | 4SHP22LX SERIES | 211528277 | HRCU-A-CB | 4SHP22LX136P-**A | EA(C;U)1P48B+TDR+TXV | Singlezone Ducted, Centrally Ducted | 33400 | 22200 | 2.52 | 18200 | 2.22
ARMSTRONG AIR | 4SHP22LX SERIES | 211528273 | HRCU-A-CB | 4SHP22LX136P-**A | EA(C;U)1P48B+TDR+TXV | Singlezone Ducted, Centrally Ducted | 33600 | 22400 | 2.5 | 18400 | 2.2
ARMSTRONG AIR | 4SHP22LX SERIES | 211528272 | HRCU-A-CB | 4SHP22LX136P-**A | EA(C;U)1P48B+TDR+TXV | Singlezone Ducted, Centrally Ducted | 33200 | 22000 | 2.54 | 18000 | 2.24
ARMSTRONG AIR | 4SHP22LX SERIES | 211528271 | HRCU-A-CB | 4SHP22LX136P-**A | EA(C;U)1P48B+TDR+TXV | Singlezone Ducted, Centrally Ducted | 33200 | 22000 | 2.52 | 18100 | 2.24
ARMSTRONG AIR | 4SHP22LX SERIES | 211528270 | HRCU-A-CB | 4SHP22LX136P-**A | EA(C;U)1P48B+TDR+TXV | Singlezone Ducted, Centrally Ducted | 33800 | 22600 | 2.5 | 18500 | 2.18
ARMSTRONG AIR | 4SHP22LX SERIES | 211709363 | HRCU-A-CB | 4SHP22LX124P-**A | EA(C;U)1P24A+TDR+TXV | Singlezone Ducted, Centrally Ducted | 23600 | 14700 | 2.5 | 15800 | 1.92
ARMSTRONG AIR | 4SHP22LX SERIES | 211709362 | HRCU-A-CB | 4SHP22LX124P-**A | EA(C;U)1P24A+TDR+TXV | Singlezone Ducted, Centrally Ducted | 23000 | 14300 | 2.52 | 15400 | 1.9
ARMSTRONG AIR | 4SHP22LX SERIES | 211709361 | HRCU-A-CB | 4SHP22LX124P-**A | EA(C;U)1P24A+TDR+TXV | Singlezone Ducted, Centrally Ducted | 23600 | 14700 | 2.52 | 15700 | 1.9
ARMSTRONG AIR | 4SHP22LX SERIES | 211709360 | HRCU-A-CB | 4SHP22LX124P-**A | EA(C;U)1P24A+TDR+TXV | Singlezone Ducted, Centrally Ducted | 23600 | 14700 | 2.52 | 15700 | 1.9
ARMSTRONG AIR | 4SHP22LX Series | 211708571 | HRCU-A-CB | 4SHP22LX136P-**A | BCE5E42M | Singlezone Ducted, Centrally Ducted | 33000 | 22000 | 2.56 | 18000 | 2.2
ARMSTRONG AIR | 4SHP22LX Series | 211708570 | HRCU-A-CB | 4SHP22LX136P-**A | BCE5E36M | Singlezone Ducted, Centrally Ducted | 32800 | 21800 | 2.5 | 17700 | 2.18
ARMSTRONG AIR | 4SHP22LX Series | 211708567 | HRCU-A-CB | 4SHP22LX136P-**A | BCE7S36M*4X | Singlezone Ducted, Centrally Ducted | 33400 | 22800 | 2.6 | 18300 | 2.28
ARMSTRONG AIR | 4SHP22LX SERIES | 211709508 | HRCU-A-CB | 4SHP22LX124P-**A | EAC4X30A+TDR | Singlezone Ducted, Centrally Ducted | 23600 | 14200 | 2.51 | 16100 | 1.96
ARMSTRONG AIR | 4SHP22LX SERIES | 211709507 | HRCU-A-CB | 4SHP22LX124P-**A | EAC4X30A+TDR | Singlezone Ducted, Centrally Ducted | 23600 | 14200 | 2.51 | 16100 | 1.96
ARMSTRONG AIR | 4SHP22LX SERIES | 211709506 | HRCU-A-CB | 4SHP22LX124P-**A | EAC4X30A+TDR | Singlezone Ducted, Centrally Ducted | 23400 | 14200 | 2.52 | 16100 | 1.98
ARMSTRONG AIR | 4SHP22LX SERIES | 211709505 | HRCU-A-CB | 4SHP22LX124P-**A | EAC4X30A+TDR | Singlezone Ducted, Centrally Ducted | 23200 | 14000 | 2.52 | 15900 | 1.94
ARMSTRONG AIR | 4SHP22LX SERIES | 211709504 | HRCU-A-CB | 4SHP22LX124P-**A | EAC4X30A+TDR | Singlezone Ducted, Centrally Ducted | 23400 | 14200 | 2.52 | 16100 | 1.96
ARMSTRONG AIR | 4SHP22LX SERIES | 211709502 | HRCU-A-CB | 4SHP22LX124P-**A | EAC4X30A+TDR | Singlezone Ducted, Centrally Ducted | 23000 | 13900 | 2.51 | 15800 | 1.94
ARMSTRONG AIR | 4SHP22LX SERIES | 211709501 | HRCU-A-CB | 4SHP22LX124P-**A | EAC4X30A+TDR | Singlezone Ducted, Centrally Ducted | 23400 | 14200 | 2.51 | 16100 | 1.96
ARMSTRONG AIR | 4SHP22LX SERIES | 211709500 | HRCU-A-CB | 4SHP22LX124P-**A | EAC4X30A+TDR | Singlezone Ducted, Centrally Ducted | 23400 | 14200 | 2.51 | 16100 | 1.96
ARMSTRONG AIR | 4SHP22LX SERIES | 211709499 | HRCU-A-CB | 4SHP22LX124P-**A | EAC4X30B+TDR | Singlezone Ducted, Centrally Ducted | 23600 | 14200 | 2.51 | 16100 | 1.96
ARMSTRONG AIR | 4SHP22LX SERIES | 211709498 | HRCU-A-CB | 4SHP22LX124P-**A | EAC4X30B+TDR | Singlezone Ducted, Centrally Ducted | 23600 | 14200 | 2.51 | 16100 | 1.96
ARMSTRONG AIR | 4SHP22LX SERIES | 211709497 | HRCU-A-CB | 4SHP22LX124P-**A | EAC4X30B+TDR | Singlezone Ducted, Centrally Ducted | 23600 | 14200 | 2.51 | 16200 | 1.96
ARMSTRONG AIR | 4SHP22LX SERIES | 211709496 | HRCU-A-CB | 4SHP22LX124P-**A | EAC4X30B+TDR | Singlezone Ducted, Centrally Ducted | 23600 | 14200 | 2.51 | 16100 | 1.96
ARMSTRONG AIR | 4SHP22LX SERIES | 211709495 | HRCU-A-CB | 4SHP22LX124P-**A | EAC4X30B+TDR | Singlezone Ducted, Centrally Ducted | 23400 | 14100 | 2.54 | 16000 | 1.98
ARMSTRONG AIR | 4SHP22LX SERIES | 211709494 | HRCU-A-CB | 4SHP22LX124P-**A | EAC4X30B+TDR | Singlezone Ducted, Centrally Ducted | 23400 | 14100 | 2.54 | 16000 | 1.98
ARMSTRONG AIR | 4SHP22LX SERIES | 211709493 | HRCU-A-CB | 4SHP22LX124P-**A | EAC4X30B+TDR | Singlezone Ducted, Centrally Ducted | 23400 | 14100 | 2.54 | 16000 | 1.98
ARMSTRONG AIR | 4SHP22LX SERIES | 211709488 | HRCU-A-CB | 4SHP22LX124P-**A | EAC4X30B+TDR | Singlezone Ducted, Centrally Ducted | 23600 | 14200 | 2.51 | 16100 | 1.96
ARMSTRONG AIR | 4SHP22LX SERIES | 211709484 | HRCU-A-CB | 4SHP22LX124P-**A | EAC4X30B+TDR | Singlezone Ducted, Centrally Ducted | 23200 | 14000 | 2.52 | 15900 | 1.96
ARMSTRONG AIR | 4SHP22LX SERIES | 211709483 | HRCU-A-CB | 4SHP22LX124P-**A | EAC4X30B+TDR | Singlezone Ducted, Centrally Ducted | 23600 | 14200 | 2.51 | 16100 | 1.96
ARMSTRONG AIR | 4SHP22LX SERIES | 211709476 | HRCU-A-CB | 4SHP22LX124P-**A | EAC4X24B+TDR | Singlezone Ducted, Centrally Ducted | 23600 | 14700 | 2.52 | 15800 | 1.92
ARMSTRONG AIR | 4SHP22LX SERIES | 211709475 | HRCU-A-CB | 4SHP22LX124P-**A | EAC4X24B+TDR | Singlezone Ducted, Centrally Ducted | 23600 | 14700 | 2.5 | 15800 | 1.9
ARMSTRONG AIR | 4SHP22LX SERIES | 211709474 | HRCU-A-CB | 4SHP22LX124P-**A | EAC4X24B+TDR | Singlezone Ducted, Centrally Ducted | 23600 | 14700 | 2.5 | 15800 | 1.92
ARMSTRONG AIR | 4SHP22LX SERIES | 211709473 | HRCU-A-CB | 4SHP22LX124P-**A | EAC4X24B+TDR | Singlezone Ducted, Centrally Ducted | 23600 | 14600 | 2.55 | 15700 | 1.92
ARMSTRONG AIR | 4SHP22LX SERIES | 211709472 | HRCU-A-CB | 4SHP22LX124P-**A | EAC4X24B+TDR | Singlezone Ducted, Centrally Ducted | 23600 | 14600 | 2.55 | 15700 | 1.92
ARMSTRONG AIR | 4SHP22LX SERIES | 211709471 | HRCU-A-CB | 4SHP22LX124P-**A | EAC4X24B+TDR | Singlezone Ducted, Centrally Ducted | 23600 | 14600 | 2.55 | 15700 | 1.92
ARMSTRONG AIR | 4SHP22LX SERIES | 211709466 | HRCU-A-CB | 4SHP22LX124P-**A | EAC4X24B+TDR | Singlezone Ducted, Centrally Ducted | 23600 | 14700 | 2.52 | 15700 | 1.9
ARMSTRONG AIR | 4SHP22LX SERIES | 211709462 | HRCU-A-CB | 4SHP22LX124P-**A | EAC4X24B+TDR | Singlezone Ducted, Centrally Ducted | 23200 | 14500 | 2.54 | 15500 | 1.9
ARMSTRONG AIR | 4SHP22LX SERIES | 211709461 | HRCU-A-CB | 4SHP22LX124P-**A | EAC4X24B+TDR | Singlezone Ducted, Centrally Ducted | 23600 | 14700 | 2.52 | 15800 | 1.92
ARMSTRONG AIR | 4SHP22LX SERIES | 211709456 | HRCU-A-CB | 4SHP22LX124P-**A | EAC4X24B+TDR | Singlezone Ducted, Centrally Ducted | 23600 | 14700 | 2.5 | 15800 | 1.92
ARMSTRONG AIR | 4SHP22LX SERIES | 211709454 | HRCU-A-CB | 4SHP22LX124P-**A | EAC4X24A+TDR | Singlezone Ducted, Centrally Ducted | 23600 | 14700 | 2.52 | 15700 | 1.9
ARMSTRONG AIR | 4SHP22LX SERIES | 211709453 | HRCU-A-CB | 4SHP22LX124P-**A | EAC4X24A+TDR | Singlezone Ducted, Centrally Ducted | 23600 | 14700 | 2.52 | 15700 | 1.9
ARMSTRONG AIR | 4SHP22LX SERIES | 211709452 | HRCU-A-CB | 4SHP22LX124P-**A | EAC4X24A+TDR | Singlezone Ducted, Centrally Ducted | 23600 | 14700 | 2.53 | 15700 | 1.92
ARMSTRONG AIR | 4SHP22LX SERIES | 211709451 | HRCU-A-CB | 4SHP22LX124P-**A | EAC4X24A+TDR | Singlezone Ducted, Centrally Ducted | 23200 | 14500 | 2.51 | 15500 | 1.9
ARMSTRONG AIR | 4SHP22LX SERIES | 211709449 | HRCU-A-CB | 4SHP22LX124P-**A | EAC4X24A+TDR | Singlezone Ducted, Centrally Ducted | 23600 | 14700 | 2.5 | 15800 | 1.92
ARMSTRONG AIR | 4SHP22LX SERIES | 211709448 | HRCU-A-CB | 4SHP22LX124P-**A | EAC4X24A+TDR | Singlezone Ducted, Centrally Ducted | 23000 | 14300 | 2.52 | 15400 | 1.9
ARMSTRONG AIR | 4SHP22LX SERIES | 211709447 | HRCU-A-CB | 4SHP22LX124P-**A | EAC4X24A+TDR | Singlezone Ducted, Centrally Ducted | 23600 | 14700 | 2.52 | 15700 | 1.9
ARMSTRONG AIR | 4SHP22LX SERIES | 211709446 | HRCU-A-CB | 4SHP22LX124P-**A | EAC4X24A+TDR | Singlezone Ducted, Centrally Ducted | 23600 | 14700 | 2.52 | 15700 | 1.9
ARMSTRONG AIR | 4SHP22LX SERIES | 211709445 | HRCU-A-CB | 4SHP22LX124P-**A | ED1P24B+TDR+TXV | Singlezone Ducted, Centrally Ducted | 23200 | 15000 | 2.7 | 15100 | 2.06
ARMSTRONG AIR | 4SHP22LX SERIES | 211709444 | HRCU-A-CB | 4SHP22LX124P-**A | ED1P24B+TDR+TXV | Singlezone Ducted, Centrally Ducted | 23400 | 15100 | 2.67 | 15200 | 2.04
ARMSTRONG AIR | 4SHP22LX SERIES | 211709443 | HRCU-A-CB | 4SHP22LX124P-**A | ED1P24B+TDR+TXV | Singlezone Ducted, Centrally Ducted | 23200 | 15000 | 2.68 | 15100 | 2.04
ARMSTRONG AIR | 4SHP22LX SERIES | 211709442 | HRCU-A-CB | 4SHP22LX124P-**A | ED1P24B+TDR+TXV | Singlezone Ducted, Centrally Ducted | 23200 | 15000 | 2.71 | 15000 | 2.04
ARMSTRONG AIR | 4SHP22LX SERIES | 211709441 | HRCU-A-CB | 4SHP22LX124P-**A | ED1P24B+TDR+TXV | Singlezone Ducted, Centrally Ducted | 23200 | 14900 | 2.71 | 15000 | 2.06
ARMSTRONG AIR | 4SHP22LX SERIES | 211709440 | HRCU-A-CB | 4SHP22LX124P-**A | ED1P24B+TDR+TXV | Singlezone Ducted, Centrally Ducted | 23200 | 14900 | 2.71 | 15000 | 2.06
ARMSTRONG AIR | 4SHP22LX SERIES | 211709439 | HRCU-A-CB | 4SHP22LX124P-**A | ED1P24B+TDR+TXV | Singlezone Ducted, Centrally Ducted | 23400 | 15100 | 2.71 | 15100 | 2.04
ARMSTRONG AIR | 4SHP22LX SERIES | 211709438 | HRCU-A-CB | 4SHP22LX124P-**A | ED1P24B+TDR+TXV | Singlezone Ducted, Centrally Ducted | 23200 | 15000 | 2.7 | 15000 | 2.04
ARMSTRONG AIR | 4SHP22LX SERIES | 211709437 | HRCU-A-CB | 4SHP22LX124P-**A | ED1P24B+TDR+TXV | Singlezone Ducted, Centrally Ducted | 23400 | 15200 | 2.62 | 15300 | 2.02
ARMSTRONG AIR | 4SHP22LX SERIES | 211709436 | HRCU-A-CB | 4SHP22LX124P-**A | ED1P24B+TDR+TXV | Singlezone Ducted, Centrally Ducted | 23200 | 14900 | 2.66 | 15000 | 2.02
ARMSTRONG AIR | 4SHP22LX SERIES | 211709435 | HRCU-A-CB | 4SHP22LX124P-**A | ED1P24B+TDR+TXV | Singlezone Ducted, Centrally Ducted | 23200 | 15000 | 2.76 | 15000 | 2.06
ARMSTRONG AIR | 4SHP22LX SERIES | 211709434 | HRCU-A-CB | 4SHP22LX124P-**A | ED1P24B+TDR+TXV | Singlezone Ducted, Centrally Ducted | 23200 | 14900 | 2.68 | 15000 | 2.04
ARMSTRONG AIR | 4SHP22LX SERIES | 211709433 | HRCU-A-CB | 4SHP22LX124P-**A | ED1P24A+TDR+TXV | Singlezone Ducted, Centrally Ducted | 23200 | 15000 | 2.76 | 15000 | 2.08
ARMSTRONG AIR | 4SHP22LX SERIES | 211709432 | HRCU-A-CB | 4SHP22LX124P-**A | ED1P24A+TDR+TXV | Singlezone Ducted, Centrally Ducted | 23000 | 14900 | 2.75 | 14900 | 2.06
ARMSTRONG AIR | 4SHP22LX SERIES | 211709431 | HRCU-A-CB | 4SHP22LX124P-**A | ED1P24A+TDR+TXV | Singlezone Ducted, Centrally Ducted | 23000 | 14900 | 2.71 | 14900 | 2.04
ARMSTRONG AIR | 4SHP22LX SERIES | 211709430 | HRCU-A-CB | 4SHP22LX124P-**A | BCE7S24M*4X | Singlezone Ducted, Centrally Ducted | 23000 | 14400 | 2.56 | 15400 | 2.08
ARMSTRONG AIR | 4SHP22LX SERIES | 211709429 | HRCU-A-CB | 4SHP22LX124P-**A | BCE7E30M*4X | Singlezone Ducted, Centrally Ducted | 22400 | 14300 | 2.85 | 16100 | 2.34
ARMSTRONG AIR | 4SHP22LX SERIES | 211709428 | HRCU-A-CB | 4SHP22LX124P-**A | BCE7E24M*4X | Singlezone Ducted, Centrally Ducted | 23200 | 14500 | 2.56 | 15500 | 2.08
ARMSTRONG AIR | 4SHP22LX SERIES | 211709427 | HRCU-A-CB | 4SHP22LX124P-**A | BCE7E18M*4X | Singlezone Ducted, Centrally Ducted | 22600 | 14100 | 2.54 | 15100 | 2.06
ARMSTRONG AIR | 4SHP22LX SERIES | 211709426 | HRCU-A-CB | 4SHP22LX124P-**A | BCE5V30M*4X | Singlezone Ducted, Centrally Ducted | 22400 | 14500 | 2.67 | 14900 | 2.12
ARMSTRONG AIR | 4SHP22LX SERIES | 211709425 | HRCU-A-CB | 4SHP22LX124P-**A | BCE5V24M*4X | Singlezone Ducted, Centrally Ducted | 22200 | 14900 | 2.68 | 15400 | 2.12
ARMSTRONG AIR | 4SHP22LX SERIES | 211709424 | HRCU-A-CB | 4SHP22LX124P-**A | BCE5C30M*4X | Singlezone Ducted, Centrally Ducted | 22800 | 14900 | 2.6 | 15200 | 2.08
ARMSTRONG AIR | 4SHP22LX SERIES | 211709423 | HRCU-A-CB | 4SHP22LX124P-**A | BCE5C24M*4X | Singlezone Ducted, Centrally Ducted | 23400 | 14700 | 2.5 | 15300 | 2.06
ARMSTRONG AIR | 4SHP22LX SERIES | 211709422 | HRCU-A-CB | 4SHP22LX124P-**A | EA(C;U)1P30B+TDR+TXV | Singlezone Ducted, Centrally Ducted | 23600 | 14200 | 2.51 | 16100 | 1.96
ARMSTRONG AIR | 4SHP22LX SERIES | 211709421 | HRCU-A-CB | 4SHP22LX124P-**A | EA(C;U)1P30B+TDR+TXV | Singlezone Ducted, Centrally Ducted | 23600 | 14200 | 2.51 | 16100 | 1.96
ARMSTRONG AIR | 4SHP22LX SERIES | 211709420 | HRCU-A-CB | 4SHP22LX124P-**A | EA(C;U)1P30B+TDR+TXV | Singlezone Ducted, Centrally Ducted | 23600 | 14200 | 2.51 | 16200 | 1.96
ARMSTRONG AIR | 4SHP22LX SERIES | 211709419 | HRCU-A-CB | 4SHP22LX124P-**A | EA(C;U)1P30B+TDR+TXV | Singlezone Ducted, Centrally Ducted | 23600 | 14200 | 2.51 | 16100 | 1.96
ARMSTRONG AIR | 4SHP22LX SERIES | 211709418 | HRCU-A-CB | 4SHP22LX124P-**A | EA(C;U)1P30B+TDR+TXV | Singlezone Ducted, Centrally Ducted | 23400 | 14100 | 2.54 | 16000 | 1.98
ARMSTRONG AIR | 4SHP22LX SERIES | 211709417 | HRCU-A-CB | 4SHP22LX124P-**A | EA(C;U)1P30B+TDR+TXV | Singlezone Ducted, Centrally Ducted | 23400 | 14100 | 2.54 | 16000 | 1.98
ARMSTRONG AIR | 4SHP22LX SERIES | 211709416 | HRCU-A-CB | 4SHP22LX124P-**A | EA(C;U)1P30B+TDR+TXV | Singlezone Ducted, Centrally Ducted | 23400 | 14100 | 2.54 | 16000 | 1.98
ARMSTRONG AIR | 4SHP22LX SERIES | 211709411 | HRCU-A-CB | 4SHP22LX124P-**A | EA(C;U)1P30B+TDR+TXV | Singlezone Ducted, Centrally Ducted | 23600 | 14200 | 2.51 | 16100 | 1.96
ARMSTRONG AIR | 4SHP22LX SERIES | 211709407 | HRCU-A-CB | 4SHP22LX124P-**A | EA(C;U)1P30B+TDR+TXV | Singlezone Ducted, Centrally Ducted | 23200 | 14000 | 2.52 | 15900 | 1.96
ARMSTRONG AIR | 4SHP22LX SERIES | 211709406 | HRCU-A-CB | 4SHP22LX124P-**A | EA(C;U)1P30B+TDR+TXV | Singlezone Ducted, Centrally Ducted | 23600 | 14200 | 2.51 | 16100 | 1.96
ARMSTRONG AIR | 4SHP22LX SERIES | 211709399 | HRCU-A-CB | 4SHP22LX124P-**A | EA(C;U)1P30A+TDR+TXV | Singlezone Ducted, Centrally Ducted | 23600 | 14200 | 2.51 | 16100 | 1.96
ARMSTRONG AIR | 4SHP22LX SERIES | 211709398 | HRCU-A-CB | 4SHP22LX124P-**A | EA(C;U)1P30A+TDR+TXV | Singlezone Ducted, Centrally Ducted | 23600 | 14200 | 2.51 | 16100 | 1.96
ARMSTRONG AIR | 4SHP22LX SERIES | 211709397 | HRCU-A-CB | 4SHP22LX124P-**A | EA(C;U)1P30A+TDR+TXV | Singlezone Ducted, Centrally Ducted | 23400 | 14200 | 2.52 | 16100 | 1.98
ARMSTRONG AIR | 4SHP22LX SERIES | 211709396 | HRCU-A-CB | 4SHP22LX124P-**A | EA(C;U)1P30A+TDR+TXV | Singlezone Ducted, Centrally Ducted | 23200 | 14000 | 2.52 | 15900 | 1.94
ARMSTRONG AIR | 4SHP22LX SERIES | 211709395 | HRCU-A-CB | 4SHP22LX124P-**A | EA(C;U)1P30A+TDR+TXV | Singlezone Ducted, Centrally Ducted | 23400 | 14200 | 2.52 | 16100 | 1.96
ARMSTRONG AIR | 4SHP22LX SERIES | 211709393 | HRCU-A-CB | 4SHP22LX124P-**A | EA(C;U)1P30A+TDR+TXV | Singlezone Ducted, Centrally Ducted | 23000 | 13900 | 2.51 | 15800 | 1.94
ARMSTRONG AIR | 4SHP22LX SERIES | 211709392 | HRCU-A-CB | 4SHP22LX124P-**A | EA(C;U)1P30A+TDR+TXV | Singlezone Ducted, Centrally Ducted | 23400 | 14200 | 2.51 | 16100 | 1.96
ARMSTRONG AIR | 4SHP22LX SERIES | 211709391 | HRCU-A-CB | 4SHP22LX124P-**A | EA(C;U)1P30A+TDR+TXV | Singlezone Ducted, Centrally Ducted | 23400 | 14200 | 2.51 | 16100 | 1.96
ARMSTRONG AIR | 4SHP22LX SERIES | 211709390 | HRCU-A-CB | 4SHP22LX124P-**A | EA(C;U)1P24B+TDR+TXV | Singlezone Ducted, Centrally Ducted | 23600 | 14700 | 2.52 | 15800 | 1.92
ARMSTRONG AIR | 4SHP22LX SERIES | 211709389 | HRCU-A-CB | 4SHP22LX124P-**A | EA(C;U)1P24B+TDR+TXV | Singlezone Ducted, Centrally Ducted | 23600 | 14700 | 2.5 | 15800 | 1.9
ARMSTRONG AIR | 4SHP22LX SERIES | 211709388 | HRCU-A-CB | 4SHP22LX124P-**A | EA(C;U)1P24B+TDR+TXV | Singlezone Ducted, Centrally Ducted | 23600 | 14700 | 2.5 | 15800 | 1.92
ARMSTRONG AIR | 4SHP22LX SERIES | 211709387 | HRCU-A-CB | 4SHP22LX124P-**A | EA(C;U)1P24B+TDR+TXV | Singlezone Ducted, Centrally Ducted | 23600 | 14600 | 2.55 | 15700 | 1.92
ARMSTRONG AIR | 4SHP22LX SERIES | 211709386 | HRCU-A-CB | 4SHP22LX124P-**A | EA(C;U)1P24B+TDR+TXV | Singlezone Ducted, Centrally Ducted | 23600 | 14600 | 2.55 | 15700 | 1.92
ARMSTRONG AIR | 4SHP22LX SERIES | 211709385 | HRCU-A-CB | 4SHP22LX124P-**A | EA(C;U)1P24B+TDR+TXV | Singlezone Ducted, Centrally Ducted | 23600 | 14600 | 2.55 | 15700 | 1.92
ARMSTRONG AIR | 4SHP22LX SERIES | 211709380 | HRCU-A-CB | 4SHP22LX124P-**A | EA(C;U)1P24B+TDR+TXV | Singlezone Ducted, Centrally Ducted | 23600 | 14700 | 2.52 | 15700 | 1.9
ARMSTRONG AIR | 4SHP22LX SERIES | 211709376 | HRCU-A-CB | 4SHP22LX124P-**A | EA(C;U)1P24B+TDR+TXV | Singlezone Ducted, Centrally Ducted | 23200 | 14500 | 2.54 | 15500 | 1.9
ARMSTRONG AIR | 4SHP22LX SERIES | 211709375 | HRCU-A-CB | 4SHP22LX124P-**A | EA(C;U)1P24B+TDR+TXV | Singlezone Ducted, Centrally Ducted | 23600 | 14700 | 2.52 | 15800 | 1.92
ARMSTRONG AIR | 4SHP22LX SERIES | 211709370 | HRCU-A-CB | 4SHP22LX124P-**A | EA(C;U)1P24B+TDR+TXV | Singlezone Ducted, Centrally Ducted | 23600 | 14700 | 2.5 | 15800 | 1.92
ARMSTRONG AIR | 4SHP22LX SERIES | 211709368 | HRCU-A-CB | 4SHP22LX124P-**A | EA(C;U)1P24A+TDR+TXV | Singlezone Ducted, Centrally Ducted | 23600 | 14700 | 2.52 | 15700 | 1.9
ARMSTRONG AIR | 4SHP22LX SERIES | 211709367 | HRCU-A-CB | 4SHP22LX124P-**A | EA(C;U)1P24A+TDR+TXV | Singlezone Ducted, Centrally Ducted | 23600 | 14700 | 2.52 | 15700 | 1.9
ARMSTRONG AIR | 4SHP22LX SERIES | 211709366 | HRCU-A-CB | 4SHP22LX124P-**A | EA(C;U)1P24A+TDR+TXV | Singlezone Ducted, Centrally Ducted | 23600 | 14700 | 2.53 | 15700 | 1.92
ARMSTRONG AIR | 4SHP22LX SERIES | 211709365 | HRCU-A-CB | 4SHP22LX124P-**A | EA(C;U)1P24A+TDR+TXV | Singlezone Ducted, Centrally Ducted | 23200 | 14500 | 2.51 | 15500 | 1.9
ARMSTRONG AIR | 4SHP22LX SERIES | 211804088 | HRCU-A-CB | 4SHP22LX136P-**A | EAC4X48C+TDR | Singlezone Ducted, Centrally Ducted | 33600 | 22400 | 2.56 | 18500 | 2.26
ARMSTRONG AIR | 4SHP22LX SERIES | 211804086 | HRCU-A-CB | 4SHP22LX136P-**A | EAC4X48C+TDR | Singlezone Ducted, Centrally Ducted | 33800 | 22400 | 2.52 | 18600 | 2.24
ARMSTRONG AIR | 4SHP22LX SERIES | 211804085 | HRCU-A-CB | 4SHP22LX136P-**A | EAC4X48C+TDR | Singlezone Ducted, Centrally Ducted | 33800 | 22400 | 2.52 | 18600 | 2.24
ARMSTRONG AIR | 4SHP22LX SERIES | 211804083 | HRCU-A-CB | 4SHP22LX136P-**A | EAC4X48C+TDR | Singlezone Ducted, Centrally Ducted | 33800 | 22400 | 2.54 | 18500 | 2.24
ARMSTRONG AIR | 4SHP22LX SERIES | 211804079 | HRCU-A-CB | 4SHP22LX136P-**A | EAC4X48C+TDR | Singlezone Ducted, Centrally Ducted | 33800 | 22400 | 2.52 | 18600 | 2.24
ARMSTRONG AIR | 4SHP22LX SERIES | 211804076 | HRCU-A-CB | 4SHP22LX136P-**A | EAC4X48C+TDR | Singlezone Ducted, Centrally Ducted | 33800 | 22400 | 2.52 | 18600 | 2.24
ARMSTRONG AIR | 4SHP22LX SERIES | 211804075 | HRCU-A-CB | 4SHP22LX136P-**A | EAC4X48C+TDR | Singlezone Ducted, Centrally Ducted | 33800 | 22400 | 2.54 | 18500 | 2.24
ARMSTRONG AIR | 4SHP22LX SERIES | 211804073 | HRCU-A-CB | 4SHP22LX136P-**A | EA(C;U)1P48C+TDR+TXV | Singlezone Ducted, Centrally Ducted | 33600 | 22400 | 2.56 | 18500 | 2.26
ARMSTRONG AIR | 4SHP22LX SERIES | 211804071 | HRCU-A-CB | 4SHP22LX136P-**A | EA(C;U)1P48C+TDR+TXV | Singlezone Ducted, Centrally Ducted | 33800 | 22400 | 2.52 | 18600 | 2.24
ARMSTRONG AIR | 4SHP22LX SERIES | 211804070 | HRCU-A-CB | 4SHP22LX136P-**A | EA(C;U)1P48C+TDR+TXV | Singlezone Ducted, Centrally Ducted | 33800 | 22400 | 2.52 | 18600 | 2.24
ARMSTRONG AIR | 4SHP22LX SERIES | 211804068 | HRCU-A-CB | 4SHP22LX136P-**A | EA(C;U)1P48C+TDR+TXV | Singlezone Ducted, Centrally Ducted | 33800 | 22400 | 2.54 | 18500 | 2.24
ARMSTRONG AIR | 4SHP22LX SERIES | 211804064 | HRCU-A-CB | 4SHP22LX136P-**A | EA(C;U)1P48C+TDR+TXV | Singlezone Ducted, Centrally Ducted | 33800 | 22400 | 2.52 | 18600 | 2.24
ARMSTRONG AIR | 4SHP22LX SERIES | 211804061 | HRCU-A-CB | 4SHP22LX136P-**A | EA(C;U)1P48C+TDR+TXV | Singlezone Ducted, Centrally Ducted | 33800 | 22400 | 2.52 | 18600 | 2.24
ARMSTRONG AIR | 4SHP22LX SERIES | 211804060 | HRCU-A-CB | 4SHP22LX136P-**A | EA(C;U)1P48C+TDR+TXV | Singlezone Ducted, Centrally Ducted | 33800 | 22400 | 2.54 | 18500 | 2.24
ARMSTRONG AIR | 4SHP22LX SERIES | 211729606 | HRCU-A-CB | 4SHP22LX124P-**A | BCE5E30M | Singlezone Ducted, Centrally Ducted | 22000 | 14300 | 2.7 | 14900 | 2.14
ARMSTRONG AIR | 4SHP22LX SERIES | 211729605 | HRCU-A-CB | 4SHP22LX124P-**A | BCE5E24M | Singlezone Ducted, Centrally Ducted | 21000 | 14100 | 2.52 | 15500 | 2.16
ARMSTRONG AIR | 4SHP18LX SERIES | 213270490 | HRCU-A-CB | 4SHP18LX136P | EAC4X30A+TDR | Singlezone Ducted, Centrally Ducted | 24000 | 15600 | 2.74 | 14800 | 1.96
ARMSTRONG AIR | 4SHP18LX SERIES | 213270488 | HRCU-A-CB | 4SHP18LX136P | EA(C;U)1P30A+TDR+TXV | Singlezone Ducted, Centrally Ducted | 24000 | 15600 | 2.74 | 14800 | 1.96
ARMSTRONG AIR | 4SHP18LX SERIES | 213270489 | HRCU-A-CB | 4SHP18LX136P | EAC4X24A+TDR | Singlezone Ducted, Centrally Ducted | 24000 | 16000 | 2.65 | 15300 | 1.94
ARMSTRONG AIR | 4SHP18LX SERIES | 213270487 | HRCU-A-CB | 4SHP18LX136P | EA(C;U)1P24A+TDR+TXV | Singlezone Ducted, Centrally Ducted | 24000 | 16000 | 2.65 | 15300 | 1.94
ARMSTRONG AIR |  | 208106676 | HRCU-A-CB-O | 4DHP2S18S-1P | D22C118S4-1P | Singlezone Non-Ducted, Ceiling Placement | 18500 | 12000 | 2.51 | 11331 | 2.01
ARMSTRONG AIR |  | 208106677 | HRCU-A-CB-O | 4DHP2S24S-1P | D33C224S4-1P | Singlezone Non-Ducted, Wall Placement | 25000 | 15600 | 2.86 | 17540 | 2.12
ARMSTRONG AIR |  | 208106680 | HRCU-A-CB | 4DHP2S24S-1P | DMD224S4-1P | Singlezone Ducted, Compact Ducted | 24600 | 13500 | 2.59 | 17000 | 2.05
ARMSTRONG AIR |  | 208106678 | HRCU-A-CB | 4DHP2S12S-1P | DMD212S4-1P | Singlezone Ducted, Compact Ducted | 12000 | 9300 | 3.13 | 8500 | 1.99
ARMSTRONG AIR |  | 208106675 | HRCU-A-CB-O | 4DHP2S12S-1P | D22C112S4-1P | Singlezone Non-Ducted, Ceiling Placement | 12000 | 8900 | 3.22 | 7786 | 1.92
ARMSTRONG AIR |  | 208106672 | HRCU-A-CB-O | 4DHP2S12S-1P | DWM212S4-1P | Singlezone Non-Ducted, Wall Placement | 12000 | 9000 | 3.22 | 8465 | 2.26
ARMSTRONG AIR |  | 208106812 | HMSV-A-CB | 4DHP2S18M-1P |  | Multizone All Non-Ducted | 19000 | 14300 | 3.64 | 12427 | 1.91
ARMSTRONG AIR |  | 208106813 | HMSV-A-CB | 4DHP2S18M-1P |  | Multizone All Ducted | 19000 | 14800 | 3.5 | 13300 | 2.03
ARMSTRONG AIR |  | 208106673 | HRCU-A-CB-O | 4DHP2S18S-1P | DWM218S4-1P | Singlezone Non-Ducted, Wall Placement | 19000 | 14900 | 2.99 | 12184 | 2.25
ARMSTRONG AIR |  | 208106679 | HRCU-A-CB | 4DHP2S18S-1P | DMD218S4-1P | Singlezone Ducted, Compact Ducted | 20000 | 12600 | 2.74 | 11966 | 2.21
ARMSTRONG AIR |  | 208106816 | HMSV-A-CB | 4DHP2S24M-1P | Ducted Indoor Units | Multizone All Ducted | 24000 | 21600 | 3.37 | 20263 | 1.99
ARMSTRONG AIR |  | 208106674 | HRCU-A-CB-O | 4DHP2S24S-1P | DWM224S4-1P | Singlezone Non-Ducted, Wall Placement | 25000 | 16200 | 3.08 | 17500 | 2.04
ARMSTRONG AIR |  | 208106736 | HRCU-A-CB-O | 4DHPS209S-1P | DWM209S4-1P | Singlezone Non-Ducted, Wall Placement | 10000 | 8500 | 4.15 | 8622 | 2.38
ARMSTRONG AIR |  | 208106738 | HRCU-A-CB-O | 4DHPS209S-1P | D22C109S4-1P | Singlezone Non-Ducted, Ceiling Placement | 10000 | 7500 | 3.33 | 8588 | 2.05
ARMSTRONG AIR |  | 208106739 | HRCU-A-CB | 4DHPS209S-1P | DMD209S4-1P | Singlezone Ducted, Compact Ducted | 10000 | 7700 | 3.53 | 8499 | 2.4
Armstrong Air |  | 211034519 | HRCU-A-CB-O | 4DHP2S12S-1L | DWM212S4-*L | Singlezone Non-Ducted, Wall Placement | 12000 | 8400 | 3.04 | 7094 | 2.19
Armstrong Air |  | 208106824 | HRCU-A-CB | 4DHP2S48M-1P |  | Multizone All Non-Ducted | 49000 | 36000 | 3.29 | 45000 | 2
Armstrong Air |  | 211034536 | HRCU-A-CB-O | 4DHP2S24S-1P | D33C224S4-*P | Singlezone Non-Ducted, Ceiling Placement | 26000 | 19000 | 3.48 | 18550 | 2.16
Armstrong Air |  | 211034535 | HRCU-A-CB-O | 4DHP2S18S-1P | D22C118S4-*P | Singlezone Non-Ducted, Ceiling Placement | 19000 | 12000 | 2.51 | 11330 | 2.01
Armstrong Air |  | 211034534 | HRCU-A-CB-O | 4DHP2S12S-1P | D22C112S4-*P | Singlezone Non-Ducted, Ceiling Placement | 12000 | 8900 | 3.22 | 7786 | 1.92
Armstrong Air |  | 211034533 | HRCU-A-CB-O | 4DHPS209S-1P | D22C109S4-*P | Singlezone Non-Ducted, Ceiling Placement | 10000 | 7500 | 3.33 | 8588 | 2.05
Armstrong Air |  | 211034530 | HRCU-A-CB | 4DHP2S24S-1P | DMD224S4-*P | Singlezone Ducted, Compact Ducted | 25000 | 20000 | 3.71 | 20500 | 2.28
Armstrong Air |  | 211034529 | HRCU-A-CB | 4DHP2S18S-1P | DMD218S4-*P | Singlezone Ducted, Compact Ducted | 20000 | 12600 | 2.74 | 11966 | 2.21
Armstrong Air |  | 211034528 | HRCU-A-CB | 4DHP2S12S-1P | DMD212S4-*P | Singlezone Ducted, Compact Ducted | 12000 | 9300 | 3.13 | 8500 | 1.99
Armstrong Air |  | 211034527 | HRCU-A-CB | 4DHPS209S-1P | DMD209S4-*P | Singlezone Ducted, Compact Ducted | 10000 | 7700 | 3.53 | 8499 | 2.4
Armstrong Air |  | 211034523 | HRCU-A-CB-O | 4DHP2S24S-1P | DWM224S4-*P | Singlezone Non-Ducted, Wall Placement | 25000 | 16200 | 3.08 | 17500 | 2.04
Armstrong Air |  | 211034522 | HRCU-A-CB-O | 4DHP2S18S-1P | DWM218S4-*P | Singlezone Non-Ducted, Wall Placement | 19000 | 14900 | 2.99 | 12184 | 2.25
Armstrong Air |  | 211034521 | HRCU-A-CB-O | 4DHP2S12S-1P | DWM212S4-*P | Singlezone Non-Ducted, Wall Placement | 12000 | 9000 | 3.22 | 8465 | 2.26
Armstrong Air |  | 211034520 | HRCU-A-CB-O | 4DHPS209S-1P | DWM209S4-*P | Singlezone Non-Ducted, Wall Placement | 10000 | 8500 | 4.15 | 8622 | 2.38
ARMSTRONG AIR |  | 208106817 | HMSV-A-CB | 4DHP2S24M-1P |  | Multizone Mix of Ducted and Non-Ducted | 24400 | 16700 | 3.2 | 18380 | 1.98
ARMSTRONG AIR |  | 208106814 | HMSV-A-CB | 4DHP2S18M-1P |  | Multizone Mix of Ducted and Non-Ducted | 19000 | 11400 | 2.91 | 12427 | 1.91
AUX | A-Series | 214291425 | HRCU-A-CB-O | ASPR30HPMULO | AFEB09HP230V1CHAFEB07HP220V1CHAFEB07HP220V1CHAFEB07HP220V1CH | Singlezone Non-Ducted, Wall Placement | 30000 | 27000 | 2.55 | 24600 | 1.98
AUX | C-series | 214290021 | HRCU-A-CB-O | AMAR12HP230V1CO | AMAR12HP230V1CH | Singlezone Non-Ducted, Wall Placement | 12300 | 8800 | 2.69 | 10700 | 2.61
AUX | C-series | 214290020 | HRCU-A-CB-O | AFEB12HP230V1CO | AFEB12HP230V1CH | Singlezone Non-Ducted, Wall Placement | 12300 | 8300 | 2.51 | 10200 | 2.39
AUX | C-series | 214290013 | HRCU-A-CB-O | AJAN09HP230V1CO | AJAN09HP230V1CH | Singlezone Non-Ducted, Wall Placement | 10000 | 5800 | 2.79 | 9200 | 1.93
AUX | C-series | 214290014 | HRCU-A-CB-O | AFEB09HP230V1CO | AFEB09HP230V1CH | Singlezone Non-Ducted, Wall Placement | 10000 | 7600 | 2.93 | 9600 | 2.08
AUX | C-series | 214290022 | HRCU-A-CB-O | AMAR18HP230V1CO | AMAR18HP230V1CH | Singlezone Non-Ducted, Wall Placement | 18200 | 16000 | 2.63 | 14000 | 2.16
AUX | C-series | 214290018 | HRCU-A-CB-O | AMAR12HP115V1CO | AMAR12HP115V1CH | Singlezone Non-Ducted, Wall Placement | 12300 | 8600 | 3.07 | 9300 | 2.02
AUX | C-series | 214290017 | HRCU-A-CB-O | AFEB09HP115V1CO | AFEB09HP115V1C | Singlezone Non-Ducted, Wall Placement | 9700 | 8800 | 2.58 | 9600 | 2.01
AUX | C-series | 214290016 | HRCU-A-CB-O | AMAR09HP115V1CO | AMAR09HP115V1CH | Singlezone Non-Ducted, Wall Placement | 10000 | 6700 | 2.81 | 8600 | 2.29
BLUEFIN | BFM Series | 213769907 | HRCU-A-CB-O | BFMS12PR-01O | BFMS12PL-01I | Singlezone Non-Ducted, Wall Placement | 12000 | 10300 | 2.56 | 12113 | 1.9
BLUEFIN | BFM Series | 213769915 | HRCU-A-CB-O | BFMS09PR-01O | BFMS09PL-01I | Singlezone Non-Ducted, Wall Placement | 12000 | 9300 | 2.5 | 11300 | 1.9
BLUERIDGE |  | 207641300 | HMSR-A-CB-O | BMM48HHC |  | Multizone All Non-Ducted | 49000 | 39000 | 2.5 | 46000 | 2.05
BLUERIDGE |  | 207641291 | HMSR-A-CB-O | BMM18HHC |  | Multizone All Non-Ducted | 20000 | 13500 | 2.5 | 20000 | 2
BLUERIDGE | BMM series | 213363376 | HMSR-A-CB-O | BMM36HH2C |  | Multizone All Non-Ducted | 36000 | 27400 | 2.5 | 36000 | 1.95
BLUERIDGE |  | 207641279 | HMSR-A-CB-O | BMM18C |  | Multizone All Non-Ducted | 19000 | 14400 | 2.5 | 14000 | 2.22
BLUERIDGE | BM series | 207641293 | HMSV-A-CB | BMM18HHC |  | Multizone Mix of Ducted and Non-Ducted | 20000 | 14700 | 2.55 | 20000 | 1.98
BLUERIDGE | BM series | 207641281 | HMSV-A-CB | BMM18C |  | Multizone Mix of Ducted and Non-Ducted | 19000 | 14600 | 2.5 | 14000 | 2.17
BLUERIDGE |  | 208650623 | HMSV-A-CB | BMM55HHC |  | Multizone All Ducted | 55000 | 35200 | 2.5 | 47000 | 1.94
BLUERIDGE |  | 207641292 | HMSV-A-CB | BMM18HHC |  | Multizone All Ducted | 20000 | 16000 | 2.61 | 20000 | 1.95
BLUERIDGE |  | 207641282 | HMSV-A-CB | BMM27C |  | Multizone All Ducted | 28000 | 22000 | 2.6 | 20000 | 2.14
BLUERIDGE |  | 209550311 | HRCU-A-CB-O | BMY12HH26C | BMM12LW | Singlezone Non-Ducted, Wall Placement | 12000 | 10200 | 2.72 | 12300 | 2.1
BLUERIDGE |  | 209550307 | HRCU-A-CB-O | BMY6HH27C | BMM6CC2 | Singlezone Non-Ducted, Ceiling Placement | 7100 | 5700 | 2.61 | 8500 | 2.03
BLUERIDGE |  | 210191032 | HRCU-A-CB-O | BMY60HHUC | BM60MFCC | Singlezone Non-Ducted, Floor Placement | 60000 | 40000 | 2.58 | 56500 | 1.97
BLUERIDGE |  | 207339180 | HRCU-A-CB-O | BMY18DIY22C | BMY18DIY22WM | Singlezone Non-Ducted, Wall Placement | 18000 | 13800 | 2.54 | 11700 | 2.05
BLUERIDGE |  | 207339179 | HRCU-A-CB-O | BMY12DIY22C | BMY12DIY22WM | Singlezone Non-Ducted, Wall Placement | 12000 | 7500 | 2.59 | 6400 | 1.95
BLUERIDGE |  | 207826692 | HRCU-A-CB-O | BMY6HH27C | BMY6HH27WM | Singlezone Non-Ducted, Wall Placement | 7000 | 8500 | 2.9 | 8581 | 2.19
BLUERIDGE |  | 207339173 | HRCU-A-CB-O | BMY922C | BMY922WM | Singlezone Non-Ducted, Wall Placement | 10000 | 6000 | 2.51 | 6933 | 1.97
BLUERIDGE |  | 207571393 | HRCU-A-CB | BMY24HH22C | BM24MCD | Singlezone Ducted, Compact Ducted | 25000 | 21000 | 2.64 | 27000 | 2
BLUERIDGE |  | 207571394 | HRCU-A-CB-O | BMY24HH22C | BM24MFCC | Singlezone Non-Ducted, Floor Placement | 25000 | 19000 | 2.64 | 25000 | 2.1
BLUERIDGE |  | 207571387 | HRCU-A-CB | BMY12HH26C | BM12MCD | Singlezone Ducted, Compact Ducted | 12500 | 10600 | 2.51 | 12100 | 1.96
BLUERIDGE |  | 207571388 | HRCU-A-CB-O | BMY12HH26C | BM12MCC | Singlezone Non-Ducted, Ceiling Placement | 12000 | 9900 | 2.55 | 11500 | 1.9
BLUERIDGE |  | 207339183 | HRCU-A-CB-O | BMY9HH28C | BMY9HH28WM | Singlezone Non-Ducted, Wall Placement | 12000 | 9500 | 2.53 | 11109 | 1.97
BOREAL | ENERMAXX | 208130264 | HRCU-A-CB | ENVBR36HPJ1OA | ENVBR24HPJ1IB | Singlezone Ducted, Centrally Ducted | 24000 | 16300 | 2.7 | 24000 | 2.1
BOSCH | Inverter Ducted Split Family (IDS) | 214771733 | HRCU-A-CB | BOVA-60RTB-M20S | BIVA-60RCB-M20X | Singlezone Ducted, Centrally Ducted | 55000 | 44000 | 2.5 | 38500 | 2
BOSCH | Inverter Ducted Split Family (IDS) | 214771732 | HRCU-A-CB | BOVA-60RTB-M20S | BIVA-48RCB-M20X | Singlezone Ducted, Centrally Ducted | 48000 | 40000 | 2.5 | 33600 | 2
BOSCH | Inverter Ducted Split Family (IDS) | 214771711 | HRCU-A-CB | BOVA-36RTB-M20S | BIVA-36RCB-M20X | Singlezone Ducted, Centrally Ducted | 34200 | 28000 | 2.5 | 24400 | 2
BOSCH | Inverter Ducted Split Family (IDS) | 214771710 | HRCU-A-CB | BOVA-36RTB-M20S | BIVA-24RCB-M20X | Singlezone Ducted, Centrally Ducted | 24000 | 22400 | 2.51 | 17400 | 2.01
BOSCH | Inverter Ducted Split Family (IDS) | 214053824 | HRCU-A-CB | BOVD-36HDN1-M20G | BVA-36WN1-M20 | Singlezone Ducted, Centrally Ducted | 34200 | 28000 | 2.5 | 24000 | 1.9
BOSCH | Inverter Ducted Split Family (IDS) | 214053805 | HRCU-A-CB | BOVC-36HDN1-M20G | BVA-36WN1-M20 | Singlezone Ducted, Centrally Ducted | 34200 | 28000 | 2.5 | 24000 | 1.9
BOSCH | Inverter Ducted Split Family (IDS) | 202868495 | HRCU-A-CB | BOVA-60HDN1-M20G | BVA-48WN1-M20 | Singlezone Ducted, Centrally Ducted | 48000 | 40000 | 2.5 | 33600 | 2
BOSCH | Inverter Ducted Split Family (IDS) | 202868496 | HRCU-A-CB | BOVA-36HDN1-M20G | BVA-36WN1-M20 | Singlezone Ducted, Centrally Ducted | 34200 | 28000 | 2.5 | 21200 | 2.02
BOSCH | Inverter Ducted Split Family (IDS) | 207658523 | HRCU-A-CB | BOVB-60HDN1-M20G | BVA-48WN1-M20 | Singlezone Ducted, Centrally Ducted | 48000 | 40000 | 2.5 | 33600 | 2
BOSCH | Inverter Ducted Split Family (IDS) | 207658524 | HRCU-A-CB | BOVB-36HDN1-M20G | BVA-36WN1-M20 | Singlezone Ducted, Centrally Ducted | 34200 | 28000 | 2.5 | 21200 | 2.02
BOSCH | Bosch Climate 5000 ductless minisplit series | 207760000 | HRCU-A-CB | BMS500-AAS009-1CSXRC | BMS500-AAU009-1AHDXB | Singlezone Ducted, Compact Ducted | 10000 | 7700 | 3.53 | 7630 | 2.17
BOSCH | Bosch Climate 5000 ductless minisplit series | 207760002 | HRCU-A-CB | BMS500-AAS012-1CSXRC | BMS500-AAU012-1AHDXB | Singlezone Ducted, Compact Ducted | 12000 | 9300 | 3.13 | 10460 | 2.51
BOSCH | Bosch Climate 5000 ductless minisplit series | 207759989 | HRCU-A-CB-O | BMS500-AAS009-1CSXRC | BMS500-AAU009-1AHWXC | Singlezone Non-Ducted, Wall Placement | 10000 | 8500 | 4.15 | 8581 | 2.19
BOSCH | Bosch Climate 5000 ductless minisplit series | 207759992 | HRCU-A-CB-O | BMS500-AAS024-1CSXRC | BMS500-AAU024-1AHWXC | Singlezone Non-Ducted, Wall Placement | 25000 | 16200 | 3.08 | 17500 | 2.04
BOSCH | Bosch Climate 5000 ductless minisplit series | 207760022 | HMSV-A-CB | BMS500-AAM018-1CSXRC |  | Multizone All Ducted | 19000 | 14800 | 3.5 | 13000 | 1.9
BOSCH | Bosch Climate 5000 ductless minisplit series | 207760034 | HMSV-A-CB | BMS500-AAM018-1CSXHC |  | Multizone All Ducted | 20000 | 16000 | 3.78 | 19000 | 1.95
BOSCH | Bosch Climate 5000 ductless minisplit series | 207760004 | HRCU-A-CB | BMS500-AAS018-1CSXRC | BMS500-AAU018-1AHDXB | Singlezone Ducted, Compact Ducted | 20000 | 12600 | 2.74 | 11965 | 2.21
BOSCH | Bosch Climate 5000 ductless minisplit series | 207759991 | HRCU-A-CB-O | BMS500-AAS018-1CSXRC | BMS500-AAU018-1AHWXC | Singlezone Non-Ducted, Wall Placement | 19000 | 14900 | 2.99 | 12388 | 2.24
BOSCH | Bosch Climate 5000 ductless minisplit series | 207760043 | HMSV-A-CB | BMS500-AAM048-1CSXHC |  | Multizone All Ducted | 49000 | 36000 | 3.26 | 48000 | 1.99
BOSCH | Bosch Climate 5000 ductless minisplit series | 207760037 | HMSV-A-CB | BMS500-AAM027-1CSXHC |  | Multizone All Ducted | 28000 | 27000 | 4.14 | 22505 | 1.92
BOSCH | Bosch Climate 5000 ductless minisplit series | 207760045 | HRCU-A-CB-O | BMS500-AAS012-1CSXRC | BMS500-AAU012-1AHCXB | Singlezone Non-Ducted, Ceiling Placement | 12000 | 8900 | 3.26 | 8120 | 2.22
BOSCH | Bosch Climate 5000 ductless minisplit series | 207759990 | HRCU-A-CB-O | BMS500-AAS012-1CSXRC | BMS500-AAU012-1AHWXC | Singlezone Non-Ducted, Wall Placement | 12000 | 9000 | 3.22 | 8981 | 2.19
BOSCH | Bosch Climate 5000 ductless minisplit series | 207759995 | HRCU-A-CB-O | BMS500-AAS012-1CSXHC | BMS500-AAU012-1AHWXC | Singlezone Non-Ducted, Wall Placement | 12000 | 10000 | 4.01 | 11782 | 2.07
BOSCH | Bosch Climate 5000 ductless minisplit series | 207759993 | HRCU-A-CB-O | BMS500-AAS009-1CSXRC | BMS500-AAU006-1AHWXC | Singlezone Non-Ducted, Ceiling Placement | 7000 | 8500 | 4.15 | 8581 | 2.19
BOSCH | Bosch Climate 5000 ductless minisplit series | 203991148 | HRCU-A-CB-O | BMS500-AAS009-1CSXRA | BMS500-AAU009-1AHWXB | Singlezone Non-Ducted, Wall Placement | 9800 | 5800 | 2.74 | 7990 | 1.98
BOSCH | Bosch Climate 5000 ductless minisplit series | 204014467 | HRCU-A-CB | BMS500-AAS009-1CSXHB | BMS500-AAU009-1AHDXB | Singlezone Ducted, Compact Ducted | 10000 | 10100 | 3.84 | 8343 | 2.07
BOSCH | Bosch Climate 5000 ductless minisplit series | 204014470 | HRCU-A-CB | BMS500-AAS024-1CSXHB | BMS500-AAU024-1AHDXB | Singlezone Ducted, Compact Ducted | 24000 | 23000 | 3.42 | 25166 | 2.07
BOSCH | Bosch Climate 5000 ductless minisplit series | 203991162 | HRCU-A-CB | BMS500-AAS024-1CSXRA | BMS500-AAU024-1AHDXB | Singlezone Ducted, Compact Ducted | 24400 | 18000 | 3.03 | 18533 | 2.04
BOSCH | Bosch Climate 5000 ductless minisplit series | 203991161 | HRCU-A-CB | BMS500-AAS018-1CSXRA | BMS500-AAU018-1AHDXB | Singlezone Ducted, Compact Ducted | 18000 | 11600 | 2.52 | 10352 | 1.96
BOSCH | Bosch Climate 5000 ductless minisplit series | 203991174 | HMSV-A-CB | BMS500-AAM027-1CSXRA |  | Multizone All Non-Ducted | 28000 | 17200 | 2.8 | 17040 | 1.97
BOSCH | Bosch Climate 5000 ductless minisplit series | 203991172 | HMSV-A-CB | BMS500-AAM018-1CSXRA |  | Multizone All Non-Ducted | 18000 | 11800 | 2.74 | 10205 | 1.97
BOSCH | Bosch Climate 5000 ductless minisplit series | 207760017 | HRCU-A-CB-O | BMS500-AAS024-1CSXRC | BMS500-AAU024-1AHCXC | Singlezone Non-Ducted, Wall Placement | 25000 | 19000 | 3.48 | 17540 | 2.12
BOSCH | Bosch Climate 5000 ductless minisplit series | 207760006 | HRCU-A-CB | BMS500-AAS024-1CSXRC | BMS500-AAU024-1AHDXB | Singlezone Ducted, Compact Ducted | 25000 | 20000 | 3.83 | 17000 | 2.05
BOSCH | Bosch Climate 5000 ductless minisplit series | 207760015 | HRCU-A-CB-O | BMS500-AAS018-1CSXRC | BMS500-AAU018-1AHCXB | Singlezone Non-Ducted, Ceiling Placement | 19000 | 12000 | 2.51 | 11331 | 2.01
BOSCH | Bosch Climate 5000 ductless minisplit series | 207760008 | HRCU-A-CB | BMS500-AAS024-1CSXHC | BMS500-AAU024-1AHDXB | Singlezone Ducted, Compact Ducted | 25000 | 21000 | 3.29 | 25166 | 2.07
BOSCH | Bosch Climate 5000 ductless minisplit series | 207760033 | HMSV-A-CB | BMS500-AAM018-1CSXHC |  | Multizone All Non-Ducted | 20000 | 15000 | 2.6 | 19000 | 1.96
BOSCH | Bosch Climate 5000 ductless minisplit series | 207760042 | HMSV-A-CB | BMS500-AAM048-1CSXHC |  | Multizone All Non-Ducted | 49000 | 36000 | 2.51 | 48000 | 2.01
BOSCH | Bosch Climate 5000 ductless minisplit series | 207760035 | HMSV-A-CB | BMS500-AAM018-1CSXHC |  | Multizone Mix of Ducted and Non-Ducted | 20000 | 15500 | 2.6 | 19000 | 1.95
BOSCH | Bosch Climate 5000 ductless minisplit series | 207760044 | HMSV-A-CB | BMS500-AAM048-1CSXHC |  | Multizone Mix of Ducted and Non-Ducted | 49000 | 36000 | 2.72 | 48000 | 1.99
BOSCH | Bosch Climate 5000 ductless minisplit series | 207759988 | HRCU-A-CB-O | BMS500-AAS012-0CSXRC | BMS500-AAS012-0AHWXC | Singlezone Non-Ducted, Wall Placement | 12000 | 8400 | 2.8 | 7094 | 2.19
BREEZE33 | BZ33 series | 213732640 | HRCU-A-C | BZ33-INV24OUT2-J | BZ33-MSC24B-J | Singlezone Ducted, Centrally Ducted | 25000 | 21000 | 2.58 | 20000 | 1.95
BREEZE33 |  | 207862089 | HMSR-A-CB-O | BZ33-HP273Z2-G2-P |  | Multizone All Non-Ducted | 28000 | 21000 | 2.5 | 20000 | 2.11
BREEZE33 | BZ33 series | 214389568 | HRCU-A-CB | BZ33-INV24OUT2-J | BZ33-WMAHU24-J | Singlezone Ducted, Centrally Ducted | 26000 | 20000 | 2.7 | 24000 | 2
BREEZE33 | BZ33 series | 214389567 | HRCU-A-CB | BZ33-INV18OUT2-J | BZ33-WMAHU18-J | Singlezone Ducted, Centrally Ducted | 19000 | 15800 | 2.82 | 18800 | 2.3
BREEZE33 |  | 213732638 | HRCU-A-C | BZ33-INV18OUT2-J | BZ33-MSC24B-J | Singlezone Ducted, Centrally Ducted | 19000 | 14700 | 2.6 | 15000 | 2.2
Breeze33 |  | 207862078 | HRCU-A-CB-O | BZ33-HYP24OUT2-G2-P | BZ33-CASS24-G2-P | Singlezone Non-Ducted, Wall Placement | 25000 | 21000 | 2.64 | 26000 | 1.95
BREEZE33 | BZ33 series | 207862091 | HMSV-A-CB | BZ33-HP273Z2-G2-P |  | Multizone Mix of Ducted and Non-Ducted | 28000 | 21400 | 2.55 | 20000 | 2.13
BREEZE33 | BZ33 series | 207862100 | HMSV-A-CB | BZ33-HYP182Z2-G2-P |  | Multizone Mix of Ducted and Non-Ducted | 20000 | 15500 | 2.55 | 20000 | 1.95
BREEZE33 | BZ33 series | 207862088 | HMSV-A-CB | BZ33-HP182Z2-G2-P |  | Multizone Mix of Ducted and Non-Ducted | 19000 | 14500 | 2.5 | 14000 | 2.17
Breeze33 |  | 207862069 | HRCU-A-CB-O | BZ33-HYP06OUT2-G2-P | BZ33-HYP06WALL2-G2-P | Singlezone Non-Ducted, Wall Placement | 7000 | 8500 | 2.9 | 8581 | 2.19
Breeze33 |  | 207862084 | HRCU-A-CB-O | BZ33-HYP24OUT2-G2-P | BZ33-IFMU24-G2-P | Singlezone Non-Ducted, Floor Placement | 25000 | 19000 | 2.64 | 25000 | 2.1
BREEZE33 | HS-series | 211277597 | HRCU-A-CB | HSZ18H424ZMO | AH18H424ZMI | Singlezone Ducted, Centrally Ducted | 19000 | 15400 | 2.7 | 18295 | 2
Breeze33 |  | 207862080 | HRCU-A-CB | BZ33-HYP12OUT2-G2-P | BZ33-DIDU12-P | Singlezone Ducted, Compact Ducted | 12500 | 10600 | 2.51 | 12100 | 1.96
Breeze33 |  | 207862077 | HRCU-A-CB-O | BZ33-HYP12OUT2-G2-P | BZ33-CASS12-P | Singlezone Non-Ducted, Ceiling Placement | 12000 | 9900 | 2.55 | 11500 | 1.9
BREEZE33 |  | 207862099 | HMSV-A-CB | BZ33-HYP182Z2-G2-P |  | Multizone All Ducted | 20000 | 16000 | 2.61 | 20000 | 1.95
BREEZE33 |  | 207862090 | HMSV-A-CB | BZ33-HP273Z2-G2-P |  | Multizone All Ducted | 28000 | 22000 | 2.6 | 20000 | 2.14
Breeze33 |  | 207862070 | HRCU-A-CB-O | BZ33-HYP09OUT2-G2-P | BZ33-HYP09WALL2-G2-P | Singlezone Non-Ducted, Wall Placement | 12000 | 9500 | 2.53 | 11109 | 1.97
BRYANT | 38MH-series | 208447847 | HRCU-A-CB-O | 38MHRCQ09AA3 | 40MHHAQ09XA3 | Singlezone Non-Ducted, Wall Placement | 10000 | 6000 | 2.51 | 7300 | 2.14
BRYANT | 38M series | 213372212 | HRCU-A-C | 38MURAQ18AB3 | 40MULAQ24XBX + CI | Singlezone Ducted, Centrally Ducted | 19000 | 14700 | 2.6 | 15000 | 2.2
BRYANT | Preferred | 202345970 | HMSV-A-CB | 38MGRQ18B--3 |  | Multizone All Ducted | 18500 | 11500 | 2.7 | 14400 | 2.1
BRYANT | Preferred | 8738647 | HRCU-A-CB-O | 38MAQB12R--1 | 619PAQ012BBMA | Singlezone Non-Ducted, Wall Placement | 12000 | 7600 | 2.59 | 6490 | 1.94
BRYANT | Preferred Series | 8738646 | HRCU-A-CB-O | 38MAQB09R--3 | 619PEQ009BBMA | Singlezone Non-Ducted, Wall Placement | 10900 | 6900 | 2.73 | 10900 | 1.98
BRYANT | Evolution | 201753409 | HRCU-A-CB-O | 38MPRAQ09AA3 | 619PHAQ09XA3 | Singlezone Non-Ducted, Wall Placement | 10000 | 7200 | 2.78 | 13000 | 2.01
BRYANT | Evolution | 202463636 | HRCU-A-CB-O | 38MPRAQ18AA3 | 619PHAQ18XA3 | Singlezone Non-Ducted, Wall Placement | 18000 | 12300 | 3.19 | 18000 | 2
BRYANT | Evolution | 202463637 | HRCU-A-CB-O | 38MPRAQ24AA3 | 619PHAQ24XA3 | Singlezone Non-Ducted, Wall Placement | 24000 | 15450 | 3 | 24000 | 2
BRYANT | Preferred Series | 8738645 | HRCU-A-CB-O | 38MAQB12R--3 | 619PEQ012BBMA | Singlezone Non-Ducted, Wall Placement | 12000 | 7800 | 2.66 | 12010 | 1.98
BRYANT | Preferred | 206348141 | HRCU-A-CB-O | 38MARBQ12AA1 | 619AHBQ12XA1 | Singlezone Non-Ducted, Wall Placement | 12100 | 7400 | 2.64 | 6980 | 2.18
BRYANT | Preferred | 206396038 | HRCU-A-CB-O | 38MAQB12R--3 | 619AHBQ12XA3 | Singlezone Non-Ducted, Wall Placement | 12000 | 7500 | 2.56 | 12010 | 1.98
BRYANT | Preferred | 206350347 | HRCU-A-CB | 38MARBQ24AA3 | 40MBDQ24--3 | Singlezone Ducted, Compact Ducted | 24600 | 14500 | 2.8 | 27910 | 2.01
BRYANT | Preferred Series | 207642901 | HMSV-A-CB | 38MGHBQ24CA3 |  | Multizone All Ducted | 24000 | 18500 | 2.85 | 21500 | 1.95
BRYANT | Preferred Series | 207642909 | HMSR-A-CB-O | 38MGHBQ48EA3 |  | Multizone All Non-Ducted | 49000 | 30000 | 2.5 | 48000 | 2
BRYANT | Preferred Series | 207642903 | HMSR-A-CB-O | 38MGHBQ30DA3 |  | Multizone All Non-Ducted | 30000 | 17500 | 2.82 | 29400 | 1.9
BRYANT | Preferred Series | 9118462 | HMSR-A-CB-O | 38MGRQ18B--3 |  | Multizone All Non-Ducted | 19000 | 12000 | 2.81 | 13990 | 2.15
BRYANT | Preferred Series | 9118474 | HMSR-A-CB-O | 38MGRQ36D--3 |  | Multizone All Non-Ducted | 36000 | 23200 | 2.79 | 36080 | 1.96
BRYANT | Preferred Series | 9118478 | HMSR-A-CB-O | 38MGRQ48E--3 |  | Multizone All Non-Ducted | 48000 | 29600 | 2.7 | 36340 | 1.98
BRYANT |  | 208447894 | HRCU-A-CB | 38MURAQ18AB3 | 40MUAAQ18XA3 | Singlezone Ducted, Centrally Ducted | 19000 | 13500 | 2.5 | 18000 | 2
BRYANT | Preferred Series | 207826665 | HMSV-A-CB | 38MARBQ24AA3 | 40MBABQ24XB3 | Singlezone Ducted, Centrally Ducted | 26000 | 16200 | 2.79 | 21503 | 1.95
BRYANT HEATING AND COOLING SYSTEMS | EVOLUTION Extreme 24 HP | 213361594 | HRCU-A-CB | 284ANV060*0**B* | FE4BNBD60L*+UI | Singlezone Ducted, Centrally Ducted | 59500 | 49500 | 2.64 | 38000 | 2.22
BRYANT HEATING AND COOLING SYSTEMS | EVOLUTION Extreme 24 HP | 213361592 | HRCU-A-CB | 284ANV048*0**B* | FE4BNBD60L*+UI | Singlezone Ducted, Centrally Ducted | 45500 | 42500 | 2.62 | 35400 | 2.5
BRYANT HEATING AND COOLING SYSTEMS | EVOLUTION Extreme 24 HP | 213361582 | HRCU-A-CB | 284ANV024*0**B* | FE4BNXB24L*+UI | Singlezone Ducted, Centrally Ducted | 26600 | 25000 | 2.54 | 19800 | 2.48
BRYANT HEATING AND COOLING SYSTEMS | EVOLUTION Extreme 24 HP | 213361580 | HRCU-A-CB | 284ANV024*0**B* | FE4BN(B,X)C36L*+UI | Singlezone Ducted, Centrally Ducted | 26400 | 24800 | 2.52 | 19700 | 2.46
BRYANT HEATING AND COOLING SYSTEMS | EVOLUTION V Heat Pump | 210470986 | HRCU-A-CB | 288BNV037*0**B* | CNPV*6024AL*+UI | Singlezone Ducted, Centrally Ducted | 32200 | 31200 | 2.52 | 24600 | 1.98
BRYANT HEATING AND COOLING SYSTEMS | EVOLUTION V Heat Pump | 210470964 | HRCU-A-CB | 288BNV037*0**B* | CNPV*6024AL*+UI | Singlezone Ducted, Centrally Ducted | 32200 | 31400 | 2.5 | 24800 | 1.96
BRYANT HEATING AND COOLING SYSTEMS | EVOLUTION V Heat Pump | 210470953 | HRCU-A-CB | 288BNV037*0**B* | CNPV*6024AL*+UI | Singlezone Ducted, Centrally Ducted | 32200 | 31200 | 2.52 | 24600 | 1.98
BRYANT HEATING AND COOLING SYSTEMS | EVOLUTION V Heat Pump | 210470931 | HRCU-A-CB | 288BNV037*0**B* | CNPV*6024AL*+UI | Singlezone Ducted, Centrally Ducted | 32200 | 31200 | 2.52 | 24600 | 1.98
BRYANT HEATING AND COOLING SYSTEMS | EVOLUTION V Heat Pump | 210470920 | HRCU-A-CB | 288BNV037*0**B* | CNPV*6024AL*+UI | Singlezone Ducted, Centrally Ducted | 32200 | 31200 | 2.52 | 24600 | 1.98
BRYANT HEATING AND COOLING SYSTEMS | EVOLUTION V Heat Pump | 210470909 | HRCU-A-CB | 288BNV037*0**B* | CNPV*6024AL*+UI | Singlezone Ducted, Centrally Ducted | 32200 | 31400 | 2.52 | 24800 | 1.98
BRYANT HEATING AND COOLING SYSTEMS | EVOLUTION V Heat Pump | 210470898 | HRCU-A-CB | 288BNV037*0**B* | CNPV*6024AL*+UI | Singlezone Ducted, Centrally Ducted | 32200 | 31400 | 2.5 | 24800 | 1.98
BRYANT HEATING AND COOLING SYSTEMS | EVOLUTION V Heat Pump | 210470887 | HRCU-A-CB | 288BNV037*0**B* | CNPV*6024AL*+UI | Singlezone Ducted, Centrally Ducted | 32200 | 31200 | 2.52 | 24600 | 1.98
BRYANT HEATING AND COOLING SYSTEMS | EVOLUTION V Heat Pump | 210470876 | HRCU-A-CB | 288BNV037*0**B* | CNPV*6024AL*+UI | Singlezone Ducted, Centrally Ducted | 32200 | 31200 | 2.52 | 24600 | 1.98
BRYANT HEATING AND COOLING SYSTEMS | EVOLUTION V Heat Pump | 210470844 | HRCU-A-CB | 288BNV037*0**B* | CNPV*4824AL*+UI | Singlezone Ducted, Centrally Ducted | 32800 | 31400 | 2.52 | 24600 | 1.98
BRYANT HEATING AND COOLING SYSTEMS | EVOLUTION V Heat Pump | 210470833 | HRCU-A-CB | 288BNV037*0**B* | CNPV*4824AL*+UI | Singlezone Ducted, Centrally Ducted | 32800 | 31400 | 2.52 | 24800 | 1.96
BRYANT HEATING AND COOLING SYSTEMS | EVOLUTION V Heat Pump | 210470810 | HRCU-A-CB | 288BNV037*0**B* | CNPV*4821AL*+UI | Singlezone Ducted, Centrally Ducted | 33000 | 31600 | 2.5 | 24800 | 1.96
BRYANT HEATING AND COOLING SYSTEMS | EVOLUTION V Heat Pump | 210470799 | HRCU-A-CB | 288BNV037*0**B* | CNPV*4821AL*+UI | Singlezone Ducted, Centrally Ducted | 33000 | 31600 | 2.5 | 24800 | 1.96
BRYANT HEATING AND COOLING SYSTEMS | EVOLUTION V Heat Pump | 210470628 | HRCU-A-CB | 288BNV037*0**B* | CAP**6124AL*+UI | Singlezone Ducted, Centrally Ducted | 32000 | 31200 | 2.54 | 24800 | 2
BRYANT HEATING AND COOLING SYSTEMS | EVOLUTION V Heat Pump | 210470606 | HRCU-A-CB | 288BNV037*0**B* | CAP**6124AL*+UI | Singlezone Ducted, Centrally Ducted | 32000 | 31200 | 2.52 | 25000 | 2
BRYANT HEATING AND COOLING SYSTEMS | EVOLUTION V Heat Pump | 210470595 | HRCU-A-CB | 288BNV037*0**B* | CAP**6124AL*+UI | Singlezone Ducted, Centrally Ducted | 32000 | 31200 | 2.54 | 24800 | 2
BRYANT HEATING AND COOLING SYSTEMS | EVOLUTION V Heat Pump | 210470573 | HRCU-A-CB | 288BNV037*0**B* | CAP**6124AL*+UI | Singlezone Ducted, Centrally Ducted | 32000 | 31200 | 2.54 | 24800 | 2
BRYANT HEATING AND COOLING SYSTEMS | EVOLUTION V Heat Pump | 210470562 | HRCU-A-CB | 288BNV037*0**B* | CAP**6124AL*+UI | Singlezone Ducted, Centrally Ducted | 32000 | 31200 | 2.54 | 24800 | 2.02
BRYANT HEATING AND COOLING SYSTEMS | EVOLUTION V Heat Pump | 210470551 | HRCU-A-CB | 288BNV037*0**B* | CAP**6124AL*+UI | Singlezone Ducted, Centrally Ducted | 32000 | 31200 | 2.52 | 24800 | 2
BRYANT HEATING AND COOLING SYSTEMS | EVOLUTION V Heat Pump | 210470496 | HRCU-A-CB | 288BNV037*0**B* | CAP**6121AL*+UI | Singlezone Ducted, Centrally Ducted | 32000 | 31200 | 2.54 | 24800 | 2
BRYANT HEATING AND COOLING SYSTEMS | EVOLUTION V Heat Pump | 210470485 | HRCU-A-CB | 288BNV037*0**B* | CAP**6121AL*+UI | Singlezone Ducted, Centrally Ducted | 32000 | 31200 | 2.52 | 24800 | 2
BRYANT HEATING AND COOLING SYSTEMS | EVOLUTION V Heat Pump | 210470463 | HRCU-A-CB | 288BNV037*0**B* | CAP**6121AL*+UI | Singlezone Ducted, Centrally Ducted | 32000 | 31200 | 2.52 | 24800 | 2
BRYANT HEATING AND COOLING SYSTEMS | EVOLUTION V Heat Pump | 210470441 | HRCU-A-CB | 288BNV037*0**B* | CAP**6121AL*+UI | Singlezone Ducted, Centrally Ducted | 32000 | 31200 | 2.52 | 25000 | 2
BRYANT HEATING AND COOLING SYSTEMS | EVOLUTION V Heat Pump | 210470430 | HRCU-A-CB | 288BNV037*0**B* | CAP**6121AL*+UI | Singlezone Ducted, Centrally Ducted | 32200 | 31400 | 2.5 | 25000 | 1.98
BRYANT HEATING AND COOLING SYSTEMS | EVOLUTION V Heat Pump | 210470342 | HRCU-A-CB | 288BNV037*0**B* | CAP**6024AL*+UI | Singlezone Ducted, Centrally Ducted | 31800 | 31000 | 2.52 | 24800 | 2
BRYANT HEATING AND COOLING SYSTEMS | EVOLUTION V Heat Pump | 210470320 | HRCU-A-CB | 288BNV037*0**B* | CAP**6024AL*+UI | Singlezone Ducted, Centrally Ducted | 32000 | 31200 | 2.5 | 24800 | 1.98
BRYANT HEATING AND COOLING SYSTEMS | EVOLUTION V Heat Pump | 210470309 | HRCU-A-CB | 288BNV037*0**B* | CAP**6024AL*+UI | Singlezone Ducted, Centrally Ducted | 31800 | 31000 | 2.52 | 24800 | 2
BRYANT HEATING AND COOLING SYSTEMS | EVOLUTION V Heat Pump | 210470287 | HRCU-A-CB | 288BNV037*0**B* | CAP**6024AL*+UI | Singlezone Ducted, Centrally Ducted | 31800 | 31000 | 2.52 | 24800 | 2
BRYANT HEATING AND COOLING SYSTEMS | EVOLUTION V Heat Pump | 210470276 | HRCU-A-CB | 288BNV037*0**B* | CAP**6024AL*+UI | Singlezone Ducted, Centrally Ducted | 31800 | 31000 | 2.52 | 24800 | 2
BRYANT HEATING AND COOLING SYSTEMS | EVOLUTION V Heat Pump | 210470265 | HRCU-A-CB | 288BNV037*0**B* | CAP**6024AL*+UI | Singlezone Ducted, Centrally Ducted | 31800 | 31000 | 2.5 | 24800 | 1.98
BRYANT HEATING AND COOLING SYSTEMS | EVOLUTION V Heat Pump | 206773608 | HRCU-A-CB | 288BNV037*0**B* | CNPV*4821AL*+UI | Singlezone Ducted, Centrally Ducted | 32800 | 31400 | 2.52 | 24600 | 1.98
BRYANT HEATING AND COOLING SYSTEMS | EVOLUTION V Heat Pump | 206773599 | HRCU-A-CB | 288BNV037*0**B* | CNPV*4821AL*+UI | Singlezone Ducted, Centrally Ducted | 32800 | 31400 | 2.52 | 24800 | 1.96
BRYANT HEATING AND COOLING SYSTEMS | EVOLUTION V Heat Pump | 206772423 | HRCU-A-CB | 288BNV037*0**B* | CNPV*4824AL*+UI | Singlezone Ducted, Centrally Ducted | 33000 | 31400 | 2.52 | 24800 | 1.96
BRYANT HEATING AND COOLING SYSTEMS | EVOLUTION V Heat Pump | 206772396 | HRCU-A-CB | 288BNV037*0**B* | CNPV*4824AL*+UI | Singlezone Ducted, Centrally Ducted | 33000 | 31400 | 2.52 | 24800 | 1.96
BRYANT HEATING AND COOLING SYSTEMS | EVOLUTION V Heat Pump | 206772378 | HRCU-A-CB | 288BNV037*0**B* | CNPV*4824AL*+UI | Singlezone Ducted, Centrally Ducted | 32800 | 31400 | 2.52 | 24800 | 1.96
BRYANT HEATING AND COOLING SYSTEMS | EVOLUTION V Heat Pump | 206772369 | HRCU-A-CB | 288BNV037*0**B* | CNPV*4824AL*+UI | Singlezone Ducted, Centrally Ducted | 32800 | 31400 | 2.52 | 24800 | 1.98
BRYANT HEATING AND COOLING SYSTEMS | EVOLUTION V Heat Pump | 206772360 | HRCU-A-CB | 288BNV037*0**B* | CNPV*4824AL*+UI | Singlezone Ducted, Centrally Ducted | 33000 | 31600 | 2.52 | 24800 | 1.96
BRYANT HEATING AND COOLING SYSTEMS | EVOLUTION V Heat Pump | 206772324 | HRCU-A-CB | 288BNV037*0**B* | CNPV*4821AL*+UI | Singlezone Ducted, Centrally Ducted | 32800 | 31400 | 2.52 | 24800 | 1.98
BRYANT HEATING AND COOLING SYSTEMS | EVOLUTION V Heat Pump | 206772315 | HRCU-A-CB | 288BNV037*0**B* | CNPV*4821AL*+UI | Singlezone Ducted, Centrally Ducted | 33000 | 31400 | 2.52 | 24800 | 1.96
BRYANT HEATING AND COOLING SYSTEMS | EVOLUTION V Heat Pump | 206772297 | HRCU-A-CB | 288BNV037*0**B* | CNPV*4821AL*+UI | Singlezone Ducted, Centrally Ducted | 33000 | 31400 | 2.52 | 24800 | 1.96
BRYANT HEATING AND COOLING SYSTEMS | EVOLUTION V Heat Pump | 206772243 | HRCU-A-CB | 288BNV037*0**B* | CNPV*4821AL*+UI | Singlezone Ducted, Centrally Ducted | 33000 | 31600 | 2.52 | 24800 | 1.96
BRYANT HEATING AND COOLING SYSTEMS | EVOLUTION V Heat Pump | 206771955 | HRCU-A-CB | 288BNV037*0**B* | CAP**4824AL*+UI | Singlezone Ducted, Centrally Ducted | 32600 | 31400 | 2.52 | 24800 | 2
BRYANT HEATING AND COOLING SYSTEMS | EVOLUTION V Heat Pump | 206771937 | HRCU-A-CB | 288BNV037*0**B* | CAP**4824AL*+UI | Singlezone Ducted, Centrally Ducted | 32600 | 31400 | 2.52 | 25000 | 1.98
BRYANT HEATING AND COOLING SYSTEMS | EVOLUTION V Heat Pump | 206771928 | HRCU-A-CB | 288BNV037*0**B* | CAP**4824AL*+UI | Singlezone Ducted, Centrally Ducted | 32600 | 31400 | 2.52 | 24800 | 2
BRYANT HEATING AND COOLING SYSTEMS | EVOLUTION V Heat Pump | 206771910 | HRCU-A-CB | 288BNV037*0**B* | CAP**4824AL*+UI | Singlezone Ducted, Centrally Ducted | 32400 | 31400 | 2.54 | 24800 | 2
BRYANT HEATING AND COOLING SYSTEMS | EVOLUTION V Heat Pump | 206771901 | HRCU-A-CB | 288BNV037*0**B* | CAP**4824AL*+UI | Singlezone Ducted, Centrally Ducted | 32400 | 31400 | 2.54 | 24800 | 2
BRYANT HEATING AND COOLING SYSTEMS | EVOLUTION V Heat Pump | 206771892 | HRCU-A-CB | 288BNV037*0**B* | CAP**4824AL*+UI | Singlezone Ducted, Centrally Ducted | 32600 | 31400 | 2.52 | 25000 | 1.98
BRYANT HEATING AND COOLING SYSTEMS | EVOLUTION V Heat Pump | 206771856 | HRCU-A-CB | 288BNV037*0**B* | CAP**4821AL*+UI | Singlezone Ducted, Centrally Ducted | 32600 | 31400 | 2.52 | 24800 | 2
BRYANT HEATING AND COOLING SYSTEMS | EVOLUTION V Heat Pump | 206771847 | HRCU-A-CB | 288BNV037*0**B* | CAP**4821AL*+UI | Singlezone Ducted, Centrally Ducted | 32600 | 31400 | 2.52 | 25000 | 1.98
BRYANT HEATING AND COOLING SYSTEMS | EVOLUTION V Heat Pump | 206771829 | HRCU-A-CB | 288BNV037*0**B* | CAP**4821AL*+UI | Singlezone Ducted, Centrally Ducted | 32600 | 31400 | 2.52 | 25000 | 1.98
BRYANT HEATING AND COOLING SYSTEMS | EVOLUTION V Heat Pump | 206771775 | HRCU-A-CB | 288BNV037*0**B* | CAP**4821AL*+UI | Singlezone Ducted, Centrally Ducted | 32600 | 31400 | 2.52 | 25000 | 1.98
BRYANT HEATING AND COOLING SYSTEMS | EVOLUTION V Heat Pump | 206771721 | HRCU-A-CB | 288BNV037*0**B* | CAP**4321AL*+UI | Singlezone Ducted, Centrally Ducted | 32800 | 31800 | 2.56 | 25000 | 2
BRYANT HEATING AND COOLING SYSTEMS | EVOLUTION V Heat Pump | 206771712 | HRCU-A-CB | 288BNV037*0**B* | CAP**4321AL*+UI | Singlezone Ducted, Centrally Ducted | 33000 | 31800 | 2.54 | 25200 | 2
BRYANT HEATING AND COOLING SYSTEMS | EVOLUTION V Heat Pump | 206771694 | HRCU-A-CB | 288BNV037*0**B* | CAP**4321AL*+UI | Singlezone Ducted, Centrally Ducted | 33000 | 31800 | 2.54 | 25200 | 2
BRYANT HEATING AND COOLING SYSTEMS | EVOLUTION V Heat Pump | 206771640 | HRCU-A-CB | 288BNV037*0**B* | CAP**4321AL*+UI | Singlezone Ducted, Centrally Ducted | 33000 | 31800 | 2.54 | 25200 | 2
BRYANT HEATING AND COOLING SYSTEMS | EVOLUTION V Heat Pump | 206771622 | HRCU-A-CB | 288BNV037*0**B* | CAP**4321AL*+UI | Singlezone Ducted, Centrally Ducted | 33000 | 32000 | 2.52 | 25200 | 1.98
BRYANT HEATING AND COOLING SYSTEMS | EVOLUTION V Heat Pump | 206771352 | HRCU-A-CB | 288BNV037*0**B* | CAP**3721AL*+UI | Singlezone Ducted, Centrally Ducted | 32800 | 31800 | 2.54 | 25000 | 2
BRYANT HEATING AND COOLING SYSTEMS | EVOLUTION V Heat Pump | 206771343 | HRCU-A-CB | 288BNV037*0**B* | CAP**3721AL*+UI | Singlezone Ducted, Centrally Ducted | 33000 | 31800 | 2.54 | 25200 | 2
BRYANT HEATING AND COOLING SYSTEMS | EVOLUTION V Heat Pump | 206771325 | HRCU-A-CB | 288BNV037*0**B* | CAP**3721AL*+UI | Singlezone Ducted, Centrally Ducted | 33000 | 31800 | 2.54 | 25200 | 2
BRYANT HEATING AND COOLING SYSTEMS | EVOLUTION V Heat Pump | 206771271 | HRCU-A-CB | 288BNV037*0**B* | CAP**3721AL*+UI | Singlezone Ducted, Centrally Ducted | 33000 | 31800 | 2.52 | 25200 | 1.98
BRYANT HEATING AND COOLING SYSTEMS | EVOLUTION V Heat Pump | 210596589 | HRCU-A-CB | 288BNV037*0**A* | CNPV*6024AL*+UI | Singlezone Ducted, Centrally Ducted | 32200 | 31400 | 2.5 | 24800 | 1.96
BRYANT HEATING AND COOLING SYSTEMS | EVOLUTION V Heat Pump | 210596588 | HRCU-A-CB | 288BNV037*0**A* | CNPV*6024AL*+UI | Singlezone Ducted, Centrally Ducted | 32200 | 31200 | 2.52 | 24600 | 1.98
BRYANT HEATING AND COOLING SYSTEMS | EVOLUTION V Heat Pump | 210596586 | HRCU-A-CB | 288BNV037*0**A* | CNPV*6024AL*+UI | Singlezone Ducted, Centrally Ducted | 32200 | 31200 | 2.52 | 24600 | 1.98
BRYANT HEATING AND COOLING SYSTEMS | EVOLUTION V Heat Pump | 210596585 | HRCU-A-CB | 288BNV037*0**A* | CNPV*6024AL*+UI | Singlezone Ducted, Centrally Ducted | 32200 | 31200 | 2.52 | 24600 | 1.98
BRYANT HEATING AND COOLING SYSTEMS | EVOLUTION V Heat Pump | 210596583 | HRCU-A-CB | 288BNV037*0**A* | CNPV*6024AL*+UI | Singlezone Ducted, Centrally Ducted | 32200 | 31200 | 2.52 | 24600 | 1.98
BRYANT HEATING AND COOLING SYSTEMS | EVOLUTION V Heat Pump | 210596582 | HRCU-A-CB | 288BNV037*0**A* | CNPV*6024AL*+UI | Singlezone Ducted, Centrally Ducted | 32200 | 31200 | 2.52 | 24600 | 1.98
BRYANT HEATING AND COOLING SYSTEMS | EVOLUTION V Heat Pump | 210596581 | HRCU-A-CB | 288BNV037*0**A* | CNPV*6024AL*+UI | Singlezone Ducted, Centrally Ducted | 32200 | 31200 | 2.52 | 24600 | 1.98
BRYANT HEATING AND COOLING SYSTEMS | EVOLUTION V Heat Pump | 210596579 | HRCU-A-CB | 288BNV037*0**A* | CNPV*6024AL*+UI | Singlezone Ducted, Centrally Ducted | 32200 | 31400 | 2.52 | 24800 | 1.98
BRYANT HEATING AND COOLING SYSTEMS | EVOLUTION V Heat Pump | 210596578 | HRCU-A-CB | 288BNV037*0**A* | CNPV*6024AL*+UI | Singlezone Ducted, Centrally Ducted | 32200 | 31400 | 2.5 | 24800 | 1.98
BRYANT HEATING AND COOLING SYSTEMS | EVOLUTION V Heat Pump | 210596577 | HRCU-A-CB | 288BNV037*0**A* | CNPV*4824AL*+UI | Singlezone Ducted, Centrally Ducted | 32800 | 31400 | 2.52 | 24600 | 1.98
BRYANT HEATING AND COOLING SYSTEMS | EVOLUTION V Heat Pump | 210596576 | HRCU-A-CB | 288BNV037*0**A* | CNPV*4824AL*+UI | Singlezone Ducted, Centrally Ducted | 32800 | 31400 | 2.52 | 24800 | 1.96
BRYANT HEATING AND COOLING SYSTEMS | EVOLUTION V Heat Pump | 210596574 | HRCU-A-CB | 288BNV037*0**A* | CNPV*4821AL*+UI | Singlezone Ducted, Centrally Ducted | 33000 | 31600 | 2.5 | 24800 | 1.96
BRYANT HEATING AND COOLING SYSTEMS | EVOLUTION V Heat Pump | 210596573 | HRCU-A-CB | 288BNV037*0**A* | CNPV*4821AL*+UI | Singlezone Ducted, Centrally Ducted | 33000 | 31600 | 2.5 | 24800 | 1.96
BRYANT HEATING AND COOLING SYSTEMS | EVOLUTION V Heat Pump | 210596562 | HRCU-A-CB | 288BNV037*0**A* | CAP**6124AL*+UI | Singlezone Ducted, Centrally Ducted | 32000 | 31200 | 2.52 | 25000 | 2
BRYANT HEATING AND COOLING SYSTEMS | EVOLUTION V Heat Pump | 210596561 | HRCU-A-CB | 288BNV037*0**A* | CAP**6124AL*+UI | Singlezone Ducted, Centrally Ducted | 32000 | 31200 | 2.54 | 24800 | 2
BRYANT HEATING AND COOLING SYSTEMS | EVOLUTION V Heat Pump | 210596558 | HRCU-A-CB | 288BNV037*0**A* | CAP**6124AL*+UI | Singlezone Ducted, Centrally Ducted | 32000 | 31200 | 2.54 | 24800 | 2
BRYANT HEATING AND COOLING SYSTEMS | EVOLUTION V Heat Pump | 210596557 | HRCU-A-CB | 288BNV037*0**A* | CAP**6124AL*+UI | Singlezone Ducted, Centrally Ducted | 32000 | 31200 | 2.54 | 24800 | 2
BRYANT HEATING AND COOLING SYSTEMS | EVOLUTION V Heat Pump | 210596553 | HRCU-A-CB | 288BNV037*0**A* | CAP**6124AL*+UI | Singlezone Ducted, Centrally Ducted | 32000 | 31200 | 2.54 | 24800 | 2.02
BRYANT HEATING AND COOLING SYSTEMS | EVOLUTION V Heat Pump | 210596551 | HRCU-A-CB | 288BNV037*0**A* | CAP**6124AL*+UI | Singlezone Ducted, Centrally Ducted | 32000 | 31200 | 2.52 | 24800 | 2
BRYANT HEATING AND COOLING SYSTEMS | EVOLUTION V Heat Pump | 210596549 | HRCU-A-CB | 288BNV037*0**A* | CAP**6121AL*+UI | Singlezone Ducted, Centrally Ducted | 32000 | 31200 | 2.52 | 24800 | 2
BRYANT HEATING AND COOLING SYSTEMS | EVOLUTION V Heat Pump | 210596547 | HRCU-A-CB | 288BNV037*0**A* | CAP**6121AL*+UI | Singlezone Ducted, Centrally Ducted | 32000 | 31200 | 2.52 | 24800 | 2
BRYANT HEATING AND COOLING SYSTEMS | EVOLUTION V Heat Pump | 210596542 | HRCU-A-CB | 288BNV037*0**A* | CAP**6121AL*+UI | Singlezone Ducted, Centrally Ducted | 32000 | 31200 | 2.52 | 25000 | 2
BRYANT HEATING AND COOLING SYSTEMS | EVOLUTION V Heat Pump | 210596541 | HRCU-A-CB | 288BNV037*0**A* | CAP**6121AL*+UI | Singlezone Ducted, Centrally Ducted | 32000 | 31200 | 2.54 | 24800 | 2
BRYANT HEATING AND COOLING SYSTEMS | EVOLUTION V Heat Pump | 210596540 | HRCU-A-CB | 288BNV037*0**A* | CAP**6121AL*+UI | Singlezone Ducted, Centrally Ducted | 32200 | 31400 | 2.5 | 25000 | 1.98
BRYANT HEATING AND COOLING SYSTEMS | EVOLUTION V Heat Pump | 210596536 | HRCU-A-CB | 288BNV037*0**A* | CAP**6024AL*+UI | Singlezone Ducted, Centrally Ducted | 32000 | 31200 | 2.5 | 24800 | 1.98
BRYANT HEATING AND COOLING SYSTEMS | EVOLUTION V Heat Pump | 210596535 | HRCU-A-CB | 288BNV037*0**A* | CAP**6024AL*+UI | Singlezone Ducted, Centrally Ducted | 31800 | 31000 | 2.52 | 24800 | 2
BRYANT HEATING AND COOLING SYSTEMS | EVOLUTION V Heat Pump | 210596532 | HRCU-A-CB | 288BNV037*0**A* | CAP**6024AL*+UI | Singlezone Ducted, Centrally Ducted | 31800 | 31000 | 2.52 | 24800 | 2
BRYANT HEATING AND COOLING SYSTEMS | EVOLUTION V Heat Pump | 210596531 | HRCU-A-CB | 288BNV037*0**A* | CAP**6024AL*+UI | Singlezone Ducted, Centrally Ducted | 31800 | 31000 | 2.52 | 24800 | 2
BRYANT HEATING AND COOLING SYSTEMS | EVOLUTION V Heat Pump | 210596527 | HRCU-A-CB | 288BNV037*0**A* | CAP**6024AL*+UI | Singlezone Ducted, Centrally Ducted | 31800 | 31000 | 2.52 | 24800 | 2
BRYANT HEATING AND COOLING SYSTEMS | EVOLUTION V Heat Pump | 210596525 | HRCU-A-CB | 288BNV037*0**A* | CAP**6024AL*+UI | Singlezone Ducted, Centrally Ducted | 31800 | 31000 | 2.5 | 24800 | 1.98
BRYANT HEATING AND COOLING SYSTEMS | EVOLUTION V Heat Pump | 206136285 | HRCU-A-CB | 288BNV037*0**A* | CNPV*4821AL*+UI | Singlezone Ducted, Centrally Ducted | 32800 | 31400 | 2.52 | 24600 | 1.98
BRYANT HEATING AND COOLING SYSTEMS | EVOLUTION V Heat Pump | 206136275 | HRCU-A-CB | 288BNV037*0**A* | CNPV*4821AL*+UI | Singlezone Ducted, Centrally Ducted | 32800 | 31400 | 2.52 | 24800 | 1.96
BRYANT HEATING AND COOLING SYSTEMS | EVOLUTION V Heat Pump | 204299946 | HRCU-A-CB | 288BNV037*0**A* | CNPV*4824AL*+UI | Singlezone Ducted, Centrally Ducted | 33000 | 31400 | 2.52 | 24800 | 1.96
BRYANT HEATING AND COOLING SYSTEMS | EVOLUTION V Heat Pump | 204299916 | HRCU-A-CB | 288BNV037*0**A* | CNPV*4824AL*+UI | Singlezone Ducted, Centrally Ducted | 33000 | 31400 | 2.52 | 24800 | 1.96
BRYANT HEATING AND COOLING SYSTEMS | EVOLUTION V Heat Pump | 204299896 | HRCU-A-CB | 288BNV037*0**A* | CNPV*4824AL*+UI | Singlezone Ducted, Centrally Ducted | 32800 | 31400 | 2.52 | 24800 | 1.96
BRYANT HEATING AND COOLING SYSTEMS | EVOLUTION V Heat Pump | 204299886 | HRCU-A-CB | 288BNV037*0**A* | CNPV*4824AL*+UI | Singlezone Ducted, Centrally Ducted | 32800 | 31400 | 2.52 | 24800 | 1.98
BRYANT HEATING AND COOLING SYSTEMS | EVOLUTION V Heat Pump | 204299876 | HRCU-A-CB | 288BNV037*0**A* | CNPV*4824AL*+UI | Singlezone Ducted, Centrally Ducted | 33000 | 31600 | 2.52 | 24800 | 1.96
BRYANT HEATING AND COOLING SYSTEMS | EVOLUTION V Heat Pump | 204299836 | HRCU-A-CB | 288BNV037*0**A* | CNPV*4821AL*+UI | Singlezone Ducted, Centrally Ducted | 32800 | 31400 | 2.52 | 24800 | 1.98
BRYANT HEATING AND COOLING SYSTEMS | EVOLUTION V Heat Pump | 204299826 | HRCU-A-CB | 288BNV037*0**A* | CNPV*4821AL*+UI | Singlezone Ducted, Centrally Ducted | 33000 | 31400 | 2.52 | 24800 | 1.96
BRYANT HEATING AND COOLING SYSTEMS | EVOLUTION V Heat Pump | 204299806 | HRCU-A-CB | 288BNV037*0**A* | CNPV*4821AL*+UI | Singlezone Ducted, Centrally Ducted | 33000 | 31400 | 2.52 | 24800 | 1.96
BRYANT HEATING AND COOLING SYSTEMS | EVOLUTION V Heat Pump | 204299746 | HRCU-A-CB | 288BNV037*0**A* | CNPV*4821AL*+UI | Singlezone Ducted, Centrally Ducted | 33000 | 31600 | 2.52 | 24800 | 1.96
BRYANT HEATING AND COOLING SYSTEMS | EVOLUTION V Heat Pump | 204299426 | HRCU-A-CB | 288BNV037*0**A* | CAP**4824AL*+UI | Singlezone Ducted, Centrally Ducted | 32600 | 31400 | 2.52 | 24800 | 2
BRYANT HEATING AND COOLING SYSTEMS | EVOLUTION V Heat Pump | 204299406 | HRCU-A-CB | 288BNV037*0**A* | CAP**4824AL*+UI | Singlezone Ducted, Centrally Ducted | 32600 | 31400 | 2.52 | 25000 | 1.98
BRYANT HEATING AND COOLING SYSTEMS | EVOLUTION V Heat Pump | 204299396 | HRCU-A-CB | 288BNV037*0**A* | CAP**4824AL*+UI | Singlezone Ducted, Centrally Ducted | 32600 | 31400 | 2.52 | 24800 | 2
BRYANT HEATING AND COOLING SYSTEMS | EVOLUTION V Heat Pump | 204299376 | HRCU-A-CB | 288BNV037*0**A* | CAP**4824AL*+UI | Singlezone Ducted, Centrally Ducted | 32400 | 31400 | 2.54 | 24800 | 2
BRYANT HEATING AND COOLING SYSTEMS | EVOLUTION V Heat Pump | 204299366 | HRCU-A-CB | 288BNV037*0**A* | CAP**4824AL*+UI | Singlezone Ducted, Centrally Ducted | 32400 | 31400 | 2.54 | 24800 | 2
BRYANT HEATING AND COOLING SYSTEMS | EVOLUTION V Heat Pump | 204299356 | HRCU-A-CB | 288BNV037*0**A* | CAP**4824AL*+UI | Singlezone Ducted, Centrally Ducted | 32600 | 31400 | 2.52 | 25000 | 1.98
BRYANT HEATING AND COOLING SYSTEMS | EVOLUTION V Heat Pump | 204299316 | HRCU-A-CB | 288BNV037*0**A* | CAP**4821AL*+UI | Singlezone Ducted, Centrally Ducted | 32600 | 31400 | 2.52 | 24800 | 2
BRYANT HEATING AND COOLING SYSTEMS | EVOLUTION V Heat Pump | 204299306 | HRCU-A-CB | 288BNV037*0**A* | CAP**4821AL*+UI | Singlezone Ducted, Centrally Ducted | 32600 | 31400 | 2.52 | 25000 | 1.98
BRYANT HEATING AND COOLING SYSTEMS | EVOLUTION V Heat Pump | 204299286 | HRCU-A-CB | 288BNV037*0**A* | CAP**4821AL*+UI | Singlezone Ducted, Centrally Ducted | 32600 | 31400 | 2.52 | 25000 | 1.98
BRYANT HEATING AND COOLING SYSTEMS | EVOLUTION V Heat Pump | 204299226 | HRCU-A-CB | 288BNV037*0**A* | CAP**4821AL*+UI | Singlezone Ducted, Centrally Ducted | 32600 | 31400 | 2.52 | 25000 | 1.98
BRYANT HEATING AND COOLING SYSTEMS | EVOLUTION V Heat Pump | 204299190 | HRCU-A-CB | 288BNV037*0**A* | CAP**4321AL*+UI | Singlezone Ducted, Centrally Ducted | 32800 | 31800 | 2.56 | 25000 | 2
BRYANT HEATING AND COOLING SYSTEMS | EVOLUTION V Heat Pump | 204299188 | HRCU-A-CB | 288BNV037*0**A* | CAP**4321AL*+UI | Singlezone Ducted, Centrally Ducted | 33000 | 31800 | 2.54 | 25200 | 2
BRYANT HEATING AND COOLING SYSTEMS | EVOLUTION V Heat Pump | 204299184 | HRCU-A-CB | 288BNV037*0**A* | CAP**4321AL*+UI | Singlezone Ducted, Centrally Ducted | 33000 | 31800 | 2.54 | 25200 | 2
BRYANT HEATING AND COOLING SYSTEMS | EVOLUTION V Heat Pump | 204299172 | HRCU-A-CB | 288BNV037*0**A* | CAP**4321AL*+UI | Singlezone Ducted, Centrally Ducted | 33000 | 31800 | 2.54 | 25200 | 2
BRYANT HEATING AND COOLING SYSTEMS | EVOLUTION V Heat Pump | 204299168 | HRCU-A-CB | 288BNV037*0**A* | CAP**4321AL*+UI | Singlezone Ducted, Centrally Ducted | 33000 | 32000 | 2.52 | 25200 | 1.98
BRYANT HEATING AND COOLING SYSTEMS | EVOLUTION V Heat Pump | 204298900 | HRCU-A-CB | 288BNV037*0**A* | CAP**3721AL*+UI | Singlezone Ducted, Centrally Ducted | 32800 | 31800 | 2.54 | 25000 | 2
BRYANT HEATING AND COOLING SYSTEMS | EVOLUTION V Heat Pump | 204298898 | HRCU-A-CB | 288BNV037*0**A* | CAP**3721AL*+UI | Singlezone Ducted, Centrally Ducted | 33000 | 31800 | 2.54 | 25200 | 2
BRYANT HEATING AND COOLING SYSTEMS | EVOLUTION V Heat Pump | 204298894 | HRCU-A-CB | 288BNV037*0**A* | CAP**3721AL*+UI | Singlezone Ducted, Centrally Ducted | 33000 | 31800 | 2.54 | 25200 | 2
BRYANT HEATING AND COOLING SYSTEMS | EVOLUTION V Heat Pump | 204298882 | HRCU-A-CB | 288BNV037*0**A* | CAP**3721AL*+UI | Singlezone Ducted, Centrally Ducted | 33000 | 31800 | 2.52 | 25200 | 1.98
BRYANT HEATING AND COOLING SYSTEMS | EVOLUTION V Heat Pump | 210474037 | HRCU-A-CB | 288BNV025*0**C* | CNPV*4821AL*+UI | Singlezone Ducted, Centrally Ducted | 21200 | 20600 | 2.54 | 16500 | 2.02
BRYANT HEATING AND COOLING SYSTEMS | EVOLUTION V Heat Pump | 210473238 | HRCU-A-CB | 288BNV025*0**C* | CAP**4321AL*+UI | Singlezone Ducted, Centrally Ducted | 21000 | 20400 | 2.54 | 16500 | 2.04
BRYANT HEATING AND COOLING SYSTEMS | EVOLUTION V Heat Pump | 206766032 | HRCU-A-CB | 288BNV025*0**C* | CAP**3721AL*+UI | Singlezone Ducted, Centrally Ducted | 21000 | 20400 | 2.54 | 16500 | 2.04
BRYANT HEATING AND COOLING SYSTEMS | EVOLUTION V Heat Pump | 210596392 | HRCU-A-CB | 288BNV025*0**B* | CNPV*4821AL*+UI | Singlezone Ducted, Centrally Ducted | 21200 | 20600 | 2.54 | 16500 | 2.02
BRYANT HEATING AND COOLING SYSTEMS | EVOLUTION V Heat Pump | 210596324 | HRCU-A-CB | 288BNV025*0**B* | CAP**4321AL*+UI | Singlezone Ducted, Centrally Ducted | 21000 | 20400 | 2.54 | 16500 | 2.04
BRYANT HEATING AND COOLING SYSTEMS | EVOLUTION V Heat Pump | 204456900 | HRCU-A-CB | 288BNV025*0**B* | CAP**3721AL*+UI | Singlezone Ducted, Centrally Ducted | 21000 | 20400 | 2.54 | 16500 | 2.04
BRYANT HEATING AND COOLING SYSTEMS | EVOLUTION Extreme 24 HP | 210720714 | HRCU-A-CB | 284ANV060*0**B* | CAP**6124AL*+UI | Singlezone Ducted, Centrally Ducted | 60500 | 51000 | 2.5 | 39000 | 2.1
BRYANT HEATING AND COOLING SYSTEMS | EVOLUTION Extreme 24 HP | 210720712 | HRCU-A-CB | 284ANV060*0**B* | CAP**6124AL*+UI | Singlezone Ducted, Centrally Ducted | 60500 | 50500 | 2.52 | 39000 | 2.12
BRYANT HEATING AND COOLING SYSTEMS | EVOLUTION Extreme 24 HP | 210720710 | HRCU-A-CB | 284ANV060*0**B* | CAP**6124AL*+UI | Singlezone Ducted, Centrally Ducted | 60500 | 51000 | 2.5 | 39000 | 2.1
BRYANT HEATING AND COOLING SYSTEMS | EVOLUTION Extreme 24 HP | 206790699 | HRCU-A-CB | 284ANV060*0**B* | CAP**6124AL*+UI | Singlezone Ducted, Centrally Ducted | 60500 | 50500 | 2.52 | 39000 | 2.1
BRYANT HEATING AND COOLING SYSTEMS | EVOLUTION Extreme 24 HP | 206790698 | HRCU-A-CB | 284ANV060*0**B* | CAP**6124AL*+UI | Singlezone Ducted, Centrally Ducted | 60500 | 51000 | 2.5 | 39000 | 2.1
BRYANT HEATING AND COOLING SYSTEMS | EVOLUTION Extreme 24 HP | 206790697 | HRCU-A-CB | 284ANV060*0**B* | CAP**6121AL*+UI | Singlezone Ducted, Centrally Ducted | 60500 | 50500 | 2.5 | 39000 | 2.1
BRYANT HEATING AND COOLING SYSTEMS | EVOLUTION Extreme 24 HP | 206790693 | HRCU-A-CB | 284ANV060*0**B* | CAP**6124AL*+UI | Singlezone Ducted, Centrally Ducted | 60500 | 50500 | 2.52 | 39000 | 2.12
BRYANT HEATING AND COOLING SYSTEMS | EVOLUTION Extreme 24 HP | 206790692 | HRCU-A-CB | 284ANV060*0**B* | CAP**6121AL*+UI | Singlezone Ducted, Centrally Ducted | 60500 | 50500 | 2.5 | 39000 | 2.1
BRYANT HEATING AND COOLING SYSTEMS | EVOLUTION Extreme 24 HP | 206790677 | HRCU-A-CB | 284ANV060*0**B* | CAP**6124AL*+UI | Singlezone Ducted, Centrally Ducted | 60500 | 51000 | 2.5 | 39000 | 2.1
BRYANT HEATING AND COOLING SYSTEMS | EVOLUTION Extreme 24 HP | 206790676 | HRCU-A-CB | 284ANV060*0**B* | CAP**6124AL*+UI | Singlezone Ducted, Centrally Ducted | 60500 | 51000 | 2.5 | 39000 | 2.1
BRYANT HEATING AND COOLING SYSTEMS | EVOLUTION Extreme 24 HP | 206790673 | HRCU-A-CB | 284ANV060*0**B* | CAP**6124AL*+UI | Singlezone Ducted, Centrally Ducted | 60500 | 51000 | 2.5 | 39000 | 2.1
BRYANT HEATING AND COOLING SYSTEMS | EVOLUTION Extreme 24 HP | 206790658 | HRCU-A-CB | 284ANV060*0**B* | FE4ANB006L+UI | Singlezone Ducted, Centrally Ducted | 59500 | 50000 | 2.58 | 38500 | 2.18
BRYANT HEATING AND COOLING SYSTEMS | EVOLUTION Extreme 24 HP | 210532881 | HRCU-A-CB | 284ANV048*0**B* | CAP**6124AL*+UI | Singlezone Ducted, Centrally Ducted | 46000 | 43500 | 2.5 | 36200 | 2.36
BRYANT HEATING AND COOLING SYSTEMS | EVOLUTION Extreme 24 HP | 206790655 | HRCU-A-CB | 284ANV048*0**B* | CSPH*6012AL*+UI | Singlezone Ducted, Centrally Ducted | 46000 | 43000 | 2.5 | 36000 | 2.36
BRYANT HEATING AND COOLING SYSTEMS | EVOLUTION Extreme 24 HP | 206790653 | HRCU-A-CB | 284ANV048*0**B* | CAP**6124AL*+UI | Singlezone Ducted, Centrally Ducted | 46000 | 43000 | 2.5 | 36200 | 2.38
BRYANT HEATING AND COOLING SYSTEMS | EVOLUTION Extreme 24 HP | 206790651 | HRCU-A-CB | 284ANV048*0**B* | CAP**6121AL*+UI | Singlezone Ducted, Centrally Ducted | 46000 | 43000 | 2.5 | 36200 | 2.38
BRYANT HEATING AND COOLING SYSTEMS | EVOLUTION Extreme 24 HP | 206790622 | HRCU-A-CB | 284ANV048*0**B* | CAP**6124AL*+UI | Singlezone Ducted, Centrally Ducted | 46000 | 43000 | 2.5 | 36200 | 2.38
BRYANT HEATING AND COOLING SYSTEMS | EVOLUTION Extreme 24 HP | 206790599 | HRCU-A-CB | 284ANV048*0**B* | CSPH*6012AL*+UI | Singlezone Ducted, Centrally Ducted | 46000 | 43000 | 2.5 | 36000 | 2.38
BRYANT HEATING AND COOLING SYSTEMS | EVOLUTION Extreme 24 HP | 206790595 | HRCU-A-CB | 284ANV048*0**B* | CAP**6124AL*+UI | Singlezone Ducted, Centrally Ducted | 46000 | 43000 | 2.5 | 36000 | 2.38
BRYANT HEATING AND COOLING SYSTEMS | EVOLUTION Extreme 24 HP | 206790587 | HRCU-A-CB | 284ANV048*0**B* | FE4ANB006L+UI | Singlezone Ducted, Centrally Ducted | 45500 | 42500 | 2.58 | 35600 | 2.44
BRYANT HEATING AND COOLING SYSTEMS | EVOLUTION Extreme 24 HP | 210533115 | HRCU-A-CB | 284ANV024*0**B* | CSPH*4212AL*+UI | Singlezone Ducted, Centrally Ducted | 26600 | 24600 | 2.6 | 19700 | 2.52
BRYANT HEATING AND COOLING SYSTEMS | EVOLUTION Extreme 24 HP | 210533113 | HRCU-A-CB | 284ANV024*0**B* | CSPH*4212AL*+UI | Singlezone Ducted, Centrally Ducted | 26400 | 24600 | 2.6 | 19600 | 2.54
BRYANT HEATING AND COOLING SYSTEMS | EVOLUTION Extreme 24 HP | 210533111 | HRCU-A-CB | 284ANV024*0**B* | CSPH*4212AL*+UI | Singlezone Ducted, Centrally Ducted | 26400 | 24600 | 2.6 | 19600 | 2.54
BRYANT HEATING AND COOLING SYSTEMS | EVOLUTION Extreme 24 HP | 210533109 | HRCU-A-CB | 284ANV024*0**B* | CSPH*4212AL*+UI | Singlezone Ducted, Centrally Ducted | 26400 | 24600 | 2.6 | 19600 | 2.54
BRYANT HEATING AND COOLING SYSTEMS | EVOLUTION Extreme 24 HP | 210533107 | HRCU-A-CB | 284ANV024*0**B* | CSPH*4212AL*+UI | Singlezone Ducted, Centrally Ducted | 26600 | 24800 | 2.56 | 19800 | 2.5
BRYANT HEATING AND COOLING SYSTEMS | EVOLUTION Extreme 24 HP | 210533103 | HRCU-A-CB | 284ANV024*0**B* | CSPH*3012AL*+UI | Singlezone Ducted, Centrally Ducted | 27000 | 24800 | 2.54 | 19800 | 2.48
BRYANT HEATING AND COOLING SYSTEMS | EVOLUTION Extreme 24 HP | 210533101 | HRCU-A-CB | 284ANV024*0**B* | CSPH*3012AL*+UI | Singlezone Ducted, Centrally Ducted | 27000 | 25000 | 2.52 | 19900 | 2.46
BRYANT HEATING AND COOLING SYSTEMS | EVOLUTION Extreme 24 HP | 210533097 | HRCU-A-CB | 284ANV024*0**B* | CSPH*3012AL*+UI | Singlezone Ducted, Centrally Ducted | 27000 | 25000 | 2.5 | 20000 | 2.44
BRYANT HEATING AND COOLING SYSTEMS | EVOLUTION Extreme 24 HP | 210533093 | HRCU-A-CB | 284ANV024*0**B* | CSPH*3012AL*+UI | Singlezone Ducted, Centrally Ducted | 27000 | 25000 | 2.5 | 19900 | 2.44
BRYANT HEATING AND COOLING SYSTEMS | EVOLUTION Extreme 24 HP | 210533091 | HRCU-A-CB | 284ANV024*0**B* | CSPH*3012AL*+UI | Singlezone Ducted, Centrally Ducted | 27000 | 25000 | 2.52 | 19900 | 2.46
BRYANT HEATING AND COOLING SYSTEMS | EVOLUTION Extreme 24 HP | 210533089 | HRCU-A-CB | 284ANV024*0**B* | CSPH*3012AL*+UI | Singlezone Ducted, Centrally Ducted | 27000 | 25000 | 2.52 | 19900 | 2.46
BRYANT HEATING AND COOLING SYSTEMS | EVOLUTION Extreme 24 HP | 210533087 | HRCU-A-CB | 284ANV024*0**B* | CSPH*3012AL*+UI | Singlezone Ducted, Centrally Ducted | 27000 | 25000 | 2.52 | 19900 | 2.46
BRYANT HEATING AND COOLING SYSTEMS | EVOLUTION Extreme 24 HP | 210533085 | HRCU-A-CB | 284ANV024*0**B* | CSPH*3012AL*+UI | Singlezone Ducted, Centrally Ducted | 27000 | 25000 | 2.52 | 19800 | 2.46
BRYANT HEATING AND COOLING SYSTEMS | EVOLUTION Extreme 24 HP | 210533081 | HRCU-A-CB | 284ANV024*0**B* | CNPV*4221AL*+UI | Singlezone Ducted, Centrally Ducted | 26600 | 24800 | 2.52 | 19800 | 2.46
BRYANT HEATING AND COOLING SYSTEMS | EVOLUTION Extreme 24 HP | 210533079 | HRCU-A-CB | 284ANV024*0**B* | CNPV*4221AL*+UI | Singlezone Ducted, Centrally Ducted | 26600 | 24800 | 2.52 | 19800 | 2.46
BRYANT HEATING AND COOLING SYSTEMS | EVOLUTION Extreme 24 HP | 210533077 | HRCU-A-CB | 284ANV024*0**B* | CNPV*4221AL*+UI | Singlezone Ducted, Centrally Ducted | 26600 | 24800 | 2.52 | 19800 | 2.46
BRYANT HEATING AND COOLING SYSTEMS | EVOLUTION Extreme 24 HP | 210533075 | HRCU-A-CB | 284ANV024*0**B* | CNPV*4221AL*+UI | Singlezone Ducted, Centrally Ducted | 26600 | 24800 | 2.52 | 19700 | 2.46
BRYANT HEATING AND COOLING SYSTEMS | EVOLUTION Extreme 24 HP | 210533071 | HRCU-A-CB | 284ANV024*0**B* | CNPV*4217AL*+UI | Singlezone Ducted, Centrally Ducted | 26600 | 24800 | 2.56 | 19700 | 2.5
BRYANT HEATING AND COOLING SYSTEMS | EVOLUTION Extreme 24 HP | 210533069 | HRCU-A-CB | 284ANV024*0**B* | CNPV*4217AL*+UI | Singlezone Ducted, Centrally Ducted | 26600 | 24800 | 2.56 | 19700 | 2.5
BRYANT HEATING AND COOLING SYSTEMS | EVOLUTION Extreme 24 HP | 210533067 | HRCU-A-CB | 284ANV024*0**B* | CNPV*4217AL*+UI | Singlezone Ducted, Centrally Ducted | 26600 | 25000 | 2.52 | 19900 | 2.46
BRYANT HEATING AND COOLING SYSTEMS | EVOLUTION Extreme 24 HP | 210533047 | HRCU-A-CB | 284ANV024*0**B* | CAP**4321AL*+UI | Singlezone Ducted, Centrally Ducted | 26400 | 24800 | 2.6 | 19800 | 2.52
BRYANT HEATING AND COOLING SYSTEMS | EVOLUTION Extreme 24 HP | 210533045 | HRCU-A-CB | 284ANV024*0**B* | CAP**4321AL*+UI | Singlezone Ducted, Centrally Ducted | 26400 | 24600 | 2.64 | 19600 | 2.58
BRYANT HEATING AND COOLING SYSTEMS | EVOLUTION Extreme 24 HP | 210533043 | HRCU-A-CB | 284ANV024*0**B* | CAP**4321AL*+UI | Singlezone Ducted, Centrally Ducted | 26400 | 24800 | 2.58 | 19800 | 2.52
BRYANT HEATING AND COOLING SYSTEMS | EVOLUTION Extreme 24 HP | 210533041 | HRCU-A-CB | 284ANV024*0**B* | CAP**4321AL*+UI | Singlezone Ducted, Centrally Ducted | 26400 | 24800 | 2.6 | 19800 | 2.55
BRYANT HEATING AND COOLING SYSTEMS | EVOLUTION Extreme 24 HP | 210533039 | HRCU-A-CB | 284ANV024*0**B* | CAP**4321AL*+UI | Singlezone Ducted, Centrally Ducted | 26600 | 24800 | 2.58 | 19900 | 2.52
BRYANT HEATING AND COOLING SYSTEMS | EVOLUTION Extreme 24 HP | 210533037 | HRCU-A-CB | 284ANV024*0**B* | CAP**4321AL*+UI | Singlezone Ducted, Centrally Ducted | 26400 | 24800 | 2.62 | 19700 | 2.54
BRYANT HEATING AND COOLING SYSTEMS | EVOLUTION Extreme 24 HP | 210533035 | HRCU-A-CB | 284ANV024*0**B* | CAP**4321AL*+UI | Singlezone Ducted, Centrally Ducted | 26400 | 24600 | 2.62 | 19700 | 2.55
BRYANT HEATING AND COOLING SYSTEMS | EVOLUTION Extreme 24 HP | 210533033 | HRCU-A-CB | 284ANV024*0**B* | CAP**4321AL*+UI | Singlezone Ducted, Centrally Ducted | 26400 | 24600 | 2.64 | 19600 | 2.56
BRYANT HEATING AND COOLING SYSTEMS | EVOLUTION Extreme 24 HP | 210533031 | HRCU-A-CB | 284ANV024*0**B* | CAP**4321AL*+UI | Singlezone Ducted, Centrally Ducted | 26400 | 24600 | 2.64 | 19600 | 2.56
BRYANT HEATING AND COOLING SYSTEMS | EVOLUTION Extreme 24 HP | 210533029 | HRCU-A-CB | 284ANV024*0**B* | CAP**4321AL*+UI | Singlezone Ducted, Centrally Ducted | 26400 | 24600 | 2.64 | 19600 | 2.56
BRYANT HEATING AND COOLING SYSTEMS | EVOLUTION Extreme 24 HP | 210533027 | HRCU-A-CB | 284ANV024*0**B* | CAP**4321AL*+UI | Singlezone Ducted, Centrally Ducted | 26400 | 24800 | 2.58 | 19800 | 2.52
BRYANT HEATING AND COOLING SYSTEMS | EVOLUTION Extreme 24 HP | 210533025 | HRCU-A-CB | 284ANV024*0**B* | CAP**4224AL*+UI | Singlezone Ducted, Centrally Ducted | 26600 | 24800 | 2.54 | 19700 | 2.48
BRYANT HEATING AND COOLING SYSTEMS | EVOLUTION Extreme 24 HP | 210533023 | HRCU-A-CB | 284ANV024*0**B* | CAP**4224AL*+UI | Singlezone Ducted, Centrally Ducted | 26600 | 24800 | 2.54 | 19700 | 2.48
BRYANT HEATING AND COOLING SYSTEMS | EVOLUTION Extreme 24 HP | 210533021 | HRCU-A-CB | 284ANV024*0**B* | CAP**4221AL*+UI | Singlezone Ducted, Centrally Ducted | 26600 | 24800 | 2.52 | 19700 | 2.46
BRYANT HEATING AND COOLING SYSTEMS | EVOLUTION Extreme 24 HP | 210533019 | HRCU-A-CB | 284ANV024*0**B* | CAP**4221AL*+UI | Singlezone Ducted, Centrally Ducted | 26600 | 24800 | 2.52 | 19700 | 2.48
BRYANT HEATING AND COOLING SYSTEMS | EVOLUTION Extreme 24 HP | 210533017 | HRCU-A-CB | 284ANV024*0**B* | CAP**4221AL*+UI | Singlezone Ducted, Centrally Ducted | 26600 | 24800 | 2.54 | 19700 | 2.48
BRYANT HEATING AND COOLING SYSTEMS | EVOLUTION Extreme 24 HP | 210533015 | HRCU-A-CB | 284ANV024*0**B* | CAP**4221AL*+UI | Singlezone Ducted, Centrally Ducted | 26600 | 24800 | 2.54 | 19700 | 2.48
BRYANT HEATING AND COOLING SYSTEMS | EVOLUTION Extreme 24 HP | 210533013 | HRCU-A-CB | 284ANV024*0**B* | CAP**4221AL*+UI | Singlezone Ducted, Centrally Ducted | 26600 | 25000 | 2.5 | 19900 | 2.44
BRYANT HEATING AND COOLING SYSTEMS | EVOLUTION Extreme 24 HP | 210533011 | HRCU-A-CB | 284ANV024*0**B* | CAP**3721AL*+UI | Singlezone Ducted, Centrally Ducted | 26400 | 24800 | 2.58 | 19800 | 2.52
BRYANT HEATING AND COOLING SYSTEMS | EVOLUTION Extreme 24 HP | 210533009 | HRCU-A-CB | 284ANV024*0**B* | CAP**3721AL*+UI | Singlezone Ducted, Centrally Ducted | 26400 | 24600 | 2.64 | 19600 | 2.58
BRYANT HEATING AND COOLING SYSTEMS | EVOLUTION Extreme 24 HP | 210533007 | HRCU-A-CB | 284ANV024*0**B* | CAP**3721AL*+UI | Singlezone Ducted, Centrally Ducted | 26400 | 24800 | 2.58 | 19800 | 2.52
BRYANT HEATING AND COOLING SYSTEMS | EVOLUTION Extreme 24 HP | 210533005 | HRCU-A-CB | 284ANV024*0**B* | CAP**3721AL*+UI | Singlezone Ducted, Centrally Ducted | 26400 | 24800 | 2.6 | 19800 | 2.55
BRYANT HEATING AND COOLING SYSTEMS | EVOLUTION Extreme 24 HP | 210533003 | HRCU-A-CB | 284ANV024*0**B* | CAP**3721AL*+UI | Singlezone Ducted, Centrally Ducted | 26600 | 24800 | 2.58 | 19900 | 2.52
BRYANT HEATING AND COOLING SYSTEMS | EVOLUTION Extreme 24 HP | 210533001 | HRCU-A-CB | 284ANV024*0**B* | CAP**3721AL*+UI | Singlezone Ducted, Centrally Ducted | 26400 | 24800 | 2.62 | 19700 | 2.54
BRYANT HEATING AND COOLING SYSTEMS | EVOLUTION Extreme 24 HP | 210532999 | HRCU-A-CB | 284ANV024*0**B* | CAP**3721AL*+UI | Singlezone Ducted, Centrally Ducted | 26400 | 24600 | 2.62 | 19700 | 2.55
BRYANT HEATING AND COOLING SYSTEMS | EVOLUTION Extreme 24 HP | 210532997 | HRCU-A-CB | 284ANV024*0**B* | CAP**3721AL*+UI | Singlezone Ducted, Centrally Ducted | 26400 | 24600 | 2.62 | 19700 | 2.55
BRYANT HEATING AND COOLING SYSTEMS | EVOLUTION Extreme 24 HP | 210532995 | HRCU-A-CB | 284ANV024*0**B* | CAP**3721AL*+UI | Singlezone Ducted, Centrally Ducted | 26400 | 24600 | 2.64 | 19600 | 2.56
BRYANT HEATING AND COOLING SYSTEMS | EVOLUTION Extreme 24 HP | 210532993 | HRCU-A-CB | 284ANV024*0**B* | CAP**3721AL*+UI | Singlezone Ducted, Centrally Ducted | 26400 | 24600 | 2.64 | 19600 | 2.56
BRYANT HEATING AND COOLING SYSTEMS | EVOLUTION Extreme 24 HP | 210532991 | HRCU-A-CB | 284ANV024*0**B* | CAP**3721AL*+UI | Singlezone Ducted, Centrally Ducted | 26600 | 24800 | 2.58 | 19800 | 2.52
BRYANT HEATING AND COOLING SYSTEMS | EVOLUTION Extreme 24 HP | 210532967 | HRCU-A-CB | 284ANV024*0**B* | CAP**2517AL*+UI | Singlezone Ducted, Centrally Ducted | 26400 | 24600 | 2.62 | 19600 | 2.56
BRYANT HEATING AND COOLING SYSTEMS | EVOLUTION Extreme 24 HP | 210532965 | HRCU-A-CB | 284ANV024*0**B* | CAP**2517AL*+UI | Singlezone Ducted, Centrally Ducted | 26400 | 24800 | 2.6 | 19700 | 2.54
BRYANT HEATING AND COOLING SYSTEMS | EVOLUTION Extreme 24 HP | 210532963 | HRCU-A-CB | 284ANV024*0**B* | CAP**2517AL*+UI | Singlezone Ducted, Centrally Ducted | 26600 | 25000 | 2.56 | 19900 | 2.5
BRYANT HEATING AND COOLING SYSTEMS | EVOLUTION Extreme 24 HP | 210532961 | HRCU-A-CB | 284ANV024*0**B* | CAP**2517AL*+UI | Singlezone Ducted, Centrally Ducted | 26600 | 24800 | 2.58 | 19800 | 2.52
BRYANT HEATING AND COOLING SYSTEMS | EVOLUTION Extreme 24 HP | 210532959 | HRCU-A-CB | 284ANV024*0**B* | CAP**2517AL*+UI | Singlezone Ducted, Centrally Ducted | 26600 | 25000 | 2.56 | 19900 | 2.5
BRYANT HEATING AND COOLING SYSTEMS | EVOLUTION Extreme 24 HP | 210532957 | HRCU-A-CB | 284ANV024*0**B* | CAP**2517AL*+UI | Singlezone Ducted, Centrally Ducted | 26400 | 24800 | 2.6 | 19800 | 2.52
BRYANT HEATING AND COOLING SYSTEMS | EVOLUTION Extreme 24 HP | 210532955 | HRCU-A-CB | 284ANV024*0**B* | CAP**2517AL*+UI | Singlezone Ducted, Centrally Ducted | 26600 | 24800 | 2.6 | 19700 | 2.54
BRYANT HEATING AND COOLING SYSTEMS | EVOLUTION Extreme 24 HP | 210532953 | HRCU-A-CB | 284ANV024*0**B* | CAP**2517AL*+UI | Singlezone Ducted, Centrally Ducted | 26400 | 24800 | 2.62 | 19700 | 2.54
BRYANT HEATING AND COOLING SYSTEMS | EVOLUTION Extreme 24 HP | 210532951 | HRCU-A-CB | 284ANV024*0**B* | CAP**2517AL*+UI | Singlezone Ducted, Centrally Ducted | 26600 | 25000 | 2.56 | 19900 | 2.5
BRYANT HEATING AND COOLING SYSTEMS | EVOLUTION Extreme 24 HP | 206790261 | HRCU-A-CB | 284ANV024*0**B* | CSPH*3612AL*+UI | Singlezone Ducted, Centrally Ducted | 26600 | 24800 | 2.58 | 19700 | 2.52
BRYANT HEATING AND COOLING SYSTEMS | EVOLUTION Extreme 24 HP | 206790260 | HRCU-A-CB | 284ANV024*0**B* | CSPH*3612AL*+UI | Singlezone Ducted, Centrally Ducted | 26600 | 24800 | 2.58 | 19700 | 2.52
BRYANT HEATING AND COOLING SYSTEMS | EVOLUTION Extreme 24 HP | 206790259 | HRCU-A-CB | 284ANV024*0**B* | CSPH*3612AL*+UI | Singlezone Ducted, Centrally Ducted | 26600 | 25000 | 2.54 | 19900 | 2.46
BRYANT HEATING AND COOLING SYSTEMS | EVOLUTION Extreme 24 HP | 206790254 | HRCU-A-CB | 284ANV024*0**B* | CAP**3621AL*+UI | Singlezone Ducted, Centrally Ducted | 26600 | 24800 | 2.5 | 19700 | 2.44
BRYANT HEATING AND COOLING SYSTEMS | EVOLUTION Extreme 24 HP | 206790253 | HRCU-A-CB | 284ANV024*0**B* | CAP**3621AL*+UI | Singlezone Ducted, Centrally Ducted | 26600 | 24800 | 2.5 | 19700 | 2.44
BRYANT HEATING AND COOLING SYSTEMS | EVOLUTION Extreme 24 HP | 206790248 | HRCU-A-CB | 284ANV024*0**B* | CSPH*3612AL*+UI | Singlezone Ducted, Centrally Ducted | 26600 | 24800 | 2.56 | 19700 | 2.5
BRYANT HEATING AND COOLING SYSTEMS | EVOLUTION Extreme 24 HP | 206790247 | HRCU-A-CB | 284ANV024*0**B* | CSPH*3612AL*+UI | Singlezone Ducted, Centrally Ducted | 26600 | 24800 | 2.56 | 19700 | 2.5
BRYANT HEATING AND COOLING SYSTEMS | EVOLUTION Extreme 24 HP | 206790237 | HRCU-A-CB | 284ANV024*0**B* | CAP**3621AL*+UI | Singlezone Ducted, Centrally Ducted | 26600 | 24800 | 2.5 | 19800 | 2.44
BRYANT HEATING AND COOLING SYSTEMS | EVOLUTION Extreme 24 HP | 206790217 | HRCU-A-CB | 284ANV024*0**B* | CSPH*4212AL*+UI | Singlezone Ducted, Centrally Ducted | 26600 | 24800 | 2.58 | 19800 | 2.5
BRYANT HEATING AND COOLING SYSTEMS | EVOLUTION Extreme 24 HP | 206790216 | HRCU-A-CB | 284ANV024*0**B* | CSPH*4212AL*+UI | Singlezone Ducted, Centrally Ducted | 26600 | 24800 | 2.56 | 19900 | 2.5
BRYANT HEATING AND COOLING SYSTEMS | EVOLUTION Extreme 24 HP | 206790212 | HRCU-A-CB | 284ANV024*0**B* | CSPH*4212AL*+UI | Singlezone Ducted, Centrally Ducted | 26600 | 24800 | 2.58 | 19700 | 2.52
BRYANT HEATING AND COOLING SYSTEMS | EVOLUTION Extreme 24 HP | 206790211 | HRCU-A-CB | 284ANV024*0**B* | CSPH*4212AL*+UI | Singlezone Ducted, Centrally Ducted | 26600 | 25000 | 2.54 | 19900 | 2.48
BRYANT HEATING AND COOLING SYSTEMS | EVOLUTION Extreme 24 HP | 206790209 | HRCU-A-CB | 284ANV024*0**B* | CSPH*3612AL*+UI | Singlezone Ducted, Centrally Ducted | 26600 | 24800 | 2.54 | 19800 | 2.48
BRYANT HEATING AND COOLING SYSTEMS | EVOLUTION Extreme 24 HP | 206790208 | HRCU-A-CB | 284ANV024*0**B* | CSPH*3612AL*+UI | Singlezone Ducted, Centrally Ducted | 26600 | 25000 | 2.52 | 19900 | 2.46
BRYANT HEATING AND COOLING SYSTEMS | EVOLUTION Extreme 24 HP | 206790204 | HRCU-A-CB | 284ANV024*0**B* | CSPH*3612AL*+UI | Singlezone Ducted, Centrally Ducted | 26600 | 24800 | 2.56 | 19800 | 2.5
BRYANT HEATING AND COOLING SYSTEMS | EVOLUTION Extreme 24 HP | 206790203 | HRCU-A-CB | 284ANV024*0**B* | CSPH*3612AL*+UI | Singlezone Ducted, Centrally Ducted | 26800 | 25000 | 2.52 | 20000 | 2.46
BRYANT HEATING AND COOLING SYSTEMS | EVOLUTION Extreme 24 HP | 206790188 | HRCU-A-CB | 284ANV024*0**B* | CNPV*4221AL*+UI | Singlezone Ducted, Centrally Ducted | 26600 | 25000 | 2.5 | 19900 | 2.44
BRYANT HEATING AND COOLING SYSTEMS | EVOLUTION Extreme 24 HP | 206790184 | HRCU-A-CB | 284ANV024*0**B* | CNPV*4221AL*+UI | Singlezone Ducted, Centrally Ducted | 26600 | 24800 | 2.5 | 19800 | 2.46
BRYANT HEATING AND COOLING SYSTEMS | EVOLUTION Extreme 24 HP | 206790182 | HRCU-A-CB | 284ANV024*0**B* | CNPV*4217AL*+UI | Singlezone Ducted, Centrally Ducted | 26600 | 24800 | 2.54 | 19800 | 2.48
BRYANT HEATING AND COOLING SYSTEMS | EVOLUTION Extreme 24 HP | 206790181 | HRCU-A-CB | 284ANV024*0**B* | CNPV*4217AL*+UI | Singlezone Ducted, Centrally Ducted | 26600 | 25000 | 2.52 | 19900 | 2.46
BRYANT HEATING AND COOLING SYSTEMS | EVOLUTION Extreme 24 HP | 206790180 | HRCU-A-CB | 284ANV024*0**B* | CNPV*4217AL*+UI | Singlezone Ducted, Centrally Ducted | 26600 | 24800 | 2.56 | 19800 | 2.48
BRYANT HEATING AND COOLING SYSTEMS | EVOLUTION Extreme 24 HP | 206790179 | HRCU-A-CB | 284ANV024*0**B* | CNPV*4217AL*+UI | Singlezone Ducted, Centrally Ducted | 26800 | 25000 | 2.5 | 20000 | 2.44
BRYANT HEATING AND COOLING SYSTEMS | EVOLUTION Extreme 24 HP | 206790150 | HRCU-A-CB | 284ANV024*0**B* | CAP**4221AL*+UI | Singlezone Ducted, Centrally Ducted | 26600 | 24800 | 2.5 | 19900 | 2.44
BRYANT HEATING AND COOLING SYSTEMS | EVOLUTION Extreme 24 HP | 206790146 | HRCU-A-CB | 284ANV024*0**B* | CAP**4221AL*+UI | Singlezone Ducted, Centrally Ducted | 26600 | 24800 | 2.52 | 19800 | 2.46
BRYANT HEATING AND COOLING SYSTEMS | EVOLUTION Extreme 24 HP | 206790115 | HRCU-A-CB | 284ANV024*0**B* | CSPH*4212AL*+UI | Singlezone Ducted, Centrally Ducted | 26400 | 24600 | 2.62 | 19600 | 2.54
BRYANT HEATING AND COOLING SYSTEMS | EVOLUTION Extreme 24 HP | 206790114 | HRCU-A-CB | 284ANV024*0**B* | CSPH*4212AL*+UI | Singlezone Ducted, Centrally Ducted | 26400 | 24600 | 2.6 | 19700 | 2.52
BRYANT HEATING AND COOLING SYSTEMS | EVOLUTION Extreme 24 HP | 206790110 | HRCU-A-CB | 284ANV024*0**B* | CSPH*4212AL*+UI | Singlezone Ducted, Centrally Ducted | 26600 | 24800 | 2.56 | 19800 | 2.5
BRYANT HEATING AND COOLING SYSTEMS | EVOLUTION Extreme 24 HP | 206790109 | HRCU-A-CB | 284ANV024*0**B* | CSPH*4212AL*+UI | Singlezone Ducted, Centrally Ducted | 26600 | 24800 | 2.56 | 19800 | 2.5
BRYANT HEATING AND COOLING SYSTEMS | EVOLUTION Extreme 24 HP | 206790106 | HRCU-A-CB | 284ANV024*0**B* | CSPH*3612AL*+UI | Singlezone Ducted, Centrally Ducted | 26400 | 24600 | 2.58 | 19600 | 2.52
BRYANT HEATING AND COOLING SYSTEMS | EVOLUTION Extreme 24 HP | 206790105 | HRCU-A-CB | 284ANV024*0**B* | CSPH*3612AL*+UI | Singlezone Ducted, Centrally Ducted | 26600 | 24800 | 2.56 | 19700 | 2.5
BRYANT HEATING AND COOLING SYSTEMS | EVOLUTION Extreme 24 HP | 206790101 | HRCU-A-CB | 284ANV024*0**B* | CSPH*3612AL*+UI | Singlezone Ducted, Centrally Ducted | 26600 | 25000 | 2.54 | 19900 | 2.48
BRYANT HEATING AND COOLING SYSTEMS | EVOLUTION Extreme 24 HP | 206790100 | HRCU-A-CB | 284ANV024*0**B* | CSPH*3612AL*+UI | Singlezone Ducted, Centrally Ducted | 26600 | 25000 | 2.54 | 19900 | 2.46
BRYANT HEATING AND COOLING SYSTEMS | EVOLUTION Extreme 24 HP | 206790080 | HRCU-A-CB | 284ANV024*0**B* | CNPV*4221AL*+UI | Singlezone Ducted, Centrally Ducted | 26600 | 24800 | 2.54 | 19700 | 2.48
BRYANT HEATING AND COOLING SYSTEMS | EVOLUTION Extreme 24 HP | 206790074 | HRCU-A-CB | 284ANV024*0**B* | CNPV*4217AL*+UI | Singlezone Ducted, Centrally Ducted | 26400 | 24600 | 2.58 | 19700 | 2.52
BRYANT HEATING AND COOLING SYSTEMS | EVOLUTION Extreme 24 HP | 206790073 | HRCU-A-CB | 284ANV024*0**B* | CNPV*4217AL*+UI | Singlezone Ducted, Centrally Ducted | 26600 | 24800 | 2.56 | 19700 | 2.5
BRYANT HEATING AND COOLING SYSTEMS | EVOLUTION Extreme 24 HP | 206790072 | HRCU-A-CB | 284ANV024*0**B* | CNPV*4217AL*+UI | Singlezone Ducted, Centrally Ducted | 26600 | 25000 | 2.52 | 19900 | 2.46
BRYANT HEATING AND COOLING SYSTEMS | EVOLUTION Extreme 24 HP | 206790038 | HRCU-A-CB | 284ANV024*0**B* | CAP**4224AL*+UI | Singlezone Ducted, Centrally Ducted | 26600 | 25000 | 2.5 | 19900 | 2.44
BRYANT HEATING AND COOLING SYSTEMS | EVOLUTION Extreme 24 HP | 206790036 | HRCU-A-CB | 284ANV024*0**B* | CAP**4221AL*+UI | Singlezone Ducted, Centrally Ducted | 26400 | 24600 | 2.54 | 19700 | 2.48
BRYANT HEATING AND COOLING SYSTEMS | EVOLUTION Extreme 24 HP | 206790033 | HRCU-A-CB | 284ANV024*0**B* | CAP**4221AL*+UI | Singlezone Ducted, Centrally Ducted | 26600 | 25000 | 2.5 | 19900 | 2.44
BRYANT HEATING AND COOLING SYSTEMS | EVOLUTION Extreme 24 HP | 206790032 | HRCU-A-CB | 284ANV024*0**B* | CAP**4221AL*+UI | Singlezone Ducted, Centrally Ducted | 26600 | 25000 | 2.5 | 19900 | 2.44
BRYANT HEATING AND COOLING SYSTEMS | EVOLUTION Extreme 24 HP | 206790029 | HRCU-A-CB | 284ANV024*0**B* | CAP**3621AL*+UI | Singlezone Ducted, Centrally Ducted | 26600 | 24800 | 2.5 | 19700 | 2.46
BRYANT HEATING AND COOLING SYSTEMS | EVOLUTION Extreme 24 HP | 206790023 | HRCU-A-CB | 284ANV024*0**B* | CAP**3617AL*+UI | Singlezone Ducted, Centrally Ducted | 26600 | 24800 | 2.5 | 19700 | 2.44
BRYANT HEATING AND COOLING SYSTEMS | EVOLUTION Extreme 24 HP | 206790018 | HRCU-A-CB | 284ANV024*0**B* | FE4AN(B,F)003L+UI | Singlezone Ducted, Centrally Ducted | 26400 | 24800 | 2.5 | 19700 | 2.46
BRYANT HEATING AND COOLING SYSTEMS | EVOLUTION Extreme 24 HP | 206790017 | HRCU-A-CB | 284ANV024*0**B* | FE4ANF002L+UI | Singlezone Ducted, Centrally Ducted | 26600 | 24800 | 2.54 | 19800 | 2.48
C&H | CH series | 210665993 | HRCU-A-CB-O | CH-HPR12-230VO | CH-B12MOLVWM-230VI | Singlezone Non-Ducted, Wall Placement | 12000 | 10300 | 2.56 | 12113 | 1.9
C&H | CH series | 207740520 | HRCU-A-CB-O | CH-HPR12-230VO | CH-12MOLVWM-230VI | Singlezone Non-Ducted, Wall Placement | 12000 | 10300 | 2.56 | 12113 | 1.9
C&H | CH series | 210665992 | HRCU-A-CB-O | CH-HPR09-230VO | CH-B09MOLVWM-230VI | Singlezone Non-Ducted, Wall Placement | 12000 | 9300 | 2.5 | 11300 | 1.9
C&H | CH series | 207740519 | HRCU-A-CB-O | CH-HPR09-230VO | CH-09MOLVWM-230VI | Singlezone Non-Ducted, Wall Placement | 12000 | 9300 | 2.5 | 11300 | 1.9
C&H |  | 207742364 | HMSR-A-CB-O | CH-28MES-230VO |  | Multizone All Non-Ducted | 28000 | 21000 | 2.5 | 20000 | 2.11
C&H |  | 207742373 | HMSR-A-CB-O | CH-HPR19M-230VO |  | Multizone All Non-Ducted | 20000 | 15000 | 2.5 | 20000 | 1.93
C&H |  | 205047864 | HMSR-A-CB-O | CH-HYP36MSPH-230VO |  | Multizone All Non-Ducted | 36000 | 23200 | 2.78 | 36037 | 1.96
C&H |  | 205104722 | HMSR-A-CB-O | CH18MSPH230VO |  | Multizone All Non-Ducted | 19000 | 12000 | 2.79 | 10205 | 1.97
C&H |  | 202832586 | HMSR-A-CB-O | CH28MSPH230VO |  | Multizone All Non-Ducted | 28000 | 17200 | 2.8 | 17040 | 1.97
C&H |  | 205263869 | HRCU-A-CB-O | CH-18SPH-230VO | CH-18MSPHWM-230VI | Singlezone Non-Ducted, Wall Placement | 18000 | 10400 | 2.72 | 10953 | 1.9
C&H |  | 205263877 | HRCU-A-CB-O | CH-09SPH-230VO | CH-D09MSPHWM-230VI | Singlezone Non-Ducted, Wall Placement | 9800 | 5800 | 2.74 | 7989 | 2
C&H |  | 205263879 | HRCU-A-CB-O | CH-18SPH-230VO | CH-D18MSPHWM-230VI | Singlezone Non-Ducted, Wall Placement | 18000 | 11400 | 2.72 | 11178 | 2.02
C&H |  | 205263851 | HRCU-A-CB | CH-HYP09SPH230VO | CH-M09DTUI | Singlezone Ducted, Compact Ducted | 10000 | 7200 | 2.74 | 8300 | 2.06
C&H |  | 205263859 | HRCU-A-CB | CH-24SPH-230VO | CH-M24DTUI | Singlezone Ducted, Compact Ducted | 24400 | 16000 | 2.69 | 18500 | 2.04
C&H |  | 205263856 | HRCU-A-CB | CH-18SPH-230VO | CH-M18DTUI | Singlezone Ducted, Compact Ducted | 18000 | 12000 | 2.61 | 10300 | 1.95
C&H |  | 205047857 | HRCU-A-CB-O | CH-09SPH-230VO | CH-09DKT230VI | Singlezone Non-Ducted, Wall Placement | 9800 | 5800 | 2.74 | 7989 | 2
C&H |  | 204098433 | HRCU-A-CB-O | CH-24SPH-230VO | CH-24MSPHFC-230VI | Singlezone Non-Ducted, Floor Placement | 24000 | 15000 | 2.85 | 17817 | 1.9
C&H |  | 9119326 | HRCU-A-CB-O | CH-18SPH-230VO | CH-18SPH-230VI | Singlezone Non-Ducted, Wall Placement | 18000 | 10400 | 2.72 | 10953 | 1.9
C&H |  | 204098423 | HRCU-A-CB | CH-24SPH-230VO | CH-24LCDTU/I | Singlezone Ducted, Compact Ducted | 24400 | 16000 | 2.69 | 18500 | 2.04
C&H |  | 205104726 | HRCU-A-CB-O | CH-18SPH-230VO | CH-18DKT230VI | Singlezone Non-Ducted, Wall Placement | 18000 | 11400 | 2.72 | 11178 | 2.02
C&H |  | 204098424 | HRCU-A-CB | CH-09DKT230VO | CH-09LCDTU/I | Singlezone Ducted, Compact Ducted | 10000 | 7200 | 2.74 | 8300 | 2.06
C&H |  | 204098422 | HRCU-A-CB | CH-18SPH-230VO | CH-18LCDTU/I | Singlezone Ducted, Compact Ducted | 18000 | 12000 | 2.61 | 10300 | 1.95
C&H |  | 201992974 | HRCU-A-CB | CH-18LCU/O | CH-18LCDTU/I | Singlezone Ducted, Compact Ducted | 18000 | 12000 | 2.61 | 10300 | 1.95
C&H |  | 205901586 | HRCU-A-CB | CH-HYP36LCUO | CH-36LCDTU/I | Singlezone Ducted, Compact Ducted | 40000 | 28000 | 2.75 | 43000 | 2.1
C&H |  | 208816951 | HRCU-A-CB-O | CH-HPR24-230VO | CH-D24MSPHWM-230VI | Singlezone Non-Ducted, Wall Placement | 26000 | 19400 | 2.95 | 26000 | 2.07
C&H |  | 208816948 | HRCU-A-CB-O | CH-HPR09-230VO | CH-D09MSPHWM-230VI | Singlezone Non-Ducted, Wall Placement | 11500 | 7100 | 2.85 | 9898 | 1.9
C&H |  | 210665988 | HRCU-A-CB-O | CH-ES09-230VO | CH-B09MOLVWM-230VI | Singlezone Non-Ducted, Wall Placement | 10000 | 8100 | 2.7 | 8564 | 2.22
C&H |  | 210665987 | HRCU-A-CB-O | CH-HPR06F9-230VO | CH-B06MOLVWM-230VI | Singlezone Non-Ducted, Wall Placement | 7000 | 7500 | 2.5 | 7200 | 1.92
C&H |  | 210665985 | HRCU-A-CB-O | CH-ES09-115VO | CH-B09OLVWM-115VI | Singlezone Non-Ducted, Wall Placement | 10000 | 5900 | 2.93 | 6858 | 2.07
C&H | CH series | 207742366 | HMSV-A-CB | CH-28MES-230VO |  | Multizone Mix of Ducted and Non-Ducted | 28000 | 21400 | 2.55 | 20000 | 2.13
C&H | CH series | 207742375 | HMSV-A-CB | CH-HPR19M-230VO |  | Multizone Mix of Ducted and Non-Ducted | 20000 | 15500 | 2.55 | 20000 | 1.95
C&H | CH series | 207742363 | HMSV-A-CB | CH-18MES-230VO |  | Multizone Mix of Ducted and Non-Ducted | 19000 | 14500 | 2.5 | 14000 | 2.17
C&H |  | 209937050 | HRCU-A-CB-O | CH-ES12-230VO | CH-12MASTWM-230VI | Singlezone Non-Ducted, Wall Placement | 12000 | 9000 | 2.69 | 8981 | 2.19
C&H |  | 209937047 | HRCU-A-CB-O | CH-ES09-230VO | CH-09MASTWM-230VI | Singlezone Non-Ducted, Wall Placement | 10000 | 8500 | 2.8 | 8581 | 2.19
C&H |  | 210665989 | HRCU-A-CB-O | CH-ES12-230VO | CH-B12MOLVWM-230VI | Singlezone Non-Ducted, Wall Placement | 12000 | 10000 | 2.69 | 8820 | 2.25
C&H |  | 210665986 | HRCU-A-CB-O | CH-ES12-115VO | CH-B12OLVWM-115VI | Singlezone Non-Ducted, Wall Placement | 12000 | 8900 | 2.75 | 6858 | 2.07
C&H |  | 207742365 | HMSV-A-CB | CH-28MES-230VO |  | Multizone All Ducted | 28000 | 22000 | 2.6 | 20000 | 2.14
C&H |  | 207742374 | HMSV-A-CB | CH-HPR19M-230VO |  | Multizone All Ducted | 20000 | 16000 | 2.61 | 20000 | 1.95
C&H |  | 210665990 | HRCU-A-CB-O | CH-ES18-230VO | CH-B18MOLVWM-230VI | Singlezone Non-Ducted, Wall Placement | 18000 | 14100 | 2.65 | 12829 | 2.35
C&H |  | 209937052 | HRCU-A-CB-O | CH-HPR12-230VO | CH-12MMC-230VI | Singlezone Non-Ducted, Wall Placement | 12000 | 10200 | 2.72 | 12300 | 2.1
C&H |  | 207742322 | HRCU-A-CB | CH-ES18-230VO | CH-M18DTUI | Singlezone Ducted, Compact Ducted | 20000 | 12600 | 2.66 | 13000 | 2.4
C&H |  | 210434544 | HRCU-A-CB-O | CH-06OLVWM-115VO | CH-06OLVWM-115VI | Singlezone Non-Ducted, Wall Placement | 7000 | 5900 | 2.93 | 6858 | 2.07
C&H |  | 210665996 | HRCU-A-CB-O | CH-ES06-115VO | CH-06OLVWM-115VI | Singlezone Non-Ducted, Wall Placement | 7000 | 5900 | 2.93 | 6858 | 2.07
C&H |  | 207742321 | HRCU-A-CB-O | CH-ES18-230VO | CH-18MSPHCT-230VI | Singlezone Non-Ducted, Ceiling Placement | 19000 | 12000 | 2.51 | 12700 | 2.16
C&H |  | 207742323 | HRCU-A-CB-O | CH-ES18-230VO | CH-18MSPHFC-230VI | Singlezone Non-Ducted, Floor Placement | 20000 | 12800 | 2.52 | 13000 | 2.08
C&H |  | 207740514 | HRCU-A-CB-O | CH-ES18-230VO | CH-18MOLVWM-230VI | Singlezone Non-Ducted, Wall Placement | 18000 | 14100 | 2.65 | 12829 | 2.35
C&H |  | 207740525 | HRCU-A-CB-O | CH-NY09MIA-230VO | CH-NY09MIA-230VI | Singlezone Non-Ducted, Wall Placement | 10000 | 6900 | 2.53 | 6400 | 1.95
C&H |  | 207742335 | HRCU-A-CB-O | CH-HPR24-230VO | CH-N24MSPHCT-230VI | Singlezone Non-Ducted, Wall Placement | 25000 | 21000 | 2.64 | 26000 | 1.95
C&H |  | 207742324 | HRCU-A-CB-O | CH-ES24-230VO | CH-N24MSPHCT-230VI | Singlezone Non-Ducted, Wall Placement | 25000 | 19000 | 2.6 | 18900 | 1.96
C&H |  | 207740512 | HRCU-A-CB-O | CH-ES09-230VO | CH-09MOLVWM-230VI | Singlezone Non-Ducted, Wall Placement | 10000 | 8100 | 2.7 | 8564 | 2.22
C&H |  | 207740518 | HRCU-A-CB-O | CH-HPR06F9-230VO | CH-06MOLVWM-230VI | Singlezone Non-Ducted, Wall Placement | 7000 | 7500 | 2.5 | 7200 | 1.92
C&H |  | 207740500 | HRCU-A-CB-O | CH-HPR06F9-230VO | CH-06MASTWM-230VI | Singlezone Non-Ducted, Wall Placement | 7000 | 8500 | 2.9 | 8581 | 2.19
C&H |  | 207765977 | HRCU-A-CB-O | CH-ES09-115VO | CH-09OLVWM-115VI | Singlezone Non-Ducted, Wall Placement | 10000 | 5900 | 2.93 | 6858 | 2.07
C&H |  | 207740532 | HRCU-A-CB-O | CH-NY09MIA-230VO | CH-09MOLV-230VI | Singlezone Non-Ducted, Wall Placement | 10000 | 6000 | 2.51 | 6933 | 1.97
C&H |  | 207740513 | HRCU-A-CB-O | CH-ES12-230VO | CH-12MOLVWM-230VI | Singlezone Non-Ducted, Wall Placement | 12000 | 10000 | 2.69 | 8820 | 2.25
C&H |  | 207740531 | HRCU-A-CB-O | CH-ES12-115VO | CH-12OLVWM-115VI | Singlezone Non-Ducted, Wall Placement | 12000 | 8900 | 2.75 | 6858 | 2.07
C&H |  | 207742336 | HRCU-A-CB | CH-HPR24-230VO | CH-M24DTUI | Singlezone Ducted, Compact Ducted | 25000 | 21000 | 2.64 | 27000 | 2
C&H |  | 207742337 | HRCU-A-CB-O | CH-HPR24-230VO | CH-24MSPHFC-230VI | Singlezone Non-Ducted, Floor Placement | 25000 | 19000 | 2.64 | 25000 | 2.1
C&H |  | 207742325 | HRCU-A-CB | CH-ES24-230VO | CH-M24DTUI | Singlezone Ducted, Compact Ducted | 25000 | 20000 | 2.61 | 20000 | 2.3
C&H |  | 207742330 | HRCU-A-CB | CH-HPR12-230VO | CH-M12DTUI | Singlezone Ducted, Compact Ducted | 12500 | 10600 | 2.51 | 12100 | 1.96
C&H |  | 207742329 | HRCU-A-CB-O | CH-HPR12-230VO | CH-12MSPHCT-230VI | Singlezone Non-Ducted, Ceiling Placement | 12000 | 9900 | 2.55 | 11500 | 1.9
C&H |  | 207742320 | HRCU-A-CB-O | CH-ES12-230VO | CH-12MSPHMC-230VI | Singlezone Non-Ducted, Wall Placement | 12000 | 9000 | 2.69 | 8400 | 2.26
C&H |  | 207742319 | HRCU-A-CB | CH-ES12-230VO | CH-M12DTUI | Singlezone Ducted, Compact Ducted | 12000 | 9300 | 2.78 | 8400 | 2.26
C&H |  | 207742317 | HRCU-A-CB | CH-ES09-230VO | CH-M09DTUI | Singlezone Ducted, Compact Ducted | 10000 | 7700 | 2.59 | 8000 | 2.09
C&H |  | 207742318 | HRCU-A-CB-O | CH-ES12-230VO | CH-12MSPHCT-230VI | Singlezone Non-Ducted, Ceiling Placement | 12000 | 8900 | 2.75 | 8000 | 2.28
C&H |  | 207740501 | HRCU-A-CB-O | CH-HPR09-230VO | CH-09MASTWM-230VI | Singlezone Non-Ducted, Wall Placement | 12000 | 9500 | 2.53 | 11109 | 1.97
CARRIER | 38MH-series | 208447845 | HRCU-A-CB-O | 38MHRCQ09AA3 | 40MHHAQ09XA3 | Singlezone Non-Ducted, Wall Placement | 10000 | 6000 | 2.51 | 7300 | 2.14
CARRIER | 38Mseries | 210025752 | HRCU-A-CB | 38MURAQ60AB3 | 40MUAAQ60XA3 | Singlezone Ducted, Centrally Ducted | 59000 | 42000 | 2.6 | 54356 | 1.91
CARRIER | INFINITY 24 HP with GREENSPEED INTELLIGENCE | 213361593 | HRCU-A-CB | 25VNA460A*031* | FE4BNBD60L*+UI | Singlezone Ducted, Centrally Ducted | 59500 | 49500 | 2.64 | 38000 | 2.22
CARRIER | INFINITY 24 HP with GREENSPEED INTELLIGENCE | 213361591 | HRCU-A-CB | 25VNA448A*031* | FE4BNBD60L*+UI | Singlezone Ducted, Centrally Ducted | 45500 | 42500 | 2.62 | 35400 | 2.5
CARRIER | INFINITY 24 HP with GREENSPEED INTELLIGENCE | 213361581 | HRCU-A-CB | 25VNA424A*031* | FE4BNXB24L*+UI | Singlezone Ducted, Centrally Ducted | 26600 | 25000 | 2.54 | 19800 | 2.48
CARRIER | INFINITY 24 HP with GREENSPEED INTELLIGENCE | 213361579 | HRCU-A-CB | 25VNA424A*031* | FE4BN(B,X)C36L*+UI | Singlezone Ducted, Centrally Ducted | 26400 | 24800 | 2.52 | 19700 | 2.46
CARRIER | 38M series | 213372204 | HRCU-A-C | 38MURAQ18AB3 | 40MULAQ24XBX + CI | Singlezone Ducted, Centrally Ducted | 19000 | 14700 | 2.6 | 15000 | 2.2
CARRIER | Performance Series | 207642879 | HMSV-A-CB | 38MGHBQ24CA3 |  | Multizone All Non-Ducted | 25000 | 20400 | 3.81 | 18500 | 1.9
CARRIER | INFINITY 18VS HEAT PUMP | 210470985 | HRCU-A-CB | 25VNA837A*031* | CNPV*6024AL*+UI | Singlezone Ducted, Centrally Ducted | 32200 | 31200 | 2.52 | 24600 | 1.98
CARRIER | INFINITY 18VS HEAT PUMP | 210470963 | HRCU-A-CB | 25VNA837A*031* | CNPV*6024AL*+UI | Singlezone Ducted, Centrally Ducted | 32200 | 31400 | 2.5 | 24800 | 1.96
CARRIER | INFINITY 18VS HEAT PUMP | 210470952 | HRCU-A-CB | 25VNA837A*031* | CNPV*6024AL*+UI | Singlezone Ducted, Centrally Ducted | 32200 | 31200 | 2.52 | 24600 | 1.98
CARRIER | INFINITY 18VS HEAT PUMP | 210470930 | HRCU-A-CB | 25VNA837A*031* | CNPV*6024AL*+UI | Singlezone Ducted, Centrally Ducted | 32200 | 31200 | 2.52 | 24600 | 1.98
CARRIER | INFINITY 18VS HEAT PUMP | 210470919 | HRCU-A-CB | 25VNA837A*031* | CNPV*6024AL*+UI | Singlezone Ducted, Centrally Ducted | 32200 | 31200 | 2.52 | 24600 | 1.98
CARRIER | INFINITY 18VS HEAT PUMP | 210470908 | HRCU-A-CB | 25VNA837A*031* | CNPV*6024AL*+UI | Singlezone Ducted, Centrally Ducted | 32200 | 31400 | 2.52 | 24800 | 1.98
CARRIER | INFINITY 18VS HEAT PUMP | 210470897 | HRCU-A-CB | 25VNA837A*031* | CNPV*6024AL*+UI | Singlezone Ducted, Centrally Ducted | 32200 | 31400 | 2.5 | 24800 | 1.98
CARRIER | INFINITY 18VS HEAT PUMP | 210470886 | HRCU-A-CB | 25VNA837A*031* | CNPV*6024AL*+UI | Singlezone Ducted, Centrally Ducted | 32200 | 31200 | 2.52 | 24600 | 1.98
CARRIER | INFINITY 18VS HEAT PUMP | 210470875 | HRCU-A-CB | 25VNA837A*031* | CNPV*6024AL*+UI | Singlezone Ducted, Centrally Ducted | 32200 | 31200 | 2.52 | 24600 | 1.98
CARRIER | INFINITY 18VS HEAT PUMP | 210470843 | HRCU-A-CB | 25VNA837A*031* | CNPV*4824AL*+UI | Singlezone Ducted, Centrally Ducted | 32800 | 31400 | 2.52 | 24600 | 1.98
CARRIER | INFINITY 18VS HEAT PUMP | 210470832 | HRCU-A-CB | 25VNA837A*031* | CNPV*4824AL*+UI | Singlezone Ducted, Centrally Ducted | 32800 | 31400 | 2.52 | 24800 | 1.96
CARRIER | INFINITY 18VS HEAT PUMP | 210470809 | HRCU-A-CB | 25VNA837A*031* | CNPV*4821AL*+UI | Singlezone Ducted, Centrally Ducted | 33000 | 31600 | 2.5 | 24800 | 1.96
CARRIER | INFINITY 18VS HEAT PUMP | 210470798 | HRCU-A-CB | 25VNA837A*031* | CNPV*4821AL*+UI | Singlezone Ducted, Centrally Ducted | 33000 | 31600 | 2.5 | 24800 | 1.96
CARRIER | INFINITY 18VS HEAT PUMP | 210470627 | HRCU-A-CB | 25VNA837A*031* | CAP**6124AL*+UI | Singlezone Ducted, Centrally Ducted | 32000 | 31200 | 2.54 | 24800 | 2
CARRIER | INFINITY 18VS HEAT PUMP | 210470605 | HRCU-A-CB | 25VNA837A*031* | CAP**6124AL*+UI | Singlezone Ducted, Centrally Ducted | 32000 | 31200 | 2.52 | 25000 | 2
CARRIER | INFINITY 18VS HEAT PUMP | 210470594 | HRCU-A-CB | 25VNA837A*031* | CAP**6124AL*+UI | Singlezone Ducted, Centrally Ducted | 32000 | 31200 | 2.54 | 24800 | 2
CARRIER | INFINITY 18VS HEAT PUMP | 210470572 | HRCU-A-CB | 25VNA837A*031* | CAP**6124AL*+UI | Singlezone Ducted, Centrally Ducted | 32000 | 31200 | 2.54 | 24800 | 2
CARRIER | INFINITY 18VS HEAT PUMP | 210470561 | HRCU-A-CB | 25VNA837A*031* | CAP**6124AL*+UI | Singlezone Ducted, Centrally Ducted | 32000 | 31200 | 2.54 | 24800 | 2.02
CARRIER | INFINITY 18VS HEAT PUMP | 210470550 | HRCU-A-CB | 25VNA837A*031* | CAP**6124AL*+UI | Singlezone Ducted, Centrally Ducted | 32000 | 31200 | 2.52 | 24800 | 2
CARRIER | INFINITY 18VS HEAT PUMP | 210470495 | HRCU-A-CB | 25VNA837A*031* | CAP**6121AL*+UI | Singlezone Ducted, Centrally Ducted | 32000 | 31200 | 2.54 | 24800 | 2
CARRIER | INFINITY 18VS HEAT PUMP | 210470484 | HRCU-A-CB | 25VNA837A*031* | CAP**6121AL*+UI | Singlezone Ducted, Centrally Ducted | 32000 | 31200 | 2.52 | 24800 | 2
CARRIER | INFINITY 18VS HEAT PUMP | 210470462 | HRCU-A-CB | 25VNA837A*031* | CAP**6121AL*+UI | Singlezone Ducted, Centrally Ducted | 32000 | 31200 | 2.52 | 24800 | 2
CARRIER | INFINITY 18VS HEAT PUMP | 210470440 | HRCU-A-CB | 25VNA837A*031* | CAP**6121AL*+UI | Singlezone Ducted, Centrally Ducted | 32000 | 31200 | 2.52 | 25000 | 2
CARRIER | INFINITY 18VS HEAT PUMP | 210470429 | HRCU-A-CB | 25VNA837A*031* | CAP**6121AL*+UI | Singlezone Ducted, Centrally Ducted | 32200 | 31400 | 2.5 | 25000 | 1.98
CARRIER | INFINITY 18VS HEAT PUMP | 210470341 | HRCU-A-CB | 25VNA837A*031* | CAP**6024AL*+UI | Singlezone Ducted, Centrally Ducted | 31800 | 31000 | 2.52 | 24800 | 2
CARRIER | INFINITY 18VS HEAT PUMP | 210470319 | HRCU-A-CB | 25VNA837A*031* | CAP**6024AL*+UI | Singlezone Ducted, Centrally Ducted | 32000 | 31200 | 2.5 | 24800 | 1.98
CARRIER | INFINITY 18VS HEAT PUMP | 210470308 | HRCU-A-CB | 25VNA837A*031* | CAP**6024AL*+UI | Singlezone Ducted, Centrally Ducted | 31800 | 31000 | 2.52 | 24800 | 2
CARRIER | INFINITY 18VS HEAT PUMP | 210470286 | HRCU-A-CB | 25VNA837A*031* | CAP**6024AL*+UI | Singlezone Ducted, Centrally Ducted | 31800 | 31000 | 2.52 | 24800 | 2
CARRIER | INFINITY 18VS HEAT PUMP | 210470275 | HRCU-A-CB | 25VNA837A*031* | CAP**6024AL*+UI | Singlezone Ducted, Centrally Ducted | 31800 | 31000 | 2.52 | 24800 | 2
CARRIER | INFINITY 18VS HEAT PUMP | 210470264 | HRCU-A-CB | 25VNA837A*031* | CAP**6024AL*+UI | Singlezone Ducted, Centrally Ducted | 31800 | 31000 | 2.5 | 24800 | 1.98
CARRIER | INFINITY 18VS HEAT PUMP | 206765160 | HRCU-A-CB | 25VNA837A*031* | CNPV*4821AL*+UI | Singlezone Ducted, Centrally Ducted | 32800 | 31400 | 2.52 | 24600 | 1.98
CARRIER | INFINITY 18VS HEAT PUMP | 206765159 | HRCU-A-CB | 25VNA837A*031* | CNPV*4821AL*+UI | Singlezone Ducted, Centrally Ducted | 32800 | 31400 | 2.52 | 24800 | 1.96
CARRIER | INFINITY 18VS HEAT PUMP | 206765039 | HRCU-A-CB | 25VNA837A*031* | CNPV*4824AL*+UI | Singlezone Ducted, Centrally Ducted | 33000 | 31400 | 2.52 | 24800 | 1.96
CARRIER | INFINITY 18VS HEAT PUMP | 206765036 | HRCU-A-CB | 25VNA837A*031* | CNPV*4824AL*+UI | Singlezone Ducted, Centrally Ducted | 33000 | 31400 | 2.52 | 24800 | 1.96
CARRIER | INFINITY 18VS HEAT PUMP | 206765034 | HRCU-A-CB | 25VNA837A*031* | CNPV*4824AL*+UI | Singlezone Ducted, Centrally Ducted | 32800 | 31400 | 2.52 | 24800 | 1.96
CARRIER | INFINITY 18VS HEAT PUMP | 206765033 | HRCU-A-CB | 25VNA837A*031* | CNPV*4824AL*+UI | Singlezone Ducted, Centrally Ducted | 32800 | 31400 | 2.52 | 24800 | 1.98
CARRIER | INFINITY 18VS HEAT PUMP | 206765032 | HRCU-A-CB | 25VNA837A*031* | CNPV*4824AL*+UI | Singlezone Ducted, Centrally Ducted | 33000 | 31600 | 2.52 | 24800 | 1.96
CARRIER | INFINITY 18VS HEAT PUMP | 206765028 | HRCU-A-CB | 25VNA837A*031* | CNPV*4821AL*+UI | Singlezone Ducted, Centrally Ducted | 32800 | 31400 | 2.52 | 24800 | 1.98
CARRIER | INFINITY 18VS HEAT PUMP | 206765027 | HRCU-A-CB | 25VNA837A*031* | CNPV*4821AL*+UI | Singlezone Ducted, Centrally Ducted | 33000 | 31400 | 2.52 | 24800 | 1.96
CARRIER | INFINITY 18VS HEAT PUMP | 206765025 | HRCU-A-CB | 25VNA837A*031* | CNPV*4821AL*+UI | Singlezone Ducted, Centrally Ducted | 33000 | 31400 | 2.52 | 24800 | 1.96
CARRIER | INFINITY 18VS HEAT PUMP | 206765019 | HRCU-A-CB | 25VNA837A*031* | CNPV*4821AL*+UI | Singlezone Ducted, Centrally Ducted | 33000 | 31600 | 2.52 | 24800 | 1.96
CARRIER | INFINITY 18VS HEAT PUMP | 206764987 | HRCU-A-CB | 25VNA837A*031* | CAP**4824AL*+UI | Singlezone Ducted, Centrally Ducted | 32600 | 31400 | 2.52 | 24800 | 2
CARRIER | INFINITY 18VS HEAT PUMP | 206764985 | HRCU-A-CB | 25VNA837A*031* | CAP**4824AL*+UI | Singlezone Ducted, Centrally Ducted | 32600 | 31400 | 2.52 | 25000 | 1.98
CARRIER | INFINITY 18VS HEAT PUMP | 206764984 | HRCU-A-CB | 25VNA837A*031* | CAP**4824AL*+UI | Singlezone Ducted, Centrally Ducted | 32600 | 31400 | 2.52 | 24800 | 2
CARRIER | INFINITY 18VS HEAT PUMP | 206764982 | HRCU-A-CB | 25VNA837A*031* | CAP**4824AL*+UI | Singlezone Ducted, Centrally Ducted | 32400 | 31400 | 2.54 | 24800 | 2
CARRIER | INFINITY 18VS HEAT PUMP | 206764981 | HRCU-A-CB | 25VNA837A*031* | CAP**4824AL*+UI | Singlezone Ducted, Centrally Ducted | 32400 | 31400 | 2.54 | 24800 | 2
CARRIER | INFINITY 18VS HEAT PUMP | 206764980 | HRCU-A-CB | 25VNA837A*031* | CAP**4824AL*+UI | Singlezone Ducted, Centrally Ducted | 32600 | 31400 | 2.52 | 25000 | 1.98
CARRIER | INFINITY 18VS HEAT PUMP | 206764976 | HRCU-A-CB | 25VNA837A*031* | CAP**4821AL*+UI | Singlezone Ducted, Centrally Ducted | 32600 | 31400 | 2.52 | 24800 | 2
CARRIER | INFINITY 18VS HEAT PUMP | 206764975 | HRCU-A-CB | 25VNA837A*031* | CAP**4821AL*+UI | Singlezone Ducted, Centrally Ducted | 32600 | 31400 | 2.52 | 25000 | 1.98
CARRIER | INFINITY 18VS HEAT PUMP | 206764973 | HRCU-A-CB | 25VNA837A*031* | CAP**4821AL*+UI | Singlezone Ducted, Centrally Ducted | 32600 | 31400 | 2.52 | 25000 | 1.98
CARRIER | INFINITY 18VS HEAT PUMP | 206764967 | HRCU-A-CB | 25VNA837A*031* | CAP**4821AL*+UI | Singlezone Ducted, Centrally Ducted | 32600 | 31400 | 2.52 | 25000 | 1.98
CARRIER | INFINITY 18VS HEAT PUMP | 206764961 | HRCU-A-CB | 25VNA837A*031* | CAP**4321AL*+UI | Singlezone Ducted, Centrally Ducted | 32800 | 31800 | 2.56 | 25000 | 2
CARRIER | INFINITY 18VS HEAT PUMP | 206764960 | HRCU-A-CB | 25VNA837A*031* | CAP**4321AL*+UI | Singlezone Ducted, Centrally Ducted | 33000 | 31800 | 2.54 | 25200 | 2
CARRIER | INFINITY 18VS HEAT PUMP | 206764958 | HRCU-A-CB | 25VNA837A*031* | CAP**4321AL*+UI | Singlezone Ducted, Centrally Ducted | 33000 | 31800 | 2.54 | 25200 | 2
CARRIER | INFINITY 18VS HEAT PUMP | 206764952 | HRCU-A-CB | 25VNA837A*031* | CAP**4321AL*+UI | Singlezone Ducted, Centrally Ducted | 33000 | 31800 | 2.54 | 25200 | 2
CARRIER | INFINITY 18VS HEAT PUMP | 206764950 | HRCU-A-CB | 25VNA837A*031* | CAP**4321AL*+UI | Singlezone Ducted, Centrally Ducted | 33000 | 32000 | 2.52 | 25200 | 1.98
CARRIER | INFINITY 18VS HEAT PUMP | 206764920 | HRCU-A-CB | 25VNA837A*031* | CAP**3721AL*+UI | Singlezone Ducted, Centrally Ducted | 32800 | 31800 | 2.54 | 25000 | 2
CARRIER | INFINITY 18VS HEAT PUMP | 206764919 | HRCU-A-CB | 25VNA837A*031* | CAP**3721AL*+UI | Singlezone Ducted, Centrally Ducted | 33000 | 31800 | 2.54 | 25200 | 2
CARRIER | INFINITY 18VS HEAT PUMP | 206764917 | HRCU-A-CB | 25VNA837A*031* | CAP**3721AL*+UI | Singlezone Ducted, Centrally Ducted | 33000 | 31800 | 2.54 | 25200 | 2
CARRIER | INFINITY 18VS HEAT PUMP | 206764911 | HRCU-A-CB | 25VNA837A*031* | CAP**3721AL*+UI | Singlezone Ducted, Centrally Ducted | 33000 | 31800 | 2.52 | 25200 | 1.98
CARRIER | INFINITY 18VS HEAT PUMP | 210596233 | HRCU-A-CB | 25VNA837A*030* | CNPV*6024AL*+UI | Singlezone Ducted, Centrally Ducted | 32200 | 31200 | 2.52 | 24600 | 1.98
CARRIER | INFINITY 24 HP with GREENSPEED INTELLIGENCE | 210533114 | HRCU-A-CB | 25VNA424A*031* | CSPH*4212AL*+UI | Singlezone Ducted, Centrally Ducted | 26600 | 24600 | 2.6 | 19700 | 2.52
CARRIER | INFINITY 24 HP with GREENSPEED INTELLIGENCE | 210533112 | HRCU-A-CB | 25VNA424A*031* | CSPH*4212AL*+UI | Singlezone Ducted, Centrally Ducted | 26400 | 24600 | 2.6 | 19600 | 2.54
CARRIER | INFINITY 24 HP with GREENSPEED INTELLIGENCE | 210533110 | HRCU-A-CB | 25VNA424A*031* | CSPH*4212AL*+UI | Singlezone Ducted, Centrally Ducted | 26400 | 24600 | 2.6 | 19600 | 2.54
CARRIER | INFINITY 24 HP with GREENSPEED INTELLIGENCE | 210533108 | HRCU-A-CB | 25VNA424A*031* | CSPH*4212AL*+UI | Singlezone Ducted, Centrally Ducted | 26400 | 24600 | 2.6 | 19600 | 2.54
CARRIER | INFINITY 24 HP with GREENSPEED INTELLIGENCE | 210533106 | HRCU-A-CB | 25VNA424A*031* | CSPH*4212AL*+UI | Singlezone Ducted, Centrally Ducted | 26600 | 24800 | 2.56 | 19800 | 2.5
CARRIER | INFINITY 24 HP with GREENSPEED INTELLIGENCE | 210533102 | HRCU-A-CB | 25VNA424A*031* | CSPH*3012AL*+UI | Singlezone Ducted, Centrally Ducted | 27000 | 24800 | 2.54 | 19800 | 2.48
CARRIER | INFINITY 24 HP with GREENSPEED INTELLIGENCE | 210533100 | HRCU-A-CB | 25VNA424A*031* | CSPH*3012AL*+UI | Singlezone Ducted, Centrally Ducted | 27000 | 25000 | 2.52 | 19900 | 2.46
CARRIER | INFINITY 24 HP with GREENSPEED INTELLIGENCE | 210533096 | HRCU-A-CB | 25VNA424A*031* | CSPH*3012AL*+UI | Singlezone Ducted, Centrally Ducted | 27000 | 25000 | 2.5 | 20000 | 2.44
CARRIER | INFINITY 24 HP with GREENSPEED INTELLIGENCE | 210533092 | HRCU-A-CB | 25VNA424A*031* | CSPH*3012AL*+UI | Singlezone Ducted, Centrally Ducted | 27000 | 25000 | 2.5 | 19900 | 2.44
CARRIER | INFINITY 24 HP with GREENSPEED INTELLIGENCE | 210533090 | HRCU-A-CB | 25VNA424A*031* | CSPH*3012AL*+UI | Singlezone Ducted, Centrally Ducted | 27000 | 25000 | 2.52 | 19900 | 2.46
CARRIER | INFINITY 24 HP with GREENSPEED INTELLIGENCE | 210533088 | HRCU-A-CB | 25VNA424A*031* | CSPH*3012AL*+UI | Singlezone Ducted, Centrally Ducted | 27000 | 25000 | 2.52 | 19900 | 2.46
CARRIER | INFINITY 24 HP with GREENSPEED INTELLIGENCE | 210533086 | HRCU-A-CB | 25VNA424A*031* | CSPH*3012AL*+UI | Singlezone Ducted, Centrally Ducted | 27000 | 25000 | 2.52 | 19900 | 2.46
CARRIER | INFINITY 24 HP with GREENSPEED INTELLIGENCE | 210533084 | HRCU-A-CB | 25VNA424A*031* | CSPH*3012AL*+UI | Singlezone Ducted, Centrally Ducted | 27000 | 25000 | 2.52 | 19800 | 2.46
CARRIER | INFINITY 24 HP with GREENSPEED INTELLIGENCE | 210533080 | HRCU-A-CB | 25VNA424A*031* | CNPV*4221AL*+UI | Singlezone Ducted, Centrally Ducted | 26600 | 24800 | 2.52 | 19800 | 2.46
CARRIER | INFINITY 24 HP with GREENSPEED INTELLIGENCE | 210533078 | HRCU-A-CB | 25VNA424A*031* | CNPV*4221AL*+UI | Singlezone Ducted, Centrally Ducted | 26600 | 24800 | 2.52 | 19800 | 2.46
CARRIER | INFINITY 24 HP with GREENSPEED INTELLIGENCE | 210533076 | HRCU-A-CB | 25VNA424A*031* | CNPV*4221AL*+UI | Singlezone Ducted, Centrally Ducted | 26600 | 24800 | 2.52 | 19800 | 2.46
CARRIER | INFINITY 24 HP with GREENSPEED INTELLIGENCE | 210533074 | HRCU-A-CB | 25VNA424A*031* | CNPV*4221AL*+UI | Singlezone Ducted, Centrally Ducted | 26600 | 24800 | 2.52 | 19700 | 2.46
CARRIER | INFINITY 24 HP with GREENSPEED INTELLIGENCE | 210533070 | HRCU-A-CB | 25VNA424A*031* | CNPV*4217AL*+UI | Singlezone Ducted, Centrally Ducted | 26600 | 24800 | 2.56 | 19700 | 2.5
CARRIER | INFINITY 24 HP with GREENSPEED INTELLIGENCE | 210533068 | HRCU-A-CB | 25VNA424A*031* | CNPV*4217AL*+UI | Singlezone Ducted, Centrally Ducted | 26600 | 24800 | 2.56 | 19700 | 2.5
CARRIER | INFINITY 24 HP with GREENSPEED INTELLIGENCE | 210533066 | HRCU-A-CB | 25VNA424A*031* | CNPV*4217AL*+UI | Singlezone Ducted, Centrally Ducted | 26600 | 25000 | 2.52 | 19900 | 2.46
CARRIER | INFINITY 24 HP with GREENSPEED INTELLIGENCE | 210533046 | HRCU-A-CB | 25VNA424A*031* | CAP**4321AL*+UI | Singlezone Ducted, Centrally Ducted | 26400 | 24800 | 2.6 | 19800 | 2.52
CARRIER | INFINITY 24 HP with GREENSPEED INTELLIGENCE | 210533044 | HRCU-A-CB | 25VNA424A*031* | CAP**4321AL*+UI | Singlezone Ducted, Centrally Ducted | 26400 | 24600 | 2.64 | 19600 | 2.58
CARRIER | INFINITY 24 HP with GREENSPEED INTELLIGENCE | 210533042 | HRCU-A-CB | 25VNA424A*031* | CAP**4321AL*+UI | Singlezone Ducted, Centrally Ducted | 26400 | 24800 | 2.58 | 19800 | 2.52
CARRIER | INFINITY 24 HP with GREENSPEED INTELLIGENCE | 210533040 | HRCU-A-CB | 25VNA424A*031* | CAP**4321AL*+UI | Singlezone Ducted, Centrally Ducted | 26400 | 24800 | 2.6 | 19800 | 2.55
CARRIER | INFINITY 24 HP with GREENSPEED INTELLIGENCE | 210533038 | HRCU-A-CB | 25VNA424A*031* | CAP**4321AL*+UI | Singlezone Ducted, Centrally Ducted | 26600 | 24800 | 2.58 | 19900 | 2.52
CARRIER | INFINITY 24 HP with GREENSPEED INTELLIGENCE | 210533036 | HRCU-A-CB | 25VNA424A*031* | CAP**4321AL*+UI | Singlezone Ducted, Centrally Ducted | 26400 | 24800 | 2.62 | 19700 | 2.54
CARRIER | INFINITY 24 HP with GREENSPEED INTELLIGENCE | 210533034 | HRCU-A-CB | 25VNA424A*031* | CAP**4321AL*+UI | Singlezone Ducted, Centrally Ducted | 26400 | 24600 | 2.62 | 19700 | 2.55
CARRIER | INFINITY 24 HP with GREENSPEED INTELLIGENCE | 210533032 | HRCU-A-CB | 25VNA424A*031* | CAP**4321AL*+UI | Singlezone Ducted, Centrally Ducted | 26400 | 24600 | 2.64 | 19600 | 2.56
CARRIER | INFINITY 24 HP with GREENSPEED INTELLIGENCE | 210533030 | HRCU-A-CB | 25VNA424A*031* | CAP**4321AL*+UI | Singlezone Ducted, Centrally Ducted | 26400 | 24600 | 2.64 | 19600 | 2.56
CARRIER | INFINITY 24 HP with GREENSPEED INTELLIGENCE | 210533028 | HRCU-A-CB | 25VNA424A*031* | CAP**4321AL*+UI | Singlezone Ducted, Centrally Ducted | 26400 | 24600 | 2.64 | 19600 | 2.56
CARRIER | INFINITY 24 HP with GREENSPEED INTELLIGENCE | 210533026 | HRCU-A-CB | 25VNA424A*031* | CAP**4321AL*+UI | Singlezone Ducted, Centrally Ducted | 26400 | 24800 | 2.58 | 19800 | 2.52
CARRIER | INFINITY 24 HP with GREENSPEED INTELLIGENCE | 210533024 | HRCU-A-CB | 25VNA424A*031* | CAP**4224AL*+UI | Singlezone Ducted, Centrally Ducted | 26600 | 24800 | 2.54 | 19700 | 2.48
CARRIER | INFINITY 24 HP with GREENSPEED INTELLIGENCE | 210533022 | HRCU-A-CB | 25VNA424A*031* | CAP**4224AL*+UI | Singlezone Ducted, Centrally Ducted | 26600 | 24800 | 2.54 | 19700 | 2.48
CARRIER | INFINITY 24 HP with GREENSPEED INTELLIGENCE | 210533020 | HRCU-A-CB | 25VNA424A*031* | CAP**4221AL*+UI | Singlezone Ducted, Centrally Ducted | 26600 | 24800 | 2.52 | 19700 | 2.46
CARRIER | INFINITY 24 HP with GREENSPEED INTELLIGENCE | 210533018 | HRCU-A-CB | 25VNA424A*031* | CAP**4221AL*+UI | Singlezone Ducted, Centrally Ducted | 26600 | 24800 | 2.52 | 19700 | 2.48
CARRIER | INFINITY 24 HP with GREENSPEED INTELLIGENCE | 210533016 | HRCU-A-CB | 25VNA424A*031* | CAP**4221AL*+UI | Singlezone Ducted, Centrally Ducted | 26600 | 24800 | 2.54 | 19700 | 2.48
CARRIER | INFINITY 24 HP with GREENSPEED INTELLIGENCE | 210533014 | HRCU-A-CB | 25VNA424A*031* | CAP**4221AL*+UI | Singlezone Ducted, Centrally Ducted | 26600 | 24800 | 2.54 | 19700 | 2.48
CARRIER | INFINITY 24 HP with GREENSPEED INTELLIGENCE | 210533012 | HRCU-A-CB | 25VNA424A*031* | CAP**4221AL*+UI | Singlezone Ducted, Centrally Ducted | 26600 | 25000 | 2.5 | 19900 | 2.44
CARRIER | INFINITY 24 HP with GREENSPEED INTELLIGENCE | 210533010 | HRCU-A-CB | 25VNA424A*031* | CAP**3721AL*+UI | Singlezone Ducted, Centrally Ducted | 26400 | 24800 | 2.58 | 19800 | 2.52
CARRIER | INFINITY 24 HP with GREENSPEED INTELLIGENCE | 210533008 | HRCU-A-CB | 25VNA424A*031* | CAP**3721AL*+UI | Singlezone Ducted, Centrally Ducted | 26400 | 24600 | 2.64 | 19600 | 2.58
CARRIER | INFINITY 24 HP with GREENSPEED INTELLIGENCE | 210533006 | HRCU-A-CB | 25VNA424A*031* | CAP**3721AL*+UI | Singlezone Ducted, Centrally Ducted | 26400 | 24800 | 2.58 | 19800 | 2.52
CARRIER | INFINITY 24 HP with GREENSPEED INTELLIGENCE | 210533004 | HRCU-A-CB | 25VNA424A*031* | CAP**3721AL*+UI | Singlezone Ducted, Centrally Ducted | 26400 | 24800 | 2.6 | 19800 | 2.55
CARRIER | INFINITY 24 HP with GREENSPEED INTELLIGENCE | 210533002 | HRCU-A-CB | 25VNA424A*031* | CAP**3721AL*+UI | Singlezone Ducted, Centrally Ducted | 26600 | 24800 | 2.58 | 19900 | 2.52
CARRIER | INFINITY 24 HP with GREENSPEED INTELLIGENCE | 210533000 | HRCU-A-CB | 25VNA424A*031* | CAP**3721AL*+UI | Singlezone Ducted, Centrally Ducted | 26400 | 24800 | 2.62 | 19700 | 2.54
CARRIER | INFINITY 24 HP with GREENSPEED INTELLIGENCE | 210532998 | HRCU-A-CB | 25VNA424A*031* | CAP**3721AL*+UI | Singlezone Ducted, Centrally Ducted | 26400 | 24600 | 2.62 | 19700 | 2.55
CARRIER | INFINITY 24 HP with GREENSPEED INTELLIGENCE | 210532996 | HRCU-A-CB | 25VNA424A*031* | CAP**3721AL*+UI | Singlezone Ducted, Centrally Ducted | 26400 | 24600 | 2.62 | 19700 | 2.55
CARRIER | INFINITY 24 HP with GREENSPEED INTELLIGENCE | 210532994 | HRCU-A-CB | 25VNA424A*031* | CAP**3721AL*+UI | Singlezone Ducted, Centrally Ducted | 26400 | 24600 | 2.64 | 19600 | 2.56
CARRIER | INFINITY 24 HP with GREENSPEED INTELLIGENCE | 210532992 | HRCU-A-CB | 25VNA424A*031* | CAP**3721AL*+UI | Singlezone Ducted, Centrally Ducted | 26400 | 24600 | 2.64 | 19600 | 2.56
CARRIER | INFINITY 24 HP with GREENSPEED INTELLIGENCE | 210532990 | HRCU-A-CB | 25VNA424A*031* | CAP**3721AL*+UI | Singlezone Ducted, Centrally Ducted | 26600 | 24800 | 2.58 | 19800 | 2.52
CARRIER | INFINITY 24 HP with GREENSPEED INTELLIGENCE | 210532966 | HRCU-A-CB | 25VNA424A*031* | CAP**2517AL*+UI | Singlezone Ducted, Centrally Ducted | 26400 | 24600 | 2.62 | 19600 | 2.56
CARRIER | INFINITY 24 HP with GREENSPEED INTELLIGENCE | 210532964 | HRCU-A-CB | 25VNA424A*031* | CAP**2517AL*+UI | Singlezone Ducted, Centrally Ducted | 26400 | 24800 | 2.6 | 19700 | 2.54
CARRIER | INFINITY 24 HP with GREENSPEED INTELLIGENCE | 210532962 | HRCU-A-CB | 25VNA424A*031* | CAP**2517AL*+UI | Singlezone Ducted, Centrally Ducted | 26600 | 25000 | 2.56 | 19900 | 2.5
CARRIER | INFINITY 24 HP with GREENSPEED INTELLIGENCE | 210532960 | HRCU-A-CB | 25VNA424A*031* | CAP**2517AL*+UI | Singlezone Ducted, Centrally Ducted | 26600 | 24800 | 2.58 | 19800 | 2.52
CARRIER | INFINITY 24 HP with GREENSPEED INTELLIGENCE | 210532958 | HRCU-A-CB | 25VNA424A*031* | CAP**2517AL*+UI | Singlezone Ducted, Centrally Ducted | 26600 | 25000 | 2.56 | 19900 | 2.5
CARRIER | INFINITY 24 HP with GREENSPEED INTELLIGENCE | 210532956 | HRCU-A-CB | 25VNA424A*031* | CAP**2517AL*+UI | Singlezone Ducted, Centrally Ducted | 26400 | 24800 | 2.6 | 19800 | 2.52
CARRIER | INFINITY 24 HP with GREENSPEED INTELLIGENCE | 210532954 | HRCU-A-CB | 25VNA424A*031* | CAP**2517AL*+UI | Singlezone Ducted, Centrally Ducted | 26600 | 24800 | 2.6 | 19700 | 2.54
CARRIER | INFINITY 24 HP with GREENSPEED INTELLIGENCE | 210532952 | HRCU-A-CB | 25VNA424A*031* | CAP**2517AL*+UI | Singlezone Ducted, Centrally Ducted | 26400 | 24800 | 2.62 | 19700 | 2.54
CARRIER | INFINITY 24 HP with GREENSPEED INTELLIGENCE | 210532950 | HRCU-A-CB | 25VNA424A*031* | CAP**2517AL*+UI | Singlezone Ducted, Centrally Ducted | 26600 | 25000 | 2.56 | 19900 | 2.5
CARRIER | INFINITY 24 HP with GREENSPEED INTELLIGENCE | 206788573 | HRCU-A-CB | 25VNA424A*031* | CSPH*3612AL*+UI | Singlezone Ducted, Centrally Ducted | 26600 | 24800 | 2.58 | 19700 | 2.52
CARRIER | INFINITY 24 HP with GREENSPEED INTELLIGENCE | 206788572 | HRCU-A-CB | 25VNA424A*031* | CSPH*3612AL*+UI | Singlezone Ducted, Centrally Ducted | 26600 | 24800 | 2.58 | 19700 | 2.52
CARRIER | INFINITY 24 HP with GREENSPEED INTELLIGENCE | 206788571 | HRCU-A-CB | 25VNA424A*031* | CSPH*3612AL*+UI | Singlezone Ducted, Centrally Ducted | 26600 | 25000 | 2.54 | 19900 | 2.46
CARRIER | INFINITY 24 HP with GREENSPEED INTELLIGENCE | 206788566 | HRCU-A-CB | 25VNA424A*031* | CAP**3621AL*+UI | Singlezone Ducted, Centrally Ducted | 26600 | 24800 | 2.5 | 19700 | 2.44
CARRIER | INFINITY 24 HP with GREENSPEED INTELLIGENCE | 206788565 | HRCU-A-CB | 25VNA424A*031* | CAP**3621AL*+UI | Singlezone Ducted, Centrally Ducted | 26600 | 24800 | 2.5 | 19700 | 2.44
CARRIER | INFINITY 24 HP with GREENSPEED INTELLIGENCE | 206788560 | HRCU-A-CB | 25VNA424A*031* | CSPH*3612AL*+UI | Singlezone Ducted, Centrally Ducted | 26600 | 24800 | 2.56 | 19700 | 2.5
CARRIER | INFINITY 24 HP with GREENSPEED INTELLIGENCE | 206788559 | HRCU-A-CB | 25VNA424A*031* | CSPH*3612AL*+UI | Singlezone Ducted, Centrally Ducted | 26600 | 24800 | 2.56 | 19700 | 2.5
CARRIER | INFINITY 24 HP with GREENSPEED INTELLIGENCE | 206788549 | HRCU-A-CB | 25VNA424A*031* | CAP**3621AL*+UI | Singlezone Ducted, Centrally Ducted | 26600 | 24800 | 2.5 | 19800 | 2.44
CARRIER | INFINITY 24 HP with GREENSPEED INTELLIGENCE | 206788529 | HRCU-A-CB | 25VNA424A*031* | CSPH*4212AL*+UI | Singlezone Ducted, Centrally Ducted | 26600 | 24800 | 2.58 | 19800 | 2.5
CARRIER | INFINITY 24 HP with GREENSPEED INTELLIGENCE | 206788528 | HRCU-A-CB | 25VNA424A*031* | CSPH*4212AL*+UI | Singlezone Ducted, Centrally Ducted | 26600 | 24800 | 2.56 | 19900 | 2.5
CARRIER | INFINITY 24 HP with GREENSPEED INTELLIGENCE | 206788524 | HRCU-A-CB | 25VNA424A*031* | CSPH*4212AL*+UI | Singlezone Ducted, Centrally Ducted | 26600 | 24800 | 2.58 | 19700 | 2.52
CARRIER | INFINITY 24 HP with GREENSPEED INTELLIGENCE | 206788523 | HRCU-A-CB | 25VNA424A*031* | CSPH*4212AL*+UI | Singlezone Ducted, Centrally Ducted | 26600 | 25000 | 2.54 | 19900 | 2.48
CARRIER | INFINITY 24 HP with GREENSPEED INTELLIGENCE | 206788521 | HRCU-A-CB | 25VNA424A*031* | CSPH*3612AL*+UI | Singlezone Ducted, Centrally Ducted | 26600 | 24800 | 2.54 | 19800 | 2.48
CARRIER | INFINITY 24 HP with GREENSPEED INTELLIGENCE | 206788520 | HRCU-A-CB | 25VNA424A*031* | CSPH*3612AL*+UI | Singlezone Ducted, Centrally Ducted | 26600 | 25000 | 2.52 | 19900 | 2.46
CARRIER | INFINITY 24 HP with GREENSPEED INTELLIGENCE | 206788516 | HRCU-A-CB | 25VNA424A*031* | CSPH*3612AL*+UI | Singlezone Ducted, Centrally Ducted | 26600 | 24800 | 2.56 | 19800 | 2.5
CARRIER | INFINITY 24 HP with GREENSPEED INTELLIGENCE | 206788515 | HRCU-A-CB | 25VNA424A*031* | CSPH*3612AL*+UI | Singlezone Ducted, Centrally Ducted | 26800 | 25000 | 2.52 | 20000 | 2.46
CARRIER | INFINITY 24 HP with GREENSPEED INTELLIGENCE | 206788500 | HRCU-A-CB | 25VNA424A*031* | CNPV*4221AL*+UI | Singlezone Ducted, Centrally Ducted | 26600 | 25000 | 2.5 | 19900 | 2.44
CARRIER | INFINITY 24 HP with GREENSPEED INTELLIGENCE | 206788496 | HRCU-A-CB | 25VNA424A*031* | CNPV*4221AL*+UI | Singlezone Ducted, Centrally Ducted | 26600 | 24800 | 2.5 | 19800 | 2.46
CARRIER | INFINITY 24 HP with GREENSPEED INTELLIGENCE | 206788494 | HRCU-A-CB | 25VNA424A*031* | CNPV*4217AL*+UI | Singlezone Ducted, Centrally Ducted | 26600 | 24800 | 2.54 | 19800 | 2.48
CARRIER | INFINITY 24 HP with GREENSPEED INTELLIGENCE | 206788493 | HRCU-A-CB | 25VNA424A*031* | CNPV*4217AL*+UI | Singlezone Ducted, Centrally Ducted | 26600 | 25000 | 2.52 | 19900 | 2.46
CARRIER | INFINITY 24 HP with GREENSPEED INTELLIGENCE | 206788492 | HRCU-A-CB | 25VNA424A*031* | CNPV*4217AL*+UI | Singlezone Ducted, Centrally Ducted | 26600 | 24800 | 2.56 | 19800 | 2.48
CARRIER | INFINITY 24 HP with GREENSPEED INTELLIGENCE | 206788491 | HRCU-A-CB | 25VNA424A*031* | CNPV*4217AL*+UI | Singlezone Ducted, Centrally Ducted | 26800 | 25000 | 2.5 | 20000 | 2.44
CARRIER | INFINITY 24 HP with GREENSPEED INTELLIGENCE | 206788462 | HRCU-A-CB | 25VNA424A*031* | CAP**4221AL*+UI | Singlezone Ducted, Centrally Ducted | 26600 | 24800 | 2.5 | 19900 | 2.44
CARRIER | INFINITY 24 HP with GREENSPEED INTELLIGENCE | 206788458 | HRCU-A-CB | 25VNA424A*031* | CAP**4221AL*+UI | Singlezone Ducted, Centrally Ducted | 26600 | 24800 | 2.52 | 19800 | 2.46
CARRIER | INFINITY 24 HP with GREENSPEED INTELLIGENCE | 206788427 | HRCU-A-CB | 25VNA424A*031* | CSPH*4212AL*+UI | Singlezone Ducted, Centrally Ducted | 26400 | 24600 | 2.62 | 19600 | 2.54
CARRIER | INFINITY 24 HP with GREENSPEED INTELLIGENCE | 206788426 | HRCU-A-CB | 25VNA424A*031* | CSPH*4212AL*+UI | Singlezone Ducted, Centrally Ducted | 26400 | 24600 | 2.6 | 19700 | 2.52
CARRIER | INFINITY 24 HP with GREENSPEED INTELLIGENCE | 206788422 | HRCU-A-CB | 25VNA424A*031* | CSPH*4212AL*+UI | Singlezone Ducted, Centrally Ducted | 26600 | 24800 | 2.56 | 19800 | 2.5
CARRIER | INFINITY 24 HP with GREENSPEED INTELLIGENCE | 206788421 | HRCU-A-CB | 25VNA424A*031* | CSPH*4212AL*+UI | Singlezone Ducted, Centrally Ducted | 26600 | 24800 | 2.56 | 19800 | 2.5
CARRIER | INFINITY 24 HP with GREENSPEED INTELLIGENCE | 206788418 | HRCU-A-CB | 25VNA424A*031* | CSPH*3612AL*+UI | Singlezone Ducted, Centrally Ducted | 26400 | 24600 | 2.58 | 19600 | 2.52
CARRIER | INFINITY 24 HP with GREENSPEED INTELLIGENCE | 206788417 | HRCU-A-CB | 25VNA424A*031* | CSPH*3612AL*+UI | Singlezone Ducted, Centrally Ducted | 26600 | 24800 | 2.56 | 19700 | 2.5
CARRIER | INFINITY 24 HP with GREENSPEED INTELLIGENCE | 206788413 | HRCU-A-CB | 25VNA424A*031* | CSPH*3612AL*+UI | Singlezone Ducted, Centrally Ducted | 26600 | 25000 | 2.54 | 19900 | 2.48
CARRIER | INFINITY 24 HP with GREENSPEED INTELLIGENCE | 206788412 | HRCU-A-CB | 25VNA424A*031* | CSPH*3612AL*+UI | Singlezone Ducted, Centrally Ducted | 26600 | 25000 | 2.54 | 19900 | 2.46
CARRIER | INFINITY 24 HP with GREENSPEED INTELLIGENCE | 206788392 | HRCU-A-CB | 25VNA424A*031* | CNPV*4221AL*+UI | Singlezone Ducted, Centrally Ducted | 26600 | 24800 | 2.54 | 19700 | 2.48
CARRIER | INFINITY 24 HP with GREENSPEED INTELLIGENCE | 206788386 | HRCU-A-CB | 25VNA424A*031* | CNPV*4217AL*+UI | Singlezone Ducted, Centrally Ducted | 26400 | 24600 | 2.58 | 19700 | 2.52
CARRIER | INFINITY 24 HP with GREENSPEED INTELLIGENCE | 206788385 | HRCU-A-CB | 25VNA424A*031* | CNPV*4217AL*+UI | Singlezone Ducted, Centrally Ducted | 26600 | 24800 | 2.56 | 19700 | 2.5
CARRIER | INFINITY 24 HP with GREENSPEED INTELLIGENCE | 206788384 | HRCU-A-CB | 25VNA424A*031* | CNPV*4217AL*+UI | Singlezone Ducted, Centrally Ducted | 26600 | 25000 | 2.52 | 19900 | 2.46
CARRIER | INFINITY 24 HP with GREENSPEED INTELLIGENCE | 206788350 | HRCU-A-CB | 25VNA424A*031* | CAP**4224AL*+UI | Singlezone Ducted, Centrally Ducted | 26600 | 25000 | 2.5 | 19900 | 2.44
CARRIER | INFINITY 24 HP with GREENSPEED INTELLIGENCE | 206788348 | HRCU-A-CB | 25VNA424A*031* | CAP**4221AL*+UI | Singlezone Ducted, Centrally Ducted | 26400 | 24600 | 2.54 | 19700 | 2.48
CARRIER | INFINITY 24 HP with GREENSPEED INTELLIGENCE | 206788345 | HRCU-A-CB | 25VNA424A*031* | CAP**4221AL*+UI | Singlezone Ducted, Centrally Ducted | 26600 | 25000 | 2.5 | 19900 | 2.44
CARRIER | INFINITY 24 HP with GREENSPEED INTELLIGENCE | 206788344 | HRCU-A-CB | 25VNA424A*031* | CAP**4221AL*+UI | Singlezone Ducted, Centrally Ducted | 26600 | 25000 | 2.5 | 19900 | 2.44
CARRIER | INFINITY 24 HP with GREENSPEED INTELLIGENCE | 206788341 | HRCU-A-CB | 25VNA424A*031* | CAP**3621AL*+UI | Singlezone Ducted, Centrally Ducted | 26600 | 24800 | 2.5 | 19700 | 2.46
CARRIER | INFINITY 24 HP with GREENSPEED INTELLIGENCE | 206788335 | HRCU-A-CB | 25VNA424A*031* | CAP**3617AL*+UI | Singlezone Ducted, Centrally Ducted | 26600 | 24800 | 2.5 | 19700 | 2.44
CARRIER | INFINITY 24 HP with GREENSPEED INTELLIGENCE | 206788330 | HRCU-A-CB | 25VNA424A*031* | FE4AN(B,F)003L+UI | Singlezone Ducted, Centrally Ducted | 26400 | 24800 | 2.5 | 19700 | 2.46
CARRIER | INFINITY 24 HP with GREENSPEED INTELLIGENCE | 206788329 | HRCU-A-CB | 25VNA424A*031* | FE4ANF002L+UI | Singlezone Ducted, Centrally Ducted | 26600 | 24800 | 2.54 | 19800 | 2.48
CARRIER | Performance | 202345965 | HMSV-A-CB | 38MGRQ18B--3 |  | Multizone All Ducted | 18500 | 11500 | 2.7 | 14400 | 2.1
CARRIER | Performance | 8738634 | HRCU-A-CB-O | 38MAQB12R--1 | 40MAQB12B--1 | Singlezone Non-Ducted, Wall Placement | 12000 | 7600 | 2.59 | 6490 | 1.94
CARRIER |  | 8738635 | HRCU-A-CB-O | 38MAQB09R--3 | 40MAQB09B--3 | Singlezone Non-Ducted, Wall Placement | 10900 | 6900 | 2.73 | 10900 | 1.98
CARRIER | Infinity | 201753411 | HRCU-A-CB-O | 38MPRAQ12AA3 | 40MPHAQ12XA3 | Singlezone Non-Ducted, Wall Placement | 12000 | 6800 | 2.66 | 13887 | 2
CARRIER | Infinity | 201753408 | HRCU-A-CB-O | 38MPRAQ09AA3 | 40MPHAQ09XA3 | Singlezone Non-Ducted, Wall Placement | 10000 | 7200 | 2.78 | 13000 | 2.01
CARRIER | Infinity | 202463635 | HRCU-A-CB-O | 38MPRAQ24AA3 | 40MPHAQ24XA3 | Singlezone Non-Ducted, Wall Placement | 24000 | 15450 | 3 | 24000 | 2
CARRIER | Infinity | 202463634 | HRCU-A-CB-O | 38MPRAQ18AA3 | 40MPHAQ18XA3 | Singlezone Non-Ducted, Wall Placement | 18000 | 12300 | 3.19 | 18000 | 2
CARRIER |  | 8738636 | HRCU-A-CB-O | 38MAQB12R--3 | 40MAQB12B--3 | Singlezone Non-Ducted, Wall Placement | 12000 | 7800 | 2.66 | 12010 | 1.98
CARRIER | Performance | 206348134 | HRCU-A-CB-O | 38MARBQ12AA1 | 40MAHBQ12XA1 | Singlezone Non-Ducted, Wall Placement | 12100 | 7400 | 2.68 | 6980 | 2.18
CARRIER | Performance | 206396031 | HRCU-A-CB-O | 38MAQB12R--3 | 40MAHBQ12XA3 | Singlezone Non-Ducted, Wall Placement | 12000 | 7500 | 2.56 | 12010 | 1.98
CARRIER | Performance | 206350336 | HRCU-A-CB | 38MARBQ24AA3 | 40MBDQ24--3 | Singlezone Ducted, Compact Ducted | 24600 | 14500 | 2.8 | 27910 | 2.01
CARRIER | Performance Series | 207642880 | HMSV-A-CB | 38MGHBQ24CA3 |  | Multizone All Ducted | 24000 | 18500 | 2.85 | 21500 | 1.95
CARRIER | INFINITY 24 HP with GREENSPEED INTELLIGENCE | 206788899 | HRCU-A-CB | 25VNA448A*031* | FE4ANB006L+UI | Singlezone Ducted, Centrally Ducted | 45500 | 42500 | 2.58 | 35600 | 2.44
CARRIER | INFINITY 24 HP with GREENSPEED INTELLIGENCE | 206788907 | HRCU-A-CB | 25VNA448A*031* | CAP**6124AL*+UI | Singlezone Ducted, Centrally Ducted | 46000 | 43000 | 2.5 | 36000 | 2.38
CARRIER | INFINITY 24 HP with GREENSPEED INTELLIGENCE | 206788911 | HRCU-A-CB | 25VNA448A*031* | CSPH*6012AL*+UI | Singlezone Ducted, Centrally Ducted | 46000 | 43000 | 2.5 | 36000 | 2.38
CARRIER | INFINITY 24 HP with GREENSPEED INTELLIGENCE | 206788934 | HRCU-A-CB | 25VNA448A*031* | CAP**6124AL*+UI | Singlezone Ducted, Centrally Ducted | 46000 | 43000 | 2.5 | 36200 | 2.38
CARRIER | INFINITY 24 HP with GREENSPEED INTELLIGENCE | 206788963 | HRCU-A-CB | 25VNA448A*031* | CAP**6121AL*+UI | Singlezone Ducted, Centrally Ducted | 46000 | 43000 | 2.5 | 36200 | 2.38
CARRIER | INFINITY 24 HP with GREENSPEED INTELLIGENCE | 206788965 | HRCU-A-CB | 25VNA448A*031* | CAP**6124AL*+UI | Singlezone Ducted, Centrally Ducted | 46000 | 43000 | 2.5 | 36200 | 2.38
CARRIER | INFINITY 24 HP with GREENSPEED INTELLIGENCE | 206788970 | HRCU-A-CB | 25VNA460A*031* | FE4ANB006L+UI | Singlezone Ducted, Centrally Ducted | 59500 | 50000 | 2.58 | 38500 | 2.18
CARRIER | INFINITY 24 HP with GREENSPEED INTELLIGENCE | 206788985 | HRCU-A-CB | 25VNA460A*031* | CAP**6124AL*+UI | Singlezone Ducted, Centrally Ducted | 60500 | 51000 | 2.5 | 39000 | 2.1
CARRIER | INFINITY 24 HP with GREENSPEED INTELLIGENCE | 206788988 | HRCU-A-CB | 25VNA460A*031* | CAP**6124AL*+UI | Singlezone Ducted, Centrally Ducted | 60500 | 51000 | 2.5 | 39000 | 2.1
CARRIER | INFINITY 24 HP with GREENSPEED INTELLIGENCE | 206788989 | HRCU-A-CB | 25VNA460A*031* | CAP**6124AL*+UI | Singlezone Ducted, Centrally Ducted | 60500 | 51000 | 2.5 | 39000 | 2.1
CARRIER | INFINITY 24 HP with GREENSPEED INTELLIGENCE | 206789004 | HRCU-A-CB | 25VNA460A*031* | CAP**6121AL*+UI | Singlezone Ducted, Centrally Ducted | 60500 | 50500 | 2.5 | 39000 | 2.1
CARRIER | INFINITY 24 HP with GREENSPEED INTELLIGENCE | 206789005 | HRCU-A-CB | 25VNA460A*031* | CAP**6124AL*+UI | Singlezone Ducted, Centrally Ducted | 60500 | 50500 | 2.52 | 39000 | 2.12
CARRIER | INFINITY 24 HP with GREENSPEED INTELLIGENCE | 206789009 | HRCU-A-CB | 25VNA460A*031* | CAP**6121AL*+UI | Singlezone Ducted, Centrally Ducted | 60500 | 50500 | 2.5 | 39000 | 2.1
CARRIER | INFINITY 24 HP with GREENSPEED INTELLIGENCE | 206789010 | HRCU-A-CB | 25VNA460A*031* | CAP**6124AL*+UI | Singlezone Ducted, Centrally Ducted | 60500 | 51000 | 2.5 | 39000 | 2.1
CARRIER | INFINITY 24 HP with GREENSPEED INTELLIGENCE | 206789011 | HRCU-A-CB | 25VNA460A*031* | CAP**6124AL*+UI | Singlezone Ducted, Centrally Ducted | 60500 | 50500 | 2.52 | 39000 | 2.1
CARRIER | INFINITY 24 HP with GREENSPEED INTELLIGENCE | 210720709 | HRCU-A-CB | 25VNA460A*031* | CAP**6124AL*+UI | Singlezone Ducted, Centrally Ducted | 60500 | 51000 | 2.5 | 39000 | 2.1
CARRIER | INFINITY 24 HP with GREENSPEED INTELLIGENCE | 210720711 | HRCU-A-CB | 25VNA460A*031* | CAP**6124AL*+UI | Singlezone Ducted, Centrally Ducted | 60500 | 50500 | 2.52 | 39000 | 2.12
CARRIER | INFINITY 24 HP with GREENSPEED INTELLIGENCE | 210720713 | HRCU-A-CB | 25VNA460A*031* | CAP**6124AL*+UI | Singlezone Ducted, Centrally Ducted | 60500 | 51000 | 2.5 | 39000 | 2.1
CARRIER | INFINITY 18VS HEAT PUMP | 206764365 | HRCU-A-CB | 25VNA825A*032* | CAP**3721AL*+UI | Singlezone Ducted, Centrally Ducted | 21000 | 20400 | 2.54 | 18100 | 2.24
CARRIER | INFINITY 18VS HEAT PUMP | 210473237 | HRCU-A-CB | 25VNA825A*032* | CAP**4321AL*+UI | Singlezone Ducted, Centrally Ducted | 21000 | 20400 | 2.54 | 18100 | 2.24
CARRIER | Performance Series | 207642888 | HMSR-A-CB-O | 38MGHBQ48EA3 |  | Multizone All Non-Ducted | 49000 | 30000 | 2.5 | 48000 | 2
CARRIER | Performance Series | 207642882 | HMSR-A-CB-O | 38MGHBQ30DA3 |  | Multizone All Non-Ducted | 30000 | 17500 | 2.82 | 29400 | 1.9
CARRIER |  | 9118461 | HMSR-A-CB-O | 38MGRQ18B--3 |  | Multizone All Non-Ducted | 19000 | 12000 | 2.81 | 13990 | 2.15
CARRIER |  | 9118473 | HMSR-A-CB-O | 38MGRQ36D--3 |  | Multizone All Non-Ducted | 36000 | 23200 | 2.79 | 36080 | 1.96
CARRIER |  | 9118477 | HMSR-A-CB-O | 38MGRQ48E--3 |  | Multizone All Non-Ducted | 48000 | 29600 | 2.7 | 36340 | 1.98
CARRIER | PERFORMANCE | 208447885 | HRCU-A-CB | 38MURAQ18AB3 | 40MUAAQ18XA3 | Singlezone Ducted, Centrally Ducted | 19000 | 13500 | 2.5 | 18000 | 2
CARRIER | Performance | 207826660 | HMSV-A-CB | 38MARBQ24AA3 | 40MBABQ24XB3 | Singlezone Ducted, Centrally Ducted | 26000 | 16200 | 2.79 | 21507 | 1.95
CENTURY | A series | 212940798 | HRCU-A-C | A-VCD24SA-1 | MCD18/24B1A | Singlezone Ducted, Centrally Ducted | 25000 | 21000 | 2.58 | 20000 | 1.95
CENTURY | A-series | 212940821 | HMSR-A-CB-O | A-VMH18DV-1 |  | Multizone All Non-Ducted | 20000 | 15000 | 2.5 | 20000 | 1.93
CENTURY |  | 201862958 | HMSR-A-CB-O | A-VMH28TU-1 |  | Multizone All Non-Ducted | 31400 | 18000 | 2.75 | 26357 | 1.97
CENTURY |  | 201862959 | HMSR-A-CB-O | A-VMH36QU-1 |  | Multizone All Non-Ducted | 36000 | 23200 | 2.78 | 36000 | 1.96
CENTURY | A series | 212940799 | HRCU-A-C | A-VCD18SA-1 | MCD18/24B1A | Singlezone Ducted, Centrally Ducted | 19000 | 14700 | 2.6 | 15000 | 2.2
CENTURY | A-series | 212940814 | HRCU-A-CB-O | A-VMH09SV-1 | B-VMH09SV-1 | Singlezone Non-Ducted, Wall Placement | 12000 | 9500 | 2.53 | 11109 | 1.97
CENTURY | A-series | 212940813 | HRCU-A-CB-O | A-VMH06SV-1 | B-VMH06SV-1 | Singlezone Non-Ducted, Wall Placement | 7000 | 8500 | 2.9 | 8581 | 2.19
CENTURY |  | 207071379 | HRCU-A-CB | HRG1836S1P | EAH1P30B+H4TXV01 | Singlezone Ducted, Centrally Ducted | 24000 | 15300 | 2.51 | 12500 | 2.19
CENTURY |  | 207071361 | HRCU-A-CB | HRG1836S1P | EAH1P30A+H4TXV01 | Singlezone Ducted, Centrally Ducted | 24000 | 15200 | 2.5 | 12500 | 2.19
CENTURY |  | 207071367 | HRCU-A-CB | HRG1836S1P | EAH1P30B+H4TXV01 | Singlezone Ducted, Centrally Ducted | 24000 | 15300 | 2.51 | 12500 | 2.19
CENTURY |  | 207071377 | HRCU-A-CB | HRG1836S1P | EAH1P30B+H4TXV01 | Singlezone Ducted, Centrally Ducted | 24000 | 15300 | 2.51 | 12500 | 2.18
CENTURY |  | 207071363 | HRCU-A-CB | HRG1836S1P | EAH1P30B+H4TXV01 | Singlezone Ducted, Centrally Ducted | 24000 | 15300 | 2.51 | 12500 | 2.18
CENTURY |  | 207071365 | HRCU-A-CB | HRG1836S1P | EAH1P30B+H4TXV01 | Singlezone Ducted, Centrally Ducted | 24000 | 15300 | 2.52 | 12500 | 2.19
CENTURY | A-series | 212940820 | HMSV-A-CB | A-VMH18DV-1 |  | Multizone All Ducted | 20000 | 16000 | 2.61 | 20000 | 1.95
CENTURY | A-series | 212940822 | HMSV-A-CB | A-VMH18DV-1 |  | Multizone Mix of Ducted and Non-Ducted | 20000 | 15500 | 2.55 | 20000 | 1.95
CENTURY | A series | 212940800 | HRCU-A-CB | A-VCD18SA-1 | B-VCD18SA-1 | Singlezone Ducted, Centrally Ducted | 19000 | 13500 | 2.6 | 18629 | 2.04
CENTURY | A series | 212940802 | HRCU-A-CB | A-VCD24SA-1 | B-VCD24SA-1 | Singlezone Ducted, Centrally Ducted | 24000 | 19200 | 2.5 | 24071 | 1.91
CENTURY | A-VMH Series | 214442636 | HMSV-A-CB | A-VMH55PV-1 |  | Multizone Mix of Ducted and Non-Ducted | 55000 | 34800 | 2.5 | 47000 | 1.94
CENTURY | A-VMH Series | 214442635 | HMSV-A-CB | A-VMH55PV-1 |  | Multizone All Ducted | 55000 | 35200 | 2.5 | 47000 | 1.94
CENTURY | A-VMH Series | 214442634 | HMSR-A-CB-O | A-VMH55PV-1 |  | Multizone All Non-Ducted | 55000 | 34400 | 2.5 | 47000 | 1.94
CHAMPION HEATING AND COOLING | LX SERIES | 214397432 | HRCU-A-CB | HH860E2S11 | CTF60D5CGS1+JMVT20DC2N1 | Singlezone Ducted, Centrally Ducted | 44500 | 33000 | 2.56 | 33400 | 2
CHAMPION HEATING AND COOLING | LX SERIES | 214397023 | HRCU-A-CB | HH860E2S11 | CTF60C5CGS1+JMET16CS2N1 | Singlezone Ducted, Centrally Ducted | 45500 | 34400 | 2.58 | 34200 | 2
CHAMPION HEATING AND COOLING | LX SERIES | 214584604 | HRCU-A-CB | HH860E2S11 | CTF60C5CGS1 | Singlezone Ducted, Centrally Ducted | 45500 | 33800 | 2.52 | 34000 | 2
CHAMPION HEATING AND COOLING | LX SERIES | 214397170 | HRCU-A-CB | HH860E2S11 | CTF60D5CHS1+JMC20D2SN1 | Singlezone Ducted, Centrally Ducted | 53000 | 36600 | 2.6 | 38000 | 2
CHAMPION HEATING AND COOLING | LX SERIES | 214584614 | HRCU-A-CB | HH860E2S11 | CTF60C5CGS1 | Singlezone Ducted, Centrally Ducted | 44500 | 33000 | 2.5 | 33400 | 2
CHAMPION HEATING AND COOLING | LX SERIES | 214397462 | HRCU-A-CB | HH860E2S11 | CTF60C5CGS1 | Singlezone Ducted, Centrally Ducted | 45000 | 33400 | 2.5 | 33800 | 2
CHAMPION HEATING AND COOLING | LX SERIES | 214397457 | HRCU-A-CB | HH860E2S11 | CTF60C5CGS1 | Singlezone Ducted, Centrally Ducted | 45000 | 33400 | 2.5 | 33800 | 2
CHAMPION HEATING AND COOLING | LX SERIES | 214398293 | HRCU-A-CB | HH860E2S11 | CTF60C5CGS1+JME16C2SN1 | Singlezone Ducted, Centrally Ducted | 45500 | 34200 | 2.58 | 33800 | 2
CHAMPION HEATING AND COOLING | LX SERIES | 214584754 | HRCU-A-CB | HH860E2S11 | CTF60C5CGS1 | Singlezone Ducted, Centrally Ducted | 44500 | 32600 | 2.5 | 33400 | 2
CHAMPION HEATING AND COOLING | LX SERIES | 214398254 | HRCU-A-CB | HH860E2S11 | CTF60C5CGS1+JMC17C2SN1 | Singlezone Ducted, Centrally Ducted | 44000 | 32400 | 2.5 | 33200 | 2
CHAMPION HEATING AND COOLING | LX SERIES | 214609061 | HRCU-A-CB | HH860E2S11 | CTF60C5CGS1 | Singlezone Ducted, Centrally Ducted | 47000 | 33800 | 2.5 | 34000 | 2
CHAMPION HEATING AND COOLING | LX SERIES | 214584719 | HRCU-A-CB | HH860E2S11 | CTF60C5CGS1 | Singlezone Ducted, Centrally Ducted | 44500 | 32800 | 2.5 | 33400 | 2
CHAMPION HEATING AND COOLING | LX SERIES | 214397033 | HRCU-A-CB | HH860E2S11 | CTF60D5CGS1+JME18D2SN1 | Singlezone Ducted, Centrally Ducted | 45500 | 34400 | 2.62 | 33800 | 2
CHAMPION HEATING AND COOLING | LX SERIES | 214397857 | HRCU-A-CB | HH860E2S11 | CTF60D5CGS1+JMC20D2SN1 | Singlezone Ducted, Centrally Ducted | 44500 | 33000 | 2.56 | 33400 | 2
CHAMPION HEATING AND COOLING | LX SERIES | 214396582 | HRCU-A-CB | HH860E2S11 | CTF60C5CGS1+JMC16C2SN1 | Singlezone Ducted, Centrally Ducted | 44000 | 32400 | 2.5 | 33200 | 2
CHAMPION HEATING AND COOLING | LX SERIES | 214397837 | HRCU-A-CB | HH860E2S11 | CTF60C5CGS1+JMVT17CC2N1 | Singlezone Ducted, Centrally Ducted | 44000 | 32400 | 2.5 | 33200 | 2
CHAMPION HEATING AND COOLING | LX SERIES | 214396743 | HRCU-A-CB | HH860E2S11 | CTF60D5CHS1+JME18D2SN1 | Singlezone Ducted, Centrally Ducted | 53500 | 36600 | 2.62 | 38500 | 2
CHAMPION HEATING AND COOLING | LX SERIES | 214397590 | HRCU-A-CB | HH860E2S11 | CTF60D5CHS1+JMET18DS2N1 | Singlezone Ducted, Centrally Ducted | 53500 | 36600 | 2.6 | 38500 | 2
CHAMPION HEATING AND COOLING | LX SERIES | 214398377 | HRCU-A-CB | HH824E2S11 | CTF30B5ACS1+JMET12BS2N1 | Singlezone Ducted, Centrally Ducted | 23000 | 18400 | 2.78 | 18100 | 2
CHAMPION HEATING AND COOLING | LX SERIES | 214396696 | HRCU-A-CB | HH824E2S11 | CTF30B5ACS1+JMC12B2SN1 | Singlezone Ducted, Centrally Ducted | 23000 | 18600 | 2.84 | 18300 | 2
CHAMPION HEATING AND COOLING | LX SERIES | 214397926 | HRCU-A-CB | HH824E2S11 | CTF36B5ADS1+JMVT12BC2N1 | Singlezone Ducted, Centrally Ducted | 23000 | 18200 | 2.88 | 17700 | 2
CHAMPION HEATING AND COOLING | LX SERIES | 214397123 | HRCU-A-CB | HH824E2S11 | CTF30B5ACS1+JMET08BS2N1 | Singlezone Ducted, Centrally Ducted | 23000 | 18200 | 2.74 | 17900 | 2
CHAMPION HEATING AND COOLING | LX SERIES | 214397526 | HRCU-A-CB | HH824E2S11 | CTF36B5ADS1+JMET12BS2N1 | Singlezone Ducted, Centrally Ducted | 22800 | 17700 | 2.77 | 17400 | 2
CHAMPION HEATING AND COOLING | LX SERIES | 214397098 | HRCU-A-CB | HH824E2S11 | CTF36B5ADS1+JMET08BS2N1 | Singlezone Ducted, Centrally Ducted | 22400 | 17400 | 2.71 | 17100 | 2
CHAMPION HEATING AND COOLING | LX SERIES | 214396260 | HRCU-A-CB | HH824E2S11 | CTF30B5ACS1+JMVT12BC2N1 | Singlezone Ducted, Centrally Ducted | 23000 | 18600 | 2.84 | 18300 | 2
CHAMPION HEATING AND COOLING | LX SERIES | 214397931 | HRCU-A-CB | HH824E2S11 | CTF36B5ADS1+JME12B2SN1 | Singlezone Ducted, Centrally Ducted | 23000 | 18200 | 2.88 | 17700 | 2
CHAMPION HEATING AND COOLING | LX SERIES | 214397963 | HRCU-A-CB | HH824E2S11 | CTF30B5ACS1+JME08B2SN1 | Singlezone Ducted, Centrally Ducted | 23000 | 18400 | 2.79 | 18000 | 2
CHAMPION HEATING AND COOLING | LX SERIES | 214397103 | HRCU-A-CB | HH824E2S11 | CTF36B5ADS1+JME08B2SN1 | Singlezone Ducted, Centrally Ducted | 22800 | 17600 | 2.77 | 17400 | 2
CHAMPION HEATING AND COOLING | LX SERIES | 214397973 | HRCU-A-CB | HH824E2S11 | CTF30B5ACS1+JME12B2SN1 | Singlezone Ducted, Centrally Ducted | 23000 | 18700 | 2.85 | 18400 | 2
CHAMPION HEATING AND COOLING | LX SERIES | 214398350 | HRCU-A-CB | HH824E2S11 | CTF36B5ADS1+JMC12B2SN1 | Singlezone Ducted, Centrally Ducted | 23000 | 18200 | 2.88 | 17700 | 2
CHAMPION HEATING AND COOLING | LX SERIES | 214397536 | HRCU-A-CB | HH824E2S11 | CTF36B5ADS1 | Singlezone Ducted, Centrally Ducted | 23000 | 18400 | 2.78 | 17900 | 2
CHAMPION HEATING AND COOLING | LX SERIES | 214584654 | HRCU-A-CB | HH860E2S11 | CTM60C5CGS1 | Singlezone Ducted, Centrally Ducted | 44500 | 33000 | 2.5 | 33400 | 2
CHAMPION HEATING AND COOLING | LX SERIES | 214398674 | HRCU-A-CB | HH860E2S11 | CTM60C5CGS1+JME16C2SN1 | Singlezone Ducted, Centrally Ducted | 44000 | 32200 | 2.5 | 33000 | 2
CHAMPION HEATING AND COOLING | LX SERIES | 214398669 | HRCU-A-CB | HH860E2S11 | CTM60C5CGS1+JMC16C2SN1 | Singlezone Ducted, Centrally Ducted | 44500 | 33000 | 2.54 | 33400 | 2
CHAMPION HEATING AND COOLING | LX SERIES | 214398635 | HRCU-A-CB | HH860E2S11 | JHE48D5CG2SS1 | Singlezone Ducted, Centrally Ducted | 44500 | 33200 | 2.56 | 33400 | 2
CHAMPION HEATING AND COOLING | LX SERIES | 214396394 | HRCU-A-CB | HH836E2S11 | CTF36B5CDS1+JMVT12BC2N1 | Singlezone Ducted, Centrally Ducted | 31000 | 27200 | 2.5 | 25000 | 2
CHAMPION HEATING AND COOLING | LX SERIES | 214584584 | HRCU-A-CB | HH860E2S11 | CTF60D5CHS1 | Singlezone Ducted, Centrally Ducted | 53500 | 37000 | 2.6 | 39000 | 2
CHAMPION HEATING AND COOLING | LX SERIES | 214396763 | HRCU-A-CB | HH860E2S11 | JHC60D5CH2SS1 | Singlezone Ducted, Centrally Ducted | 53000 | 36200 | 2.6 | 38000 | 2
CHAMPION HEATING AND COOLING | LX SERIES | 214584634 | HRCU-A-CB | HH860E2S11 | CTF60C5CHS1 | Singlezone Ducted, Centrally Ducted | 53500 | 36600 | 2.56 | 38500 | 2
CHAMPION HEATING AND COOLING | LX SERIES | 214396738 | HRCU-A-CB | HH860E2S11 | CTF60D5CHS1+JMVT20DC2N1 | Singlezone Ducted, Centrally Ducted | 53000 | 36600 | 2.6 | 38000 | 2
CHAMPION HEATING AND COOLING | LX SERIES | 214397158 | HRCU-A-CB | HH824E2S11 | CTF30B5ACS1 | Singlezone Ducted, Centrally Ducted | 23000 | 18200 | 2.67 | 17700 | 2
CHAMPION HEATING AND COOLING | LX SERIES | 214397153 | HRCU-A-CB | HH824E2S11 | CTF30B5ACS1 | Singlezone Ducted, Centrally Ducted | 23000 | 18200 | 2.67 | 17700 | 2
CHAMPION HEATING AND COOLING | LX SERIES | 214397148 | HRCU-A-CB | HH824E2S11 | CTF30B5ACS1 | Singlezone Ducted, Centrally Ducted | 23000 | 18400 | 2.72 | 18000 | 2
CHAMPION HEATING AND COOLING | LX SERIES | 214397143 | HRCU-A-CB | HH824E2S11 | CTF30B5ACS1 | Singlezone Ducted, Centrally Ducted | 23000 | 18400 | 2.72 | 18000 | 2
CHAMPION HEATING AND COOLING | LX SERIES | 214397138 | HRCU-A-CB | HH824E2S11 | CTM30B5ACS1 | Singlezone Ducted, Centrally Ducted | 23000 | 18700 | 2.7 | 18300 | 2
CHAMPION HEATING AND COOLING | LX SERIES | 214397133 | HRCU-A-CB | HH824E2S11 | CTF30B5ACS1 | Singlezone Ducted, Centrally Ducted | 23000 | 18800 | 2.71 | 18400 | 2
CHAMPION HEATING AND COOLING | LX SERIES | 214397128 | HRCU-A-CB | HH824E2S11 | CTF30B5ACS1 | Singlezone Ducted, Centrally Ducted | 23000 | 18700 | 2.74 | 18300 | 2
CHAMPION HEATING AND COOLING | LX SERIES | 214584724 | HRCU-A-CB | HH824E2S11 | CTF30A5ADS1 | Singlezone Ducted, Centrally Ducted | 23000 | 18600 | 2.85 | 18100 | 2
CHAMPION HEATING AND COOLING | LX SERIES | 214397113 | HRCU-A-CB | HH824E2S11 | CTF36B5ADS1 | Singlezone Ducted, Centrally Ducted | 23000 | 18500 | 2.78 | 18000 | 2
CHAMPION HEATING AND COOLING | LX SERIES | 214397108 | HRCU-A-CB | HH824E2S11 | CTF36B5ADS1 | Singlezone Ducted, Centrally Ducted | 23000 | 18000 | 2.76 | 17600 | 2
CLIMA SMART |  | 211257106 | HRCU-A-CB-O | MCH24-CS-S23-O | MCH24-CS-S23-I | Singlezone Non-Ducted, Wall Placement | 24000 | 13900 | 2.75 | 16720 | 1.96
CLIMA SMART |  | 211257105 | HRCU-A-CB-O | MCH18-CS-S23-O | MCH18-CS-S23-I | Singlezone Non-Ducted, Wall Placement | 18000 | 10000 | 2.85 | 12600 | 2.21
COAST AIR |  | 211126491 | HRCU-A-CB-O | A-CAD18-1A | B-CAD18-1A | Singlezone Non-Ducted, Wall Placement | 18000 | 13800 | 2.54 | 11700 | 2.05
COAST AIR |  | 211126490 | HRCU-A-CB-O | A-CAD12-0A | B-CAD12-0A | Singlezone Non-Ducted, Wall Placement | 12000 | 7500 | 2.59 | 6400 | 1.95
COLEMAN | LX SERIES | 214397429 | HRCU-A-CB | HH860E2S11 | CTF60D5CGS1+JMVT20DC2N1 | Singlezone Ducted, Centrally Ducted | 44500 | 33000 | 2.56 | 33400 | 2
COLEMAN | LX SERIES | 214397020 | HRCU-A-CB | HH860E2S11 | CTF60C5CGS1+JMET16CS2N1 | Singlezone Ducted, Centrally Ducted | 45500 | 34400 | 2.58 | 34200 | 2
COLEMAN | LX SERIES | 214584601 | HRCU-A-CB | HH860E2S11 | CTF60C5CGS1 | Singlezone Ducted, Centrally Ducted | 45500 | 33800 | 2.52 | 34000 | 2
COLEMAN | LX SERIES | 214397167 | HRCU-A-CB | HH860E2S11 | CTF60D5CHS1+JMC20D2SN1 | Singlezone Ducted, Centrally Ducted | 53000 | 36600 | 2.6 | 38000 | 2
COLEMAN | LX SERIES | 214584611 | HRCU-A-CB | HH860E2S11 | CTF60C5CGS1 | Singlezone Ducted, Centrally Ducted | 44500 | 33000 | 2.5 | 33400 | 2
COLEMAN | LX SERIES | 214397459 | HRCU-A-CB | HH860E2S11 | CTF60C5CGS1 | Singlezone Ducted, Centrally Ducted | 45000 | 33400 | 2.5 | 33800 | 2
COLEMAN | LX SERIES | 214397454 | HRCU-A-CB | HH860E2S11 | CTF60C5CGS1 | Singlezone Ducted, Centrally Ducted | 45000 | 33400 | 2.5 | 33800 | 2
COLEMAN | LX SERIES | 214398290 | HRCU-A-CB | HH860E2S11 | CTF60C5CGS1+JME16C2SN1 | Singlezone Ducted, Centrally Ducted | 45500 | 34200 | 2.58 | 33800 | 2
COLEMAN | LX SERIES | 214584751 | HRCU-A-CB | HH860E2S11 | CTF60C5CGS1 | Singlezone Ducted, Centrally Ducted | 44500 | 32600 | 2.5 | 33400 | 2
COLEMAN | LX SERIES | 214398251 | HRCU-A-CB | HH860E2S11 | CTF60C5CGS1+JMC17C2SN1 | Singlezone Ducted, Centrally Ducted | 44000 | 32400 | 2.5 | 33200 | 2
COLEMAN | LX SERIES | 214609146 | HRCU-A-CB | HH860E2S11 | CTF60C5CGS1 | Singlezone Ducted, Centrally Ducted | 47000 | 33800 | 2.5 | 34000 | 2
COLEMAN | LX SERIES | 214584716 | HRCU-A-CB | HH860E2S11 | CTF60C5CGS1 | Singlezone Ducted, Centrally Ducted | 44500 | 32800 | 2.5 | 33400 | 2
COLEMAN | LX SERIES | 214397030 | HRCU-A-CB | HH860E2S11 | CTF60D5CGS1+JME18D2SN1 | Singlezone Ducted, Centrally Ducted | 45500 | 34400 | 2.62 | 33800 | 2
COLEMAN | LX SERIES | 214397854 | HRCU-A-CB | HH860E2S11 | CTF60D5CGS1+JMC20D2SN1 | Singlezone Ducted, Centrally Ducted | 44500 | 33000 | 2.56 | 33400 | 2
COLEMAN | LX SERIES | 214396579 | HRCU-A-CB | HH860E2S11 | CTF60C5CGS1+JMC16C2SN1 | Singlezone Ducted, Centrally Ducted | 44000 | 32400 | 2.5 | 33200 | 2
COLEMAN | LX SERIES | 214397834 | HRCU-A-CB | HH860E2S11 | CTF60C5CGS1+JMVT17CC2N1 | Singlezone Ducted, Centrally Ducted | 44000 | 32400 | 2.5 | 33200 | 2
COLEMAN | LX SERIES | 214396740 | HRCU-A-CB | HH860E2S11 | CTF60D5CHS1+JME18D2SN1 | Singlezone Ducted, Centrally Ducted | 53500 | 36600 | 2.62 | 38500 | 2
COLEMAN | LX SERIES | 214397587 | HRCU-A-CB | HH860E2S11 | CTF60D5CHS1+JMET18DS2N1 | Singlezone Ducted, Centrally Ducted | 53500 | 36600 | 2.6 | 38500 | 2
COLEMAN | LX SERIES | 214398374 | HRCU-A-CB | HH824E2S11 | CTF30B5ACS1+JMET12BS2N1 | Singlezone Ducted, Centrally Ducted | 23000 | 18400 | 2.78 | 18100 | 2
COLEMAN | LX SERIES | 214396693 | HRCU-A-CB | HH824E2S11 | CTF30B5ACS1+JMC12B2SN1 | Singlezone Ducted, Centrally Ducted | 23000 | 18600 | 2.84 | 18300 | 2
COLEMAN | LX SERIES | 214397923 | HRCU-A-CB | HH824E2S11 | CTF36B5ADS1+JMVT12BC2N1 | Singlezone Ducted, Centrally Ducted | 23000 | 18200 | 2.88 | 17700 | 2
COLEMAN | LX SERIES | 214397120 | HRCU-A-CB | HH824E2S11 | CTF30B5ACS1+JMET08BS2N1 | Singlezone Ducted, Centrally Ducted | 23000 | 18200 | 2.74 | 17900 | 2
COLEMAN | LX SERIES | 214397523 | HRCU-A-CB | HH824E2S11 | CTF36B5ADS1+JMET12BS2N1 | Singlezone Ducted, Centrally Ducted | 22800 | 17700 | 2.77 | 17400 | 2
COLEMAN | LX SERIES | 214397095 | HRCU-A-CB | HH824E2S11 | CTF36B5ADS1+JMET08BS2N1 | Singlezone Ducted, Centrally Ducted | 22400 | 17400 | 2.71 | 17100 | 2
COLEMAN | LX SERIES | 214396257 | HRCU-A-CB | HH824E2S11 | CTF30B5ACS1+JMVT12BC2N1 | Singlezone Ducted, Centrally Ducted | 23000 | 18600 | 2.84 | 18300 | 2
COLEMAN | LX SERIES | 214397928 | HRCU-A-CB | HH824E2S11 | CTF36B5ADS1+JME12B2SN1 | Singlezone Ducted, Centrally Ducted | 23000 | 18200 | 2.88 | 17700 | 2
COLEMAN | LX SERIES | 214397960 | HRCU-A-CB | HH824E2S11 | CTF30B5ACS1+JME08B2SN1 | Singlezone Ducted, Centrally Ducted | 23000 | 18400 | 2.79 | 18000 | 2
COLEMAN | LX SERIES | 214397100 | HRCU-A-CB | HH824E2S11 | CTF36B5ADS1+JME08B2SN1 | Singlezone Ducted, Centrally Ducted | 22800 | 17600 | 2.77 | 17400 | 2
COLEMAN | LX SERIES | 214397970 | HRCU-A-CB | HH824E2S11 | CTF30B5ACS1+JME12B2SN1 | Singlezone Ducted, Centrally Ducted | 23000 | 18700 | 2.85 | 18400 | 2
COLEMAN | LX SERIES | 214398347 | HRCU-A-CB | HH824E2S11 | CTF36B5ADS1+JMC12B2SN1 | Singlezone Ducted, Centrally Ducted | 23000 | 18200 | 2.88 | 17700 | 2
COLEMAN | HMH7 | 211397468 | HRCU-A-CB | HMH72B341 | XAHC48FBCN1 | Singlezone Ducted, Centrally Ducted | 32400 | 25400 | 2.5 | 23800 | 2.06
COLEMAN | HMH7 | 211398568 | HRCU-A-CB | HMH72B341 | XAFC48FBCN1 | Singlezone Ducted, Centrally Ducted | 32400 | 25400 | 2.56 | 23600 | 2.06
COLEMAN | HMH7 | 211391350 | HRCU-A-CB | HMH72B341 | XAFC36DBCN1 | Singlezone Ducted, Centrally Ducted | 33600 | 25200 | 2.54 | 23800 | 2.08
COLEMAN | LX SERIES | 214397533 | HRCU-A-CB | HH824E2S11 | CTF36B5ADS1 | Singlezone Ducted, Centrally Ducted | 23000 | 18400 | 2.78 | 17900 | 2
COLEMAN | LX SERIES | 214584651 | HRCU-A-CB | HH860E2S11 | CTM60C5CGS1 | Singlezone Ducted, Centrally Ducted | 44500 | 33000 | 2.5 | 33400 | 2
COLEMAN | LX SERIES | 214398671 | HRCU-A-CB | HH860E2S11 | CTM60C5CGS1+JME16C2SN1 | Singlezone Ducted, Centrally Ducted | 44000 | 32200 | 2.5 | 33000 | 2
COLEMAN | LX SERIES | 214398666 | HRCU-A-CB | HH860E2S11 | CTM60C5CGS1+JMC16C2SN1 | Singlezone Ducted, Centrally Ducted | 44500 | 33000 | 2.54 | 33400 | 2
COLEMAN | LX SERIES | 214398632 | HRCU-A-CB | HH860E2S11 | JHE48D5CG2SS1 | Singlezone Ducted, Centrally Ducted | 44500 | 33200 | 2.56 | 33400 | 2
COLEMAN | LX SERIES | 214396391 | HRCU-A-CB | HH836E2S11 | CTF36B5CDS1+JMVT12BC2N1 | Singlezone Ducted, Centrally Ducted | 31000 | 27200 | 2.5 | 25000 | 2
COLEMAN | LX SERIES | 214584581 | HRCU-A-CB | HH860E2S11 | CTF60D5CHS1 | Singlezone Ducted, Centrally Ducted | 53500 | 37000 | 2.6 | 39000 | 2
COLEMAN | LX SERIES | 214396760 | HRCU-A-CB | HH860E2S11 | JHC60D5CH2SS1 | Singlezone Ducted, Centrally Ducted | 53000 | 36200 | 2.6 | 38000 | 2
COLEMAN | LX SERIES | 214584631 | HRCU-A-CB | HH860E2S11 | CTF60C5CHS1 | Singlezone Ducted, Centrally Ducted | 53500 | 36600 | 2.56 | 38500 | 2
COLEMAN | LX SERIES | 214396735 | HRCU-A-CB | HH860E2S11 | CTF60D5CHS1+JMVT20DC2N1 | Singlezone Ducted, Centrally Ducted | 53000 | 36600 | 2.6 | 38000 | 2
COLEMAN | LX SERIES | 214397160 | HRCU-A-CB | HH824E2S11 | CTF30B5ACS1 | Singlezone Ducted, Centrally Ducted | 23000 | 18200 | 2.67 | 17700 | 2
COLEMAN | LX SERIES | 214397155 | HRCU-A-CB | HH824E2S11 | CTF30B5ACS1 | Singlezone Ducted, Centrally Ducted | 23000 | 18200 | 2.67 | 17700 | 2
COLEMAN | LX SERIES | 214397150 | HRCU-A-CB | HH824E2S11 | CTF30B5ACS1 | Singlezone Ducted, Centrally Ducted | 23000 | 18200 | 2.67 | 17700 | 2
COLEMAN | LX SERIES | 214397145 | HRCU-A-CB | HH824E2S11 | CTF30B5ACS1 | Singlezone Ducted, Centrally Ducted | 23000 | 18400 | 2.72 | 18000 | 2
COLEMAN | LX SERIES | 214397140 | HRCU-A-CB | HH824E2S11 | CTF30B5ACS1 | Singlezone Ducted, Centrally Ducted | 23000 | 18400 | 2.72 | 18000 | 2
COLEMAN | LX SERIES | 214397135 | HRCU-A-CB | HH824E2S11 | CTM30B5ACS1 | Singlezone Ducted, Centrally Ducted | 23000 | 18700 | 2.7 | 18300 | 2
COLEMAN | LX SERIES | 214397130 | HRCU-A-CB | HH824E2S11 | CTF30B5ACS1 | Singlezone Ducted, Centrally Ducted | 23000 | 18800 | 2.71 | 18400 | 2
COLEMAN | LX SERIES | 214397125 | HRCU-A-CB | HH824E2S11 | CTF30B5ACS1 | Singlezone Ducted, Centrally Ducted | 23000 | 18700 | 2.74 | 18300 | 2
COLEMAN | LX SERIES | 214584721 | HRCU-A-CB | HH824E2S11 | CTF30A5ADS1 | Singlezone Ducted, Centrally Ducted | 23000 | 18600 | 2.85 | 18100 | 2
COLEMAN | LX SERIES | 214397110 | HRCU-A-CB | HH824E2S11 | CTF36B5ADS1 | Singlezone Ducted, Centrally Ducted | 23000 | 18500 | 2.78 | 18000 | 2
COLEMAN | LX SERIES | 214397105 | HRCU-A-CB | HH824E2S11 | CTF36B5ADS1 | Singlezone Ducted, Centrally Ducted | 23000 | 18000 | 2.76 | 17600 | 2
COLEMAN | HMH7 | 211392827 | HRCU-A-CB | HMH72B341 | XAFB36DXXN1+TXV | Singlezone Ducted, Centrally Ducted | 33600 | 25200 | 2.5 | 23800 | 2.06
COLEMAN | HMH7 | 211394991 | HRCU-A-CB | HMH72B341 | XAUC48FXXN1+TXV | Singlezone Ducted, Centrally Ducted | 32400 | 25400 | 2.56 | 23800 | 2.08
COMFORT-AIRE | A series | 210568229 | HRCU-A-C | A-VCD24SA-1 | MCD18/24B1A | Singlezone Ducted, Centrally Ducted | 25000 | 21000 | 2.58 | 20000 | 1.95
COMFORT-AIRE |  | 207657610 | HMSR-A-CB-O | A-VMH18DV-1 |  | Multizone All Non-Ducted | 20000 | 15000 | 2.5 | 20000 | 1.93
COMFORT-AIRE |  | 201810035 | HMSR-A-CB-O | A-VMH28TU-1 |  | Multizone All Non-Ducted | 31400 | 18000 | 2.75 | 26357 | 1.97
COMFORT-AIRE |  | 201810036 | HMSR-A-CB-O | A-VMH36QU-1 |  | Multizone All Non-Ducted | 36000 | 23200 | 2.78 | 36000 | 1.96
COMFORT-AIRE | A-series | 213916260 | HRCU-A-CB-O | A-VMH12SV-1 | B-VMH12FV-1 | Singlezone Non-Ducted, Wall Placement | 12000 | 10200 | 2.72 | 12300 | 2.1
COMFORT-AIRE | A series | 210568230 | HRCU-A-C | A-VCD18SA-1 | MCD18/24B1A | Singlezone Ducted, Centrally Ducted | 19000 | 14700 | 2.6 | 15000 | 2.2
COMFORT-AIRE | A-series | 213348293 | HRCU-A-CB | A-VCD24SA-1 | B-KCD24SA-1 | Singlezone Ducted, Centrally Ducted | 24000 | 19200 | 2.5 | 24071 | 1.91
COMFORT-AIRE | A-series | 213348292 | HRCU-A-CB | A-VCD18SA-1 | B-KCD18SA-1 | Singlezone Ducted, Centrally Ducted | 19000 | 13500 | 2.6 | 18629 | 2.04
COMFORT-AIRE |  | 205747696 | HRCU-A-CB-O | A-VMH18SU-1B | B-VMH18SU-1B | Singlezone Non-Ducted, Wall Placement | 18000 | 10900 | 2.58 | 16497 | 1.9
COMFORT-AIRE |  | 206221394 | HRCU-A-CB-O | A-VMH24SU-1A | B-VMH24SU-1A | Singlezone Non-Ducted, Wall Placement | 26000 | 19400 | 2.95 | 26000 | 2.07
COMFORT-AIRE |  | 208141181 | HRCU-A-CB-O | A-KMH09SV-1 | B-KMH09SU-1 | Singlezone Non-Ducted, Wall Placement | 11500 | 7100 | 2.85 | 9898 | 1.9
COMFORT-AIRE |  | 208141173 | HRCU-A-CB-O | A-VMH09SV-1 | B-VMH09SU-1C | Singlezone Non-Ducted, Wall Placement | 11500 | 7100 | 2.85 | 9898 | 1.9
COMFORT-AIRE |  | 208141184 | HRCU-A-CB-O | A-KMH24SV-1 | B-KMH24SU-1 | Singlezone Non-Ducted, Wall Placement | 26000 | 19400 | 2.95 | 26000 | 2.07
COMFORT-AIRE |  | 208141170 | HRCU-A-CB-O | A-VMH24SV-1 | B-VMH24SU-1 | Singlezone Non-Ducted, Wall Placement | 26000 | 19400 | 2.95 | 26000 | 2.07
COMFORT-AIRE |  | 206913571 | HRCU-A-CB-O | A-VMH24SU-1 | B-VMH24SU-1A | Singlezone Non-Ducted, Wall Placement | 26000 | 19400 | 2.95 | 26000 | 2.07
COMFORT-AIRE |  | 208141167 | HRCU-A-CB-O | A-VMH09SV-1 | B-VMH09SU-1 | Singlezone Non-Ducted, Wall Placement | 11500 | 7100 | 2.85 | 9898 | 1.9
COMFORT-AIRE |  | 206913036 | HRCU-A-CB-O | A-VMH24SU-1A | B-VMH24SU-1 | Singlezone Non-Ducted, Wall Placement | 26000 | 19400 | 2.95 | 26000 | 2.07
COMFORT-AIRE | A-series | 207657611 | HMSV-A-CB | A-VMH18DV-1 |  | Multizone Mix of Ducted and Non-Ducted | 20000 | 15500 | 2.55 | 20000 | 1.95
COMFORT-AIRE | A series | 210568233 | HRCU-A-CB | A-VCD24SA-1 | B-VCD24SA-1 | Singlezone Ducted, Centrally Ducted | 24000 | 19200 | 2.5 | 24071 | 1.91
COMFORT-AIRE | A series | 208136322 | HRCU-A-CB | A-VMH18SV-1 | B-VMH18AV-1 | Singlezone Ducted, Centrally Ducted | 19000 | 15400 | 2.7 | 18295 | 2
COMFORT-AIRE | A series | 210568228 | HRCU-A-CB | A-VCD60SA-1 | B-VCD60SA-1 | Singlezone Ducted, Centrally Ducted | 59000 | 42000 | 2.6 | 54356 | 1.91
COMFORT-AIRE | A-series | 214232455 | HMSR-A-CB-O | A-VMH55PV-1 |  | Multizone All Non-Ducted | 55000 | 34400 | 2.5 | 47000 | 1.94
COMFORT-AIRE | A-series | 214232456 | HMSV-A-CB | A-VMH55PV-1 |  | Multizone All Ducted | 55000 | 35200 | 2.5 | 47000 | 1.94
COMFORT-AIRE | A-series | 214232457 | HMSV-A-CB | A-VMH55PV-1 |  | Multizone Mix of Ducted and Non-Ducted | 55000 | 34800 | 2.5 | 47000 | 1.94
COMFORT-AIRE |  | 207657609 | HMSV-A-CB | A-VMH18DV-1 |  | Multizone All Ducted | 20000 | 16000 | 2.61 | 20000 | 1.95
COMFORT-AIRE |  | 207691820 | HRCU-A-CB-O | A-DVH09SH-1 | B-DVH09SH-1 | Singlezone Non-Ducted, Wall Placement | 10000 | 6900 | 2.53 | 6400 | 1.95
COMFORT-AIRE |  | 207657392 | HRCU-A-CB-O | A-VMH24SV-1 | B-VMH24CV-1 | Singlezone Non-Ducted, Wall Placement | 25000 | 21000 | 2.64 | 26000 | 1.95
COMFORT-AIRE |  | 207657385 | HRCU-A-CB-O | A-VMH06SV-1 | B-VMH06SV-1 | Singlezone Non-Ducted, Wall Placement | 7000 | 8500 | 2.9 | 8581 | 2.19
COMFORT-AIRE |  | 210568243 | HRCU-A-CB | A-VMH24SV-1 | B-VMH24DU-1 | Singlezone Ducted, Compact Ducted | 25000 | 21000 | 2.64 | 27000 | 2
COMFORT-AIRE |  | 210568244 | HRCU-A-CB-O | A-VMH24SV-1 | B-VMH24UU-1 | Singlezone Non-Ducted, Floor Placement | 25000 | 19000 | 2.64 | 25000 | 2.1
COMFORT-AIRE |  | 210568246 | HRCU-A-CB | A-VMH12SV-1 | B-VMH12DU-1 | Singlezone Ducted, Compact Ducted | 12500 | 10600 | 2.51 | 12100 | 1.96
COMFORT-AIRE |  | 210568240 | HRCU-A-CB-O | A-VMH12SV-1 | B-VMH12CU-1 | Singlezone Non-Ducted, Ceiling Placement | 12000 | 9900 | 2.55 | 11500 | 1.9
COMFORT-AIRE |  | 207657386 | HRCU-A-CB-O | A-VMH09SV-1 | B-VMH09SV-1 | Singlezone Non-Ducted, Wall Placement | 12000 | 9500 | 2.53 | 11109 | 1.97
COMFORT-AIRE |  | 207071380 | HRCU-A-CB | HRG1836S1P | EAH1P30B+H4TXV01 | Singlezone Ducted, Centrally Ducted | 24000 | 15300 | 2.51 | 12500 | 2.19
COMFORT-AIRE |  | 207071362 | HRCU-A-CB | HRG1836S1P | EAH1P30A+H4TXV01 | Singlezone Ducted, Centrally Ducted | 24000 | 15200 | 2.5 | 12500 | 2.19
COMFORT-AIRE |  | 207071368 | HRCU-A-CB | HRG1836S1P | EAH1P30B+H4TXV01 | Singlezone Ducted, Centrally Ducted | 24000 | 15300 | 2.51 | 12500 | 2.19
COMFORT-AIRE |  | 207071364 | HRCU-A-CB | HRG1836S1P | EAH1P30B+H4TXV01 | Singlezone Ducted, Centrally Ducted | 24000 | 15300 | 2.51 | 12500 | 2.18
COMFORT-AIRE |  | 207071366 | HRCU-A-CB | HRG1836S1P | EAH1P30B+H4TXV01 | Singlezone Ducted, Centrally Ducted | 24000 | 15300 | 2.52 | 12500 | 2.19
COMFORT-AIRE |  | 207071378 | HRCU-A-CB | HRG1836S1P | EAH1P30B+H4TXV01 | Singlezone Ducted, Centrally Ducted | 24000 | 15300 | 2.51 | 12500 | 2.18
COMFORTMAKER | DLC-series | 208447708 | HRCU-A-CB-O | DLCERBH09AAK | DLFEHBH09XAK | Singlezone Non-Ducted, Wall Placement | 10000 | 6000 | 2.51 | 6933 | 1.97
COMFORTMAKER | DLC-series | 208447628 | HRCU-A-CB-O | DLCSRBH12AAJ | DLFSHCH12XAJ | Singlezone Non-Ducted, Wall Placement | 12000 | 8400 | 2.8 | 7094 | 2.19
COMFORTMAKER | DLC-series | 208447625 | HRCU-A-CB-O | DLCSRBH09AAK | DLFSHCH09XAK | Singlezone Non-Ducted, Wall Placement | 12000 | 9500 | 2.53 | 11109 | 1.97
COMFORTMAKER | DLC-series | 208447629 | HRCU-A-CB-O | DLCSRBH06AAK | DLFSHCH06XAK | Singlezone Non-Ducted, Wall Placement | 7000 | 8500 | 2.9 | 8581 | 2.19
COMFORTMAKER | DLC-series | 207683334 | HRCU-A-CB-O | DLCSRBH24AAK | DLFSCBH24XAK | Singlezone Non-Ducted, Wall Placement | 25000 | 21000 | 2.64 | 26000 | 1.95
COMFORTMAKER | DLC-series | 209948192 | HRCU-A-CB-O | DLCSRBH12AAK | DLFSFBH12XAK | Singlezone Non-Ducted, Wall Placement | 12000 | 10200 | 2.72 | 12300 | 2.1
COMFORTMAKER | DLC-series | 211132716 | HRCU-A-CB | DLCSRBH24AAK | DLFSDAH24XHK | Singlezone Ducted, Compact Ducted | 25000 | 21000 | 2.75 | 24000 | 2
COMFORTMAKER | DLC-series | 211132682 | HRCU-A-CB | DLCSRBH18AAK | DLFSDAH18XHK | Singlezone Ducted, Compact Ducted | 19000 | 15700 | 2.6 | 18000 | 2.2
COMFORTMAKER | DLC-series | 210857430 | HRCU-A-CB-O | DLCSRBH06AAK | DLFSOAH09XAK | Singlezone Non-Ducted, Ceiling Placement | 7100 | 5700 | 2.61 | 8500 | 2.03
COMFORTMAKER | Dlseries | 210025742 | HRCU-A-CB | DLCURAH60ABK | DLFUAAH60XAK | Singlezone Ducted, Centrally Ducted | 59000 | 42000 | 2.6 | 54356 | 1.91
COMFORTMAKER | DL series | 213372124 | HRCU-A-C | DLCURAH18ABK | DLFULAH24XBX + CI | Singlezone Ducted, Centrally Ducted | 19000 | 14700 | 2.6 | 15000 | 2.2
COMFORTMAKER | DLC-series | 206361875 | HRCU-A-CB-O | DLCSRBH12AAK | DLFSHBH12XAK | Singlezone Non-Ducted, Wall Placement | 12000 | 10300 | 2.56 | 12113 | 1.9
COMFORTMAKER | DLC-series | 206361873 | HRCU-A-CB-O | DLCSRBH12AAJ | DLFSHBH12XAJ | Singlezone Non-Ducted, Wall Placement | 12000 | 8900 | 2.75 | 6858 | 2.07
COMFORTMAKER | DLC-series | 207188908 | HRCU-A-CB-O | DLCSRBH06AAK | DLFSHBH06XAK | Singlezone Non-Ducted, Wall Placement | 7000 | 7500 | 2.5 | 7200 | 1.92
COMFORTMAKER |  | 201835554 | HRCU-A-CB-O | DLCPRAH09AAK | DLFPHAH09XAK | Singlezone Non-Ducted, Wall Placement | 10000 | 7200 | 2.78 | 13047 | 1.97
COMFORTMAKER | High Tier | 202463645 | HRCU-A-CB-O | DLCPRAH24AAK | DLFPHAH24XAK | Singlezone Non-Ducted, Wall Placement | 24000 | 15450 | 3 | 24000 | 2
COMFORTMAKER | QuietComfort | 206350402 | HRCU-A-CB | DLCSRBH24AAK | DLFSDAH24XAK | Singlezone Ducted, Compact Ducted | 24600 | 14500 | 2.8 | 27910 | 2.01
COMFORTMAKER | Performance Series | 207643022 | HMSV-A-CB | DLCMHBH48EAK |  | Multizone Mix of Ducted and Non-Ducted | 49000 | 31000 | 2.65 | 48000 | 1.9
COMFORTMAKER | Performance Series | 207643012 | HMSV-A-CB | DLCMHBH24CAK |  | Multizone All Ducted | 24000 | 18500 | 2.85 | 21500 | 1.95
COMFORTMAKER | SOFTSOUND DELUXE 18 VS HP 2-STAGE | 210458483 | HRCU-A-CB | CVH837GKA2*+TSTAT | EA*4X37L21A* | Singlezone Ducted, Centrally Ducted | 47500 | 30800 | 2.52 | 24400 | 1.98
COMFORTMAKER | SOFTSOUND DELUXE 18 VS HP 2-STAGE | 210459740 | HRCU-A-CB | CVH837GKA2*+TSTAT | EA*4X43L21A* | Singlezone Ducted, Centrally Ducted | 47500 | 30800 | 2.52 | 24400 | 1.98
COMFORTMAKER | SOFTSOUND DELUXE 18 VS HP | 206771275 | HRCU-A-CB | CVH837GKA2* | EA*4X37L21A*+WALLCON | Singlezone Ducted, Centrally Ducted | 33000 | 31800 | 2.52 | 28000 | 2.2
COMFORTMAKER | SOFTSOUND DELUXE 18 VS HP | 206771329 | HRCU-A-CB | CVH837GKA2* | EA*4X37L21A*+WALLCON | Singlezone Ducted, Centrally Ducted | 32800 | 31800 | 2.54 | 28000 | 2.22
COMFORTMAKER | SOFTSOUND DELUXE 18 VS HP | 206771347 | HRCU-A-CB | CVH837GKA2* | EA*4X37L21A*+WALLCON | Singlezone Ducted, Centrally Ducted | 32800 | 31800 | 2.54 | 28000 | 2.22
COMFORTMAKER | SOFTSOUND DELUXE 18 VS HP | 206771356 | HRCU-A-CB | CVH837GKA2* | EA*4X37L21A*+WALLCON | Singlezone Ducted, Centrally Ducted | 32800 | 31800 | 2.54 | 27800 | 2.22
COMFORTMAKER | SOFTSOUND DELUXE 18 VS HP | 206771626 | HRCU-A-CB | CVH837GKA2* | EA*4X43L21A*+WALLCON | Singlezone Ducted, Centrally Ducted | 33000 | 32000 | 2.52 | 28000 | 2.2
COMFORTMAKER | SOFTSOUND DELUXE 18 VS HP | 206771644 | HRCU-A-CB | CVH837GKA2* | EA*4X43L21A*+WALLCON | Singlezone Ducted, Centrally Ducted | 32800 | 31800 | 2.54 | 28000 | 2.2
COMFORTMAKER | SOFTSOUND DELUXE 18 VS HP | 206771698 | HRCU-A-CB | CVH837GKA2* | EA*4X43L21A*+WALLCON | Singlezone Ducted, Centrally Ducted | 32800 | 31800 | 2.54 | 27800 | 2.22
COMFORTMAKER | SOFTSOUND DELUXE 18 VS HP | 206771716 | HRCU-A-CB | CVH837GKA2* | EA*4X43L21A*+WALLCON | Singlezone Ducted, Centrally Ducted | 32800 | 31800 | 2.54 | 27800 | 2.22
COMFORTMAKER | SOFTSOUND DELUXE 18 VS HP | 206771725 | HRCU-A-CB | CVH837GKA2* | EA*4X43L21A*+WALLCON | Singlezone Ducted, Centrally Ducted | 32800 | 31800 | 2.56 | 27800 | 2.22
COMFORTMAKER | SOFTSOUND DELUXE 18 VS HP | 206771779 | HRCU-A-CB | CVH837GKA2* | EA*4X48L21A*+WALLCON | Singlezone Ducted, Centrally Ducted | 32600 | 31400 | 2.52 | 27800 | 2.2
COMFORTMAKER | SOFTSOUND DELUXE 18 VS HP | 206771833 | HRCU-A-CB | CVH837GKA2* | EA*4X48L21A*+WALLCON | Singlezone Ducted, Centrally Ducted | 32400 | 31400 | 2.52 | 27600 | 2.2
COMFORTMAKER | SOFTSOUND DELUXE 18 VS HP | 206771851 | HRCU-A-CB | CVH837GKA2* | EA*4X48L21A*+WALLCON | Singlezone Ducted, Centrally Ducted | 32400 | 31400 | 2.52 | 27600 | 2.2
COMFORTMAKER | SOFTSOUND DELUXE 18 VS HP | 206771860 | HRCU-A-CB | CVH837GKA2* | EA*4X48L21A*+WALLCON | Singlezone Ducted, Centrally Ducted | 32400 | 31400 | 2.52 | 27600 | 2.2
COMFORTMAKER | SOFTSOUND DELUXE 18 VS HP | 206771896 | HRCU-A-CB | CVH837GKA2* | EA*4X48L24A*+WALLCON | Singlezone Ducted, Centrally Ducted | 32400 | 31400 | 2.52 | 27600 | 2.2
COMFORTMAKER | SOFTSOUND DELUXE 18 VS HP | 206771905 | HRCU-A-CB | CVH837GKA2* | EA*4X48L24A*+WALLCON | Singlezone Ducted, Centrally Ducted | 32400 | 31400 | 2.54 | 27600 | 2.22
COMFORTMAKER | SOFTSOUND DELUXE 18 VS HP | 206771914 | HRCU-A-CB | CVH837GKA2* | EA*4X48L24A*+WALLCON | Singlezone Ducted, Centrally Ducted | 32400 | 31400 | 2.54 | 27600 | 2.22
COMFORTMAKER | SOFTSOUND DELUXE 18 VS HP | 206771932 | HRCU-A-CB | CVH837GKA2* | EA*4X48L24A*+WALLCON | Singlezone Ducted, Centrally Ducted | 32400 | 31400 | 2.52 | 27600 | 2.22
COMFORTMAKER | SOFTSOUND DELUXE 18 VS HP | 206771941 | HRCU-A-CB | CVH837GKA2* | EA*4X48L24A*+WALLCON | Singlezone Ducted, Centrally Ducted | 32600 | 31400 | 2.52 | 27800 | 2.2
COMFORTMAKER | SOFTSOUND DELUXE 18 VS HP | 206771959 | HRCU-A-CB | CVH837GKA2* | EA*4X48L24A*+WALLCON | Singlezone Ducted, Centrally Ducted | 32400 | 31400 | 2.52 | 27600 | 2.22
COMFORTMAKER | SOFTSOUND DELUXE 18 VS HP | 210470270 | HRCU-A-CB | CVH837GKA2* | EA*4X60L24A*+WALLCON | Singlezone Ducted, Centrally Ducted | 31800 | 31000 | 2.5 | 27400 | 2.2
COMFORTMAKER | SOFTSOUND DELUXE 18 VS HP | 210470281 | HRCU-A-CB | CVH837GKA2* | EA*4X60L24A*+WALLCON | Singlezone Ducted, Centrally Ducted | 31800 | 31000 | 2.52 | 27400 | 2.22
COMFORTMAKER | SOFTSOUND DELUXE 18 VS HP | 210470292 | HRCU-A-CB | CVH837GKA2* | EA*4X60L24A*+WALLCON | Singlezone Ducted, Centrally Ducted | 31800 | 31000 | 2.52 | 27400 | 2.22
COMFORTMAKER | SOFTSOUND DELUXE 18 VS HP | 210470314 | HRCU-A-CB | CVH837GKA2* | EA*4X60L24A*+WALLCON | Singlezone Ducted, Centrally Ducted | 31800 | 31000 | 2.52 | 27400 | 2.22
COMFORTMAKER | SOFTSOUND DELUXE 18 VS HP | 210470325 | HRCU-A-CB | CVH837GKA2* | EA*4X60L24A*+WALLCON | Singlezone Ducted, Centrally Ducted | 32000 | 31200 | 2.5 | 27600 | 2.2
COMFORTMAKER | SOFTSOUND DELUXE 18 VS HP | 210470347 | HRCU-A-CB | CVH837GKA2* | EA*4X60L24A*+WALLCON | Singlezone Ducted, Centrally Ducted | 31800 | 31000 | 2.52 | 27400 | 2.22
COMFORTMAKER | SOFTSOUND DELUXE 18 VS HP | 210470435 | HRCU-A-CB | CVH837GKA2* | EA*4X61L21A*+WALLCON | Singlezone Ducted, Centrally Ducted | 32200 | 31400 | 2.5 | 27800 | 2.2
COMFORTMAKER | SOFTSOUND DELUXE 18 VS HP | 210470446 | HRCU-A-CB | CVH837GKA2* | EA*4X61L21A*+WALLCON | Singlezone Ducted, Centrally Ducted | 32000 | 31200 | 2.52 | 27600 | 2.22
COMFORTMAKER | SOFTSOUND DELUXE 18 VS HP | 210470468 | HRCU-A-CB | CVH837GKA2* | EA*4X61L21A*+WALLCON | Singlezone Ducted, Centrally Ducted | 32000 | 31200 | 2.52 | 27600 | 2.22
COMFORTMAKER | SOFTSOUND DELUXE 18 VS HP | 210470490 | HRCU-A-CB | CVH837GKA2* | EA*4X61L21A*+WALLCON | Singlezone Ducted, Centrally Ducted | 32000 | 31200 | 2.52 | 27600 | 2.22
COMFORTMAKER | SOFTSOUND DELUXE 18 VS HP | 210470501 | HRCU-A-CB | CVH837GKA2* | EA*4X61L21A*+WALLCON | Singlezone Ducted, Centrally Ducted | 32000 | 31200 | 2.54 | 27600 | 2.22
COMFORTMAKER | SOFTSOUND DELUXE 18 VS HP | 210470556 | HRCU-A-CB | CVH837GKA2* | EA*4X61L24A*+WALLCON | Singlezone Ducted, Centrally Ducted | 32000 | 31200 | 2.52 | 27600 | 2.22
COMFORTMAKER | SOFTSOUND DELUXE 18 VS HP | 210470567 | HRCU-A-CB | CVH837GKA2* | EA*4X61L24A*+WALLCON | Singlezone Ducted, Centrally Ducted | 32000 | 31200 | 2.54 | 27400 | 2.24
COMFORTMAKER | SOFTSOUND DELUXE 18 VS HP | 210470578 | HRCU-A-CB | CVH837GKA2* | EA*4X61L24A*+WALLCON | Singlezone Ducted, Centrally Ducted | 32000 | 31200 | 2.54 | 27600 | 2.22
COMFORTMAKER | SOFTSOUND DELUXE 18 VS HP | 210470600 | HRCU-A-CB | CVH837GKA2* | EA*4X61L24A*+WALLCON | Singlezone Ducted, Centrally Ducted | 32000 | 31200 | 2.54 | 27600 | 2.22
COMFORTMAKER | SOFTSOUND DELUXE 18 VS HP | 210470611 | HRCU-A-CB | CVH837GKA2* | EA*4X61L24A*+WALLCON | Singlezone Ducted, Centrally Ducted | 32000 | 31200 | 2.52 | 27600 | 2.22
COMFORTMAKER | SOFTSOUND DELUXE 18 VS HP | 210470633 | HRCU-A-CB | CVH837GKA2* | EA*4X61L24A*+WALLCON | Singlezone Ducted, Centrally Ducted | 32000 | 31200 | 2.54 | 27600 | 2.22
COMFORTMAKER | Performance Series | 207643020 | HMSR-A-CB-O | DLCMHBH48EAK |  | Multizone All Non-Ducted | 48000 | 34000 | 2.83 | 48000 | 2
COMFORTMAKER | Performance Series | 207643014 | HMSR-A-CB-O | DLCMHBH30DAK |  | Multizone All Non-Ducted | 30000 | 18500 | 2.98 | 29400 | 1.9
COMFORTMAKER | SOFTSOUND DELUXE 18 VS HP | 206766036 | HRCU-A-CB | CVH825GKA3* | EA*4X37L21A*+WALLCON | Singlezone Ducted, Centrally Ducted | 21000 | 20400 | 2.54 | 18100 | 2.24
COMFORTMAKER | SOFTSOUND DELUXE 18 VS HP | 210473243 | HRCU-A-CB | CVH825GKA3* | EA*4X43L21A*+WALLCON | Singlezone Ducted, Centrally Ducted | 21000 | 20400 | 2.54 | 18100 | 2.24
COMFORTMAKER | SOFTSOUND DELUXE 18 VS HP 2-STAGE | 210465006 | HRCU-A-CB | CVH837GKA2*+TSTAT | EN(A,D,W)4X60L24** | Singlezone Ducted, Centrally Ducted | 47000 | 30600 | 2.5 | 24000 | 1.96
COMFORTMAKER | SOFTSOUND DELUXE 18 VS HP 2-STAGE | 210464818 | HRCU-A-CB | CVH837GKA2*+TSTAT | EN(A,D)4X48L24** | Singlezone Ducted, Centrally Ducted | 48000 | 31000 | 2.5 | 24400 | 1.94
COMFORTMAKER | SOFTSOUND DELUXE 18 VS HP 2-STAGE | 210464683 | HRCU-A-CB | CVH837GKA2*+TSTAT | EN(A,D)4X48L24** | Singlezone Ducted, Centrally Ducted | 47500 | 30600 | 2.5 | 24200 | 1.94
COMFORTMAKER | SOFTSOUND DELUXE 18 VS HP 2-STAGE | 210464617 | HRCU-A-CB | CVH837GKA2*+TSTAT | EN(A,D)4X48L24** | Singlezone Ducted, Centrally Ducted | 47500 | 30800 | 2.5 | 24200 | 1.96
COMFORTMAKER | SOFTSOUND DELUXE 18 VS HP 2-STAGE | 210464605 | HRCU-A-CB | CVH837GKA2*+TSTAT | EN(A,D)4X48L24** | Singlezone Ducted, Centrally Ducted | 48000 | 31000 | 2.5 | 24400 | 1.96
COMFORTMAKER | SOFTSOUND DELUXE 18 VS HP 2-STAGE | 210464462 | HRCU-A-CB | CVH837GKA2*+TSTAT | EN(A,D,W)4X48L21** | Singlezone Ducted, Centrally Ducted | 48000 | 31000 | 2.5 | 24400 | 1.94
COMFORTMAKER | SOFTSOUND DELUXE 18 VS HP 2-STAGE | 210464307 | HRCU-A-CB | CVH837GKA2*+TSTAT | EN(A,D,W)4X48L21** | Singlezone Ducted, Centrally Ducted | 48000 | 31000 | 2.5 | 24400 | 1.94
COMFORTMAKER | SOFTSOUND DELUXE 18 VS HP 2-STAGE | 210464172 | HRCU-A-CB | CVH837GKA2*+TSTAT | EN(A,D,W)4X48L21** | Singlezone Ducted, Centrally Ducted | 47500 | 30800 | 2.5 | 24200 | 1.96
COMFORTMAKER | SOFTSOUND DELUXE 18 VS HP 2-STAGE | 210462019 | HRCU-A-CB | CVH837GKA2*+TSTAT | EA*4X61L24A* | Singlezone Ducted, Centrally Ducted | 47000 | 30800 | 2.52 | 24400 | 1.98
COMFORTMAKER | SOFTSOUND DELUXE 18 VS HP 2-STAGE | 210461964 | HRCU-A-CB | CVH837GKA2*+TSTAT | EA*4X61L24A* | Singlezone Ducted, Centrally Ducted | 47000 | 30600 | 2.5 | 24400 | 1.98
COMFORTMAKER | SOFTSOUND DELUXE 18 VS HP 2-STAGE | 210461840 | HRCU-A-CB | CVH837GKA2*+TSTAT | EA*4X61L24A* | Singlezone Ducted, Centrally Ducted | 47000 | 30600 | 2.5 | 24400 | 1.98
COMFORTMAKER | SOFTSOUND DELUXE 18 VS HP 2-STAGE | 210461829 | HRCU-A-CB | CVH837GKA2*+TSTAT | EA*4X61L24A* | Singlezone Ducted, Centrally Ducted | 46500 | 30400 | 2.5 | 24000 | 1.96
COMFORTMAKER | SOFTSOUND DELUXE 18 VS HP 2-STAGE | 210461807 | HRCU-A-CB | CVH837GKA2*+TSTAT | EA*4X61L24A* | Singlezone Ducted, Centrally Ducted | 47000 | 30600 | 2.5 | 24400 | 1.98
COMFORTMAKER | SOFTSOUND DELUXE 18 VS HP 2-STAGE | 210461796 | HRCU-A-CB | CVH837GKA2*+TSTAT | EA*4X61L24A* | Singlezone Ducted, Centrally Ducted | 47000 | 30600 | 2.5 | 24400 | 1.96
COMFORTMAKER | SOFTSOUND DELUXE 18 VS HP 2-STAGE | 210461763 | HRCU-A-CB | CVH837GKA2*+TSTAT | EA*4X61L24A* | Singlezone Ducted, Centrally Ducted | 46500 | 30400 | 2.5 | 24200 | 1.98
COMFORTMAKER | SOFTSOUND DELUXE 18 VS HP 2-STAGE | 210461751 | HRCU-A-CB | CVH837GKA2*+TSTAT | EA*4X61L24A* | Singlezone Ducted, Centrally Ducted | 46500 | 30600 | 2.5 | 24200 | 1.98
COMFORTMAKER | SOFTSOUND DELUXE 18 VS HP 2-STAGE | 210461453 | HRCU-A-CB | CVH837GKA2*+TSTAT | EA*4X61L21A* | Singlezone Ducted, Centrally Ducted | 46500 | 30600 | 2.5 | 24400 | 1.96
COMFORTMAKER | SOFTSOUND DELUXE 18 VS HP 2-STAGE | 210461430 | HRCU-A-CB | CVH837GKA2*+TSTAT | EA*4X61L21A* | Singlezone Ducted, Centrally Ducted | 47000 | 30600 | 2.5 | 24400 | 1.98
COMFORTMAKER | SOFTSOUND DELUXE 18 VS HP 2-STAGE | 210461417 | HRCU-A-CB | CVH837GKA2*+TSTAT | EA*4X61L21A* | Singlezone Ducted, Centrally Ducted | 47000 | 30600 | 2.5 | 24400 | 1.98
COMFORTMAKER | SOFTSOUND DELUXE 18 VS HP 2-STAGE | 210461329 | HRCU-A-CB | CVH837GKA2*+TSTAT | EA*4X61L21A* | Singlezone Ducted, Centrally Ducted | 46500 | 30400 | 2.5 | 24200 | 1.96
COMFORTMAKER |  | 209852047 | HRCU-A-CB | DLCURAH18ABK | DLFUAAH18XAK | Singlezone Ducted, Centrally Ducted | 19000 | 13500 | 2.5 | 18000 | 2
COMFORTMAKER | SoftSound | 207826596 | HMSV-A-CB | DLCSRBH24AAK | DLFSABH24XBK | Singlezone Ducted, Centrally Ducted | 26000 | 16200 | 2.79 | 21508 | 1.95
COMFORTMAKER | High Tier | 202463644 | HRCU-A-CB-O | DLCPRAH18AAK | DLFPHAH18XAK | Singlezone Non-Ducted, Wall Placement | 18000 | 12300 | 3.19 | 18000 | 2
COMFORTSTAR | UACP series | 213386530 | HRCU-A-C | CPH24CD(O) | UACP-24B | Singlezone Ducted, Centrally Ducted | 25000 | 21000 | 2.58 | 20000 | 1.95
COMFORTSTAR | ACP series | 213386518 | HRCU-A-C | CPH24CD(O) | ACP-24B | Singlezone Ducted, Centrally Ducted | 25000 | 21000 | 2.58 | 20000 | 1.95
COMFORTSTAR | T1W Series | 214594913 | HRCU-A-CB-O | CZP09CD(O) | T1W9P | Singlezone Non-Ducted, Ceiling Placement | 11000 | 8000 | 2.66 | 8500 | 2.37
COMFORTSTAR | T1W Series | 214594915 | HRCU-A-CB-O | CZP18CD(O) | T1W18P | Singlezone Non-Ducted, Ceiling Placement | 19000 | 12200 | 2.79 | 13100 | 2.3
COMFORTSTAR |  | 207658967 | HMSR-A-CB-O | CMZ-27-3Z |  | Multizone All Non-Ducted | 28000 | 21000 | 2.5 | 20000 | 2.11
COMFORTSTAR |  | 207658976 | HMSR-A-CB-O | CVH-18-2SH |  | Multizone All Non-Ducted | 20000 | 15000 | 2.5 | 20000 | 1.93
COMFORTSTAR |  | 202575873 | HMSR-A-CB-O | CM4-36-4ZX |  | Multizone All Non-Ducted | 36000 | 23200 | 2.78 | 36037 | 1.96
COMFORTSTAR |  | 201763956 | HMSR-A-CB-O | CM2-18-2Z |  | Multizone All Non-Ducted | 19000 | 12000 | 2.79 | 10205 | 1.97
COMFORTSTAR |  | 201763958 | HMSR-A-CB-O | CM3-27-3Z |  | Multizone All Non-Ducted | 28000 | 17200 | 2.8 | 17040 | 1.97
COMFORTSTAR | ACP series | 213386517 | HRCU-A-C | CPH18CD(O) | ACP-24B | Singlezone Ducted, Centrally Ducted | 19000 | 14700 | 2.6 | 15000 | 2.2
COMFORTSTAR | UACP series | 213386529 | HRCU-A-C | CPH18CD(O) | UACP-24B | Singlezone Ducted, Centrally Ducted | 19000 | 14700 | 2.6 | 15000 | 2.2
COMFORTSTAR |  | 202575859 | HRCU-A-CB-O | CPP009CD(O) | CXH009CD(I) | Singlezone Non-Ducted, Wall Placement | 9800 | 5800 | 2.74 | 7989 | 2
COMFORTSTAR |  | 202575861 | HRCU-A-CB-O | CPP018CD(O) | CXH018CD(I) | Singlezone Non-Ducted, Wall Placement | 18000 | 11400 | 2.72 | 11178 | 2.02
COMFORTSTAR |  | 8854585 | HRCU-A-CB-O | CPP018CD(O) | CPP018CD(I) | Singlezone Non-Ducted, Wall Placement | 18000 | 10400 | 2.72 | 10953 | 1.9
COMFORTSTAR |  | 9119315 | HRCU-A-CB-O | CPP024CD(O) | FPA-24 | Singlezone Non-Ducted, Floor Placement | 24000 | 15000 | 2.85 | 17817 | 1.9
COMFORTSTAR |  | 10595506 | HRCU-A-CB | CPP024CD(O) | CPA-24B | Singlezone Ducted, Compact Ducted | 24400 | 16000 | 2.69 | 18500 | 2.04
COMFORTSTAR |  | 202575866 | HRCU-A-CB | CXH009CD(O) | CPA-09B | Singlezone Ducted, Compact Ducted | 10000 | 7200 | 2.74 | 8300 | 2.06
COMFORTSTAR |  | 10595505 | HRCU-A-CB | CPP018CD(O) | CPA-18B | Singlezone Ducted, Compact Ducted | 18000 | 12000 | 2.61 | 10300 | 1.95
COMFORTSTAR |  | 202575853 | HRCU-A-CB-O | CPP009CD(O) | CXH009CD(I)-WIFI | Singlezone Non-Ducted, Wall Placement | 9800 | 5800 | 2.74 | 7989 | 2
COMFORTSTAR |  | 202575855 | HRCU-A-CB-O | CPP018CD(O) | CXH018CD(I)-WIFI | Singlezone Non-Ducted, Wall Placement | 18000 | 11400 | 2.72 | 11178 | 2.02
COMFORTSTAR | C-series | 207658969 | HMSV-A-CB | CMZ-27-3Z |  | Multizone Mix of Ducted and Non-Ducted | 28000 | 21400 | 2.55 | 20000 | 2.13
COMFORTSTAR | C-series | 207658978 | HMSV-A-CB | CVH-18-2SH |  | Multizone Mix of Ducted and Non-Ducted | 20000 | 15500 | 2.55 | 20000 | 1.95
COMFORTSTAR | C-series | 207658966 | HMSV-A-CB | CMZ-18-2Z |  | Multizone Mix of Ducted and Non-Ducted | 19000 | 14500 | 2.5 | 14000 | 2.17
COMFORTSTAR |  | 207658932 | HRCU-A-CB | CZP18CD(O) | CPA-18B | Singlezone Ducted, Compact Ducted | 20000 | 12600 | 2.66 | 13000 | 2.4
COMFORTSTAR |  | 207658945 | HRCU-A-CB-O | CZP18CD(O) | TPA-18C | Singlezone Non-Ducted, Ceiling Placement | 19000 | 12000 | 2.51 | 12700 | 2.16
COMFORTSTAR |  | 207765975 | HRCU-A-CB-O | CZP18CD(O) | TPA-18 | Singlezone Non-Ducted, Ceiling Placement | 19000 | 12000 | 2.51 | 12700 | 2.16
COMFORTSTAR |  | 207658955 | HRCU-A-CB-O | CZP18CD(O) | FPA-18 | Singlezone Non-Ducted, Floor Placement | 20000 | 12800 | 2.52 | 13000 | 2.08
COMFORTSTAR |  | 207658952 | HRCU-A-CB-O | CHF24CD(O) | TIP-24 | Singlezone Non-Ducted, Wall Placement | 25000 | 21000 | 2.64 | 26000 | 1.95
COMFORTSTAR |  | 207765976 | HRCU-A-CB-O | CZP24CD(O) | TIP24 | Singlezone Non-Ducted, Wall Placement | 25000 | 19000 | 2.6 | 18900 | 1.96
COMFORTSTAR |  | 207658946 | HRCU-A-CB-O | CZP24CD(O) | TPA-24C | Singlezone Non-Ducted, Wall Placement | 25000 | 19000 | 2.6 | 18900 | 1.96
COMFORTSTAR |  | 207658954 | HRCU-A-CB-O | CHF48CD(O) | TIP-48 | Singlezone Non-Ducted, Wall Placement | 53000 | 35000 | 2.59 | 48000 | 1.98
COMFORTSTAR |  | 207658923 | HRCU-A-CB-O | CZP12CD(O) | CHF12CD(I) | Singlezone Non-Ducted, Wall Placement | 12000 | 9000 | 2.69 | 8981 | 2.19
COMFORTSTAR |  | 207658922 | HRCU-A-CB-O | CZP09CD(O) | CHF09CD(I) | Singlezone Non-Ducted, Wall Placement | 10000 | 8500 | 2.8 | 8581 | 2.19
COMFORTSTAR |  | 207826041 | HRCU-A-CB-O | CGS09CD(O) | CGS09CD(I) | Singlezone Non-Ducted, Wall Placement | 10000 | 6000 | 2.51 | 6933 | 1.97
COMFORTSTAR |  | 207765972 | HRCU-A-CB | CHF24CD(O) | CPA-24B | Singlezone Ducted, Compact Ducted | 25000 | 21000 | 2.64 | 27000 | 2
COMFORTSTAR |  | 207658940 | HRCU-A-CB | CHF24CD(O) | CPA-24C | Singlezone Ducted, Compact Ducted | 25000 | 21000 | 2.64 | 27000 | 2
COMFORTSTAR |  | 207658933 | HRCU-A-CB | CZP24CD(O) | CPA-24B | Singlezone Ducted, Compact Ducted | 25000 | 20000 | 2.61 | 20000 | 2.3
COMFORTSTAR |  | 207658938 | HRCU-A-CB | CHF12CD(O) | CPA-12C | Singlezone Ducted, Compact Ducted | 12500 | 10600 | 2.51 | 12100 | 1.96
COMFORTSTAR |  | 207765970 | HRCU-A-CB | CHF12CD(O) | CPA-12B | Singlezone Ducted, Compact Ducted | 12500 | 10600 | 2.51 | 12100 | 1.96
COMFORTSTAR |  | 207658950 | HRCU-A-CB-O | CHF12CD(O) | TPA-12 | Singlezone Non-Ducted, Ceiling Placement | 12000 | 9900 | 2.55 | 11500 | 1.9
COMFORTSTAR |  | 207658931 | HRCU-A-CB | CZP12CD(O) | CPA-12B | Singlezone Ducted, Compact Ducted | 12000 | 9300 | 2.78 | 8400 | 2.26
COMFORTSTAR |  | 207658930 | HRCU-A-CB | CZP09CD(O) | CPA-09B | Singlezone Ducted, Compact Ducted | 10000 | 7700 | 2.59 | 8000 | 2.09
COMFORTSTAR |  | 207765974 | HRCU-A-CB-O | CZP12CD(O) | TPA-12 | Singlezone Non-Ducted, Ceiling Placement | 12000 | 8900 | 2.75 | 8000 | 2.28
COMFORTSTAR |  | 207658944 | HRCU-A-CB-O | CZP12CD(O) | TPA-12C | Singlezone Non-Ducted, Ceiling Placement | 12000 | 8900 | 2.75 | 8000 | 2.28
COMFORTSTAR |  | 207658926 | HRCU-A-CB-O | CHF09CD(O) | CHF09CD(I) | Singlezone Non-Ducted, Wall Placement | 12000 | 9500 | 2.53 | 11109 | 1.97
COMFORTSTAR |  | 207658921 | HRCU-A-CB-O | CZP12CA(O) | CHF12CA(I) | Singlezone Non-Ducted, Wall Placement | 12000 | 8400 | 2.8 | 7094 | 2.19
COMFORTSTAR | AHU series | 212940789 | HRCU-A-CB | CPH18CD(O) | AHU18-SG2 | Singlezone Ducted, Centrally Ducted | 19000 | 13500 | 2.6 | 18629 | 2.04
COMFORTSTAR | AHU series | 212940790 | HRCU-A-CB | CPH24CD(O) | AHU24-SG2 | Singlezone Ducted, Centrally Ducted | 24000 | 19200 | 2.5 | 24071 | 1.91
CONCORD |  | 208106695 | HRCU-A-CB-O | 4DHP2S24S-1P | D33C224S4-1P | Singlezone Non-Ducted, Wall Placement | 25000 | 15600 | 2.86 | 17540 | 2.12
CONCORD |  | 208106694 | HRCU-A-CB-O | 4DHP2S18S-1P | D22C118S4-1P | Singlezone Non-Ducted, Ceiling Placement | 18500 | 12000 | 2.51 | 11331 | 2.01
CONCORD |  | 208106698 | HRCU-A-CB | 4DHP2S24S-1P | DMD224S4-1P | Singlezone Ducted, Compact Ducted | 24600 | 13500 | 2.59 | 17000 | 2.05
CONCORD |  | 208106693 | HRCU-A-CB-O | 4DHP2S12S-1P | D22C112S4-1P | Singlezone Non-Ducted, Ceiling Placement | 12000 | 8900 | 3.22 | 7786 | 1.92
CONCORD |  | 208106696 | HRCU-A-CB | 4DHP2S12S-1P | DMD212S4-1P | Singlezone Ducted, Compact Ducted | 12000 | 9300 | 3.13 | 8500 | 1.99
CONCORD |  | 208106690 | HRCU-A-CB-O | 4DHP2S12S-1P | DWM212S4-1P | Singlezone Non-Ducted, Wall Placement | 12000 | 9000 | 3.22 | 8465 | 2.26
CONCORD |  | 208106827 | HMSV-A-CB | 4DHP2S18M-1P |  | Multizone All Non-Ducted | 19000 | 14300 | 3.64 | 12427 | 1.91
CONCORD |  | 208106828 | HMSV-A-CB | 4DHP2S18M-1P |  | Multizone All Ducted | 19000 | 14800 | 3.5 | 13300 | 2.03
CONCORD |  | 208106691 | HRCU-A-CB-O | 4DHP2S18S-1P | DWM218S4-1P | Singlezone Non-Ducted, Wall Placement | 19000 | 14900 | 2.99 | 12184 | 2.25
CONCORD |  | 208106697 | HRCU-A-CB | 4DHP2S18S-1P | DMD218S4-1P | Singlezone Ducted, Compact Ducted | 20000 | 12600 | 2.74 | 11966 | 2.21
CONCORD |  | 208106831 | HMSV-A-CB | 4DHP2S24M-1P |  | Multizone All Ducted | 24000 | 21600 | 3.37 | 20263 | 1.99
CONCORD |  | 208106692 | HRCU-A-CB-O | 4DHP2S24S-1P | DWM224S4-1P | Singlezone Non-Ducted, Wall Placement | 25000 | 16200 | 3.08 | 17500 | 2.04
CONCORD |  | 208106749 | HRCU-A-CB-O | 4DHPS209S-1P | D22C109S4-1P | Singlezone Non-Ducted, Ceiling Placement | 10000 | 7500 | 3.33 | 8588 | 2.05
CONCORD |  | 208106750 | HRCU-A-CB | 4DHPS209S-1P | DMD209S4-1P | Singlezone Ducted, Compact Ducted | 10000 | 7700 | 3.53 | 8499 | 2.4
CONCORD |  | 208106747 | HRCU-A-CB-O | 4DHPS209S-1P | DWM209S4-1P | Singlezone Non-Ducted, Wall Placement | 10000 | 8500 | 4.15 | 8622 | 2.38
CONCORD |  | 211034545 | HRCU-A-CB-O | 4DHP2S12S-1L | DWM212S4-*L | Singlezone Non-Ducted, Wall Placement | 12000 | 8400 | 3.04 | 7094 | 2.19
CONCORD |  | 208106839 | HRCU-A-CB | 4DHP2S48M-1P |  | Multizone All Non-Ducted | 49000 | 36000 | 3.29 | 45000 | 2
CONCORD |  | 211034562 | HRCU-A-CB-O | 4DHP2S24S-1P | D33C224S4-*P | Singlezone Non-Ducted, Ceiling Placement | 26000 | 19000 | 3.48 | 18550 | 2.16
CONCORD |  | 211034561 | HRCU-A-CB-O | 4DHP2S18S-1P | D22C118S4-*P | Singlezone Non-Ducted, Ceiling Placement | 19000 | 12000 | 2.51 | 11330 | 2.01
CONCORD |  | 211034560 | HRCU-A-CB-O | 4DHP2S12S-1P | D22C112S4-*P | Singlezone Non-Ducted, Ceiling Placement | 12000 | 8900 | 3.22 | 7786 | 1.92
CONCORD |  | 211034559 | HRCU-A-CB-O | 4DHPS209S-1P | D22C109S4-*P | Singlezone Non-Ducted, Ceiling Placement | 10000 | 7500 | 3.33 | 8588 | 2.05
CONCORD |  | 211034556 | HRCU-A-CB | 4DHP2S24S-1P | DMD224S4-*P | Singlezone Ducted, Compact Ducted | 25000 | 20000 | 3.71 | 20500 | 2.28
CONCORD |  | 211034555 | HRCU-A-CB | 4DHP2S18S-1P | DMD218S4-*P | Singlezone Ducted, Compact Ducted | 20000 | 12600 | 2.74 | 11966 | 2.21
CONCORD |  | 211034554 | HRCU-A-CB | 4DHP2S12S-1P | DMD212S4-*P | Singlezone Ducted, Compact Ducted | 12000 | 9300 | 3.13 | 8500 | 1.99
CONCORD |  | 211034553 | HRCU-A-CB | 4DHPS209S-1P | DMD209S4-*P | Singlezone Ducted, Compact Ducted | 10000 | 7700 | 3.53 | 8499 | 2.4
CONCORD |  | 211034549 | HRCU-A-CB-O | 4DHP2S24S-1P | DWM224S4-*P | Singlezone Non-Ducted, Wall Placement | 25000 | 16200 | 3.08 | 17500 | 2.04
CONCORD |  | 211034548 | HRCU-A-CB-O | 4DHP2S18S-1P | DWM218S4-*P | Singlezone Non-Ducted, Wall Placement | 19000 | 14900 | 2.99 | 12184 | 2.25
CONCORD |  | 211034547 | HRCU-A-CB-O | 4DHP2S12S-1P | DWM212S4-*P | Singlezone Non-Ducted, Wall Placement | 12000 | 9000 | 3.22 | 8465 | 2.26
CONCORD |  | 211034546 | HRCU-A-CB-O | 4DHPS209S-1P | DWM209S4-*P | Singlezone Non-Ducted, Wall Placement | 10000 | 8500 | 4.15 | 8622 | 2.38
CONCORD |  | 208106832 | HMSV-A-CB | 4DHP2S24M-1P |  | Multizone Mix of Ducted and Non-Ducted | 24400 | 16700 | 3.2 | 18380 | 1.98
CONCORD |  | 208106829 | HMSV-A-CB | 4DHP2S18M-1P |  | Multizone Mix of Ducted and Non-Ducted | 19000 | 11400 | 2.91 | 12427 | 1.91
Conforto |  | 210605801 | HRCU-A-CB-O | MHSZ106DA | MHWAL06DA | Singlezone Non-Ducted, Wall Placement | 7000 | 8500 | 2.9 | 8581 | 2.19
Conforto |  | 210605807 | HRCU-A-CB-O | MHSZ112DA | MHCAS12DA | Singlezone Non-Ducted, Ceiling Placement | 12000 | 9900 | 2.55 | 11500 | 1.9
Conforto |  | 210605802 | HRCU-A-CB-O | MHSZ109DA | MHWAL09DA | Singlezone Non-Ducted, Wall Placement | 12000 | 9500 | 2.53 | 11109 | 1.97
CONTINENTAL | CDHA series | 213386540 | HRCU-A-CB-O | CDHAS22-18-O | CDHAS22-18-I | Singlezone Non-Ducted, Wall Placement | 18000 | 14100 | 2.65 | 12829 | 2.35
CONTINENTAL | CDHA series | 213386538 | HRCU-A-CB-O | CDHAS22-12-O | CDHAS22-12-I | Singlezone Non-Ducted, Wall Placement | 12000 | 10000 | 2.69 | 8820 | 2.25
CONTINENTAL | CS18 Series | 207335556 | HRCU-A-CB | CS18HV24A36 | CPFX24A | Singlezone Ducted, Centrally Ducted | 24000 | 16300 | 2.7 | 24000 | 2.1
COOPER&HUNTER | CH series | 210799567 | HRCU-A-CB-O | CH-HPR12-230VO | CH-12MOLVWM-230VI | Singlezone Non-Ducted, Wall Placement | 12000 | 10300 | 2.56 | 12113 | 1.9
COOPER&HUNTER | CH series | 210799692 | HRCU-A-CB-O | CH-HPR12-230VO | CH-B12MOLVWM-230VI | Singlezone Non-Ducted, Wall Placement | 12000 | 10300 | 2.56 | 12113 | 1.9
COOPER&HUNTER | CH series | 210799691 | HRCU-A-CB-O | CH-HPR09-230VO | CH-B09MOLVWM-230VI | Singlezone Non-Ducted, Wall Placement | 12000 | 9300 | 2.5 | 11300 | 1.9
COOPER&HUNTER | CH series | 210799566 | HRCU-A-CB-O | CH-HPR09-230VO | CH-09MOLVWM-230VI | Singlezone Non-Ducted, Wall Placement | 12000 | 9300 | 2.5 | 11300 | 1.9
COOPER&HUNTER |  | 210799628 | HMSR-A-CB-O | CH-HPR19M-230VO |  | Multizone All Non-Ducted | 20000 | 15000 | 2.5 | 20000 | 1.93
COOPER&HUNTER |  | 210799619 | HMSR-A-CB-O | CH-28MES-230VO |  | Multizone All Non-Ducted | 28000 | 21000 | 2.5 | 20000 | 2.11
COOPER&HUNTER | CH series | 213265604 | HRCU-A-CB | CH-HPR18-230VO | CH-M18AHU-W | Singlezone Ducted, Centrally Ducted | 19000 | 15400 | 2.7 | 18295 | 2
COOPER&HUNTER | CH series | 213265605 | HRCU-A-CB | CH-ES24-230VO | CH-M24AHU-W | Singlezone Ducted, Centrally Ducted | 25000 | 17000 | 2.98 | 18000 | 1.9
COOPER&HUNTER | CH series | 213265603 | HRCU-A-CB | CH-ES18-230VO | CH-M18AHU-W | Singlezone Ducted, Centrally Ducted | 19000 | 13200 | 2.67 | 12800 | 2.32
COOPER&HUNTER | CH series | 213265596 | HRCU-A-CB-O | CH-HPR06F9-230VO | CH-06MCT1W-W | Singlezone Non-Ducted, Ceiling Placement | 7100 | 5700 | 2.61 | 8500 | 2.03
COOPER&HUNTER | CH series | 213265597 | HRCU-A-CB-O | CH-ES09-230VO | CH-09MCT1W-W | Singlezone Non-Ducted, Ceiling Placement | 11000 | 8000 | 2.66 | 8500 | 2.37
COOPER&HUNTER | CH series | 213265601 | HRCU-A-CB-O | CH-ES18-230VO | CH-18MCT1W-W | Singlezone Non-Ducted, Ceiling Placement | 19000 | 12200 | 2.79 | 13100 | 2.3
COOPER&HUNTER | CH series | 213265576 | HRCU-A-CB | CH-ES18-230VO | CH-18MDT-W | Singlezone Ducted, Compact Ducted | 20000 | 12600 | 2.66 | 13000 | 2.4
COOPER&HUNTER | CH series | 213265564 | HRCU-A-CB-O | CH-ES18-230VO | CH-18MCT-W | Singlezone Non-Ducted, Ceiling Placement | 19000 | 12000 | 2.51 | 12700 | 2.16
COOPER&HUNTER | CH series | 213265586 | HRCU-A-CB-O | CH-ES18-230VO | CH-18MFC-W | Singlezone Non-Ducted, Floor Placement | 20000 | 12800 | 2.52 | 13000 | 2.08
COOPER&HUNTER | CH series | 213265566 | HRCU-A-CB-O | CH-ES24-230VO | CH-24MCT-W | Singlezone Non-Ducted, Wall Placement | 25000 | 19000 | 2.6 | 18900 | 1.96
COOPER&HUNTER | CH series | 213265579 | HRCU-A-CB | CH-HPR24-230VO | CH-24MDT-W | Singlezone Ducted, Compact Ducted | 25000 | 21000 | 2.64 | 27000 | 2
COOPER&HUNTER | CH series | 213265589 | HRCU-A-CB-O | CH-HPR24-230VO | CH-24MFC-W | Singlezone Non-Ducted, Floor Placement | 25000 | 19000 | 2.64 | 25000 | 2.1
COOPER&HUNTER | CH series | 213265578 | HRCU-A-CB | CH-ES24-230VO | CH-24MDT-W | Singlezone Ducted, Compact Ducted | 25000 | 20000 | 2.61 | 20000 | 2.3
COOPER&HUNTER | CH series | 213265575 | HRCU-A-CB | CH-HPR12-230VO | CH-12MDT-W | Singlezone Ducted, Compact Ducted | 12500 | 10600 | 2.51 | 12100 | 1.96
COOPER&HUNTER | CH series | 213265563 | HRCU-A-CB-O | CH-HPR12-230VO | CH-12MCT-W | Singlezone Non-Ducted, Ceiling Placement | 12000 | 9900 | 2.55 | 11500 | 1.9
COOPER&HUNTER | CH series | 213265574 | HRCU-A-CB | CH-ES12-230VO | CH-12MDT-W | Singlezone Ducted, Compact Ducted | 12000 | 9300 | 2.78 | 8400 | 2.26
COOPER&HUNTER | CH series | 213265572 | HRCU-A-CB | CH-ES09-230VO | CH-09MDT-W | Singlezone Ducted, Compact Ducted | 10000 | 7700 | 2.59 | 8000 | 2.09
COOPER&HUNTER | CH series | 213265562 | HRCU-A-CB-O | CH-ES12-230VO | CH-12MCT-W | Singlezone Non-Ducted, Ceiling Placement | 12000 | 8900 | 2.75 | 8000 | 2.28
Cooper&Hunter |  | 210799572 | HRCU-A-CB-O | CH-NY09MIA-230VO | CH-NY09MIA-230VI | Singlezone Non-Ducted, Wall Placement | 10000 | 6900 | 2.53 | 6400 | 1.95
Cooper&Hunter |  | 210799599 | HRCU-A-CB-O | CH-HPR24-230VO | CH-N24MSPHCT-230VI | Singlezone Non-Ducted, Wall Placement | 25000 | 21000 | 2.64 | 26000 | 1.95
Cooper&Hunter |  | 210799588 | HRCU-A-CB-O | CH-ES24-230VO | CH-N24MSPHCT-230VI | Singlezone Non-Ducted, Wall Placement | 25000 | 19000 | 2.6 | 18900 | 1.96
Cooper&Hunter |  | 210799582 | HRCU-A-CB-O | CH-ES12-230VO | CH-12MSPHCT-230VI | Singlezone Non-Ducted, Ceiling Placement | 12000 | 8900 | 2.75 | 8000 | 2.28
COOPER&HUNTER | CH series | 210799621 | HMSV-A-CB | CH-28MES-230VO |  | Multizone Mix of Ducted and Non-Ducted | 28000 | 21400 | 2.55 | 20000 | 2.13
COOPER&HUNTER | CH series | 210799630 | HMSV-A-CB | CH-HPR19M-230VO |  | Multizone Mix of Ducted and Non-Ducted | 20000 | 15500 | 2.55 | 20000 | 1.95
Cooper&Hunter |  | 210799687 | HRCU-A-CB-O | CH-ES09-230VO | CH-B09MOLVWM-230VI | Singlezone Non-Ducted, Wall Placement | 10000 | 8100 | 2.7 | 8564 | 2.22
COOPER&HUNTER | CH series | 210799618 | HMSV-A-CB | CH-18MES-230VO |  | Multizone Mix of Ducted and Non-Ducted | 19000 | 14500 | 2.5 | 14000 | 2.17
Cooper&Hunter |  | 210799559 | HRCU-A-CB-O | CH-ES09-230VO | CH-09MOLVWM-230VI | Singlezone Non-Ducted, Wall Placement | 10000 | 8100 | 2.7 | 8564 | 2.22
Cooper&Hunter |  | 210799686 | HRCU-A-CB-O | CH-HPR06F9-230VO | CH-B06MOLVWM-230VI | Singlezone Non-Ducted, Wall Placement | 7000 | 7500 | 2.5 | 7200 | 1.92
Cooper&Hunter |  | 210799565 | HRCU-A-CB-O | CH-HPR06F9-230VO | CH-06MOLVWM-230VI | Singlezone Non-Ducted, Wall Placement | 7000 | 7500 | 2.5 | 7200 | 1.92
Cooper&Hunter |  | 210799547 | HRCU-A-CB-O | CH-HPR06F9-230VO | CH-06MASTWM-230VI | Singlezone Non-Ducted, Wall Placement | 7000 | 8500 | 2.9 | 8581 | 2.19
Cooper&Hunter |  | 210799684 | HRCU-A-CB-O | CH-ES09-115VO | CH-B09OLVWM-115VI | Singlezone Non-Ducted, Wall Placement | 10000 | 5900 | 2.93 | 6858 | 2.07
Cooper&Hunter |  | 210799640 | HRCU-A-CB-O | CH-ES09-115VO | CH-09OLVWM-115VI | Singlezone Non-Ducted, Wall Placement | 10000 | 5900 | 2.93 | 6858 | 2.07
Cooper&Hunter |  | 210799673 | HRCU-A-CB-O | CH-ES12-230VO | CH-12MASTWM-230VI | Singlezone Non-Ducted, Wall Placement | 12000 | 9000 | 2.69 | 8981 | 2.19
Cooper&Hunter |  | 210799670 | HRCU-A-CB-O | CH-ES09-230VO | CH-09MASTWM-230VI | Singlezone Non-Ducted, Wall Placement | 10000 | 8500 | 2.8 | 8581 | 2.19
Cooper&Hunter |  | 210799579 | HRCU-A-CB-O | CH-NY09MIA-230VO | CH-09MOLV-230VI | Singlezone Non-Ducted, Wall Placement | 10000 | 6000 | 2.51 | 6933 | 1.97
Cooper&Hunter |  | 210799581 | HRCU-A-CB | CH-ES09-230VO | CH-M09DTUI | Singlezone Ducted, Compact Ducted | 10000 | 7700 | 2.59 | 8000 | 2.09
Cooper&Hunter |  | 210799560 | HRCU-A-CB-O | CH-ES12-230VO | CH-12MOLVWM-230VI | Singlezone Non-Ducted, Wall Placement | 12000 | 10000 | 2.69 | 8820 | 2.25
Cooper&Hunter |  | 210799688 | HRCU-A-CB-O | CH-ES12-230VO | CH-B12MOLVWM-230VI | Singlezone Non-Ducted, Wall Placement | 12000 | 10000 | 2.69 | 8820 | 2.25
Cooper&Hunter |  | 210799578 | HRCU-A-CB-O | CH-ES12-115VO | CH-12OLVWM-115VI | Singlezone Non-Ducted, Wall Placement | 12000 | 8900 | 2.75 | 6858 | 2.07
Cooper&Hunter |  | 210799685 | HRCU-A-CB-O | CH-ES12-115VO | CH-B12OLVWM-115VI | Singlezone Non-Ducted, Wall Placement | 12000 | 8900 | 2.75 | 6858 | 2.07
Cooper&Hunter |  | 210799600 | HRCU-A-CB | CH-HPR24-230VO | CH-M24DTUI | Singlezone Ducted, Compact Ducted | 25000 | 21000 | 2.64 | 27000 | 2
Cooper&Hunter |  | 210799583 | HRCU-A-CB | CH-ES12-230VO | CH-M12DTUI | Singlezone Ducted, Compact Ducted | 12000 | 9300 | 2.78 | 8400 | 2.26
Cooper&Hunter |  | 210799601 | HRCU-A-CB-O | CH-HPR24-230VO | CH-24MSPHFC-230VI | Singlezone Non-Ducted, Floor Placement | 25000 | 19000 | 2.64 | 25000 | 2.1
Cooper&Hunter |  | 210799589 | HRCU-A-CB | CH-ES24-230VO | CH-M24DTUI | Singlezone Ducted, Compact Ducted | 25000 | 20000 | 2.61 | 20000 | 2.3
Cooper&Hunter |  | 210799594 | HRCU-A-CB | CH-HPR12-230VO | CH-M12DTUI | Singlezone Ducted, Compact Ducted | 12500 | 10600 | 2.51 | 12100 | 1.96
Cooper&Hunter |  | 210799584 | HRCU-A-CB-O | CH-ES12-230VO | CH-12MSPHMC-230VI | Singlezone Non-Ducted, Wall Placement | 12000 | 9000 | 2.69 | 8400 | 2.26
Cooper&Hunter |  | 210799593 | HRCU-A-CB-O | CH-HPR12-230VO | CH-12MSPHCT-230VI | Singlezone Non-Ducted, Ceiling Placement | 12000 | 9900 | 2.55 | 11500 | 1.9
COOPER&HUNTER | CH-series | 214312546 | HRCU-A-CB-O | CH-NY09MIA-230VO | CH-NY09MIA-SK230V | Singlezone Non-Ducted, Wall Placement | 10000 | 6900 | 2.53 | 6400 | 1.95
COOPER&HUNTER |  | 210799620 | HMSV-A-CB | CH-28MES-230VO |  | Multizone All Ducted | 28000 | 22000 | 2.6 | 20000 | 2.14
COOPER&HUNTER |  | 210799629 | HMSV-A-CB | CH-HPR19M-230VO |  | Multizone All Ducted | 20000 | 16000 | 2.61 | 20000 | 1.95
Cooper&Hunter |  | 210799561 | HRCU-A-CB-O | CH-ES18-230VO | CH-18MOLVWM-230VI | Singlezone Non-Ducted, Wall Placement | 18000 | 14100 | 2.65 | 12829 | 2.35
Cooper&Hunter |  | 210799689 | HRCU-A-CB-O | CH-ES18-230VO | CH-B18MOLVWM-230VI | Singlezone Non-Ducted, Wall Placement | 18000 | 14100 | 2.65 | 12829 | 2.35
Cooper&Hunter |  | 210799587 | HRCU-A-CB-O | CH-ES18-230VO | CH-18MSPHFC-230VI | Singlezone Non-Ducted, Floor Placement | 20000 | 12800 | 2.52 | 13000 | 2.08
Cooper&Hunter |  | 210799585 | HRCU-A-CB-O | CH-ES18-230VO | CH-18MSPHCT-230VI | Singlezone Non-Ducted, Ceiling Placement | 19000 | 12000 | 2.51 | 12700 | 2.16
Cooper&Hunter |  | 210799586 | HRCU-A-CB | CH-ES18-230VO | CH-M18DTUI | Singlezone Ducted, Compact Ducted | 20000 | 12600 | 2.66 | 13000 | 2.4
Cooper&Hunter |  | 210799675 | HRCU-A-CB-O | CH-HPR12-230VO | CH-12MMC-230VI | Singlezone Non-Ducted, Wall Placement | 12000 | 10200 | 2.72 | 12300 | 2.1
Cooper&Hunter |  | 210799548 | HRCU-A-CB-O | CH-HPR09-230VO | CH-09MASTWM-230VI | Singlezone Non-Ducted, Wall Placement | 12000 | 9500 | 2.53 | 11109 | 1.97
Cooper&Hunter |  | 210857419 | HRCU-A-CB-O | CH-ES18-230VO | CH-18MCT1W-230VI | Singlezone Non-Ducted, Ceiling Placement | 19000 | 12200 | 2.79 | 13100 | 2.3
Cooper&Hunter |  | 210857417 | HRCU-A-CB-O | CH-ES09-230VO | CH-09MCT1W-230VI | Singlezone Non-Ducted, Ceiling Placement | 11000 | 8000 | 2.66 | 8500 | 2.37
Cooper&Hunter |  | 210857420 | HRCU-A-CB-O | CH-HPR06F9-230VO | CH-06MCT1W-230VI | Singlezone Non-Ducted, Ceiling Placement | 7100 | 5700 | 2.61 | 8500 | 2.03
Cooper&Hunter |  | 210857416 | HRCU-A-CB-O | CH-ES09-230VO | CH-06MCT1W-230VI | Singlezone Non-Ducted, Ceiling Placement | 7100 | 5700 | 2.61 | 8500 | 2.03
Cooper&Hunter |  | 210799695 | HRCU-A-CB-O | CH-ES06-115VO | CH-06OLVWM-115VI | Singlezone Non-Ducted, Wall Placement | 7000 | 5900 | 2.93 | 6858 | 2.07
Cooper&Hunter |  | 210799696 | HRCU-A-CB-O | CH-06OLVWM-115VO | CH-06OLVWM-115VI | Singlezone Non-Ducted, Wall Placement | 7000 | 5900 | 2.93 | 6858 | 2.07
CUSTOM COMFORT | CCOX series | 212365457 | HRCU-A-C | CCOXHA24V24HP | CCOACC1824B | Singlezone Ducted, Centrally Ducted | 25000 | 21000 | 2.58 | 20000 | 1.95
CUSTOM COMFORT |  | 212365442 | HMSR-A-CB-O | CCOXHAMZ555HP |  | Multizone All Non-Ducted | 55000 | 34400 | 2.5 | 47000 | 1.94
CUSTOM COMFORT |  | 212365433 | HMSR-A-CB-O | CCOXHAMZ218HP |  | Multizone All Non-Ducted | 20000 | 15000 | 2.5 | 20000 | 1.93
CUSTOM COMFORT | CCOX series | 212365456 | HRCU-A-C | CCOXHA24V18HP | CCOACC1824B | Singlezone Ducted, Centrally Ducted | 19000 | 14700 | 2.6 | 15000 | 2.2
DAIKIN | Daikin Fit | 213872276 | HRCU-A-CB | DZ6VSA481EA* | CA*EA6030*4A* | Singlezone Ducted, Centrally Ducted | 43500 | 28000 | 2.67 | 31000 | 2.22
DAIKIN | DZ6VS | 214505408 | HRCU-A-CB | DZ6VSA241EA* | CA*EA3026*4B*+MBVK16CP1X00A* | Singlezone Ducted, Centrally Ducted | 23000 | 16000 | 2.65 | 16100 | 2
DAIKIN | DZ6VS | 214505405 | HRCU-A-CB | DZ6VSA241EA* | CA*EA3026*4B*+MBVK12BP1X00A* | Singlezone Ducted, Centrally Ducted | 23000 | 16000 | 2.65 | 16100 | 2
DAIKIN | DZ6VS | 214505403 | HRCU-A-CB | DZ6VSA241EA* | CA*EA2422*4B*+MBVK16CP1X00A* | Singlezone Ducted, Centrally Ducted | 23000 | 16000 | 2.65 | 16100 | 2
DAIKIN | DZ6VS | 214505401 | HRCU-A-CB | DZ6VSA241EA* | CA*EA2422*4B*+MBVK12BP1X00A* | Singlezone Ducted, Centrally Ducted | 23000 | 16000 | 2.65 | 16100 | 2
DAIKIN | DZ6VS | 214505271 | HRCU-A-CB | DZ6VSA241EA* | CA*EA3026*4B* | Singlezone Ducted, Centrally Ducted | 23000 | 16000 | 2.65 | 16100 | 2
DAIKIN | DZ6VS | 214505270 | HRCU-A-CB | DZ6VSA241EA* | CA*EA3026*4B* | Singlezone Ducted, Centrally Ducted | 23000 | 16000 | 2.65 | 16100 | 2
DAIKIN | DZ6VS | 214505268 | HRCU-A-CB | DZ6VSA241EA* | CA*EA3026*4B* | Singlezone Ducted, Centrally Ducted | 23000 | 16000 | 2.65 | 16100 | 2
DAIKIN | DZ6VS | 214505266 | HRCU-A-CB | DZ6VSA241EA* | CA*EA3026*4B* | Singlezone Ducted, Centrally Ducted | 23000 | 16000 | 2.65 | 16100 | 2
DAIKIN | DZ6VS | 214505264 | HRCU-A-CB | DZ6VSA241EA* | CA*EA3026*4B* | Singlezone Ducted, Centrally Ducted | 23000 | 16000 | 2.65 | 16100 | 2
DAIKIN | DZ6VS | 214505262 | HRCU-A-CB | DZ6VSA241EA* | CA*EA3026*4B* | Singlezone Ducted, Centrally Ducted | 23000 | 16000 | 2.65 | 16100 | 2
DAIKIN | DZ6VS | 214505260 | HRCU-A-CB | DZ6VSA241EA* | CA*EA3026*4B* | Singlezone Ducted, Centrally Ducted | 23000 | 16000 | 2.65 | 16100 | 2
DAIKIN | DZ6VS | 214505257 | HRCU-A-CB | DZ6VSA241EA* | CA*EA3026*4B* | Singlezone Ducted, Centrally Ducted | 23000 | 16000 | 2.65 | 16100 | 2
DAIKIN | DZ6VS | 214505256 | HRCU-A-CB | DZ6VSA241EA* | CA*EA3026*4B* | Singlezone Ducted, Centrally Ducted | 23000 | 16000 | 2.65 | 16100 | 2
DAIKIN | DZ6VS | 214505254 | HRCU-A-CB | DZ6VSA241EA* | CA*EA3026*4B* | Singlezone Ducted, Centrally Ducted | 23000 | 16000 | 2.65 | 16100 | 2
DAIKIN | DZ6VS | 214505252 | HRCU-A-CB | DZ6VSA241EA* | CA*EA3026*4B* | Singlezone Ducted, Centrally Ducted | 23000 | 16000 | 2.65 | 16100 | 2
DAIKIN | DZ6VS | 214505250 | HRCU-A-CB | DZ6VSA241EA* | CA*EA3026*4B* | Singlezone Ducted, Centrally Ducted | 23000 | 16000 | 2.65 | 16100 | 2
DAIKIN | DZ6VS | 214505248 | HRCU-A-CB | DZ6VSA241EA* | CA*EA3026*4B* | Singlezone Ducted, Centrally Ducted | 23000 | 16000 | 2.65 | 16100 | 2
DAIKIN | DZ6VS | 214505245 | HRCU-A-CB | DZ6VSA241EA* | CA*EA3026*4B* | Singlezone Ducted, Centrally Ducted | 23000 | 16000 | 2.65 | 16100 | 2
DAIKIN | DZ6VS | 214505242 | HRCU-A-CB | DZ6VSA241EA* | CA*EA3026*4B* | Singlezone Ducted, Centrally Ducted | 23000 | 16000 | 2.65 | 16100 | 2
DAIKIN | DZ6VS | 214505238 | HRCU-A-CB | DZ6VSA241EA* | CA*EA3026*4B* | Singlezone Ducted, Centrally Ducted | 23000 | 16000 | 2.65 | 16100 | 2
DAIKIN | DZ6VS | 214505234 | HRCU-A-CB | DZ6VSA241EA* | CA*EA3026*4B* | Singlezone Ducted, Centrally Ducted | 23000 | 16000 | 2.65 | 16100 | 2
DAIKIN | DZ6VS | 214505231 | HRCU-A-CB | DZ6VSA241EA* | CA*EA3026*4B* | Singlezone Ducted, Centrally Ducted | 23000 | 16000 | 2.65 | 16100 | 2
DAIKIN | DZ6VS | 214505227 | HRCU-A-CB | DZ6VSA241EA* | CA*EA3026*4B* | Singlezone Ducted, Centrally Ducted | 23000 | 16000 | 2.65 | 16100 | 2
DAIKIN | DZ6VS | 214505225 | HRCU-A-CB | DZ6VSA241EA* | CA*EA3026*4B*+MBVC1600**-1A* | Singlezone Ducted, Centrally Ducted | 23000 | 16000 | 2.65 | 16100 | 2
DAIKIN | DZ6VS | 214505221 | HRCU-A-CB | DZ6VSA241EA* | CA*EA3026*4B*+MBVC1200**-1A* | Singlezone Ducted, Centrally Ducted | 23000 | 16000 | 2.65 | 16100 | 2
DAIKIN | DZ6VS | 214505217 | HRCU-A-CB | DZ6VSA241EA* | CA*EA2422*4B* | Singlezone Ducted, Centrally Ducted | 23000 | 16000 | 2.65 | 16100 | 2
DAIKIN | DZ6VS | 214505214 | HRCU-A-CB | DZ6VSA241EA* | CA*EA2422*4B* | Singlezone Ducted, Centrally Ducted | 23000 | 16000 | 2.65 | 16100 | 2
DAIKIN | DZ6VS | 214505211 | HRCU-A-CB | DZ6VSA241EA* | CA*EA2422*4B* | Singlezone Ducted, Centrally Ducted | 23000 | 16000 | 2.65 | 16100 | 2
DAIKIN | DZ6VS | 214505208 | HRCU-A-CB | DZ6VSA241EA* | CA*EA2422*4B* | Singlezone Ducted, Centrally Ducted | 23000 | 16000 | 2.65 | 16100 | 2
DAIKIN | DZ6VS | 214505205 | HRCU-A-CB | DZ6VSA241EA* | CA*EA2422*4B* | Singlezone Ducted, Centrally Ducted | 23000 | 16000 | 2.65 | 16100 | 2
DAIKIN | DZ6VS | 214505202 | HRCU-A-CB | DZ6VSA241EA* | CA*EA2422*4B* | Singlezone Ducted, Centrally Ducted | 23000 | 16000 | 2.65 | 16100 | 2
DAIKIN | DZ6VS | 214505199 | HRCU-A-CB | DZ6VSA241EA* | CA*EA2422*4B* | Singlezone Ducted, Centrally Ducted | 23000 | 16000 | 2.65 | 16100 | 2
DAIKIN | DZ6VS | 214505196 | HRCU-A-CB | DZ6VSA241EA* | CA*EA2422*4B* | Singlezone Ducted, Centrally Ducted | 23000 | 16000 | 2.65 | 16100 | 2
DAIKIN | DZ6VS | 214505193 | HRCU-A-CB | DZ6VSA241EA* | CA*EA2422*4B* | Singlezone Ducted, Centrally Ducted | 23000 | 16000 | 2.65 | 16100 | 2
DAIKIN | DZ6VS | 214505190 | HRCU-A-CB | DZ6VSA241EA* | CA*EA2422*4B* | Singlezone Ducted, Centrally Ducted | 23000 | 16000 | 2.65 | 16100 | 2
DAIKIN | DZ6VS | 214505187 | HRCU-A-CB | DZ6VSA241EA* | CA*EA2422*4B* | Singlezone Ducted, Centrally Ducted | 23000 | 16000 | 2.65 | 16100 | 2
DAIKIN | DZ6VS | 214505185 | HRCU-A-CB | DZ6VSA241EA* | CA*EA2422*4B* | Singlezone Ducted, Centrally Ducted | 23000 | 16000 | 2.65 | 16100 | 2
DAIKIN | DZ6VS | 214505182 | HRCU-A-CB | DZ6VSA241EA* | CA*EA2422*4B* | Singlezone Ducted, Centrally Ducted | 23000 | 16000 | 2.65 | 16100 | 2
DAIKIN | DZ6VS | 214505179 | HRCU-A-CB | DZ6VSA241EA* | CA*EA2422*4B* | Singlezone Ducted, Centrally Ducted | 23000 | 16000 | 2.65 | 16100 | 2
DAIKIN | DZ6VS | 214505177 | HRCU-A-CB | DZ6VSA241EA* | CA*EA2422*4B* | Singlezone Ducted, Centrally Ducted | 23000 | 16000 | 2.65 | 16100 | 2
DAIKIN | DZ6VS | 214505174 | HRCU-A-CB | DZ6VSA241EA* | CA*EA2422*4B* | Singlezone Ducted, Centrally Ducted | 23000 | 16000 | 2.65 | 16100 | 2
DAIKIN | DZ6VS | 214505171 | HRCU-A-CB | DZ6VSA241EA* | CA*EA2422*4B* | Singlezone Ducted, Centrally Ducted | 23000 | 16000 | 2.65 | 16100 | 2
DAIKIN | DZ6VS | 214505169 | HRCU-A-CB | DZ6VSA241EA* | CA*EA2422*4B* | Singlezone Ducted, Centrally Ducted | 23000 | 16000 | 2.65 | 16100 | 2
DAIKIN | DZ6VS | 214505166 | HRCU-A-CB | DZ6VSA241EA* | CA*EA2422*4B* | Singlezone Ducted, Centrally Ducted | 23000 | 16000 | 2.65 | 16100 | 2
DAIKIN | DZ6VS | 214505163 | HRCU-A-CB | DZ6VSA241EA* | CA*EA2422*4B*+MBVC1600**-1A* | Singlezone Ducted, Centrally Ducted | 23000 | 16000 | 2.65 | 16100 | 2
DAIKIN | DZ6VS | 214505160 | HRCU-A-CB | DZ6VSA241EA* | CA*EA2422*4B*+MBVC1200**-1A* | Singlezone Ducted, Centrally Ducted | 23000 | 16000 | 2.65 | 16100 | 2
DAIKIN | Daikin Fit | 213815733 | HRCU-A-CB | DZ6VSA481EA* | CAPEA6030*4A*+MBVK20DP1X00A* | Singlezone Ducted, Centrally Ducted | 44000 | 28000 | 2.67 | 31000 | 2.22
DAIKIN | Daikin Fit | 213815732 | HRCU-A-CB | DZ6VSA421EA* | CAPEA6030*4A*+MBVK20DP1X00A* | Singlezone Ducted, Centrally Ducted | 40000 | 28000 | 2.67 | 30600 | 2.19
DAIKIN | Daikin Fit | 213815731 | HRCU-A-CB | DZ6VSA361EA* | CAPEA4830*4A*+MBVK16CP1X00A* | Singlezone Ducted, Centrally Ducted | 34200 | 23000 | 2.59 | 29000 | 2
DAIKIN | Daikin Fit | 213815730 | HRCU-A-CB | DZ6VSA361EA* | CAPEA6030*4A*+MBVK20DP1X00A* | Singlezone Ducted, Centrally Ducted | 34200 | 23000 | 2.59 | 30000 | 2.11
DAIKIN | Daikin Fit | 213815729 | HRCU-A-CB | DZ6VSA241EA* | CAPEA3026*4A*+MBVK16CP1X00A* | Singlezone Ducted, Centrally Ducted | 23000 | 16000 | 2.65 | 16100 | 2
DAIKIN | Daikin Fit | 213815728 | HRCU-A-CB | DZ6VSA241EA* | CAPEA3026*4A*+MBVK12BP1X00A* | Singlezone Ducted, Centrally Ducted | 23000 | 16000 | 2.65 | 16100 | 2
DAIKIN | Daikin Fit | 213815727 | HRCU-A-CB | DZ6VSA241EA* | CAPEA2422*4A*+MBVK16CP1X00A* | Singlezone Ducted, Centrally Ducted | 23000 | 16000 | 2.65 | 16100 | 2
DAIKIN | Daikin Fit | 213815726 | HRCU-A-CB | DZ6VSA241EA* | CAPEA2422*4A*+MBVK12BP1X00A* | Singlezone Ducted, Centrally Ducted | 23000 | 16000 | 2.65 | 16100 | 2
DAIKIN | Daikin Fit | 213613334 | HRCU-A-CB | DZ6VSA361EA* | DFVE42CP1400B* | Singlezone Ducted, Centrally Ducted | 34200 | 23000 | 2.59 | 29000 | 2
DAIKIN | Daikin Fit | 213613332 | HRCU-A-CB | DZ6VSA481EA* | DFVE60DP1400B* | Singlezone Ducted, Centrally Ducted | 44000 | 28000 | 2.67 | 31000 | 2.22
DAIKIN | Daikin Fit | 213613331 | HRCU-A-CB | DZ6VSA421EA* | DFVE60DP1400B* | Singlezone Ducted, Centrally Ducted | 40000 | 28000 | 2.67 | 30600 | 2.19
DAIKIN | Daikin Fit | 213613330 | HRCU-A-CB | DZ6VSA361EA* | DFVE48DP1400B* | Singlezone Ducted, Centrally Ducted | 34200 | 23000 | 2.59 | 30000 | 2.11
DAIKIN | Daikin Fit | 213613333 | HRCU-A-CB | DZ6VSA361EA* | DFVE60DP1400B* | Singlezone Ducted, Centrally Ducted | 34200 | 23000 | 2.59 | 30000 | 2.11
DAIKIN | Daikin Fit | 213613329 | HRCU-A-CB | DZ6VSA241EA* | DFVE36CP1400B* | Singlezone Ducted, Centrally Ducted | 23000 | 16000 | 2.65 | 16100 | 2
DAIKIN | Daikin Fit | 213872275 | HRCU-A-CB | DZ6VSA481EA* | CA*EA6030*4A* | Singlezone Ducted, Centrally Ducted | 44000 | 28000 | 2.67 | 31000 | 2.22
DAIKIN | Daikin Fit | 213872273 | HRCU-A-CB | DZ6VSA481EA* | CA*EA6030*4A* | Singlezone Ducted, Centrally Ducted | 44000 | 28000 | 2.67 | 31000 | 2.22
DAIKIN | Daikin Fit | 213872271 | HRCU-A-CB | DZ6VSA481EA* | CA*EA6030*4A* | Singlezone Ducted, Centrally Ducted | 44000 | 28000 | 2.67 | 31000 | 2.22
DAIKIN | Daikin Fit | 213872269 | HRCU-A-CB | DZ6VSA481EA* | CA*EA6030*4A* | Singlezone Ducted, Centrally Ducted | 44000 | 28000 | 2.67 | 31000 | 2.22
DAIKIN | Daikin Fit | 213872267 | HRCU-A-CB | DZ6VSA421EA* | CA*EA6030*4A* | Singlezone Ducted, Centrally Ducted | 40000 | 28000 | 2.67 | 30600 | 2.19
DAIKIN | Daikin Fit | 213872265 | HRCU-A-CB | DZ6VSA421EA* | CA*EA6030*4A* | Singlezone Ducted, Centrally Ducted | 40000 | 28000 | 2.67 | 30600 | 2.19
DAIKIN | Daikin Fit | 213872263 | HRCU-A-CB | DZ6VSA421EA* | CA*EA6030*4A* | Singlezone Ducted, Centrally Ducted | 40000 | 28000 | 2.67 | 30600 | 2.19
DAIKIN | Daikin Fit | 213872261 | HRCU-A-CB | DZ6VSA421EA* | CA*EA6030*4A* | Singlezone Ducted, Centrally Ducted | 40000 | 28000 | 2.67 | 30600 | 2.19
DAIKIN |  | 211635177 | HRCU-A-CB | RZQ24TBVJU* | FTQ24TAVJU*A* | Singlezone Ducted, Centrally Ducted | 27400 | 19400 | 2.55 | 20800 | 1.97
DAIKIN | Daikin Fit | 212614864 | HRCU-A-CB | DZ6VSA241EA* | DFVE36CP1400A* | Singlezone Ducted, Centrally Ducted | 23000 | 16000 | 2.65 | 16100 | 2
DAIKIN | Daikin Fit | 212614872 | HRCU-A-CB | DZ6VSA241EA* | DFVE36CP0400A* | Singlezone Ducted, Centrally Ducted | 23000 | 16000 | 2.65 | 16100 | 2
DAIKIN | Daikin Fit | 212614873 | HRCU-A-CB | DZ6VSA241EA* | CA*EA2422*4A*+MBVC1200**-1A* | Singlezone Ducted, Centrally Ducted | 23000 | 16000 | 2.65 | 16100 | 2
DAIKIN | Daikin Fit | 212614874 | HRCU-A-CB | DZ6VSA241EA* | CA*EA2422*4A*+MBVC1600**-1A* | Singlezone Ducted, Centrally Ducted | 23000 | 16000 | 2.65 | 16100 | 2
DAIKIN | Daikin Fit | 212614875 | HRCU-A-CB | DZ6VSA241EA* | CA*EA2422*4A* | Singlezone Ducted, Centrally Ducted | 23000 | 16000 | 2.65 | 16100 | 2
DAIKIN | Daikin Fit | 212614876 | HRCU-A-CB | DZ6VSA241EA* | CA*EA2422*4A* | Singlezone Ducted, Centrally Ducted | 23000 | 16000 | 2.65 | 16100 | 2
DAIKIN | Daikin Fit | 212614877 | HRCU-A-CB | DZ6VSA241EA* | CA*EA2422*4A* | Singlezone Ducted, Centrally Ducted | 23000 | 16000 | 2.65 | 16100 | 2
DAIKIN | Daikin Fit | 212614878 | HRCU-A-CB | DZ6VSA241EA* | CA*EA2422*4A* | Singlezone Ducted, Centrally Ducted | 23000 | 16000 | 2.65 | 16100 | 2
DAIKIN | Daikin Fit | 212614879 | HRCU-A-CB | DZ6VSA241EA* | CA*EA2422*4A* | Singlezone Ducted, Centrally Ducted | 23000 | 16000 | 2.65 | 16100 | 2
DAIKIN | Daikin Fit | 212614880 | HRCU-A-CB | DZ6VSA241EA* | CA*EA2422*4A* | Singlezone Ducted, Centrally Ducted | 23000 | 16000 | 2.65 | 16100 | 2
DAIKIN | Daikin Fit | 212614881 | HRCU-A-CB | DZ6VSA241EA* | CA*EA2422*4A* | Singlezone Ducted, Centrally Ducted | 23000 | 16000 | 2.65 | 16100 | 2
DAIKIN | Daikin Fit | 212614882 | HRCU-A-CB | DZ6VSA241EA* | CA*EA2422*4A* | Singlezone Ducted, Centrally Ducted | 23000 | 16000 | 2.65 | 16100 | 2
DAIKIN | Daikin Fit | 212614883 | HRCU-A-CB | DZ6VSA241EA* | CA*EA2422*4A* | Singlezone Ducted, Centrally Ducted | 23000 | 16000 | 2.65 | 16100 | 2
DAIKIN | Daikin Fit | 212614884 | HRCU-A-CB | DZ6VSA241EA* | CA*EA2422*4A* | Singlezone Ducted, Centrally Ducted | 23000 | 16000 | 2.65 | 16100 | 2
DAIKIN | Daikin Fit | 212614885 | HRCU-A-CB | DZ6VSA241EA* | CA*EA2422*4A* | Singlezone Ducted, Centrally Ducted | 23000 | 16000 | 2.65 | 16100 | 2
DAIKIN | Daikin Fit | 212614886 | HRCU-A-CB | DZ6VSA241EA* | CA*EA2422*4A* | Singlezone Ducted, Centrally Ducted | 23000 | 16000 | 2.65 | 16100 | 2
DAIKIN | Daikin Fit | 212614887 | HRCU-A-CB | DZ6VSA241EA* | CA*EA2422*4A* | Singlezone Ducted, Centrally Ducted | 23000 | 16000 | 2.65 | 16100 | 2
DAIKIN | Daikin Fit | 212614888 | HRCU-A-CB | DZ6VSA241EA* | CA*EA2422*4A* | Singlezone Ducted, Centrally Ducted | 23000 | 16000 | 2.65 | 16100 | 2
DAIKIN | Daikin Fit | 212614889 | HRCU-A-CB | DZ6VSA241EA* | CA*EA2422*4A* | Singlezone Ducted, Centrally Ducted | 23000 | 16000 | 2.65 | 16100 | 2
DAIKIN | Daikin Fit | 212614890 | HRCU-A-CB | DZ6VSA241EA* | CA*EA2422*4A* | Singlezone Ducted, Centrally Ducted | 23000 | 16000 | 2.65 | 16100 | 2
DAIKIN | Daikin Fit | 212614891 | HRCU-A-CB | DZ6VSA241EA* | CA*EA2422*4A* | Singlezone Ducted, Centrally Ducted | 23000 | 16000 | 2.65 | 16100 | 2
DAIKIN | Daikin Fit | 212614892 | HRCU-A-CB | DZ6VSA241EA* | CA*EA2422*4A* | Singlezone Ducted, Centrally Ducted | 23000 | 16000 | 2.65 | 16100 | 2
DAIKIN | Daikin Fit | 212614893 | HRCU-A-CB | DZ6VSA241EA* | CA*EA2422*4A* | Singlezone Ducted, Centrally Ducted | 23000 | 16000 | 2.65 | 16100 | 2
DAIKIN | Daikin Fit | 212614894 | HRCU-A-CB | DZ6VSA241EA* | CA*EA3026*4A*+MBVC1200**-1A* | Singlezone Ducted, Centrally Ducted | 23000 | 16000 | 2.65 | 16100 | 2
DAIKIN | Daikin Fit | 212614895 | HRCU-A-CB | DZ6VSA241EA* | CA*EA3026*4A*+MBVC1600**-1A* | Singlezone Ducted, Centrally Ducted | 23000 | 16000 | 2.65 | 16100 | 2
DAIKIN | Daikin Fit | 212614896 | HRCU-A-CB | DZ6VSA241EA* | CA*EA3026*4A* | Singlezone Ducted, Centrally Ducted | 23000 | 16000 | 2.65 | 16100 | 2
DAIKIN | Daikin Fit | 212614897 | HRCU-A-CB | DZ6VSA241EA* | CA*EA3026*4A* | Singlezone Ducted, Centrally Ducted | 23000 | 16000 | 2.65 | 16100 | 2
DAIKIN | Daikin Fit | 212614898 | HRCU-A-CB | DZ6VSA241EA* | CA*EA3026*4A* | Singlezone Ducted, Centrally Ducted | 23000 | 16000 | 2.65 | 16100 | 2
DAIKIN | Daikin Fit | 212614899 | HRCU-A-CB | DZ6VSA241EA* | CA*EA3026*4A* | Singlezone Ducted, Centrally Ducted | 23000 | 16000 | 2.65 | 16100 | 2
DAIKIN | Daikin Fit | 212614900 | HRCU-A-CB | DZ6VSA241EA* | CA*EA3026*4A* | Singlezone Ducted, Centrally Ducted | 23000 | 16000 | 2.65 | 16100 | 2
DAIKIN | Daikin Fit | 212614901 | HRCU-A-CB | DZ6VSA241EA* | CA*EA3026*4A* | Singlezone Ducted, Centrally Ducted | 23000 | 16000 | 2.65 | 16100 | 2
DAIKIN | Daikin Fit | 212614902 | HRCU-A-CB | DZ6VSA241EA* | CA*EA3026*4A* | Singlezone Ducted, Centrally Ducted | 23000 | 16000 | 2.65 | 16100 | 2
DAIKIN | Daikin Fit | 212614903 | HRCU-A-CB | DZ6VSA241EA* | CA*EA3026*4A* | Singlezone Ducted, Centrally Ducted | 23000 | 16000 | 2.65 | 16100 | 2
DAIKIN | Daikin Fit | 212614904 | HRCU-A-CB | DZ6VSA241EA* | CA*EA3026*4A* | Singlezone Ducted, Centrally Ducted | 23000 | 16000 | 2.65 | 16100 | 2
DAIKIN | Daikin Fit | 212614905 | HRCU-A-CB | DZ6VSA241EA* | CA*EA3026*4A* | Singlezone Ducted, Centrally Ducted | 23000 | 16000 | 2.65 | 16100 | 2
DAIKIN | Daikin Fit | 212614906 | HRCU-A-CB | DZ6VSA241EA* | CA*EA3026*4A* | Singlezone Ducted, Centrally Ducted | 23000 | 16000 | 2.65 | 16100 | 2
DAIKIN | Daikin Fit | 212614907 | HRCU-A-CB | DZ6VSA241EA* | CA*EA3026*4A* | Singlezone Ducted, Centrally Ducted | 23000 | 16000 | 2.65 | 16100 | 2
DAIKIN | Daikin Fit | 212614908 | HRCU-A-CB | DZ6VSA241EA* | CA*EA3026*4A* | Singlezone Ducted, Centrally Ducted | 23000 | 16000 | 2.65 | 16100 | 2
DAIKIN | Daikin Fit | 212614909 | HRCU-A-CB | DZ6VSA241EA* | CA*EA3026*4A* | Singlezone Ducted, Centrally Ducted | 23000 | 16000 | 2.65 | 16100 | 2
DAIKIN | Daikin Fit | 212614910 | HRCU-A-CB | DZ6VSA241EA* | CA*EA3026*4A* | Singlezone Ducted, Centrally Ducted | 23000 | 16000 | 2.65 | 16100 | 2
DAIKIN | Daikin Fit | 212614911 | HRCU-A-CB | DZ6VSA241EA* | CA*EA3026*4A* | Singlezone Ducted, Centrally Ducted | 23000 | 16000 | 2.65 | 16100 | 2
DAIKIN | Daikin Fit | 212614912 | HRCU-A-CB | DZ6VSA241EA* | CA*EA3026*4A* | Singlezone Ducted, Centrally Ducted | 23000 | 16000 | 2.65 | 16100 | 2
DAIKIN | Daikin Fit | 212614913 | HRCU-A-CB | DZ6VSA241EA* | CA*EA3026*4A* | Singlezone Ducted, Centrally Ducted | 23000 | 16000 | 2.65 | 16100 | 2
DAIKIN | Daikin Fit | 212614914 | HRCU-A-CB | DZ6VSA241EA* | CA*EA3026*4A* | Singlezone Ducted, Centrally Ducted | 23000 | 16000 | 2.65 | 16100 | 2
DAIKIN | Daikin Fit | 212614942 | HRCU-A-CB | DZ6VSA481EA* | CA*EA6030*4A* | Singlezone Ducted, Centrally Ducted | 44000 | 28000 | 2.67 | 31000 | 2.22
DAIKIN | Daikin Fit | 212614941 | HRCU-A-CB | DZ6VSA481EA* | CA*EA6030*4A* | Singlezone Ducted, Centrally Ducted | 44000 | 28000 | 2.67 | 31000 | 2.22
DAIKIN | Daikin Fit | 212614940 | HRCU-A-CB | DZ6VSA481EA* | CA*EA6030*4A* | Singlezone Ducted, Centrally Ducted | 44000 | 28000 | 2.67 | 31000 | 2.22
DAIKIN | Daikin Fit | 212614939 | HRCU-A-CB | DZ6VSA481EA* | CA*EA6030*4A*+MBVC2000**-1A* | Singlezone Ducted, Centrally Ducted | 44000 | 28000 | 2.67 | 31000 | 2.22
DAIKIN | Daikin Fit | 212614938 | HRCU-A-CB | DZ6VSA481EA* | DFVE60DP0400A* | Singlezone Ducted, Centrally Ducted | 44000 | 28000 | 2.67 | 31000 | 2.22
DAIKIN | Daikin Fit | 212614867 | HRCU-A-CB | DZ6VSA481EA* | DFVE60DP1400A* | Singlezone Ducted, Centrally Ducted | 44000 | 28000 | 2.67 | 31000 | 2.22
DAIKIN | Daikin Fit | 212614937 | HRCU-A-CB | DZ6VSA421EA* | CA*EA6030*4A* | Singlezone Ducted, Centrally Ducted | 40000 | 28000 | 2.67 | 30600 | 2.19
DAIKIN | Daikin Fit | 212614936 | HRCU-A-CB | DZ6VSA421EA* | CA*EA6030*4A* | Singlezone Ducted, Centrally Ducted | 40000 | 28000 | 2.67 | 30600 | 2.19
DAIKIN | Daikin Fit | 212614935 | HRCU-A-CB | DZ6VSA421EA* | CA*EA6030*4A* | Singlezone Ducted, Centrally Ducted | 40000 | 28000 | 2.67 | 30600 | 2.19
DAIKIN | Daikin Fit | 212614934 | HRCU-A-CB | DZ6VSA421EA* | CA*EA6030*4A*+MBVC2000**-1A* | Singlezone Ducted, Centrally Ducted | 40000 | 28000 | 2.67 | 30600 | 2.19
DAIKIN | Daikin Fit | 212614933 | HRCU-A-CB | DZ6VSA421EA* | DFVE60DP0400A* | Singlezone Ducted, Centrally Ducted | 40000 | 28000 | 2.67 | 30600 | 2.19
DAIKIN | Daikin Fit | 212614866 | HRCU-A-CB | DZ6VSA421EA* | DFVE60DP1400A* | Singlezone Ducted, Centrally Ducted | 40000 | 28000 | 2.67 | 30600 | 2.19
DAIKIN | Daikin Fit | 212928695 | HRCU-A-CB | DZ6VSA361EA* | DFVE42CP1400A* | Singlezone Ducted, Centrally Ducted | 34200 | 23000 | 2.59 | 29000 | 2
DAIKIN | Daikin Fit | 212928694 | HRCU-A-CB | DZ6VSA361EA* | DFVE42CP0400A* | Singlezone Ducted, Centrally Ducted | 34200 | 23000 | 2.59 | 29000 | 2
DAIKIN | Daikin Fit | 212614932 | HRCU-A-CB | DZ6VSA361EA* | CA*EA4830*4A* | Singlezone Ducted, Centrally Ducted | 34200 | 23000 | 2.59 | 29000 | 2
DAIKIN | Daikin Fit | 212614931 | HRCU-A-CB | DZ6VSA361EA* | CA*EA4830*4A* | Singlezone Ducted, Centrally Ducted | 34200 | 23000 | 2.59 | 29000 | 2
DAIKIN | Daikin Fit | 212614930 | HRCU-A-CB | DZ6VSA361EA* | CA*EA4830*4A* | Singlezone Ducted, Centrally Ducted | 34200 | 23000 | 2.59 | 29000 | 2
DAIKIN | Daikin Fit | 212614929 | HRCU-A-CB | DZ6VSA361EA* | CA*EA4830*4A* | Singlezone Ducted, Centrally Ducted | 34200 | 23000 | 2.59 | 29000 | 2
DAIKIN | Daikin Fit | 212614928 | HRCU-A-CB | DZ6VSA361EA* | CA*EA4830*4A* | Singlezone Ducted, Centrally Ducted | 34200 | 23000 | 2.59 | 29000 | 2
DAIKIN | Daikin Fit | 212614927 | HRCU-A-CB | DZ6VSA361EA* | CA*EA6030*4A* | Singlezone Ducted, Centrally Ducted | 34200 | 23000 | 2.59 | 30000 | 2.11
DAIKIN | Daikin Fit | 212614926 | HRCU-A-CB | DZ6VSA361EA* | CA*EA4830*4A* | Singlezone Ducted, Centrally Ducted | 34200 | 23000 | 2.59 | 29000 | 2
DAIKIN | Daikin Fit | 212614925 | HRCU-A-CB | DZ6VSA361EA* | CA*EA4830*4A* | Singlezone Ducted, Centrally Ducted | 34200 | 23000 | 2.59 | 29000 | 2
DAIKIN | Daikin Fit | 212614924 | HRCU-A-CB | DZ6VSA361EA* | CA*EA4830*4A* | Singlezone Ducted, Centrally Ducted | 34200 | 23000 | 2.59 | 29000 | 2
DAIKIN | Daikin Fit | 212614923 | HRCU-A-CB | DZ6VSA361EA* | CA*EA6030*4A* | Singlezone Ducted, Centrally Ducted | 34200 | 23000 | 2.59 | 30000 | 2.11
DAIKIN | Daikin Fit | 212614922 | HRCU-A-CB | DZ6VSA361EA* | CA*EA6030*4A* | Singlezone Ducted, Centrally Ducted | 34200 | 23000 | 2.59 | 30000 | 2.11
DAIKIN | Daikin Fit | 212614921 | HRCU-A-CB | DZ6VSA361EA* | CA*EA4830*4A* | Singlezone Ducted, Centrally Ducted | 34200 | 23000 | 2.59 | 29000 | 2.04
DAIKIN | Daikin Fit | 212614920 | HRCU-A-CB | DZ6VSA361EA* | CA*EA6030*4A* | Singlezone Ducted, Centrally Ducted | 34200 | 23000 | 2.59 | 30000 | 2.11
DAIKIN | Daikin Fit | 212614919 | HRCU-A-CB | DZ6VSA361EA* | CA*EA4830*4A*+MBVC1600**-1A* | Singlezone Ducted, Centrally Ducted | 34200 | 23000 | 2.59 | 29000 | 2
DAIKIN | Daikin Fit | 212614918 | HRCU-A-CB | DZ6VSA361EA* | CA*EA6030*4A*+MBVC2000**-1A* | Singlezone Ducted, Centrally Ducted | 34200 | 23000 | 2.59 | 30000 | 2.11
DAIKIN | Daikin Fit | 212614917 | HRCU-A-CB | DZ6VSA361EA* | DFVE48DP0400A* | Singlezone Ducted, Centrally Ducted | 34200 | 23000 | 2.59 | 30000 | 2.11
DAIKIN | Daikin Fit | 212614916 | HRCU-A-CB | DZ6VSA361EA* | DFVE60DP0400A* | Singlezone Ducted, Centrally Ducted | 34200 | 23000 | 2.59 | 30000 | 2.11
DAIKIN | Daikin Fit | 212614915 | HRCU-A-CB | DZ6VSA361EA* | DFVE60DP1400A* | Singlezone Ducted, Centrally Ducted | 34200 | 23000 | 2.59 | 30000 | 2.11
DAIKIN | Daikin Fit | 212614865 | HRCU-A-CB | DZ6VSA361EA* | DFVE48DP1400A* | Singlezone Ducted, Centrally Ducted | 34200 | 23000 | 2.59 | 30000 | 2.11
DAIKIN | Daikin Fit | 213156959 | HRCU-A-CB | DZ6VSA481EA* | CA*EA6030*4A* | Singlezone Ducted, Centrally Ducted | 44000 | 28000 | 2.67 | 31000 | 2.22
DAIKIN | Daikin Fit | 213156958 | HRCU-A-CB | DZ6VSA421EA* | CA*EA6030*4A* | Singlezone Ducted, Centrally Ducted | 40000 | 28000 | 2.67 | 30600 | 2.19
DAIKIN | DZ9VC | 210607570 | HRCU-A-CB | DZ9VCA2410A* | CA*F3137*6A*+MBVC1200**-1A*+TX | Singlezone Ducted, Centrally Ducted | 23000 | 14000 | 2.6 | 13100 | 2.19
DAY & NIGHT | DLC-series | 208447716 | HRCU-A-CB-O | DLCERBH09AAK | DLFEHBH09XAK | Singlezone Non-Ducted, Wall Placement | 10000 | 6000 | 2.51 | 6933 | 1.97
DAY & NIGHT | DLC-series | 208447636 | HRCU-A-CB-O | DLCSRBH12AAJ | DLFSHCH12XAJ | Singlezone Non-Ducted, Wall Placement | 12000 | 8400 | 2.8 | 7094 | 2.19
DAY & NIGHT | DLC-series | 208447633 | HRCU-A-CB-O | DLCSRBH09AAK | DLFSHCH09XAK | Singlezone Non-Ducted, Wall Placement | 12000 | 9500 | 2.53 | 11109 | 1.97
DAY & NIGHT | DLC-series | 208447637 | HRCU-A-CB-O | DLCSRBH06AAK | DLFSHCH06XAK | Singlezone Non-Ducted, Wall Placement | 7000 | 8500 | 2.9 | 8581 | 2.19
DAY & NIGHT | DLC-series | 207683341 | HRCU-A-CB-O | DLCSRBH24AAK | DLFSCBH24XAK | Singlezone Non-Ducted, Wall Placement | 25000 | 21000 | 2.64 | 26000 | 1.95
DAY & NIGHT | DLC-series | 209948193 | HRCU-A-CB-O | DLCSRBH12AAK | DLFSFBH12XAK | Singlezone Non-Ducted, Wall Placement | 12000 | 10200 | 2.72 | 12300 | 2.1
DAY & NIGHT | DLC-series | 211132720 | HRCU-A-CB | DLCSRBH24AAK | DLFSDAH24XHK | Singlezone Ducted, Compact Ducted | 25000 | 21000 | 2.75 | 24000 | 2
DAY & NIGHT | DLC-series | 211132685 | HRCU-A-CB | DLCSRBH18AAK | DLFSDAH18XHK | Singlezone Ducted, Compact Ducted | 19000 | 15700 | 2.6 | 18000 | 2.2
DAY & NIGHT | DLC-series | 210857434 | HRCU-A-CB-O | DLCSRBH06AAK | DLFSOAH09XAK | Singlezone Non-Ducted, Ceiling Placement | 7100 | 5700 | 2.61 | 8500 | 2.03
DAY & NIGHT | Dlseries | 210025743 | HRCU-A-CB | DLCURAH60ABK | DLFUAAH60XAK | Singlezone Ducted, Centrally Ducted | 59000 | 42000 | 2.6 | 54356 | 1.91
DAY & NIGHT | DL series | 213372132 | HRCU-A-C | DLCURAH18ABK | DLFULAH24XBX + CI | Singlezone Ducted, Centrally Ducted | 19000 | 14700 | 2.6 | 15000 | 2.2
DAY & NIGHT | DLC-series | 206361880 | HRCU-A-CB-O | DLCSRBH12AAK | DLFSHBH12XAK | Singlezone Non-Ducted, Wall Placement | 12000 | 10300 | 2.56 | 12113 | 1.9
DAY & NIGHT | DLC-series | 206361878 | HRCU-A-CB-O | DLCSRBH12AAJ | DLFSHBH12XAJ | Singlezone Non-Ducted, Wall Placement | 12000 | 8900 | 2.75 | 6858 | 2.07
DAY & NIGHT | DLC-series | 207188911 | HRCU-A-CB-O | DLCSRBH06AAK | DLFSHBH06XAK | Singlezone Non-Ducted, Wall Placement | 7000 | 7500 | 2.5 | 7200 | 1.92
DAY & NIGHT |  | 201835602 | HRCU-A-CB-O | DLCPRAH09AAK | DLFPHAH09XAK | Singlezone Non-Ducted, Wall Placement | 10000 | 7200 | 2.78 | 13047 | 1.97
DAY & NIGHT | High Tier | 202463647 | HRCU-A-CB-O | DLCPRAH24AAK | DLFPHAH24XAK | Singlezone Non-Ducted, Wall Placement | 24000 | 15450 | 3 | 24000 | 2
DAY & NIGHT | Constant Comfort | 206350413 | HRCU-A-CB | DLCSRBH24AAK | DLFSDAH24XAK | Singlezone Ducted, Compact Ducted | 24600 | 14500 | 2.8 | 27910 | 2.01
DAY & NIGHT | Performance Series | 207643043 | HMSV-A-CB | DLCMHBH48EAK |  | Multizone Mix of Ducted and Non-Ducted | 49000 | 31000 | 2.65 | 48000 | 1.9
DAY & NIGHT | Performance Series | 207643033 | HMSV-A-CB | DLCMHBH24CAK |  | Multizone All Ducted | 24000 | 18500 | 2.85 | 21500 | 1.95
DAY & NIGHT | CONSTANTCOMFORT DELUXE 18 VS HP 2-STAGE | 210458484 | HRCU-A-CB | CVH837GKA2*+TSTAT | EA*4X37L21A* | Singlezone Ducted, Centrally Ducted | 47500 | 30800 | 2.52 | 24400 | 1.98
DAY & NIGHT | CONSTANTCOMFORT DELUXE 18 VS HP 2-STAGE | 210459741 | HRCU-A-CB | CVH837GKA2*+TSTAT | EA*4X43L21A* | Singlezone Ducted, Centrally Ducted | 47500 | 30800 | 2.52 | 24400 | 1.98
DAY & NIGHT | CONSTANTCOMFORT DELUXE 18 VS HP | 206771276 | HRCU-A-CB | CVH837GKA2* | EA*4X37L21A*+WALLCON | Singlezone Ducted, Centrally Ducted | 33000 | 31800 | 2.52 | 28000 | 2.2
DAY & NIGHT | CONSTANTCOMFORT DELUXE 18 VS HP | 206771330 | HRCU-A-CB | CVH837GKA2* | EA*4X37L21A*+WALLCON | Singlezone Ducted, Centrally Ducted | 32800 | 31800 | 2.54 | 28000 | 2.22
DAY & NIGHT | CONSTANTCOMFORT DELUXE 18 VS HP | 206771348 | HRCU-A-CB | CVH837GKA2* | EA*4X37L21A*+WALLCON | Singlezone Ducted, Centrally Ducted | 32800 | 31800 | 2.54 | 28000 | 2.22
DAY & NIGHT | CONSTANTCOMFORT DELUXE 18 VS HP | 206771357 | HRCU-A-CB | CVH837GKA2* | EA*4X37L21A*+WALLCON | Singlezone Ducted, Centrally Ducted | 32800 | 31800 | 2.54 | 27800 | 2.22
DAY & NIGHT | CONSTANTCOMFORT DELUXE 18 VS HP | 206771627 | HRCU-A-CB | CVH837GKA2* | EA*4X43L21A*+WALLCON | Singlezone Ducted, Centrally Ducted | 33000 | 32000 | 2.52 | 28000 | 2.2
DAY & NIGHT | CONSTANTCOMFORT DELUXE 18 VS HP | 206771645 | HRCU-A-CB | CVH837GKA2* | EA*4X43L21A*+WALLCON | Singlezone Ducted, Centrally Ducted | 32800 | 31800 | 2.54 | 28000 | 2.2
DAY & NIGHT | CONSTANTCOMFORT DELUXE 18 VS HP | 206771699 | HRCU-A-CB | CVH837GKA2* | EA*4X43L21A*+WALLCON | Singlezone Ducted, Centrally Ducted | 32800 | 31800 | 2.54 | 27800 | 2.22
DAY & NIGHT | CONSTANTCOMFORT DELUXE 18 VS HP | 206771717 | HRCU-A-CB | CVH837GKA2* | EA*4X43L21A*+WALLCON | Singlezone Ducted, Centrally Ducted | 32800 | 31800 | 2.54 | 27800 | 2.22
DAY & NIGHT | CONSTANTCOMFORT DELUXE 18 VS HP | 206771726 | HRCU-A-CB | CVH837GKA2* | EA*4X43L21A*+WALLCON | Singlezone Ducted, Centrally Ducted | 32800 | 31800 | 2.56 | 27800 | 2.22
DAY & NIGHT | CONSTANTCOMFORT DELUXE 18 VS HP | 206771780 | HRCU-A-CB | CVH837GKA2* | EA*4X48L21A*+WALLCON | Singlezone Ducted, Centrally Ducted | 32600 | 31400 | 2.52 | 27800 | 2.2
DAY & NIGHT | CONSTANTCOMFORT DELUXE 18 VS HP | 206771834 | HRCU-A-CB | CVH837GKA2* | EA*4X48L21A*+WALLCON | Singlezone Ducted, Centrally Ducted | 32400 | 31400 | 2.52 | 27600 | 2.2
DAY & NIGHT | CONSTANTCOMFORT DELUXE 18 VS HP | 206771852 | HRCU-A-CB | CVH837GKA2* | EA*4X48L21A*+WALLCON | Singlezone Ducted, Centrally Ducted | 32400 | 31400 | 2.52 | 27600 | 2.2
DAY & NIGHT | CONSTANTCOMFORT DELUXE 18 VS HP | 206771861 | HRCU-A-CB | CVH837GKA2* | EA*4X48L21A*+WALLCON | Singlezone Ducted, Centrally Ducted | 32400 | 31400 | 2.52 | 27600 | 2.2
DAY & NIGHT | CONSTANTCOMFORT DELUXE 18 VS HP | 206771897 | HRCU-A-CB | CVH837GKA2* | EA*4X48L24A*+WALLCON | Singlezone Ducted, Centrally Ducted | 32400 | 31400 | 2.52 | 27600 | 2.2
DAY & NIGHT | CONSTANTCOMFORT DELUXE 18 VS HP | 206771906 | HRCU-A-CB | CVH837GKA2* | EA*4X48L24A*+WALLCON | Singlezone Ducted, Centrally Ducted | 32400 | 31400 | 2.54 | 27600 | 2.22
DAY & NIGHT | CONSTANTCOMFORT DELUXE 18 VS HP | 206771915 | HRCU-A-CB | CVH837GKA2* | EA*4X48L24A*+WALLCON | Singlezone Ducted, Centrally Ducted | 32400 | 31400 | 2.54 | 27600 | 2.22
DAY & NIGHT | CONSTANTCOMFORT DELUXE 18 VS HP | 206771933 | HRCU-A-CB | CVH837GKA2* | EA*4X48L24A*+WALLCON | Singlezone Ducted, Centrally Ducted | 32400 | 31400 | 2.52 | 27600 | 2.22
DAY & NIGHT | CONSTANTCOMFORT DELUXE 18 VS HP | 206771942 | HRCU-A-CB | CVH837GKA2* | EA*4X48L24A*+WALLCON | Singlezone Ducted, Centrally Ducted | 32600 | 31400 | 2.52 | 27800 | 2.2
DAY & NIGHT | CONSTANTCOMFORT DELUXE 18 VS HP | 206771960 | HRCU-A-CB | CVH837GKA2* | EA*4X48L24A*+WALLCON | Singlezone Ducted, Centrally Ducted | 32400 | 31400 | 2.52 | 27600 | 2.22
DAY & NIGHT | CONSTANTCOMFORT DELUXE 18 VS HP | 210470271 | HRCU-A-CB | CVH837GKA2* | EA*4X60L24A*+WALLCON | Singlezone Ducted, Centrally Ducted | 31800 | 31000 | 2.5 | 27400 | 2.2
DAY & NIGHT | CONSTANTCOMFORT DELUXE 18 VS HP | 210470282 | HRCU-A-CB | CVH837GKA2* | EA*4X60L24A*+WALLCON | Singlezone Ducted, Centrally Ducted | 31800 | 31000 | 2.52 | 27400 | 2.22
DAY & NIGHT | CONSTANTCOMFORT DELUXE 18 VS HP | 210470293 | HRCU-A-CB | CVH837GKA2* | EA*4X60L24A*+WALLCON | Singlezone Ducted, Centrally Ducted | 31800 | 31000 | 2.52 | 27400 | 2.22
DAY & NIGHT | CONSTANTCOMFORT DELUXE 18 VS HP | 210470315 | HRCU-A-CB | CVH837GKA2* | EA*4X60L24A*+WALLCON | Singlezone Ducted, Centrally Ducted | 31800 | 31000 | 2.52 | 27400 | 2.22
DAY & NIGHT | CONSTANTCOMFORT DELUXE 18 VS HP | 210470326 | HRCU-A-CB | CVH837GKA2* | EA*4X60L24A*+WALLCON | Singlezone Ducted, Centrally Ducted | 32000 | 31200 | 2.5 | 27600 | 2.2
DAY & NIGHT | CONSTANTCOMFORT DELUXE 18 VS HP | 210470348 | HRCU-A-CB | CVH837GKA2* | EA*4X60L24A*+WALLCON | Singlezone Ducted, Centrally Ducted | 31800 | 31000 | 2.52 | 27400 | 2.22
DAY & NIGHT | CONSTANTCOMFORT DELUXE 18 VS HP | 210470436 | HRCU-A-CB | CVH837GKA2* | EA*4X61L21A*+WALLCON | Singlezone Ducted, Centrally Ducted | 32200 | 31400 | 2.5 | 27800 | 2.2
DAY & NIGHT | CONSTANTCOMFORT DELUXE 18 VS HP | 210470447 | HRCU-A-CB | CVH837GKA2* | EA*4X61L21A*+WALLCON | Singlezone Ducted, Centrally Ducted | 32000 | 31200 | 2.52 | 27600 | 2.22
DAY & NIGHT | CONSTANTCOMFORT DELUXE 18 VS HP | 210470469 | HRCU-A-CB | CVH837GKA2* | EA*4X61L21A*+WALLCON | Singlezone Ducted, Centrally Ducted | 32000 | 31200 | 2.52 | 27600 | 2.22
DAY & NIGHT | CONSTANTCOMFORT DELUXE 18 VS HP | 210470491 | HRCU-A-CB | CVH837GKA2* | EA*4X61L21A*+WALLCON | Singlezone Ducted, Centrally Ducted | 32000 | 31200 | 2.52 | 27600 | 2.22
DAY & NIGHT | CONSTANTCOMFORT DELUXE 18 VS HP | 210470502 | HRCU-A-CB | CVH837GKA2* | EA*4X61L21A*+WALLCON | Singlezone Ducted, Centrally Ducted | 32000 | 31200 | 2.54 | 27600 | 2.22
DAY & NIGHT | CONSTANTCOMFORT DELUXE 18 VS HP | 210470557 | HRCU-A-CB | CVH837GKA2* | EA*4X61L24A*+WALLCON | Singlezone Ducted, Centrally Ducted | 32000 | 31200 | 2.52 | 27600 | 2.22
DAY & NIGHT | CONSTANTCOMFORT DELUXE 18 VS HP | 210470568 | HRCU-A-CB | CVH837GKA2* | EA*4X61L24A*+WALLCON | Singlezone Ducted, Centrally Ducted | 32000 | 31200 | 2.54 | 27400 | 2.24
DAY & NIGHT | CONSTANTCOMFORT DELUXE 18 VS HP | 210470579 | HRCU-A-CB | CVH837GKA2* | EA*4X61L24A*+WALLCON | Singlezone Ducted, Centrally Ducted | 32000 | 31200 | 2.54 | 27600 | 2.22
DAY & NIGHT | CONSTANTCOMFORT DELUXE 18 VS HP | 210470601 | HRCU-A-CB | CVH837GKA2* | EA*4X61L24A*+WALLCON | Singlezone Ducted, Centrally Ducted | 32000 | 31200 | 2.54 | 27600 | 2.22
DAY & NIGHT | CONSTANTCOMFORT DELUXE 18 VS HP | 210470612 | HRCU-A-CB | CVH837GKA2* | EA*4X61L24A*+WALLCON | Singlezone Ducted, Centrally Ducted | 32000 | 31200 | 2.52 | 27600 | 2.22
DAY & NIGHT | CONSTANTCOMFORT DELUXE 18 VS HP | 210470634 | HRCU-A-CB | CVH837GKA2* | EA*4X61L24A*+WALLCON | Singlezone Ducted, Centrally Ducted | 32000 | 31200 | 2.54 | 27600 | 2.22
DAY & NIGHT | Performance Series | 207643041 | HMSR-A-CB-O | DLCMHBH48EAK |  | Multizone All Non-Ducted | 48000 | 34000 | 2.83 | 48000 | 2
DAY & NIGHT | Performance Series | 207643035 | HMSR-A-CB-O | DLCMHBH30DAK |  | Multizone All Non-Ducted | 30000 | 18500 | 2.98 | 29400 | 1.9
DAY & NIGHT | CONSTANTCOMFORT DELUXE 18 VS HP | 206766037 | HRCU-A-CB | CVH825GKA3* | EA*4X37L21A*+WALLCON | Singlezone Ducted, Centrally Ducted | 21000 | 20400 | 2.54 | 18100 | 2.24
DAY & NIGHT | CONSTANTCOMFORT DELUXE 18 VS HP | 210473244 | HRCU-A-CB | CVH825GKA3* | EA*4X43L21A*+WALLCON | Singlezone Ducted, Centrally Ducted | 21000 | 20400 | 2.54 | 18100 | 2.24
DAY & NIGHT | CONSTANTCOMFORT DELUXE 18 VS HP 2-STAGE | 210465007 | HRCU-A-CB | CVH837GKA2*+TSTAT | EN(A,D,W)4X60L24** | Singlezone Ducted, Centrally Ducted | 47000 | 30600 | 2.5 | 24000 | 1.96
DAY & NIGHT | CONSTANTCOMFORT DELUXE 18 VS HP 2-STAGE | 210464819 | HRCU-A-CB | CVH837GKA2*+TSTAT | EN(A,D)4X48L24** | Singlezone Ducted, Centrally Ducted | 48000 | 31000 | 2.5 | 24400 | 1.94
DAY & NIGHT | CONSTANTCOMFORT DELUXE 18 VS HP 2-STAGE | 210464684 | HRCU-A-CB | CVH837GKA2*+TSTAT | EN(A,D)4X48L24** | Singlezone Ducted, Centrally Ducted | 47500 | 30600 | 2.5 | 24200 | 1.94
DAY & NIGHT | CONSTANTCOMFORT DELUXE 18 VS HP 2-STAGE | 210464618 | HRCU-A-CB | CVH837GKA2*+TSTAT | EN(A,D)4X48L24** | Singlezone Ducted, Centrally Ducted | 47500 | 30800 | 2.5 | 24200 | 1.96
DAY & NIGHT | CONSTANTCOMFORT DELUXE 18 VS HP 2-STAGE | 210464606 | HRCU-A-CB | CVH837GKA2*+TSTAT | EN(A,D)4X48L24** | Singlezone Ducted, Centrally Ducted | 48000 | 31000 | 2.5 | 24400 | 1.96
DAY & NIGHT | CONSTANTCOMFORT DELUXE 18 VS HP 2-STAGE | 210464463 | HRCU-A-CB | CVH837GKA2*+TSTAT | EN(A,D,W)4X48L21** | Singlezone Ducted, Centrally Ducted | 48000 | 31000 | 2.5 | 24400 | 1.94
DAY & NIGHT | CONSTANTCOMFORT DELUXE 18 VS HP 2-STAGE | 210464308 | HRCU-A-CB | CVH837GKA2*+TSTAT | EN(A,D,W)4X48L21** | Singlezone Ducted, Centrally Ducted | 48000 | 31000 | 2.5 | 24400 | 1.94
DAY & NIGHT | CONSTANTCOMFORT DELUXE 18 VS HP 2-STAGE | 210464173 | HRCU-A-CB | CVH837GKA2*+TSTAT | EN(A,D,W)4X48L21** | Singlezone Ducted, Centrally Ducted | 47500 | 30800 | 2.5 | 24200 | 1.96
DAY & NIGHT | CONSTANTCOMFORT DELUXE 18 VS HP 2-STAGE | 210462020 | HRCU-A-CB | CVH837GKA2*+TSTAT | EA*4X61L24A* | Singlezone Ducted, Centrally Ducted | 47000 | 30800 | 2.52 | 24400 | 1.98
DAY & NIGHT | CONSTANTCOMFORT DELUXE 18 VS HP 2-STAGE | 210461965 | HRCU-A-CB | CVH837GKA2*+TSTAT | EA*4X61L24A* | Singlezone Ducted, Centrally Ducted | 47000 | 30600 | 2.5 | 24400 | 1.98
DAY & NIGHT | CONSTANTCOMFORT DELUXE 18 VS HP 2-STAGE | 210461841 | HRCU-A-CB | CVH837GKA2*+TSTAT | EA*4X61L24A* | Singlezone Ducted, Centrally Ducted | 47000 | 30600 | 2.5 | 24400 | 1.98
DAY & NIGHT | CONSTANTCOMFORT DELUXE 18 VS HP 2-STAGE | 210461830 | HRCU-A-CB | CVH837GKA2*+TSTAT | EA*4X61L24A* | Singlezone Ducted, Centrally Ducted | 46500 | 30400 | 2.5 | 24000 | 1.96
DAY & NIGHT | CONSTANTCOMFORT DELUXE 18 VS HP 2-STAGE | 210461808 | HRCU-A-CB | CVH837GKA2*+TSTAT | EA*4X61L24A* | Singlezone Ducted, Centrally Ducted | 47000 | 30600 | 2.5 | 24400 | 1.98
DAY & NIGHT | CONSTANTCOMFORT DELUXE 18 VS HP 2-STAGE | 210461797 | HRCU-A-CB | CVH837GKA2*+TSTAT | EA*4X61L24A* | Singlezone Ducted, Centrally Ducted | 47000 | 30600 | 2.5 | 24400 | 1.96
DAY & NIGHT | CONSTANTCOMFORT DELUXE 18 VS HP 2-STAGE | 210461764 | HRCU-A-CB | CVH837GKA2*+TSTAT | EA*4X61L24A* | Singlezone Ducted, Centrally Ducted | 46500 | 30400 | 2.5 | 24200 | 1.98
DAY & NIGHT | CONSTANTCOMFORT DELUXE 18 VS HP 2-STAGE | 210461752 | HRCU-A-CB | CVH837GKA2*+TSTAT | EA*4X61L24A* | Singlezone Ducted, Centrally Ducted | 46500 | 30600 | 2.5 | 24200 | 1.98
DAY & NIGHT | CONSTANTCOMFORT DELUXE 18 VS HP 2-STAGE | 210461454 | HRCU-A-CB | CVH837GKA2*+TSTAT | EA*4X61L21A* | Singlezone Ducted, Centrally Ducted | 46500 | 30600 | 2.5 | 24400 | 1.96
DAY & NIGHT | CONSTANTCOMFORT DELUXE 18 VS HP 2-STAGE | 210461431 | HRCU-A-CB | CVH837GKA2*+TSTAT | EA*4X61L21A* | Singlezone Ducted, Centrally Ducted | 47000 | 30600 | 2.5 | 24400 | 1.98
DAY & NIGHT | CONSTANTCOMFORT DELUXE 18 VS HP 2-STAGE | 210461418 | HRCU-A-CB | CVH837GKA2*+TSTAT | EA*4X61L21A* | Singlezone Ducted, Centrally Ducted | 47000 | 30600 | 2.5 | 24400 | 1.98
DAY & NIGHT | CONSTANTCOMFORT DELUXE 18 VS HP 2-STAGE | 210461330 | HRCU-A-CB | CVH837GKA2*+TSTAT | EA*4X61L21A* | Singlezone Ducted, Centrally Ducted | 46500 | 30400 | 2.5 | 24200 | 1.96
DAY & NIGHT |  | 209852058 | HRCU-A-CB | DLCURAH18ABK | DLFUAAH18XAK | Singlezone Ducted, Centrally Ducted | 19000 | 13500 | 2.5 | 18000 | 2
DAY & NIGHT | Constant Comfort | 207826598 | HMSV-A-CB | DLCSRBH24AAK | DLFSABH24XBK | Singlezone Ducted, Centrally Ducted | 26000 | 16200 | 2.79 | 21511 | 1.95
DAY & NIGHT | High Tier | 202463646 | HRCU-A-CB-O | DLCPRAH18AAK | DLFPHAH18XAK | Singlezone Non-Ducted, Wall Placement | 18000 | 12300 | 3.19 | 18000 | 2
DELLA | TP | 213927340 | HRCU-A-CB-O | 048-TP-9K1V-23S-OUT | 048-TP-9K1V-23S-IN | Singlezone Non-Ducted, Wall Placement | 9500 | 5900 | 2.79 | 7340 | 2.01
DELLA | TP | 213927342 | HRCU-A-CB-O | 048-TP-12K1V-22S-OUT | 048-TP-12K1V-22S-IN | Singlezone Non-Ducted, Wall Placement | 12000 | 7100 | 3.02 | 8970 | 2.19
DELLA | TP | 213927341 | HRCU-A-CB-O | 048-TP-9K2V-23S-OUT | 048-TP-9K2V-23S-IN | Singlezone Non-Ducted, Wall Placement | 9500 | 5900 | 2.79 | 7350 | 2.03
DELLA | TP | 213927343 | HRCU-A-CB-O | 048-TP-12K2V-23S-OUT | 048-TP-12K2V-23S-IN | Singlezone Non-Ducted, Wall Placement | 12000 | 7600 | 3.14 | 9170 | 2.18
DELLA | TP | 213927344 | HRCU-A-CB-O | 048-TP-18K2V-22S-OUT | 048-TP-18K2V-22S-IN | Singlezone Non-Ducted, Wall Placement | 18000 | 10000 | 2.85 | 12600 | 2.21
DELLA | TP | 213927345 | HRCU-A-CB-O | 048-TP-24K2V-20S-OUT | 048-TP-24K2V-20S-IN | Singlezone Non-Ducted, Wall Placement | 24000 | 13900 | 2.75 | 16720 | 1.96
DENALI AIRE |  | 205300162 | HRCU-A-CB-O | DNMSHQCO12A | DNMSHQCW12A | Singlezone Non-Ducted, Wall Placement | 13000 | 7500 | 2.71 | 7377 | 2.08
DENALI AIRE |  | 205300164 | HRCU-A-CB-O | DNMSHQCO18 | DNMSHQCW18 | Singlezone Non-Ducted, Wall Placement | 19000 | 11600 | 3.01 | 13146 | 2.11
DETTSON | EVD series | 213160480 | HRCU-A-C | EVD-24-O | MAC24H1718E | Singlezone Ducted, Centrally Ducted | 25000 | 21000 | 2.58 | 20000 | 1.95
DETTSON | EVD series | 213160479 | HRCU-A-C | EVD-18-O | MAC24H1718E | Singlezone Ducted, Centrally Ducted | 19000 | 14700 | 2.6 | 15000 | 2.2
DETTSON | MHD series | 210365427 | HRCU-A-C | MHD-18 | MHD-CC2.0-17.5-M | Singlezone Ducted, Centrally Ducted | 19500 | 13000 | 2.7 | 14600 | 2.19
DIRECT AIR | DIRM series | 212101619 | HRCU-A-C | DIRM-24MAGICPRO20-OU | DIRM-24MAGICPRO20-COIL | Singlezone Ducted, Centrally Ducted | 25000 | 21000 | 2.58 | 20000 | 1.95
DIRECT AIR |  | 207743785 | HMSR-A-CB-O | DIRM-18HXPRO28-2Z |  | Multizone All Non-Ducted | 20000 | 15000 | 2.5 | 20000 | 1.93
DIRECT AIR |  | 207743776 | HMSR-A-CB-O | DIRM-27DA25-3Z |  | Multizone All Non-Ducted | 28000 | 21000 | 2.5 | 20000 | 2.11
DIRECT AIR |  | 203269784 | HMSR-A-CB-O | M4OH-36HFN1-M |  | Multizone All Non-Ducted | 36000 | 23200 | 2.78 | 36037 | 1.96
DIRECT AIR |  | 8994012 | HMSR-A-CB-O | M3OF-27HFN1-M |  | Multizone All Non-Ducted | 28000 | 17200 | 2.82 | 16820 | 1.95
DIRECT AIR | DIRM series | 212101621 | HRCU-A-C | DIRM-18MAGICPRO20-OU | DIRM-24MAGICPRO20-COIL | Singlezone Ducted, Centrally Ducted | 19000 | 14700 | 2.6 | 15000 | 2.2
DIRECT AIR |  | 8775849 | HRCU-A-CB-O | MOCA31-18HFN1-MT0W | CCA3U-18HRFN1-M(C) | Singlezone Non-Ducted, Wall Placement | 18000 | 12000 | 2.77 | 9410 | 1.98
DIRECT AIR |  | 8775850 | HRCU-A-CB-O | MOCA31-18HFN1-MT0W | MUEU-18HRFN1-M(C) | Singlezone Non-Ducted, Wall Placement | 18000 | 12000 | 2.71 | 10274 | 2.11
DIRECT AIR |  | 8775853 | HRCU-A-CB-O | MOD31-24HFN1-MT0W | MUEU-24HRFN1-M(C) | Singlezone Non-Ducted, Wall Placement | 24000 | 15000 | 2.85 | 17705 | 2.02
DIRECT AIR |  | 9680949 | HRCU-A-CB-O | MOCA31-18HFN1-MT0W | CS11M-18HRFN1-MT0W | Singlezone Non-Ducted, Wall Placement | 18000 | 11400 | 2.72 | 11178 | 2.02
DIRECT AIR |  | 9680950 | HRCU-A-CB-O | MOD31-24HFN1-MT0W | CS11M-23HRFN1-MT0W | Singlezone Non-Ducted, Wall Placement | 25000 | 15300 | 2.7 | 18099 | 2.07
DIRECT AIR |  | 9680948 | HRCU-A-CB-O | MOB30-12HFN1-MT0W | CS11M-12HRFN1-MU5W | Singlezone Non-Ducted, Wall Placement | 12000 | 7700 | 2.75 | 9134 | 1.94
DIRECT AIR |  | 9680947 | HRCU-A-CB-O | MOBA30-09HFN1-MT0W | CS11M-09HRFN1-MX0W(A) | Singlezone Non-Ducted, Wall Placement | 9800 | 5800 | 2.74 | 7989 | 2
DIRECT AIR |  | 205816491 | HRCU-A-CB-O | MOX430-17HFN1-MT0W | CS11M-18HRFN1-MT0W | Singlezone Non-Ducted, Wall Placement | 18000 | 10900 | 2.58 | 16497 | 1.9
DIRECT AIR |  | 207743759 | HRCU-A-CB | DIRM-24DA25-1Z | DIRM-24HP-DU | Singlezone Ducted, Compact Ducted | 25000 | 20000 | 2.61 | 20000 | 2.3
DIRECT AIR |  | 207743733 | HRCU-A-CB-O | DIRM-24HXPRO28-1Z | DIRM-24HP-CF | Singlezone Non-Ducted, Floor Placement | 25000 | 19000 | 2.64 | 25000 | 2.1
DIRECT AIR |  | 207743760 | HRCU-A-CB | DIRM-24HXPRO28-1Z | DIRM-24HP-DU | Singlezone Ducted, Compact Ducted | 25000 | 21000 | 2.64 | 27000 | 2
DIRECT AIR |  | 207743719 | HRCU-A-CB-O | DIRM-09DA25-1Z | DIRM-09HP-WM | Singlezone Non-Ducted, Wall Placement | 10000 | 8500 | 2.8 | 8581 | 2.19
DIRECT AIR |  | 207743720 | HRCU-A-CB-O | DIRM-12DA25-1Z | DIRM-12HP-WM | Singlezone Non-Ducted, Wall Placement | 12000 | 9000 | 2.69 | 8981 | 2.19
DIRECT AIR |  | 207743723 | HRCU-A-CB-O | DIRM-06HXPRO28-1Z | DIRM-06HP-WM | Singlezone Non-Ducted, Wall Placement | 7000 | 8500 | 2.9 | 8581 | 2.19
DIRECT AIR |  | 207743743 | HRCU-A-CB-O | DIRM-24DA25-1Z | DIRM-24HP-CA | Singlezone Non-Ducted, Wall Placement | 25000 | 19000 | 2.6 | 18900 | 1.96
DIRECT AIR |  | 207743744 | HRCU-A-CB-O | DIRM-24HXPRO28-1Z | DIRM-24HP-CA | Singlezone Non-Ducted, Wall Placement | 25000 | 21000 | 2.64 | 26000 | 1.95
DIRECT AIR | DIRM series | 207743778 | HMSV-A-CB | DIRM-27DA25-3Z |  | Multizone Mix of Ducted and Non-Ducted | 28000 | 21400 | 2.55 | 20000 | 2.13
DIRECT AIR | DIRM series | 207743787 | HMSV-A-CB | DIRM-18HXPRO28-2Z |  | Multizone Mix of Ducted and Non-Ducted | 20000 | 15500 | 2.55 | 20000 | 1.95
DIRECT AIR | DIRM series | 207743775 | HMSV-A-CB | DIRM-18DA25-2Z |  | Multizone Mix of Ducted and Non-Ducted | 19000 | 14500 | 2.5 | 14000 | 2.17
DIRECT AIR | DIRM series | 214232469 | HRCU-A-CB | DIRM-24CS19-OU | DIRM-24MAGICPRO20-AH | Singlezone Ducted, Centrally Ducted | 26000 | 21000 | 2.8 | 19400 | 2.1
DIRECT AIR |  | 207743777 | HMSV-A-CB | DIRM-27DA25-3Z |  | Multizone All Ducted | 28000 | 22000 | 2.6 | 20000 | 2.14
DIRECT AIR |  | 207743786 | HMSV-A-CB | DIRM-18HXPRO28-2Z |  | Multizone All Ducted | 20000 | 16000 | 2.61 | 20000 | 1.95
DIRECT AIR |  | 207743754 | HRCU-A-CB | DIRM-12HXPRO28-1Z | DIRM-12HP-DUV | Singlezone Ducted, Compact Ducted | 12500 | 10600 | 2.51 | 12100 | 1.96
DIRECT AIR |  | 207743753 | HRCU-A-CB | DIRM-12HXPRO28-1Z | DIRM-12HP-DUH | Singlezone Ducted, Compact Ducted | 12500 | 10600 | 2.51 | 12100 | 1.96
DIRECT AIR |  | 207743740 | HRCU-A-CB-O | DIRM-12HXPRO28-1Z | DIRM-12HP-CA | Singlezone Non-Ducted, Ceiling Placement | 12000 | 9900 | 2.55 | 11500 | 1.9
DIRECT AIR |  | 207743764 | HRCU-A-CB-O | DIRM-12DA25-1Z | DIRM-12HP-CO | Singlezone Non-Ducted, Wall Placement | 12000 | 9000 | 2.69 | 8400 | 2.26
DIRECT AIR |  | 207743752 | HRCU-A-CB | DIRM-12DA25-1Z | DIRM-12HP-DUV | Singlezone Ducted, Compact Ducted | 12000 | 9300 | 2.78 | 8400 | 2.26
DIRECT AIR |  | 207743751 | HRCU-A-CB | DIRM-12DA25-1Z | DIRM-12HP-DUH | Singlezone Ducted, Compact Ducted | 12000 | 9300 | 2.78 | 8400 | 2.26
DIRECT AIR |  | 207743748 | HRCU-A-CB | DIRM-09DA25-1Z | DIRM-09HP-DUV | Singlezone Ducted, Compact Ducted | 10000 | 7700 | 2.59 | 8000 | 2.09
DIRECT AIR |  | 207743747 | HRCU-A-CB | DIRM-09DA25-1Z | DIRM-09HP-DUH | Singlezone Ducted, Compact Ducted | 10000 | 7700 | 2.59 | 8000 | 2.09
DIRECT AIR |  | 207743739 | HRCU-A-CB-O | DIRM-12DA25-1Z | DIRM-12HP-CA | Singlezone Non-Ducted, Ceiling Placement | 12000 | 8900 | 2.75 | 8000 | 2.28
DIRECT AIR |  | 207743724 | HRCU-A-CB-O | DIRM-09HXPRO28-1Z | DIRM-09HP-WM | Singlezone Non-Ducted, Wall Placement | 12000 | 9500 | 2.53 | 11109 | 1.97
DIRECT AIR |  | 207743756 | HRCU-A-CB | DIRM-18DA25-1Z | DIRM-18HP-DUV | Singlezone Ducted, Compact Ducted | 20000 | 12600 | 2.66 | 13000 | 2.4
DIRECT AIR |  | 207743755 | HRCU-A-CB | DIRM-18DA25-1Z | DIRM-18HP-DUH | Singlezone Ducted, Compact Ducted | 20000 | 12600 | 2.66 | 13000 | 2.4
DIRECT AIR |  | 207743741 | HRCU-A-CB-O | DIRM-18DA25-1Z | DIRM-18HP-CA | Singlezone Non-Ducted, Ceiling Placement | 19000 | 12000 | 2.51 | 12700 | 2.16
DIRECT AIR |  | 207743730 | HRCU-A-CB-O | DIRM-18DA25-1Z | DIRM-18HP-CF | Singlezone Non-Ducted, Floor Placement | 20000 | 12800 | 2.52 | 13000 | 2.08
DIYCOOL | EZ Series | 214810600 | HRCU-A-CB-O | EZ-18ZPL-HP230 | EZ-18W-M | Singlezone Non-Ducted, Wall Placement | 18000 | 13800 | 2.54 | 11700 | 2.05
DIYCOOL | EZ Series | 214810599 | HRCU-A-CB-O | EZ-12ZPL-HP115 | EZ-12WPL-HP115 | Singlezone Non-Ducted, Wall Placement | 12000 | 7500 | 2.59 | 6400 | 1.95
DIYCOOL |  | 207825588 | HMSR-A-CB-O | ACIQ-18Z-HH-M2B |  | Multizone All Non-Ducted | 20000 | 15000 | 2.5 | 20000 | 1.93
DIYCOOL |  | 210857404 | HMSR-A-CB-O | ES-27Z-M3B |  | Multizone All Non-Ducted | 28000 | 21000 | 2.5 | 20000 | 2.11
DIYCOOL |  | 210857398 | HMSR-A-CB-O | ACIQ-55Z-HH-M5B |  | Multizone All Non-Ducted | 55000 | 34400 | 2.5 | 47000 | 1.94
DIYCOOL | ACIQ series | 212394333 | HRCU-A-C | ACIQ-18-HPB | ACIQ-18-ACL | Singlezone Ducted, Centrally Ducted | 19000 | 14700 | 2.6 | 15000 | 2.2
DIYCOOL | ACIQ series | 213433272 | HRCU-A-CB | ACIQ-24-HPB | ACIQ-24W-P | Singlezone Ducted, Centrally Ducted | 27400 | 19200 | 2.61 | 24000 | 1.91
DIYCOOL | ACIQ series | 213433271 | HRCU-A-CB | ACIQ-18-HPB | ACIQ-18W-P | Singlezone Ducted, Centrally Ducted | 19000 | 13500 | 2.6 | 18000 | 2
DIYCOOL | ACIQ series | 213433267 | HRCU-A-CB | ACIQ-18-HPB | ACIQ-18W-WM | Singlezone Ducted, Centrally Ducted | 19000 | 15800 | 2.82 | 18800 | 2.3
DIYCOOL | ACIQ series | 213433268 | HRCU-A-CB | ACIQ-24-HPB | ACIQ-24W-WM | Singlezone Ducted, Centrally Ducted | 26000 | 20000 | 2.7 | 24000 | 2
DIYCOOL | ACIQ series | 213492145 | HRCU-A-C | ACIQ-18-HPB | ACIQ-24-ACL | Singlezone Ducted, Centrally Ducted | 19000 | 14700 | 2.6 | 15000 | 2.2
DIYCOOL | ACIQ | 210857400 | HMSV-A-CB | ACIQ-55Z-HH-M5B |  | Multizone Mix of Ducted and Non-Ducted | 55000 | 34800 | 2.5 | 47000 | 1.94
DIYCOOL | ES SERIES | 210857406 | HMSV-A-CB | ES-27Z-M3B |  | Multizone Mix of Ducted and Non-Ducted | 28000 | 21400 | 2.55 | 20000 | 2.13
DIYCOOL |  | 210857340 | HRCU-A-CB-O | ACIQ-48ZPL-HP230B | ACIQ-48CC-HH-MB | Singlezone Non-Ducted, Wall Placement | 53000 | 35000 | 2.59 | 48000 | 1.98
DIYCOOL | ES SERIES | 210857403 | HMSV-A-CB | ES-18Z-M2B |  | Multizone Mix of Ducted and Non-Ducted | 19000 | 14500 | 2.5 | 14000 | 2.17
DIYCOOL | ACIQ | 207825590 | HMSV-A-CB | ACIQ-18Z-HH-M2B |  | Multizone Mix of Ducted and Non-Ducted | 20000 | 15500 | 2.55 | 20000 | 1.95
DIYCOOL |  | 210857334 | HRCU-A-CB-O | ACIQ-06ZPL-HP230B | ACIQ-06W-HH-MC | Singlezone Non-Ducted, Wall Placement | 7000 | 8500 | 2.9 | 8581 | 2.19
DIYCOOL |  | 207825560 | HRCU-A-CB | ACIQ-24ZPL-HP230B | ACIQ-24CD-HH-MB | Singlezone Ducted, Compact Ducted | 25000 | 21000 | 2.64 | 27000 | 2
DIYCOOL |  | 207825563 | HRCU-A-CB-O | ACIQ-24ZPL-HP230B | ACIQ-24FM-HH-MB | Singlezone Non-Ducted, Floor Placement | 25000 | 19000 | 2.64 | 25000 | 2.1
DIYCOOL |  | 207825558 | HRCU-A-CB | ACIQ-12ZPL-HP230B | ACIQ-12CD-HH-MB | Singlezone Ducted, Compact Ducted | 12500 | 10600 | 2.51 | 12100 | 1.96
DIYCOOL |  | 207825555 | HRCU-A-CB-O | ACIQ-12ZPL-HP230B | ACIQ-12CC-HH-MB | Singlezone Non-Ducted, Ceiling Placement | 12000 | 9900 | 2.55 | 11500 | 1.9
DIYCOOL |  | 210857347 | HRCU-A-CB-O | ACIQ-06ZPL-HP230B | SCC-0609-HH-M | Singlezone Non-Ducted, Ceiling Placement | 7100 | 5700 | 2.61 | 8500 | 2.03
DIYCOOL |  | 210857399 | HMSV-A-CB | ACIQ-55Z-HH-M5B |  | Multizone All Ducted | 55000 | 35200 | 2.5 | 47000 | 1.94
DIYCOOL |  | 210857405 | HMSV-A-CB | ES-27Z-M3B |  | Multizone All Ducted | 28000 | 22000 | 2.6 | 20000 | 2.14
DIYCOOL |  | 207825589 | HMSV-A-CB | ACIQ-18Z-HH-M2B |  | Multizone All Ducted | 20000 | 16000 | 2.61 | 20000 | 1.95
DIYCOOL |  | 210857351 | HRCU-A-CB-O | ACIQ-12ZPL-HP230B | ACIQ-12FM-HH-MC | Singlezone Non-Ducted, Wall Placement | 12000 | 10200 | 2.72 | 12300 | 2.1
DIYCOOL |  | 210857335 | HRCU-A-CB-O | ACIQ-09ZPL-HP230B | ACIQ-09W-HH-MC | Singlezone Non-Ducted, Wall Placement | 12000 | 9500 | 2.53 | 11109 | 1.97
DIYCOOL |  | 207825550 | HRCU-A-CB-O | ACIQ-09ZPL-HP230B | ACIQ-09W-HH-MB | Singlezone Non-Ducted, Wall Placement | 12000 | 9500 | 2.53 | 11109 | 1.97
DIYCOOL |  | 210857346 | HRCU-A-CB-O | ACIQ-60ZPL-HP230B | ACIQ-60FM-HH-MB | Singlezone Non-Ducted, Floor Placement | 60000 | 40000 | 2.58 | 56500 | 1.97
DUCANE |  | 208106667 | HRCU-A-CB-O | 4DHP2S18S-1P | D22C118S4-1P | Singlezone Non-Ducted, Ceiling Placement | 18500 | 12000 | 2.51 | 11331 | 2.01
DUCANE |  | 208106668 | HRCU-A-CB-O | 4DHP2S24S-1P | D33C224S4-1P | Singlezone Non-Ducted, Wall Placement | 25000 | 15600 | 2.86 | 17540 | 2.12
DUCANE |  | 208106671 | HRCU-A-CB | 4DHP2S24S-1P | DMD224S4-1P | Singlezone Ducted, Compact Ducted | 24600 | 13500 | 2.59 | 17000 | 2.05
DUCANE |  | 208106666 | HRCU-A-CB-O | 4DHP2S12S-1P | D22C112S4-1P | Singlezone Non-Ducted, Ceiling Placement | 12000 | 8900 | 3.22 | 7786 | 1.92
DUCANE |  | 208106663 | HRCU-A-CB-O | 4DHP2S12S-1P | DWM212S4-1P | Singlezone Non-Ducted, Wall Placement | 12000 | 9000 | 3.22 | 8465 | 2.26
DUCANE |  | 208106669 | HRCU-A-CB | 4DHP2S12S-1P | DMD212S4-1P | Singlezone Ducted, Compact Ducted | 12000 | 9300 | 3.13 | 8500 | 1.99
DUCANE |  | 208106842 | HMSV-A-CB | 4DHP2S18M-1P |  | Multizone All Non-Ducted | 19000 | 14300 | 3.64 | 12427 | 1.91
DUCANE |  | 208106843 | HMSV-A-CB | 4DHP2S18M-1P |  | Multizone All Ducted | 19000 | 14800 | 3.5 | 13300 | 2.03
DUCANE |  | 208106664 | HRCU-A-CB-O | 4DHP2S18S-1P | DWM218S4-1P | Singlezone Non-Ducted, Wall Placement | 19000 | 14900 | 2.99 | 12184 | 2.25
DUCANE |  | 208106670 | HRCU-A-CB | 4DHP2S18S-1P | DMD218S4-1P | Singlezone Ducted, Compact Ducted | 20000 | 12600 | 2.74 | 11966 | 2.21
DUCANE |  | 208106846 | HMSV-A-CB | 4DHP2S24M-1P |  | Multizone All Ducted | 24000 | 21600 | 3.37 | 20263 | 1.99
DUCANE |  | 208106665 | HRCU-A-CB-O | 4DHP2S24S-1P | DWM224S4-1P | Singlezone Non-Ducted, Wall Placement | 25000 | 16200 | 3.08 | 17500 | 2.04
DUCANE |  | 208106714 | HRCU-A-CB-O | 4DHPS209S-1P | DWM209S4-1P | Singlezone Non-Ducted, Wall Placement | 10000 | 8500 | 4.15 | 8622 | 2.38
DUCANE |  | 211034571 | HRCU-A-CB-O | 4DHP2S12S-1L | DWM212S4-*L | Singlezone Non-Ducted, Wall Placement | 12000 | 8400 | 3.04 | 7094 | 2.19
DUCANE |  | 208106854 | HRCU-A-CB | 4DHP2S48M-1P |  | Multizone All Non-Ducted | 49000 | 36000 | 3.29 | 45000 | 2
DUCANE |  | 211034588 | HRCU-A-CB-O | 4DHP2S24S-1P | D33C224S4-*P | Singlezone Non-Ducted, Ceiling Placement | 26000 | 19000 | 3.48 | 18550 | 2.16
DUCANE |  | 211034587 | HRCU-A-CB-O | 4DHP2S18S-1P | D22C118S4-*P | Singlezone Non-Ducted, Ceiling Placement | 19000 | 12000 | 2.51 | 11330 | 2.01
DUCANE |  | 211034586 | HRCU-A-CB-O | 4DHP2S12S-1P | D22C112S4-*P | Singlezone Non-Ducted, Ceiling Placement | 12000 | 8900 | 3.22 | 7786 | 1.92
DUCANE |  | 211034585 | HRCU-A-CB-O | 4DHPS209S-1P | D22C109S4-*P | Singlezone Non-Ducted, Ceiling Placement | 10000 | 7500 | 3.33 | 8588 | 2.05
DUCANE |  | 211034582 | HRCU-A-CB | 4DHP2S24S-1P | DMD224S4-*P | Singlezone Ducted, Compact Ducted | 25000 | 20000 | 3.71 | 20500 | 2.28
DUCANE |  | 211034581 | HRCU-A-CB | 4DHP2S18S-1P | DMD218S4-*P | Singlezone Ducted, Compact Ducted | 20000 | 12600 | 2.74 | 11966 | 2.21
DUCANE |  | 211034580 | HRCU-A-CB | 4DHP2S12S-1P | DMD212S4-*P | Singlezone Ducted, Compact Ducted | 12000 | 9300 | 3.13 | 8500 | 1.99
DUCANE |  | 211034579 | HRCU-A-CB | 4DHPS209S-1P | DMD209S4-*P | Singlezone Ducted, Compact Ducted | 10000 | 7700 | 3.53 | 8499 | 2.4
DUCANE |  | 211034575 | HRCU-A-CB-O | 4DHP2S24S-1P | DWM224S4-*P | Singlezone Non-Ducted, Wall Placement | 25000 | 16200 | 3.08 | 17500 | 2.04
DUCANE |  | 211034574 | HRCU-A-CB-O | 4DHP2S18S-1P | DWM218S4-*P | Singlezone Non-Ducted, Wall Placement | 19000 | 14900 | 2.99 | 12184 | 2.25
DUCANE |  | 211034573 | HRCU-A-CB-O | 4DHP2S12S-1P | DWM212S4-*P | Singlezone Non-Ducted, Wall Placement | 12000 | 9000 | 3.22 | 8465 | 2.26
DUCANE |  | 211034572 | HRCU-A-CB-O | 4DHPS209S-1P | DWM209S4-*P | Singlezone Non-Ducted, Wall Placement | 10000 | 8500 | 4.15 | 8622 | 2.38
DUCANE |  | 208106847 | HMSV-A-CB | 4DHP2S24M-1P |  | Multizone Mix of Ducted and Non-Ducted | 24400 | 16700 | 3.2 | 18380 | 1.98
DUCANE |  | 208106844 | HMSV-A-CB | 4DHP2S18M-1P |  | Multizone Mix of Ducted and Non-Ducted | 19000 | 11400 | 2.91 | 12427 | 1.91
DUCTLESSAIRE | DA series | 208136308 | HRCU-A-CB-O | DA1821-H2-O* | DA1821-H2-I* | Singlezone Non-Ducted, Wall Placement | 18000 | 14000 | 2.61 | 12600 | 2.35
DUCTLESSAIRE |  | 9150139 | HRCU-A-CB-O | DA1821-H2-O | DA1821-H2-I | Singlezone Non-Ducted, Wall Placement | 18000 | 10400 | 2.72 | 10953 | 1.9
DUCTLESSAIRE |  | 208136306 | HRCU-A-CB-O | DA0921-H2-O* | DA0921-H2-I* | Singlezone Non-Ducted, Wall Placement | 10000 | 8300 | 2.67 | 6544 | 1.98
DURASTAR | DRA1 | 210568099 | HRCU-A-CB-O | DRA1H12S1A | DRAW12F1B | Singlezone Non-Ducted, Wall Placement | 12000 | 10300 | 2.56 | 12113 | 1.9
DURASTAR | DRA1 | 210568098 | HRCU-A-CB-O | DRA1H09S1A | DRAW09F1B | Singlezone Non-Ducted, Wall Placement | 12000 | 9300 | 2.5 | 11300 | 1.9
Durastar | DRA2 | 207787171 | HMSR-A-CB-O | DRA2U18M1B |  | Multizone All Non-Ducted | 19000 | 14400 | 2.5 | 14000 | 2.22
Durastar | DRA2 | 210568211 | HMSR-A-CB-O | DRA2H18M1A |  | Multizone All Non-Ducted | 20000 | 13500 | 2.5 | 20000 | 2
Durastar | DRA5 | 210568220 | HMSR-A-CB-O | DRA5H48M1A |  | Multizone All Non-Ducted | 49000 | 39000 | 2.5 | 46000 | 2.05
DURASTAR | DRA2 | 210568213 | HMSV-A-CB | DRA2H18M1A |  | Multizone Mix of Ducted and Non-Ducted | 20000 | 14700 | 2.55 | 20000 | 1.98
DURASTAR | DRA2 | 207787173 | HMSV-A-CB | DRA2U18M1B |  | Multizone Mix of Ducted and Non-Ducted | 19000 | 14600 | 2.5 | 14000 | 2.17
Durastar | DRA1 | 210568102 | HRCU-A-CB-O | DRA1U09S1B | DRAL06F1A | Singlezone Non-Ducted, Ceiling Placement | 7100 | 5700 | 2.61 | 8500 | 2.03
Durastar | DRA1 | 210568106 | HRCU-A-CB-O | DRA1U09S1B | DRAL09F1A | Singlezone Non-Ducted, Ceiling Placement | 11000 | 8000 | 2.66 | 8500 | 2.37
Durastar | DRA1 | 210568108 | HRCU-A-CB-O | DRA1U18S1B | DRAL18F1A | Singlezone Non-Ducted, Ceiling Placement | 19000 | 12200 | 2.79 | 13100 | 2.3
Durastar | DRA1 | 210568109 | HRCU-A-CB-O | DRA1H12S1A | DRAS12F1C | Singlezone Non-Ducted, Wall Placement | 12000 | 10200 | 2.72 | 12300 | 2.1
Durastar | DRA5 | 210568224 | HMSV-A-CB | DRA5H55M1A |  | Multizone All Ducted | 55000 | 35200 | 2.5 | 47000 | 1.94
Durastar | DRA2 | 210568212 | HMSV-A-CB | DRA2H18M1A |  | Multizone All Ducted | 20000 | 16000 | 2.61 | 20000 | 1.95
Durastar | DRA3 | 207787175 | HMSV-A-CB | DRA3U28M1B |  | Multizone All Ducted | 28000 | 22000 | 2.6 | 20000 | 2.14
Durastar | DRA1 | 207787141 | HRCU-A-CB | DRA1U18S1B | DRAD18F1A | Singlezone Ducted, Compact Ducted | 20000 | 12600 | 2.66 | 13000 | 2.4
Durastar | DRA1 | 207787140 | HRCU-A-CB-O | DRA1U18S1B | DRAC18F1A | Singlezone Non-Ducted, Ceiling Placement | 19000 | 12000 | 2.51 | 12700 | 2.16
Durastar | DRA1 | 207787142 | HRCU-A-CB-O | DRA1U18S1B | DRAF18F1A | Singlezone Non-Ducted, Floor Placement | 20000 | 12800 | 2.52 | 13000 | 2.08
Durastar | DRA1 | 207787132 | HRCU-A-CB-O | DRA1U18S1B | DRAW18F1B | Singlezone Non-Ducted, Wall Placement | 18000 | 14100 | 2.65 | 12829 | 2.35
Durastar | DRA1 | 210568114 | HRCU-A-CB-O | DRA1H24S1A | DRAC24F1B | Singlezone Non-Ducted, Wall Placement | 25000 | 21000 | 2.64 | 26000 | 1.95
Durastar | DRA1 | 207787144 | HRCU-A-CB-O | DRA1U24S1B | DRAC24F1B | Singlezone Non-Ducted, Wall Placement | 25000 | 19000 | 2.6 | 18900 | 1.96
Durastar | DRA1 | 207787130 | HRCU-A-CB-O | DRA1U09S1B | DRAW09F1B | Singlezone Non-Ducted, Wall Placement | 10000 | 8100 | 2.7 | 8564 | 2.22
Durastar | DRA1 | 210568097 | HRCU-A-CB-O | DRA1U09S1B | DRAW06F1B | Singlezone Non-Ducted, Wall Placement | 7000 | 7500 | 2.5 | 7200 | 1.92
Durastar | DRA1 | 207787131 | HRCU-A-CB-O | DRA1U12S1B | DRAW12F1B | Singlezone Non-Ducted, Wall Placement | 12000 | 10000 | 2.69 | 8820 | 2.25
Durastar | DRA1 | 210568118 | HRCU-A-CB | DRA1H24S1A | DRAD24F1A | Singlezone Ducted, Compact Ducted | 25000 | 21000 | 2.64 | 27000 | 2
Durastar | DRA1 | 210568120 | HRCU-A-CB-O | DRA1H24S1A | DRAF24F1A | Singlezone Non-Ducted, Floor Placement | 25000 | 19000 | 2.64 | 25000 | 2.1
Durastar | DRA1 | 207787145 | HRCU-A-CB | DRA1U24S1B | DRAD24F1A | Singlezone Ducted, Compact Ducted | 25000 | 20000 | 2.61 | 20000 | 2.3
Durastar | DRA1 | 210568116 | HRCU-A-CB | DRA1H12S1A | DRAD12F1A | Singlezone Ducted, Compact Ducted | 12500 | 10600 | 2.51 | 12100 | 1.96
Durastar | DRA1 | 210568112 | HRCU-A-CB-O | DRA1H12S1A | DRAC12F1A | Singlezone Non-Ducted, Ceiling Placement | 12000 | 9900 | 2.55 | 11500 | 1.9
Durastar | DRA1 | 207787139 | HRCU-A-CB-O | DRA1U12S1B | DRAS12F1B | Singlezone Non-Ducted, Wall Placement | 12000 | 9000 | 2.69 | 8400 | 2.26
Durastar | DRA1 | 207787138 | HRCU-A-CB-O | DRA1U12S1B | DRAS12F1A | Singlezone Non-Ducted, Wall Placement | 12000 | 9000 | 2.69 | 8400 | 2.26
Durastar | DRA1 | 207787137 | HRCU-A-CB | DRA1U12S1B | DRAD12F1A | Singlezone Ducted, Compact Ducted | 12000 | 9300 | 2.78 | 8400 | 2.26
Durastar | DRA1 | 207787135 | HRCU-A-CB | DRA1U09S1B | DRAD09F1A | Singlezone Ducted, Compact Ducted | 10000 | 7700 | 2.59 | 8000 | 2.09
Durastar | DRA1 | 207787136 | HRCU-A-CB-O | DRA1U12S1B | DRAC12F1A | Singlezone Non-Ducted, Ceiling Placement | 12000 | 8900 | 2.75 | 8000 | 2.28
ECO AC | EHP series | 214232433 | HRCU-A-CB-O | EHP-O12BB | EHP-W12BB | Singlezone Non-Ducted, Wall Placement | 12000 | 10300 | 2.56 | 12113 | 1.9
ECO AC | EHP series | 214232432 | HRCU-A-CB-O | EHP-O09BB | EHP-W09BB | Singlezone Non-Ducted, Wall Placement | 12000 | 9300 | 2.5 | 11300 | 1.9
ECO AC | E-series | 207825492 | HRCU-A-CB-O | EHH-O18BB | EHH-W18BB | Singlezone Non-Ducted, Wall Placement | 18000 | 14000 | 2.61 | 12600 | 2.35
ECO AC |  | 207825498 | HMSR-A-CB-O | EMH-2O18BB |  | Multizone All Non-Ducted | 19000 | 14400 | 2.5 | 14000 | 2.22
ECO AC |  | 213088006 | HMSR-A-CB-O | EMH-5O48BBH |  | Multizone All Non-Ducted | 49000 | 39000 | 2.5 | 46000 | 2.05
ECO AC |  | 210586151 | HMSR-A-CB-O | EMH-2O18BBH |  | Multizone All Non-Ducted | 20000 | 13500 | 2.5 | 20000 | 2
ECO AC |  | 206902026 | HRCU-A-CB | EHH-O18BA | EHH-D18BA | Singlezone Ducted, Compact Ducted | 18000 | 12000 | 2.61 | 10300 | 1.95
ECO AC |  | 206902023 | HRCU-A-CB-O | EHH-O18BA | EHH-W18BA | Singlezone Non-Ducted, Wall Placement | 18000 | 10400 | 2.72 | 10953 | 1.9
ECO AC |  | 207826045 | HRCU-A-CB-O | EHH-O09BB | EHH-W09BB | Singlezone Non-Ducted, Wall Placement | 10000 | 8300 | 2.67 | 6544 | 1.98
ECO AC |  | 207825490 | HRCU-A-CB-O | EHH-O9BB | EHH-W09BB | Singlezone Non-Ducted, Wall Placement | 10000 | 8300 | 2.67 | 6544 | 1.98
ECO AC |  | 207825487 | HRCU-A-CB-O | EHS-O9BB | EHS-W09BB | Singlezone Non-Ducted, Wall Placement | 10000 | 6900 | 2.53 | 6400 | 1.95
ECO AC | E-series | 210586153 | HMSV-A-CB | EMH-2O18BBH |  | Multizone Mix of Ducted and Non-Ducted | 20000 | 14700 | 2.55 | 20000 | 1.98
ECO AC |  | 207826044 | HRCU-A-CB-O | EHS-O09BB | EHS-W09BB | Singlezone Non-Ducted, Wall Placement | 10000 | 6900 | 2.53 | 6400 | 1.95
ECO AC | E-series | 207825500 | HMSV-A-CB | EMH-2O18BB |  | Multizone Mix of Ducted and Non-Ducted | 19000 | 14600 | 2.5 | 14000 | 2.17
ECO AC |  | 210586147 | HRCU-A-CB-O | EHH-O12BB | EHH-C12BA | Singlezone Non-Ducted, Ceiling Placement | 12000 | 8900 | 2.75 | 8000 | 2.28
ECO AC |  | 207826046 | HRCU-A-CB | EHH-O09BB | EHH-D09BA | Singlezone Ducted, Compact Ducted | 10000 | 7700 | 2.59 | 8000 | 2.09
ECO AC |  | 207825494 | HRCU-A-CB | EHH-O9BB | EHH-D09BA | Singlezone Ducted, Compact Ducted | 10000 | 7700 | 2.59 | 8000 | 2.09
ECO AC |  | 206902027 | HRCU-A-CB | EHH-O24BA | EHH-D24BA | Singlezone Ducted, Compact Ducted | 25000 | 20000 | 2.61 | 20000 | 2.3
ECO AC |  | 207825497 | HRCU-A-CB | EHH-O24BB | EHH-D24BA | Singlezone Ducted, Compact Ducted | 25000 | 20000 | 2.61 | 20000 | 2.3
ECO AC |  | 207825495 | HRCU-A-CB | EHH-O12BB | EHH-D12BA | Singlezone Ducted, Compact Ducted | 12000 | 9300 | 2.78 | 8400 | 2.26
ECO AC |  | 210586152 | HMSV-A-CB | EMH-2O18BBH |  | Multizone All Ducted | 20000 | 16000 | 2.61 | 20000 | 1.95
ECO AC |  | 207825502 | HMSV-A-CB | EMH-3O27BB |  | Multizone All Ducted | 28000 | 22000 | 2.6 | 20000 | 2.14
ECO AC |  | 210586148 | HRCU-A-CB-O | EHH-O18BB | EHH-C18BA | Singlezone Non-Ducted, Ceiling Placement | 19000 | 12000 | 2.51 | 12700 | 2.16
ECO AC |  | 207825496 | HRCU-A-CB | EHH-O18BB | EHH-D18BA | Singlezone Ducted, Compact Ducted | 20000 | 12600 | 2.66 | 13000 | 2.4
ECOER |  | 211887778 | HRCU-A-CB | EODA18H-2436 | EAHATN-24B | Singlezone Ducted, Centrally Ducted | 24000 | 19200 | 2.61 | 19200 | 2.04
ECOER |  | 211594474 | HRCU-A-CB | ESCA16H-60 | EAHAEC-60 | Singlezone Ducted, Centrally Ducted | 59000 | 42000 | 2.6 | 54356 | 1.91
ECOER |  | 202337969 | HRCU-A-CB | EODA18H-2436 | EAHATN-24 | Singlezone Ducted, Centrally Ducted | 24000 | 19200 | 2.61 | 19200 | 2.04
ELIOS | DM Series | 214810646 | HRCU-A-CB | DEA12HOS25230E8 | DM12HIDU230X5 | Singlezone Ducted, Compact Ducted | 12000 | 9300 | 2.78 | 8400 | 2.26
ELIOS | DEA series | 213081449 | HRCU-A-C | DEA24HOS20230E7 | CUB24HAC20BWT7A | Singlezone Ducted, Centrally Ducted | 25000 | 21000 | 2.58 | 20000 | 1.95
ELIOS |  | 207742460 | HMSR-A-CB-O | DEA18HOM25230X3 |  | Multizone All Non-Ducted | 20000 | 15000 | 2.5 | 20000 | 1.93
ELIOS |  | 204005786 | HMSR-A-CB-O | DE36HOM25230X3 |  | Multizone All Non-Ducted | 36000 | 23200 | 2.78 | 36037 | 1.96
ELIOS |  | 203238504 | HMSR-A-CB-O | DE18HOM23230X2 |  | Multizone All Non-Ducted | 19000 | 12000 | 2.79 | 10205 | 1.97
ELIOS |  | 203238506 | HMSR-A-CB-O | DE27HOM23230X2 |  | Multizone All Non-Ducted | 28000 | 17200 | 2.8 | 17040 | 1.97
EMI |  | 203514060 | HMSR-A-CB-O | DHMZ436DA |  | Multizone All Non-Ducted | 36000 | 23200 | 2.78 | 36037 | 1.96
EMI |  | 204853572 | HMSR-A-CB-O | MZ3H27DAA |  | Multizone All Non-Ducted | 28000 | 17200 | 2.8 | 17040 | 1.97
EMI |  | 204853571 | HMSR-A-CB-O | MZ2H18DAA |  | Multizone All Non-Ducted | 19000 | 12000 | 2.79 | 10205 | 1.97
EMI |  | 8993367 | HRCU-A-CB-O | SZ1H18DAA | WALH18DAA | Singlezone Non-Ducted, Wall Placement | 18000 | 10400 | 2.72 | 10953 | 1.9
EMI |  | 208121923 | HRCU-A-CB-O | MHSZ106DA | MHWAL06DA | Singlezone Non-Ducted, Wall Placement | 7000 | 8500 | 2.9 | 8581 | 2.19
EMI |  | 208121929 | HRCU-A-CB-O | MHSZ112DA | MHCAS12DA | Singlezone Non-Ducted, Ceiling Placement | 12000 | 9900 | 2.55 | 11500 | 1.9
EMI |  | 208121924 | HRCU-A-CB-O | MHSZ109DA | MHWAL09DA | Singlezone Non-Ducted, Wall Placement | 12000 | 9500 | 2.53 | 11109 | 1.97
FRANKLIN | MST Series | 214594909 | HRCU-A-CB | MSH243F25MCAA | MST243E21ADAA | Singlezone Ducted, Compact Ducted | 25000 | 21000 | 2.64 | 27000 | 2
FRANKLIN | MST Series | 214594907 | HRCU-A-CB | MSH123F25MCAA | MST123E21ADAA | Singlezone Ducted, Compact Ducted | 12500 | 10600 | 2.51 | 12100 | 1.96
FRANKLIN | MST Series | 214594905 | HRCU-A-CB-O | MSH123F25MCAA | MST123E20ACAA | Singlezone Non-Ducted, Ceiling Placement | 12000 | 9900 | 2.55 | 11500 | 1.9
FRASER-JOHNSTON | LX SERIES | 214397431 | HRCU-A-CB | HH860E2S11 | CTF60D5CGS1+JMVT20DC2N1 | Singlezone Ducted, Centrally Ducted | 44500 | 33000 | 2.56 | 33400 | 2
FRASER-JOHNSTON | LX SERIES | 214397022 | HRCU-A-CB | HH860E2S11 | CTF60C5CGS1+JMET16CS2N1 | Singlezone Ducted, Centrally Ducted | 45500 | 34400 | 2.58 | 34200 | 2
FRASER-JOHNSTON | LX SERIES | 214584603 | HRCU-A-CB | HH860E2S11 | CTF60C5CGS1 | Singlezone Ducted, Centrally Ducted | 45500 | 33800 | 2.52 | 34000 | 2
FRASER-JOHNSTON | LX SERIES | 214397169 | HRCU-A-CB | HH860E2S11 | CTF60D5CHS1+JMC20D2SN1 | Singlezone Ducted, Centrally Ducted | 53000 | 36600 | 2.6 | 38000 | 2
FRASER-JOHNSTON | LX SERIES | 214584613 | HRCU-A-CB | HH860E2S11 | CTF60C5CGS1 | Singlezone Ducted, Centrally Ducted | 44500 | 33000 | 2.5 | 33400 | 2
FRASER-JOHNSTON | LX SERIES | 214397461 | HRCU-A-CB | HH860E2S11 | CTF60C5CGS1 | Singlezone Ducted, Centrally Ducted | 45000 | 33400 | 2.5 | 33800 | 2
FRASER-JOHNSTON | LX SERIES | 214397456 | HRCU-A-CB | HH860E2S11 | CTF60C5CGS1 | Singlezone Ducted, Centrally Ducted | 45000 | 33400 | 2.5 | 33800 | 2
FRASER-JOHNSTON | LX SERIES | 214398292 | HRCU-A-CB | HH860E2S11 | CTF60C5CGS1+JME16C2SN1 | Singlezone Ducted, Centrally Ducted | 45500 | 34200 | 2.58 | 33800 | 2
FRASER-JOHNSTON | LX SERIES | 214584753 | HRCU-A-CB | HH860E2S11 | CTF60C5CGS1 | Singlezone Ducted, Centrally Ducted | 44500 | 32600 | 2.5 | 33400 | 2
FRASER-JOHNSTON | LX SERIES | 214398253 | HRCU-A-CB | HH860E2S11 | CTF60C5CGS1+JMC17C2SN1 | Singlezone Ducted, Centrally Ducted | 44000 | 32400 | 2.5 | 33200 | 2
FRASER-JOHNSTON | LX SERIES | 214609089 | HRCU-A-CB | HH860E2S11 | CTF60C5CGS1 | Singlezone Ducted, Centrally Ducted | 47000 | 33800 | 2.5 | 34000 | 2
FRASER-JOHNSTON | LX SERIES | 214584718 | HRCU-A-CB | HH860E2S11 | CTF60C5CGS1 | Singlezone Ducted, Centrally Ducted | 44500 | 32800 | 2.5 | 33400 | 2
FRASER-JOHNSTON | LX SERIES | 214397032 | HRCU-A-CB | HH860E2S11 | CTF60D5CGS1+JME18D2SN1 | Singlezone Ducted, Centrally Ducted | 45500 | 34400 | 2.62 | 33800 | 2
FRASER-JOHNSTON | LX SERIES | 214397856 | HRCU-A-CB | HH860E2S11 | CTF60D5CGS1+JMC20D2SN1 | Singlezone Ducted, Centrally Ducted | 44500 | 33000 | 2.56 | 33400 | 2
FRASER-JOHNSTON | LX SERIES | 214396581 | HRCU-A-CB | HH860E2S11 | CTF60C5CGS1+JMC16C2SN1 | Singlezone Ducted, Centrally Ducted | 44000 | 32400 | 2.5 | 33200 | 2
FRASER-JOHNSTON | LX SERIES | 214397836 | HRCU-A-CB | HH860E2S11 | CTF60C5CGS1+JMVT17CC2N1 | Singlezone Ducted, Centrally Ducted | 44000 | 32400 | 2.5 | 33200 | 2
FRASER-JOHNSTON | LX SERIES | 214396742 | HRCU-A-CB | HH860E2S11 | CTF60D5CHS1+JME18D2SN1 | Singlezone Ducted, Centrally Ducted | 53500 | 36600 | 2.62 | 38500 | 2
FRASER-JOHNSTON | LX SERIES | 214397589 | HRCU-A-CB | HH860E2S11 | CTF60D5CHS1+JMET18DS2N1 | Singlezone Ducted, Centrally Ducted | 53500 | 36600 | 2.6 | 38500 | 2
FRASER-JOHNSTON | LX SERIES | 214398376 | HRCU-A-CB | HH824E2S11 | CTF30B5ACS1+JMET12BS2N1 | Singlezone Ducted, Centrally Ducted | 23000 | 18400 | 2.78 | 18100 | 2
FRASER-JOHNSTON | LX SERIES | 214396695 | HRCU-A-CB | HH824E2S11 | CTF30B5ACS1+JMC12B2SN1 | Singlezone Ducted, Centrally Ducted | 23000 | 18600 | 2.84 | 18300 | 2
FRASER-JOHNSTON | LX SERIES | 214397925 | HRCU-A-CB | HH824E2S11 | CTF36B5ADS1+JMVT12BC2N1 | Singlezone Ducted, Centrally Ducted | 23000 | 18200 | 2.88 | 17700 | 2
FRASER-JOHNSTON | LX SERIES | 214397122 | HRCU-A-CB | HH824E2S11 | CTF30B5ACS1+JMET08BS2N1 | Singlezone Ducted, Centrally Ducted | 23000 | 18200 | 2.74 | 17900 | 2
FRASER-JOHNSTON | LX SERIES | 214397525 | HRCU-A-CB | HH824E2S11 | CTF36B5ADS1+JMET12BS2N1 | Singlezone Ducted, Centrally Ducted | 22800 | 17700 | 2.77 | 17400 | 2
FRASER-JOHNSTON | LX SERIES | 214397097 | HRCU-A-CB | HH824E2S11 | CTF36B5ADS1+JMET08BS2N1 | Singlezone Ducted, Centrally Ducted | 22400 | 17400 | 2.71 | 17100 | 2
FRASER-JOHNSTON | LX SERIES | 214396259 | HRCU-A-CB | HH824E2S11 | CTF30B5ACS1+JMVT12BC2N1 | Singlezone Ducted, Centrally Ducted | 23000 | 18600 | 2.84 | 18300 | 2
FRASER-JOHNSTON | LX SERIES | 214397930 | HRCU-A-CB | HH824E2S11 | CTF36B5ADS1+JME12B2SN1 | Singlezone Ducted, Centrally Ducted | 23000 | 18200 | 2.88 | 17700 | 2
FRASER-JOHNSTON | LX SERIES | 214397962 | HRCU-A-CB | HH824E2S11 | CTF30B5ACS1+JME08B2SN1 | Singlezone Ducted, Centrally Ducted | 23000 | 18400 | 2.79 | 18000 | 2
FRASER-JOHNSTON | LX SERIES | 214397102 | HRCU-A-CB | HH824E2S11 | CTF36B5ADS1+JME08B2SN1 | Singlezone Ducted, Centrally Ducted | 22800 | 17600 | 2.77 | 17400 | 2
FRASER-JOHNSTON | LX SERIES | 214397972 | HRCU-A-CB | HH824E2S11 | CTF30B5ACS1+JME12B2SN1 | Singlezone Ducted, Centrally Ducted | 23000 | 18700 | 2.85 | 18400 | 2
FRASER-JOHNSTON | LX SERIES | 214398349 | HRCU-A-CB | HH824E2S11 | CTF36B5ADS1+JMC12B2SN1 | Singlezone Ducted, Centrally Ducted | 23000 | 18200 | 2.88 | 17700 | 2
FRASER-JOHNSTON | LX SERIES | 214397535 | HRCU-A-CB | HH824E2S11 | CTF36B5ADS1 | Singlezone Ducted, Centrally Ducted | 23000 | 18400 | 2.78 | 17900 | 2
FRASER-JOHNSTON | LX SERIES | 214584653 | HRCU-A-CB | HH860E2S11 | CTM60C5CGS1 | Singlezone Ducted, Centrally Ducted | 44500 | 33000 | 2.5 | 33400 | 2
FRASER-JOHNSTON | LX SERIES | 214398673 | HRCU-A-CB | HH860E2S11 | CTM60C5CGS1+JME16C2SN1 | Singlezone Ducted, Centrally Ducted | 44000 | 32200 | 2.5 | 33000 | 2
FRASER-JOHNSTON | LX SERIES | 214398668 | HRCU-A-CB | HH860E2S11 | CTM60C5CGS1+JMC16C2SN1 | Singlezone Ducted, Centrally Ducted | 44500 | 33000 | 2.54 | 33400 | 2
FRASER-JOHNSTON | LX SERIES | 214398634 | HRCU-A-CB | HH860E2S11 | JHE48D5CG2SS1 | Singlezone Ducted, Centrally Ducted | 44500 | 33200 | 2.56 | 33400 | 2
FRASER-JOHNSTON | LX SERIES | 214396393 | HRCU-A-CB | HH836E2S11 | CTF36B5CDS1+JMVT12BC2N1 | Singlezone Ducted, Centrally Ducted | 31000 | 27200 | 2.5 | 25000 | 2
FRASER-JOHNSTON | LX SERIES | 214584583 | HRCU-A-CB | HH860E2S11 | CTF60D5CHS1 | Singlezone Ducted, Centrally Ducted | 53500 | 37000 | 2.6 | 39000 | 2
FRASER-JOHNSTON | LX SERIES | 214396762 | HRCU-A-CB | HH860E2S11 | JHC60D5CH2SS1 | Singlezone Ducted, Centrally Ducted | 53000 | 36200 | 2.6 | 38000 | 2
FRASER-JOHNSTON | LX SERIES | 214584633 | HRCU-A-CB | HH860E2S11 | CTF60C5CHS1 | Singlezone Ducted, Centrally Ducted | 53500 | 36600 | 2.56 | 38500 | 2
FRASER-JOHNSTON | LX SERIES | 214396737 | HRCU-A-CB | HH860E2S11 | CTF60D5CHS1+JMVT20DC2N1 | Singlezone Ducted, Centrally Ducted | 53000 | 36600 | 2.6 | 38000 | 2
FRASER-JOHNSTON | LX SERIES | 214397157 | HRCU-A-CB | HH824E2S11 | CTF30B5ACS1 | Singlezone Ducted, Centrally Ducted | 23000 | 18200 | 2.67 | 17700 | 2
FRASER-JOHNSTON | LX SERIES | 214397152 | HRCU-A-CB | HH824E2S11 | CTF30B5ACS1 | Singlezone Ducted, Centrally Ducted | 23000 | 18200 | 2.67 | 17700 | 2
FRASER-JOHNSTON | LX SERIES | 214397147 | HRCU-A-CB | HH824E2S11 | CTF30B5ACS1 | Singlezone Ducted, Centrally Ducted | 23000 | 18400 | 2.72 | 18000 | 2
FRASER-JOHNSTON | LX SERIES | 214397142 | HRCU-A-CB | HH824E2S11 | CTF30B5ACS1 | Singlezone Ducted, Centrally Ducted | 23000 | 18400 | 2.72 | 18000 | 2
FRASER-JOHNSTON | LX SERIES | 214397137 | HRCU-A-CB | HH824E2S11 | CTM30B5ACS1 | Singlezone Ducted, Centrally Ducted | 23000 | 18700 | 2.7 | 18300 | 2
FRASER-JOHNSTON | LX SERIES | 214397132 | HRCU-A-CB | HH824E2S11 | CTF30B5ACS1 | Singlezone Ducted, Centrally Ducted | 23000 | 18800 | 2.71 | 18400 | 2
FRASER-JOHNSTON | LX SERIES | 214397127 | HRCU-A-CB | HH824E2S11 | CTF30B5ACS1 | Singlezone Ducted, Centrally Ducted | 23000 | 18700 | 2.74 | 18300 | 2
FRASER-JOHNSTON | LX SERIES | 214584723 | HRCU-A-CB | HH824E2S11 | CTF30A5ADS1 | Singlezone Ducted, Centrally Ducted | 23000 | 18600 | 2.85 | 18100 | 2
FRASER-JOHNSTON | LX SERIES | 214397112 | HRCU-A-CB | HH824E2S11 | CTF36B5ADS1 | Singlezone Ducted, Centrally Ducted | 23000 | 18500 | 2.78 | 18000 | 2
FRASER-JOHNSTON | LX SERIES | 214397107 | HRCU-A-CB | HH824E2S11 | CTF36B5ADS1 | Singlezone Ducted, Centrally Ducted | 23000 | 18000 | 2.76 | 17600 | 2
FRIEDRICH | Breeze | 214061914 | HRCU-A-C | WFPU18Z483C | DC61A44-245R | Singlezone Ducted, Centrally Ducted | 42000 | 31200 | 3.22 | 34600 | 2.08
FRIEDRICH |  | 214066872 | HRCU-A-CB | RD17AZ36AJ3N | TCFZ3621MTANM | Singlezone Ducted, Centrally Ducted | 34200 | 23200 | 2.7 | 18000 | 2.3
FRIEDRICH |  | 214066862 | HRCU-A-CB | RD17AZ36AJ3N | TCFZ3621MTANM | Singlezone Ducted, Centrally Ducted | 34200 | 23200 | 2.7 | 17900 | 2.3
FRIEDRICH |  | 214066838 | HRCU-A-CB | RD17AZ36AJ3N | TCFZ3621MTANM | Singlezone Ducted, Centrally Ducted | 34200 | 23200 | 2.7 | 17900 | 2.3
FRIEDRICH |  | 214066786 | HRCU-A-CB | RD17AZ36AJ3N | TCFZ3621MTANM | Singlezone Ducted, Centrally Ducted | 34200 | 23000 | 2.7 | 17900 | 2.3
FRIEDRICH |  | 214066751 | HRCU-A-CB | RD17AZ36AJ3N | TCFZ3621MTANM | Singlezone Ducted, Centrally Ducted | 34200 | 23000 | 2.8 | 17800 | 2.3
FRIEDRICH |  | 214066735 | HRCU-A-CB | RD17AZ36AJ3N | TCFZ3621MTANM | Singlezone Ducted, Centrally Ducted | 34200 | 23200 | 2.7 | 18000 | 2.3
FRIEDRICH |  | 214066734 | HRCU-A-CB | RD17AZ36AJ3N | TCFZ3621MTANM | Singlezone Ducted, Centrally Ducted | 34200 | 23000 | 2.7 | 17900 | 2.3
FRIEDRICH |  | 214066713 | HRCU-A-CB | RD17AZ36AJ3N | TCFZ3621MTANM | Singlezone Ducted, Centrally Ducted | 34200 | 23000 | 2.7 | 17900 | 2.3
FRIEDRICH |  | 214066694 | HRCU-A-CB | RD17AZ36AJ3N | TCFZ3621MTANM | Singlezone Ducted, Centrally Ducted | 34200 | 23200 | 2.7 | 18000 | 2.3
FRIEDRICH |  | 214066692 | HRCU-A-CB | RD17AZ36AJ3N | TCFZ3621MTANM | Singlezone Ducted, Centrally Ducted | 34200 | 23000 | 2.7 | 17900 | 2.3
FRIEDRICH |  | 214066687 | HRCU-A-CB | RD17AZ36AJ3N | TCFZ3621MTANM | Singlezone Ducted, Centrally Ducted | 34200 | 23000 | 2.7 | 17900 | 2.3
FRIEDRICH |  | 214066645 | HRCU-A-CB | RD17AZ36AJ3N | TCFZ3621MTANM | Singlezone Ducted, Centrally Ducted | 34200 | 23200 | 2.7 | 17900 | 2.3
FRIEDRICH |  | 214066639 | HRCU-A-CB | RD17AZ36AJ3N | TCFZ3621MTANM | Singlezone Ducted, Centrally Ducted | 34200 | 23000 | 2.7 | 17900 | 2.3
FRIEDRICH |  | 214066634 | HRCU-A-CB | RD17AZ36AJ3N | TCFZ3621MTANM | Singlezone Ducted, Centrally Ducted | 34200 | 23000 | 2.8 | 17800 | 2.3
FRIEDRICH |  | 214066608 | HRCU-A-CB | RD17AZ36AJ3N | TCFZ3621MTANM | Singlezone Ducted, Centrally Ducted | 34200 | 23000 | 2.7 | 17900 | 2.3
FRIEDRICH |  | 214066571 | HRCU-A-CB | RD17AZ36AJ3N | TCFZ3621MTANM | Singlezone Ducted, Centrally Ducted | 34200 | 23000 | 2.7 | 17900 | 2.3
FRIEDRICH |  | 214066517 | HRCU-A-CB | RD17AZ36AJ3N | TCFZ3621MTANM | Singlezone Ducted, Centrally Ducted | 34200 | 23000 | 2.7 | 17900 | 2.3
FRIEDRICH |  | 214066505 | HRCU-A-CB | RD17AZ36AJ3N | TCFZ3624MTANM | Singlezone Ducted, Centrally Ducted | 34200 | 23400 | 2.7 | 18100 | 2.3
FRIEDRICH |  | 214066498 | HRCU-A-CB | RD17AZ36AJ3N | TCFZ3624MTANM | Singlezone Ducted, Centrally Ducted | 34200 | 23400 | 2.7 | 18100 | 2.3
FRIEDRICH |  | 214066486 | HRCU-A-CB | RD17AZ36AJ3N | TCFZ3621MTAAM | Singlezone Ducted, Centrally Ducted | 34200 | 23800 | 2.7 | 18300 | 2.2
FRIEDRICH |  | 214066485 | HRCU-A-CB | RD17AZ36AJ3N | TCFZ3621MTANM | Singlezone Ducted, Centrally Ducted | 34200 | 23600 | 2.72 | 18200 | 2.3
FRIEDRICH |  | 214066481 | HRCU-A-CB | RD17AZ36AJ3N | TCFZ3621MTANM | Singlezone Ducted, Centrally Ducted | 34200 | 23400 | 2.72 | 18200 | 2.3
FRIEDRICH |  | 214066470 | HRCU-A-CB | RD17AZ36AJ3N | TCFZ3624MTANM | Singlezone Ducted, Centrally Ducted | 34200 | 23400 | 2.7 | 18100 | 2.3
FRIEDRICH |  | 214066452 | HRCU-A-CB | RD17AZ36AJ3N | FRH2TZ3621MTANA | Singlezone Ducted, Centrally Ducted | 34200 | 23200 | 2.7 | 18000 | 2.3
FRIEDRICH |  | 214066450 | HRCU-A-CB | RD17AZ36AJ3N | FRH2TZ3621MTANN | Singlezone Ducted, Centrally Ducted | 34200 | 22800 | 2.77 | 17800 | 2.3
FRIEDRICH |  | 214066439 | HRCU-A-CB | RD17AZ36AJ3N | RH2TZ3621MTANN | Singlezone Ducted, Centrally Ducted | 34200 | 22800 | 2.77 | 17800 | 2.3
FRIEDRICH |  | 214075548 | HRCU-A-CB | RD17AZ24AJ3N | TCFZ2417MTANM | Singlezone Ducted, Centrally Ducted | 22600 | 19000 | 3.2 | 16900 | 2
FRIEDRICH |  | 214075534 | HRCU-A-CB | RD17AZ24AJ3N | TCFZ2417MTANM | Singlezone Ducted, Centrally Ducted | 22600 | 18900 | 3.22 | 16800 | 2.1
FRIEDRICH |  | 214075528 | HRCU-A-CB | RD17AZ24AJ3N | TCFZ2417MTANM | Singlezone Ducted, Centrally Ducted | 22600 | 19000 | 3.2 | 16900 | 2
FRIEDRICH |  | 214075524 | HRCU-A-CB | RD17AZ24AJ3N | TCFZ2417MTANM | Singlezone Ducted, Centrally Ducted | 22600 | 19000 | 3.2 | 16900 | 2
FRIEDRICH |  | 214075523 | HRCU-A-CB | RD17AZ24AJ3N | TCFZ2417MTANM | Singlezone Ducted, Centrally Ducted | 22600 | 18900 | 3.22 | 16800 | 2.1
FRIEDRICH |  | 214075510 | HRCU-A-CB | RD17AZ24AJ3N | TCFZ2417MTANM | Singlezone Ducted, Centrally Ducted | 22600 | 18900 | 3.24 | 16800 | 2.1
FRIEDRICH |  | 214075505 | HRCU-A-CB | RD17AZ24AJ3N | TCFZ2417MTANM | Singlezone Ducted, Centrally Ducted | 22400 | 19000 | 3.06 | 17000 | 2
FRIEDRICH |  | 214075501 | HRCU-A-CB | RD17AZ24AJ3N | TCFZ2417MTANM | Singlezone Ducted, Centrally Ducted | 22600 | 19000 | 3.2 | 16900 | 2
FRIEDRICH |  | 214075500 | HRCU-A-CB | RD17AZ24AJ3N | TCFZ2417MTANM | Singlezone Ducted, Centrally Ducted | 22600 | 19000 | 3.2 | 16900 | 2
FRIEDRICH |  | 214075498 | HRCU-A-CB | RD17AZ24AJ3N | TCFZ2417MTANM | Singlezone Ducted, Centrally Ducted | 22600 | 19000 | 3.2 | 16900 | 2
FRIEDRICH |  | 214075497 | HRCU-A-CB | RD17AZ24AJ3N | TCFZ2417MTANM | Singlezone Ducted, Centrally Ducted | 22600 | 19000 | 3.08 | 17000 | 2
FRIEDRICH |  | 214075496 | HRCU-A-CB | RD17AZ24AJ3N | TCFZ2417MTANM | Singlezone Ducted, Centrally Ducted | 22600 | 19000 | 3.2 | 16900 | 2
FRIEDRICH |  | 214075493 | HRCU-A-CB | RD17AZ24AJ3N | TCFZ2417MTANM | Singlezone Ducted, Centrally Ducted | 22600 | 19000 | 3.2 | 16900 | 2
FRIEDRICH |  | 214075491 | HRCU-A-CB | RD17AZ24AJ3N | TCFZ2417MTANM | Singlezone Ducted, Centrally Ducted | 22600 | 18900 | 3.22 | 16800 | 2.1
FRIEDRICH |  | 214075490 | HRCU-A-CB | RD17AZ24AJ3N | TCFZ2417MTANM | Singlezone Ducted, Centrally Ducted | 22400 | 19100 | 3.08 | 17000 | 2
FRIEDRICH |  | 214075489 | HRCU-A-CB | RD17AZ24AJ3N | TCFZ2417MTANM | Singlezone Ducted, Centrally Ducted | 22600 | 19000 | 3.2 | 16900 | 2
FRIEDRICH |  | 214075484 | HRCU-A-CB | RD17AZ24AJ3N | TCFZ2417MTANM | Singlezone Ducted, Centrally Ducted | 22600 | 19000 | 3.2 | 16900 | 2
FRIEDRICH |  | 214075481 | HRCU-A-CB | RD17AZ24AJ3N | TCFZ2417MTANM | Singlezone Ducted, Centrally Ducted | 22600 | 18900 | 3.24 | 16800 | 2.1
FRIEDRICH |  | 214075480 | HRCU-A-CB | RD17AZ24AJ3N | TCFZ2417MTANM | Singlezone Ducted, Centrally Ducted | 22600 | 19000 | 3.2 | 16900 | 2
FRIEDRICH |  | 214075478 | HRCU-A-CB | RD17AZ24AJ3N | TCFZ2417MTANM | Singlezone Ducted, Centrally Ducted | 22600 | 19000 | 3.2 | 16900 | 2
FRIEDRICH |  | 214075471 | HRCU-A-CB | RD17AZ24AJ3N | TCFZ2417MTANM | Singlezone Ducted, Centrally Ducted | 22600 | 18900 | 3.22 | 16800 | 2
FRIEDRICH |  | 214075452 | HRCU-A-CB | RD17AZ24AJ3N | TCFZ2417MTANM | Singlezone Ducted, Centrally Ducted | 22400 | 19100 | 3.08 | 17100 | 2
FRIEDRICH |  | 214075445 | HRCU-A-CB | RD17AZ24AJ3N | TCFZ2417MTANM | Singlezone Ducted, Centrally Ducted | 22600 | 18800 | 3.22 | 16800 | 2.1
FRIEDRICH |  | 214075443 | HRCU-A-CB | RD17AZ24AJ3N | TCFZ2417MTANM | Singlezone Ducted, Centrally Ducted | 22600 | 19000 | 3.2 | 16900 | 2
FRIEDRICH |  | 214075439 | HRCU-A-CB | RD17AZ24AJ3N | TCFZ2417MTANM | Singlezone Ducted, Centrally Ducted | 22600 | 19000 | 3.2 | 16900 | 2
FRIEDRICH |  | 214075421 | HRCU-A-CB | RD17AZ24AJ3N | TCFZ2417MTANM | Singlezone Ducted, Centrally Ducted | 22600 | 19000 | 3.2 | 16900 | 2
FRIEDRICH |  | 214075407 | HRCU-A-CB | RD17AZ24AJ3N | TCFZ2417MTANM | Singlezone Ducted, Centrally Ducted | 22600 | 18900 | 3.22 | 16800 | 2
FRIEDRICH |  | 214075587 | HRCU-A-CB | RD17AZ24AJ3N | TCFZ2417MTANM | Singlezone Ducted, Centrally Ducted | 22600 | 19000 | 3.08 | 17000 | 2
FRIEDRICH |  | 214075579 | HRCU-A-CB | RD17AZ24AJ3N | TCFZ2417MTANM | Singlezone Ducted, Centrally Ducted | 22600 | 19000 | 3.08 | 17000 | 2
FRIEDRICH |  | 214075572 | HRCU-A-CB | RD17AZ24AJ3N | TCFZ2417MTANM | Singlezone Ducted, Centrally Ducted | 22600 | 19000 | 3.2 | 16900 | 2
FRIEDRICH |  | 214075571 | HRCU-A-CB | RD17AZ24AJ3N | TCFZ2417MTANM | Singlezone Ducted, Centrally Ducted | 22600 | 19000 | 3.2 | 16900 | 2
FRIEDRICH |  | 214075569 | HRCU-A-CB | RD17AZ24AJ3N | TCFZ2417MTANM | Singlezone Ducted, Centrally Ducted | 22600 | 18900 | 3.24 | 16800 | 2.1
FRIEDRICH |  | 214233329 | HRCU-A-CB | RD17AZ36AJ3N | FRH3VZ4821STACN | Singlezone Ducted, Centrally Ducted | 34200 | 31200 | 3.79 | 29400 | 2
FRIEDRICH |  | 214097944 | HRCU-A-CB | RD17AZ48AJ3N | FRH3VZ6024STACN | Singlezone Ducted, Centrally Ducted | 45500 | 43000 | 3.76 | 40000 | 2.1
FRIEDRICH |  | 214095453 | HRCU-A-CB | RD17AZ24AJ3N | FRH3VZ3617STACN | Singlezone Ducted, Centrally Ducted | 22600 | 18700 | 3.22 | 16700 | 2.1
FRIEDRICH |  | 214075926 | HRCU-A-CB | RD17AZ24AJ3N | FRH2VZ3617STANN | Singlezone Ducted, Centrally Ducted | 22800 | 15100 | 2.6 | 11900 | 2.19
FRIEDRICH |  | 214066459 | HRCU-A-CB | RD17AZ36AJ3N | FRH2VZ3621MTANA | Singlezone Ducted, Centrally Ducted | 34200 | 23400 | 2.8 | 18000 | 2.3
FRIEDRICH |  | 214066454 | HRCU-A-CB | RD17AZ36AJ3N | FRH2VZ3621MTANN | Singlezone Ducted, Centrally Ducted | 34200 | 23200 | 2.82 | 17900 | 2.3
FRIEDRICH | Floating Air Pro | 203383863 | HRCU-A-CB-O | FRHSR09A3A | FRHSW09A3A | Singlezone Non-Ducted, Wall Placement | 10500 | 6500 | 2.68 | 8052 | 2.15
FRIEDRICH | Floating Air Pro | 203383865 | HRCU-A-CB-O | FPHSR09A3A | FPHFW09A3A | Singlezone Non-Ducted, Wall Placement | 9500 | 5000 | 2.62 | 7438 | 2.12
FRIEDRICH | Floating Air Pro | 203383869 | HRCU-A-CB-O | FPHSR18A3A | FPHFW18A3A | Singlezone Non-Ducted, Wall Placement | 19000 | 11600 | 2.7 | 12730 | 2.16
FRIEDRICH | Floating Air Pro | 203383868 | HRCU-A-CB-O | FPHSR12A1A | FPHSW12A1A | Singlezone Non-Ducted, Wall Placement | 13000 | 7500 | 2.71 | 7377 | 2.08
FRIEDRICH | Floating Air Pro | 205142786 | HRCU-A-CB-O | FPHSR18A3A-A | FPHFW18A3B | Singlezone Non-Ducted, Wall Placement | 19000 | 11600 | 2.7 | 12730 | 2.16
FRIEDRICH | Floating Air Pro | 205142783 | HRCU-A-CB-O | FPHSR09A3A-A | FPHFW09A3B | Singlezone Non-Ducted, Wall Placement | 9500 | 5000 | 2.62 | 7438 | 2.12
FRIEDRICH | Floating Air Pro | 205142782 | HRCU-A-CB-O | FPHSR12A1A-A | FPHSW12A1B | Singlezone Non-Ducted, Wall Placement | 13000 | 7500 | 2.71 | 7377 | 2.08
FRIEDRICH | Floating Air Pro | 205142785 | HRCU-A-CB-O | FPHSR12A3A-A | FPHFW12A3B | Singlezone Non-Ducted, Wall Placement | 13000 | 7500 | 2.71 | 7824 | 1.98
FRIEDRICH | Floating Air Pro | 205123805 | HRCU-A-CB-O | FPHFR24A3A | FPHFC24A3B | Singlezone Non-Ducted, Ceiling Placement | 24000 | 19600 | 2.84 | 21060 | 2.2
FRIEDRICH | Floating Air Pro | 205104716 | HRCU-A-CB-O | FPHFR12A3A | FPHFC12A3B | Singlezone Non-Ducted, Ceiling Placement | 12000 | 7000 | 2.53 | 7377 | 2.08
FRIEDRICH | Floating Air Pro | 203383866 | HRCU-A-CB-O | FPHSR12A3A | FPHFW12A3A | Singlezone Non-Ducted, Wall Placement | 13000 | 7500 | 2.71 | 7824 | 1.98
FRIEDRICH | Floating Air Pro | 203383864 | HRCU-A-CB-O | FRHSR12A3A | FRHSW12A3A | Singlezone Non-Ducted, Wall Placement | 13000 | 8000 | 3.17 | 7865 | 2.35
FRIEDRICH | Floating Air Pro | 205104719 | HRCU-A-CB-O | FPHFR18A3A | FPHFC18A3B | Singlezone Non-Ducted, Ceiling Placement | 18000 | 11000 | 2.54 | 14750 | 2.3
FRIEDRICH | Floating Air Pro | 205142788 | HRCU-A-CB-O | FRHSR09A3A-A | FRHSW09A3B | Singlezone Non-Ducted, Wall Placement | 10500 | 6500 | 3.12 | 9250 | 2.36
FRIEDRICH | Floating Air Pro | 205142789 | HRCU-A-CB-O | FRHSR12A3A-A | FRHSW12A3B | Singlezone Non-Ducted, Wall Placement | 13000 | 8000 | 3.17 | 12030 | 2.41
FUJIECO | T-PRO | 211306461 | HMSR-A-CB-O | FES-36H2TK-M4O |  | Multizone All Non-Ducted | 35600 | 21200 | 2.64 | 23200 | 2.12
FUJIECO | T-PRO | 211306460 | HMSR-A-CB-O | FES-27H2TK-M3O |  | Multizone All Non-Ducted | 26000 | 18100 | 2.95 | 16250 | 2.27
FUJIECO | T-PRO | 211306454 | HRCU-A-CB-O | FES-24H2TK-ES(O) | FES-24H2TK-ES(I) | Singlezone Non-Ducted, Wall Placement | 24000 | 13900 | 2.75 | 16720 | 1.96
Fujitsu | H-Series | 214390707 | HRCU-A-CB-O | AOUH09KMAS1 | ASUH09KMAS | Singlezone Non-Ducted, Wall Placement | 12000 | 7400 | 3.24 | 10300 | 2.32
FUJITSU | H-Series | 207615689 | HRCU-A-CB-O | AOUH12LMAS1 | ASUH12LMAS | Singlezone Non-Ducted, Wall Placement | 14500 | 8800 | 3.03 | 10700 | 2.45
FUJITSU | H-Series | 210191038 | HRCU-A-CB-O | AOUH12LMBS1 | ASUH12LMAS | Singlezone Non-Ducted, Wall Placement | 14000 | 8500 | 2.93 | 10700 | 2.45
FUJITSU | H-Series | 206597211 | HRCU-A-CB-O | AOUG12LZAH1 | ASUG12LZBS | Singlezone Non-Ducted, Wall Placement | 16000 | 10000 | 3.22 | 16600 | 2.16
FUJITSU | H-Series | 206597210 | HRCU-A-CB-O | AOUG12LZAS1 | ASUG12LZBS | Singlezone Non-Ducted, Wall Placement | 16000 | 10000 | 3.33 | 16600 | 2.32
FUJITSU | H-Series | 206263450 | HRCU-A-CB-O | AOUH12LMAH1 | ASUH12LMAS | Singlezone Non-Ducted, Wall Placement | 16000 | 10300 | 2.9 | 10700 | 2.27
FUJITSU | H-Series | 206913028 | HRCU-A-CB-O | AOUH24LMAS1 | ASUH24LMAS | Singlezone Non-Ducted, Wall Placement | 25200 | 15700 | 3.05 | 25500 | 2.08
FUJITSU | H-Series | 207615688 | HRCU-A-CB-O | AOUH09LMAS1 | ASUH09LMAS | Singlezone Non-Ducted, Wall Placement | 12000 | 7400 | 3.19 | 10200 | 2.35
FUJITSU | H-Series | 206597212 | HRCU-A-CB-O | AOUG15LZAS1 | ASUG15LZBS | Singlezone Non-Ducted, Wall Placement | 18000 | 11200 | 3.25 | 21000 | 2.24
FUJITSU | H-Series | 206597209 | HRCU-A-CB-O | AOUG09LZAH1 | ASUG09LZBS | Singlezone Non-Ducted, Wall Placement | 12000 | 7400 | 3.5 | 15400 | 2.01
FUJITSU | H-Series | 206597208 | HRCU-A-CB-O | AOUG09LZAS1 | ASUG09LZBS | Singlezone Non-Ducted, Wall Placement | 12000 | 7400 | 3.61 | 15400 | 2.15
FUJITSU | H-Series | 206597213 | HRCU-A-CB-O | AOUG15LZAH1 | ASUG15LZBS | Singlezone Non-Ducted, Wall Placement | 18000 | 11200 | 3.16 | 21000 | 2.12
FUJITSU | H-Series | 6937310 | HRCU-A-CB-O | AOU12RLFFH | AGU12RLF | Singlezone Non-Ducted, Floor Placement | 16000 | 10600 | 2.61 | 15050 | 1.9
FUJITSU | H-Series | 6936997 | HRCU-A-CB-O | AOU15RLFF | AGU15RLF | Singlezone Non-Ducted, Floor Placement | 18000 | 11600 | 2.62 | 18960 | 1.91
FUJITSU | H-Series | 6936995 | HRCU-A-CB-O | AOU9RLFF | AGU9RLF | Singlezone Non-Ducted, Floor Placement | 12000 | 7500 | 2.82 | 14220 | 1.98
FUJITSU | H-Series | 8912454 | HRCU-A-CB-O | AOU30RLXEH | ASU30RLE | Singlezone Non-Ducted, Wall Placement | 32000 | 18900 | 2.56 | 32030 | 2.06
FUJITSU | H-Series | 204740071 | HRCU-A-CB-O | AOUG15LZAH1 | ASUG15LZAS | Singlezone Non-Ducted, Wall Placement | 18000 | 11200 | 3.16 | 21000 | 2.12
FUJITSU | H-Series | 204740070 | HRCU-A-CB-O | AOUG15LZAS1 | ASUG15LZAS | Singlezone Non-Ducted, Wall Placement | 18000 | 11200 | 3.25 | 21000 | 2.24
FUJITSU | H-Series | 204740069 | HRCU-A-CB-O | AOUG12LZAH1 | ASUG12LZAS | Singlezone Non-Ducted, Wall Placement | 16000 | 10000 | 3.22 | 16600 | 2.16
FUJITSU | H-Series | 204740068 | HRCU-A-CB-O | AOUG12LZAS1 | ASUG12LZAS | Singlezone Non-Ducted, Wall Placement | 16000 | 10000 | 3.33 | 16600 | 2.32
FUJITSU | H-Series | 204740066 | HRCU-A-CB-O | AOUG09LZAS1 | ASUG09LZAS | Singlezone Non-Ducted, Wall Placement | 12000 | 7400 | 3.61 | 15400 | 2.15
FUJITSU | H-Series | 204740067 | HRCU-A-CB-O | AOUG09LZAH1 | ASUG09LZAS | Singlezone Non-Ducted, Wall Placement | 12000 | 7400 | 3.5 | 15400 | 2.01
FUJITSU | H-Series | 211078832 | HRCU-A-CB-O | AOUH30LUAS1 | AUUH30LUAS | Singlezone Non-Ducted, Ceiling Placement | 32000 | 20800 | 3.17 | 28000 | 2.12
FUJITSU | H-Series | 211078831 | HRCU-A-CB-O | AOUH24LUAS1 | AUUH24LUAS | Singlezone Non-Ducted, Ceiling Placement | 27000 | 18000 | 3.08 | 23600 | 2.12
FUJITSU | H-Series | 211078844 | HRCU-A-CB-O | AOUH18LUAS1 | AUUH18LUAS | Singlezone Non-Ducted, Ceiling Placement | 21600 | 15100 | 3.01 | 16800 | 2.24
FUJITSU | H-Series | 211078834 | HRCU-A-CB | AOUH24LUAS1 | ARUH24LUAS | Singlezone Ducted, Compact Ducted | 27000 | 18100 | 2.9 | 23200 | 2
FUJITSU | H-Series | 211078842 | HRCU-A-CB | AOUH18LUAS1 | ARUH18LUAS | Singlezone Ducted, Compact Ducted | 21600 | 15500 | 2.89 | 16800 | 2.12
FUJITSU | H-Series | 211078835 | HRCU-A-CB | AOUH24LUAS1 | AMUG24LMAS | Singlezone Ducted, Centrally Ducted | 27000 | 18700 | 2.85 | 23000 | 1.94
FUJITSU | H-Series | 211078836 | HRCU-A-CB-O | AOUH24LUAS1 | ABUH24LUAS | Singlezone Non-Ducted, Ceiling Placement | 27000 | 17500 | 3.07 | 23600 | 2.08
FUJITSU | H-Series | 211078843 | HRCU-A-CB-O | AOUH18LUAS1 | ABUH18LUAS | Singlezone Non-Ducted, Ceiling Placement | 21600 | 15800 | 2.91 | 16800 | 2.22
FUJITSU | H-Series | 210191037 | HRCU-A-CB-O | AOUH12LMBH1 | ASUH12LMAS | Singlezone Non-Ducted, Wall Placement | 14000 | 8500 | 2.93 | 10700 | 2.27
FUJITSU | H-Series | 204752938 | HRCU-A-CB-O | AOUG12LMAS1 | ASUG12LMAS | Singlezone Non-Ducted, Wall Placement | 16000 | 10300 | 2.9 | 10700 | 2.45
FUJITSU | H-Series | 202534923 | HRCU-A-CB | AOU18RGLX | ARU18RGLX | Singlezone Ducted, Compact Ducted | 21000 | 12700 | 2.5 | 17990 | 2.45
FUJITSU | H-Series | 8033586 | HMSV-A-CB | AOU24RLXFZH |  | Multizone All Non-Ducted | 25000 | 15400 | 2.61 | 25500 | 2.09
FUJITSU | H-Series | 207657376 | HRCU-A-CB | AOUH30LUAH1 | AMUG30LMAS | Singlezone Ducted, Centrally Ducted | 32000 | 21600 | 3.03 | 33000 | 1.93
FUJITSU | H-Series | 8908615 | HMSR-A-CB-O | AOU36RLXFZH |  | Multizone All Non-Ducted | 36400 | 21400 | 2.64 | 36407 | 2.02
FUJITSU | H-Series | 207334301 | HRCU-A-CB | AOUH12LUAS1 | ARUH12LUAS | Singlezone Ducted, Centrally Ducted | 16000 | 10500 | 3.05 | 16000 | 2.08
FUJITSU | H-Series | 206263449 | HRCU-A-CB-O | AOUH09LMAH1 | ASUH09LMAS | Singlezone Non-Ducted, Wall Placement | 12000 | 7400 | 3.19 | 9480 | 2.17
FUJITSU | H-Series | 206913027 | HRCU-A-CB-O | AOUH18LMAS1 | ASUH18LMAS | Singlezone Non-Ducted, Wall Placement | 21600 | 13600 | 3.11 | 21600 | 2.01
FUJITSU | H-Series | 207454671 | HRCU-A-CB-O | AOUH09LEAS1 | ASUH09LMAS | Singlezone Non-Ducted, Wall Placement | 10900 | 6700 | 2.65 | 9000 | 2
FUJITSU | H-Series | 206909902 | HRCU-A-CB-O | AOUH09LPAS1 | ASUH09LPAS | Singlezone Non-Ducted, Wall Placement | 10000 | 6200 | 2.8 | 6700 | 2.07
FUJITSU | H-Series | 206579743 | HRCU-A-CB-O | AOUH09LUAS1 | ACUH09LUAS1 | Singlezone Non-Ducted, Ceiling Placement | 12000 | 7800 | 3.17 | 10120 | 2.23
FUJITSU | H-Series | 206579744 | HRCU-A-CB-O | AOUH12LUAS1 | ACUH12LUAS1 | Singlezone Non-Ducted, Ceiling Placement | 16000 | 10700 | 2.99 | 16000 | 2.08
FUJITSU | H-Series | 206579745 | HRCU-A-CB-O | AOUH18LUAS1 | ACUH18LUAS1 | Singlezone Non-Ducted, Ceiling Placement | 21600 | 14700 | 2.93 | 17500 | 2.33
FUJITSU | H-Series | 205123809 | HRCU-A-CB | AOUG36LMAS1 | AMUG36LMAS | Singlezone Ducted, Centrally Ducted | 42000 | 29400 | 2.62 | 32900 | 2.02
FUJITSU | H-Series | 8779045 | HRCU-A-CB-O | AOU18RLXFWH | ASU18RLF | Singlezone Non-Ducted, Wall Placement | 21600 | 14600 | 3.01 | 21600 | 2.3
FUJITSU | H-Series | 6936996 | HRCU-A-CB-O | AOU12RLFF | AGU12RLF | Singlezone Non-Ducted, Floor Placement | 16000 | 10600 | 2.61 | 15000 | 2.03
FUJITSU | H-Series | 8779046 | HRCU-A-CB-O | AOU24RLXFWH | ASU24RLF | Singlezone Non-Ducted, Wall Placement | 25200 | 18000 | 2.5 | 25220 | 2.06
FUJITSU | H-Series | 204752937 | HRCU-A-CB-O | AOUG09LMAS1 | ASUG09LMAS | Singlezone Non-Ducted, Wall Placement | 12000 | 7400 | 3.19 | 8500 | 2.03
GE | NS22H SERIES | 211708941 | HRCU-A-CB | NS22H36MA4-**A | NCUC48BT4+TDR | Singlezone Ducted, Centrally Ducted | 33600 | 22200 | 2.56 | 18200 | 2.24
GE | NS22H SERIES | 211708939 | HRCU-A-CB | NS22H36MA4-**A | NCUC48BT4+TDR | Singlezone Ducted, Centrally Ducted | 33600 | 22200 | 2.56 | 18200 | 2.24
GE | NS22H SERIES | 211708938 | HRCU-A-CB | NS22H36MA4-**A | NCUC48BT4+TDR | Singlezone Ducted, Centrally Ducted | 33400 | 22200 | 2.52 | 18200 | 2.22
GE | NS22H SERIES | 211708937 | HRCU-A-CB | NS22H36MA4-**A | NCUC48BT4+TDR | Singlezone Ducted, Centrally Ducted | 33400 | 22200 | 2.52 | 18200 | 2.22
GE | NS22H SERIES | 211708936 | HRCU-A-CB | NS22H36MA4-**A | NCUC48BT4+TDR | Singlezone Ducted, Centrally Ducted | 33200 | 22000 | 2.54 | 18000 | 2.24
GE | NS22H SERIES | 211708935 | HRCU-A-CB | NS22H36MA4-**A | NCUC48BT4+TDR | Singlezone Ducted, Centrally Ducted | 33200 | 22000 | 2.52 | 18100 | 2.24
GE | NS22H SERIES | 211708934 | HRCU-A-CB | NS22H36MA4-**A | NCUC48BT4+TDR | Singlezone Ducted, Centrally Ducted | 33600 | 22400 | 2.5 | 18400 | 2.2
GE | NS22H SERIES | 211708932 | HRCU-A-CB | NS22H36MA4-**A | NCUC48BT4+TDR | Singlezone Ducted, Centrally Ducted | 33800 | 22600 | 2.5 | 18500 | 2.18
GE | NS22H SERIES | 211708892 | HRCU-A-CB | NS22H36MA4-**A | NCHC42CT4+TDR | Singlezone Ducted, Centrally Ducted | 33800 | 22600 | 2.52 | 18200 | 2.04
GE | NS22H SERIES | 211708890 | HRCU-A-CB | NS22H36MA4-**A | NCHC42CT4+TDR | Singlezone Ducted, Centrally Ducted | 33400 | 22200 | 2.5 | 17900 | 2.04
GE | NS22H SERIES | 211708889 | HRCU-A-CB | NS22H36MA4-**A | NCHC42CT4+TDR | Singlezone Ducted, Centrally Ducted | 33400 | 22200 | 2.5 | 17900 | 2.04
GE | NS22H SERIES | 211708888 | HRCU-A-CB | NS22H36MA4-**A | NCHC42CT4+TDR | Singlezone Ducted, Centrally Ducted | 33400 | 22200 | 2.52 | 17900 | 2.06
GE | NS22H SERIES | 211708859 | HRCU-A-CB | NS22H36MA4-**A | NAM42V1TA4 | Singlezone Ducted, Centrally Ducted | 33600 | 22200 | 2.6 | 18000 | 2.24
GE | NS22H SERIES | 211708858 | HRCU-A-CB | NS22H36MA4-**A | NAM36V1TA4 | Singlezone Ducted, Centrally Ducted | 33400 | 22200 | 2.58 | 18000 | 2.24
GE | NS22H SERIES | 211708855 | HRCU-A-CB | NS22H36MA4-**A | NCUU48BP4+TDR+TXV | Singlezone Ducted, Centrally Ducted | 33600 | 22200 | 2.56 | 18200 | 2.24
GE | NS22H SERIES | 211708854 | HRCU-A-CB | NS22H36MA4-**A | NCUU48BP4+TDR+TXV | Singlezone Ducted, Centrally Ducted | 33600 | 22200 | 2.56 | 18200 | 2.24
GE | NS22H SERIES | 211708853 | HRCU-A-CB | NS22H36MA4-**A | NCUU48BP4+TDR+TXV | Singlezone Ducted, Centrally Ducted | 33400 | 22200 | 2.52 | 18200 | 2.22
GE | NS22H SERIES | 211708852 | HRCU-A-CB | NS22H36MA4-**A | NCUU48BP4+TDR+TXV | Singlezone Ducted, Centrally Ducted | 33400 | 22200 | 2.52 | 18200 | 2.22
GE | NS22H SERIES | 211708851 | HRCU-A-CB | NS22H36MA4-**A | NCUU48BP4+TDR+TXV | Singlezone Ducted, Centrally Ducted | 33200 | 22000 | 2.54 | 18000 | 2.24
GE | NS22H SERIES | 211708850 | HRCU-A-CB | NS22H36MA4-**A | NCUU48BP4+TDR+TXV | Singlezone Ducted, Centrally Ducted | 33200 | 22000 | 2.52 | 18100 | 2.24
GE | NS22H SERIES | 211708849 | HRCU-A-CB | NS22H36MA4-**A | NCUU48BP4+TDR+TXV | Singlezone Ducted, Centrally Ducted | 33600 | 22400 | 2.5 | 18400 | 2.2
GE | NS22H SERIES | 211708846 | HRCU-A-CB | NS22H36MA4-**A | NCUU48BP4+TDR+TXV | Singlezone Ducted, Centrally Ducted | 33800 | 22600 | 2.5 | 18500 | 2.18
GE | NS22H SERIES | 212403841 | HRCU-A-CB | NS22H36MA4-**A | NAM42V2TA4 | Singlezone Ducted, Centrally Ducted | 35000 | 22600 | 2.62 | 18300 | 2.3
GE | NS22H SERIES | 212403840 | HRCU-A-CB | NS22H36MA4-**A | NAM42E1AT | Singlezone Ducted, Centrally Ducted | 33400 | 22200 | 2.56 | 18100 | 2.22
GE | NS22H SERIES | 212403839 | HRCU-A-CB | NS22H36MA4-**A | NAM36E1AT | Singlezone Ducted, Centrally Ducted | 32800 | 21800 | 2.5 | 17800 | 2.18
GE | NS22H SERIES | 212403838 | HRCU-A-CB | NS22H36MA4-**A | NAM36V2TA4 | Singlezone Ducted, Centrally Ducted | 33400 | 22800 | 2.6 | 18200 | 2.26
GE | NS22H SERIES | 212396451 | HRCU-A-CB | NS22H24MA4-**A | NAM30E1AT | Singlezone Ducted, Centrally Ducted | 22400 | 14500 | 2.71 | 14900 | 2.14
GE | NS22H SERIES | 212396450 | HRCU-A-CB | NS22H24MA4-**A | NAM24E1AT | Singlezone Ducted, Centrally Ducted | 22400 | 15000 | 2.75 | 15500 | 2.16
GE | NS22H SERIES | 212396449 | HRCU-A-CB | NS22H24MA4-**A | NAM24V2AT | Singlezone Ducted, Centrally Ducted | 22800 | 14300 | 2.56 | 15300 | 2.06
GE | NS22H SERIES | 212396448 | HRCU-A-CB | NS22H24MA4-**A | NCUC30AT4+TDR | Singlezone Ducted, Centrally Ducted | 23200 | 14100 | 2.52 | 16000 | 1.96
GE | NS22H SERIES | 212396447 | HRCU-A-CB | NS22H24MA4-**A | NCUU30BP4+TDR+TXV | Singlezone Ducted, Centrally Ducted | 23200 | 14100 | 2.5 | 16000 | 1.94
GE | NS22H SERIES | 212396446 | HRCU-A-CB | NS22H24MA4-**A | NCUU30BP4+TDR+TXV | Singlezone Ducted, Centrally Ducted | 23200 | 14100 | 2.52 | 16000 | 1.96
GE | NS22H SERIES | 212396445 | HRCU-A-CB | NS22H24MA4-**A | NCUU30BP4+TDR+TXV | Singlezone Ducted, Centrally Ducted | 23200 | 14000 | 2.52 | 15900 | 1.96
GE | NS22H SERIES | 212396444 | HRCU-A-CB | NS22H24MA4-**A | NCUU30BP4+TDR+TXV | Singlezone Ducted, Centrally Ducted | 23200 | 14000 | 2.52 | 15900 | 1.96
GE | NS22H SERIES | 212396443 | HRCU-A-CB | NS22H24MA4-**A | NCUU30BP4+TDR+TXV | Singlezone Ducted, Centrally Ducted | 23200 | 14100 | 2.5 | 16000 | 1.94
GE | NS22H SERIES | 212396441 | HRCU-A-CB | NS22H24MA4-**A | NCUU30BP4+TDR+TXV | Singlezone Ducted, Centrally Ducted | 23200 | 14000 | 2.52 | 15900 | 1.96
GE | NS22H SERIES | 212396440 | HRCU-A-CB | NS22H24MA4-**A | NCUU30AP4+TDR+TXV | Singlezone Ducted, Centrally Ducted | 23200 | 14000 | 2.5 | 15900 | 1.94
GE | NS22H SERIES | 212396439 | HRCU-A-CB | NS22H24MA4-**A | NCUU30AP4+TDR+TXV | Singlezone Ducted, Centrally Ducted | 23200 | 14100 | 2.52 | 16000 | 1.96
GE | NS22H SERIES | 212396438 | HRCU-A-CB | NS22H24MA4-**A | NCUU24BP4+TDR+TXV | Singlezone Ducted, Centrally Ducted | 23200 | 14500 | 2.5 | 15600 | 1.9
GE | NS22H SERIES | 212396437 | HRCU-A-CB | NS22H24MA4-**A | NCUU24BP4+TDR+TXV | Singlezone Ducted, Centrally Ducted | 23400 | 14500 | 2.5 | 15600 | 1.9
GE | NS22H SERIES | 212396436 | HRCU-A-CB | NS22H24MA4-**A | NCUU24BP4+TDR+TXV | Singlezone Ducted, Centrally Ducted | 23200 | 14500 | 2.51 | 15500 | 1.9
GE | NS22H SERIES | 212396435 | HRCU-A-CB | NS22H24MA4-**A | NCUU24BP4+TDR+TXV | Singlezone Ducted, Centrally Ducted | 23200 | 14500 | 2.51 | 15500 | 1.9
GE | NS22H SERIES | 212396432 | HRCU-A-CB | NS22H24MA4-**A | NCUU24BP4+TDR+TXV | Singlezone Ducted, Centrally Ducted | 23200 | 14400 | 2.53 | 15500 | 1.9
GE | NS22H SERIES | 212396431 | HRCU-A-CB | NS22H24MA4-**A | NCUU24AP4+TDR+TXV | Singlezone Ducted, Centrally Ducted | 23400 | 14500 | 2.51 | 15600 | 1.9
GE | NS22H SERIES | 212396430 | HRCU-A-CB | NS22H24MA4-**A | NCUU24AP4+TDR+TXV | Singlezone Ducted, Centrally Ducted | 23400 | 14600 | 2.52 | 15600 | 1.9
GE | NS22H SERIES | 212396429 | HRCU-A-CB | NS22H24MA4-**A | NCUC30BT4+TDR | Singlezone Ducted, Centrally Ducted | 23200 | 14100 | 2.5 | 16000 | 1.94
GE | NS22H SERIES | 212396428 | HRCU-A-CB | NS22H24MA4-**A | NCUC30BT4+TDR | Singlezone Ducted, Centrally Ducted | 23200 | 14100 | 2.52 | 16000 | 1.96
GE | NS22H SERIES | 212396427 | HRCU-A-CB | NS22H24MA4-**A | NCUC30BT4+TDR | Singlezone Ducted, Centrally Ducted | 23200 | 14000 | 2.52 | 15900 | 1.96
GE | NS22H SERIES | 212396426 | HRCU-A-CB | NS22H24MA4-**A | NCUC30BT4+TDR | Singlezone Ducted, Centrally Ducted | 23200 | 14000 | 2.52 | 15900 | 1.96
GE | NS22H SERIES | 212396425 | HRCU-A-CB | NS22H24MA4-**A | NCUC30BT4+TDR | Singlezone Ducted, Centrally Ducted | 23200 | 14100 | 2.5 | 16000 | 1.94
GE | NS22H SERIES | 212396423 | HRCU-A-CB | NS22H24MA4-**A | NCUC30BT4+TDR | Singlezone Ducted, Centrally Ducted | 23200 | 14000 | 2.52 | 15900 | 1.96
GE | NS22H SERIES | 212396422 | HRCU-A-CB | NS22H24MA4-**A | NCUC30AT4+TDR | Singlezone Ducted, Centrally Ducted | 23200 | 14000 | 2.5 | 15900 | 1.94
GE | NS22H SERIES | 212396421 | HRCU-A-CB | NS22H24MA4-**A | NCUC24BT4+TDR | Singlezone Ducted, Centrally Ducted | 23200 | 14500 | 2.5 | 15600 | 1.9
GE | NS22H SERIES | 212396420 | HRCU-A-CB | NS22H24MA4-**A | NCUC24BT4+TDR | Singlezone Ducted, Centrally Ducted | 23400 | 14500 | 2.5 | 15600 | 1.9
GE | NS22H SERIES | 212396419 | HRCU-A-CB | NS22H24MA4-**A | NCUC24BT4+TDR | Singlezone Ducted, Centrally Ducted | 23200 | 14500 | 2.51 | 15500 | 1.9
GE | NS22H SERIES | 212396418 | HRCU-A-CB | NS22H24MA4-**A | NCUC24BT4+TDR | Singlezone Ducted, Centrally Ducted | 23200 | 14500 | 2.51 | 15500 | 1.9
GE | NS22H SERIES | 212396415 | HRCU-A-CB | NS22H24MA4-**A | NCUC24BT4+TDR | Singlezone Ducted, Centrally Ducted | 23200 | 14400 | 2.53 | 15500 | 1.9
GE | NS22H SERIES | 212396414 | HRCU-A-CB | NS22H24MA4-**A | NCUC24AT4+TDR | Singlezone Ducted, Centrally Ducted | 23400 | 14500 | 2.51 | 15600 | 1.9
GE | NS22H SERIES | 212396413 | HRCU-A-CB | NS22H24MA4-**A | NCUC24AT4+TDR | Singlezone Ducted, Centrally Ducted | 23400 | 14600 | 2.52 | 15600 | 1.9
GE | NS22H SERIES | 212396412 | HRCU-A-CB | NS22H24MA4-**A | NAM30V2TA4 | Singlezone Ducted, Centrally Ducted | 23000 | 14900 | 2.84 | 16100 | 2.32
GE | NS22H SERIES | 212349581 | HRCU-A-CB | NS22H24MA4-**A | NCUC30AT4+TDR | Singlezone Ducted, Centrally Ducted | 23200 | 14000 | 2.52 | 15900 | 1.94
GE | NS22H SERIES | 212349580 | HRCU-A-CB | NS22H24MA4-**A | NCUC30AT4+TDR | Singlezone Ducted, Centrally Ducted | 23400 | 14200 | 2.52 | 16100 | 1.96
GE | NS22H SERIES | 212349578 | HRCU-A-CB | NS22H24MA4-**A | NCUC30AT4+TDR | Singlezone Ducted, Centrally Ducted | 23000 | 13900 | 2.51 | 15800 | 1.94
GE | NS22H SERIES | 212349577 | HRCU-A-CB | NS22H24MA4-**A | NCUC30AT4+TDR | Singlezone Ducted, Centrally Ducted | 23400 | 14200 | 2.51 | 16100 | 1.96
GE | NS22H SERIES | 212349576 | HRCU-A-CB | NS22H24MA4-**A | NCUC30AT4+TDR | Singlezone Ducted, Centrally Ducted | 23400 | 14200 | 2.51 | 16100 | 1.96
GE | NS22H SERIES | 212349572 | HRCU-A-CB | NS22H24MA4-**A | NCUC30BT4+TDR | Singlezone Ducted, Centrally Ducted | 23200 | 14000 | 2.52 | 15900 | 1.96
GE | NS22H SERIES | 212349566 | HRCU-A-CB | NS22H24MA4-**A | NCUC24BT4+TDR | Singlezone Ducted, Centrally Ducted | 23200 | 14500 | 2.54 | 15500 | 1.9
GE | NS22H SERIES | 212349563 | HRCU-A-CB | NS22H24MA4-**A | NCUC24AT4+TDR | Singlezone Ducted, Centrally Ducted | 23200 | 14500 | 2.51 | 15500 | 1.9
GE | NS22H SERIES | 212349561 | HRCU-A-CB | NS22H24MA4-**A | NCUC24AT4+TDR | Singlezone Ducted, Centrally Ducted | 23600 | 14700 | 2.5 | 15800 | 1.92
GE | NS22H SERIES | 212349560 | HRCU-A-CB | NS22H24MA4-**A | NCUC24AT4+TDR | Singlezone Ducted, Centrally Ducted | 23000 | 14300 | 2.52 | 15400 | 1.9
GE | NS22H SERIES | 212349559 | HRCU-A-CB | NS22H24MA4-**A | NCUC24AT4+TDR | Singlezone Ducted, Centrally Ducted | 23600 | 14700 | 2.52 | 15700 | 1.9
GE | NS22H SERIES | 212349558 | HRCU-A-CB | NS22H24MA4-**A | NCUC24AT4+TDR | Singlezone Ducted, Centrally Ducted | 23600 | 14700 | 2.52 | 15700 | 1.9
GE | NS22H SERIES | 212349557 | HRCU-A-CB | NS22H24MA4-**A | NAM30V1TA4 | Singlezone Ducted, Centrally Ducted | 22400 | 14500 | 2.67 | 14900 | 2.12
GE | NS22H SERIES | 212349556 | HRCU-A-CB | NS22H24MA4-**A | NAM24V1TA4 | Singlezone Ducted, Centrally Ducted | 22200 | 14900 | 2.68 | 15400 | 2.12
GE | NS22H SERIES | 212349555 | HRCU-A-CB | NS22H24MA4-**A | NAM30P1TA4 | Singlezone Ducted, Centrally Ducted | 22800 | 14900 | 2.6 | 15200 | 2.08
GE | NS22H SERIES | 212349554 | HRCU-A-CB | NS22H24MA4-**A | NAM24P1TA4 | Singlezone Ducted, Centrally Ducted | 23400 | 14700 | 2.5 | 15300 | 2.06
GE | NS22H SERIES | 212349550 | HRCU-A-CB | NS22H24MA4-**A | NCUU30BP4+TDR+TXV | Singlezone Ducted, Centrally Ducted | 23200 | 14000 | 2.52 | 15900 | 1.96
GE | NS22H SERIES | 212349547 | HRCU-A-CB | NS22H24MA4-**A | NCUU30AP4+TDR+TXV | Singlezone Ducted, Centrally Ducted | 23200 | 14000 | 2.52 | 15900 | 1.94
GE | NS22H SERIES | 212349546 | HRCU-A-CB | NS22H24MA4-**A | NCUU30AP4+TDR+TXV | Singlezone Ducted, Centrally Ducted | 23400 | 14200 | 2.52 | 16100 | 1.96
GE | NS22H SERIES | 212349544 | HRCU-A-CB | NS22H24MA4-**A | NCUU30AP4+TDR+TXV | Singlezone Ducted, Centrally Ducted | 23000 | 13900 | 2.51 | 15800 | 1.94
GE | NS22H SERIES | 212349543 | HRCU-A-CB | NS22H24MA4-**A | NCUU30AP4+TDR+TXV | Singlezone Ducted, Centrally Ducted | 23400 | 14200 | 2.51 | 16100 | 1.96
GE | NS22H SERIES | 212349542 | HRCU-A-CB | NS22H24MA4-**A | NCUU30AP4+TDR+TXV | Singlezone Ducted, Centrally Ducted | 23400 | 14200 | 2.51 | 16100 | 1.96
GE | NS22H SERIES | 212349538 | HRCU-A-CB | NS22H24MA4-**A | NCUU24BP4+TDR+TXV | Singlezone Ducted, Centrally Ducted | 23200 | 14500 | 2.54 | 15500 | 1.9
GE | NS22H SERIES | 212349535 | HRCU-A-CB | NS22H24MA4-**A | NCUU24AP4+TDR+TXV | Singlezone Ducted, Centrally Ducted | 23200 | 14500 | 2.51 | 15500 | 1.9
GE | NS22H SERIES | 212349533 | HRCU-A-CB | NS22H24MA4-**A | NCUU24AP4+TDR+TXV | Singlezone Ducted, Centrally Ducted | 23600 | 14700 | 2.5 | 15800 | 1.92
GE | NS22H SERIES | 212349532 | HRCU-A-CB | NS22H24MA4-**A | NCUU24AP4+TDR+TXV | Singlezone Ducted, Centrally Ducted | 23000 | 14300 | 2.52 | 15400 | 1.9
GE | NS22H SERIES | 212349531 | HRCU-A-CB | NS22H24MA4-**A | NCUU24AP4+TDR+TXV | Singlezone Ducted, Centrally Ducted | 23600 | 14700 | 2.52 | 15700 | 1.9
GE | NS22H SERIES | 212349530 | HRCU-A-CB | NS22H24MA4-**A | NCUU24AP4+TDR+TXV | Singlezone Ducted, Centrally Ducted | 23600 | 14700 | 2.52 | 15700 | 1.9
GE | NS22H SERIES | 212403939 | HRCU-A-CB | NS22H36MA4-**A | NCUU48CP4+TDR+TXV | Singlezone Ducted, Centrally Ducted | 33800 | 22400 | 2.52 | 18400 | 2.22
GE | NS22H SERIES | 212403938 | HRCU-A-CB | NS22H36MA4-**A | NCUU48CP4+TDR+TXV | Singlezone Ducted, Centrally Ducted | 33600 | 22200 | 2.52 | 18300 | 2.22
GE | NS22H SERIES | 212403937 | HRCU-A-CB | NS22H36MA4-**A | NCUU48CP4+TDR+TXV | Singlezone Ducted, Centrally Ducted | 33400 | 22000 | 2.54 | 18100 | 2.24
GE | NS22H SERIES | 212403936 | HRCU-A-CB | NS22H36MA4-**A | NCUU48CP4+TDR+TXV | Singlezone Ducted, Centrally Ducted | 33600 | 22400 | 2.54 | 18300 | 2.22
GE | NS22H SERIES | 212403935 | HRCU-A-CB | NS22H36MA4-**A | NCUU48CP4+TDR+TXV | Singlezone Ducted, Centrally Ducted | 33600 | 22400 | 2.52 | 18400 | 2.22
GE | NS22H SERIES | 212403934 | HRCU-A-CB | NS22H36MA4-**A | NCUU48CP4+TDR+TXV | Singlezone Ducted, Centrally Ducted | 33600 | 22400 | 2.52 | 18300 | 2.22
GE | NS22H SERIES | 212403933 | HRCU-A-CB | NS22H36MA4-**A | NCUU48CP4+TDR+TXV | Singlezone Ducted, Centrally Ducted | 33400 | 22200 | 2.56 | 18200 | 2.24
GE | NS22H SERIES | 212403932 | HRCU-A-CB | NS22H36MA4-**A | NCUU48CP4+TDR+TXV | Singlezone Ducted, Centrally Ducted | 33600 | 22200 | 2.54 | 18200 | 2.22
GE | NS22H SERIES | 212403931 | HRCU-A-CB | NS22H36MA4-**A | NCUU48CP4+TDR+TXV | Singlezone Ducted, Centrally Ducted | 33600 | 22400 | 2.52 | 18300 | 2.22
GE | NS22H SERIES | 212403905 | HRCU-A-CB | NS22H36MA4-**A | NCUC48CT4+TDR | Singlezone Ducted, Centrally Ducted | 33800 | 22400 | 2.52 | 18400 | 2.22
GE | NS22H SERIES | 212403904 | HRCU-A-CB | NS22H36MA4-**A | NCUC48CT4+TDR | Singlezone Ducted, Centrally Ducted | 33600 | 22200 | 2.52 | 18300 | 2.22
GE | NS22H SERIES | 212403903 | HRCU-A-CB | NS22H36MA4-**A | NCUC48CT4+TDR | Singlezone Ducted, Centrally Ducted | 33400 | 22000 | 2.54 | 18100 | 2.24
GE | NS22H SERIES | 212403902 | HRCU-A-CB | NS22H36MA4-**A | NCUC48CT4+TDR | Singlezone Ducted, Centrally Ducted | 33600 | 22400 | 2.54 | 18300 | 2.22
GE | NS22H SERIES | 212403901 | HRCU-A-CB | NS22H36MA4-**A | NCUC48CT4+TDR | Singlezone Ducted, Centrally Ducted | 33600 | 22400 | 2.52 | 18400 | 2.22
GE | NS22H SERIES | 212403900 | HRCU-A-CB | NS22H36MA4-**A | NCUC48CT4+TDR | Singlezone Ducted, Centrally Ducted | 33600 | 22400 | 2.52 | 18300 | 2.22
GE | NS22H SERIES | 212403899 | HRCU-A-CB | NS22H36MA4-**A | NCUC48CT4+TDR | Singlezone Ducted, Centrally Ducted | 33400 | 22200 | 2.56 | 18200 | 2.24
GE | NS22H SERIES | 212403898 | HRCU-A-CB | NS22H36MA4-**A | NCUC48CT4+TDR | Singlezone Ducted, Centrally Ducted | 33600 | 22200 | 2.54 | 18200 | 2.22
GE | NS22H SERIES | 212403897 | HRCU-A-CB | NS22H36MA4-**A | NCUC48CT4+TDR | Singlezone Ducted, Centrally Ducted | 33600 | 22400 | 2.52 | 18300 | 2.22
GE | NS22H SERIES | 212403870 | HRCU-A-CB | NS22H36MA4-**A | NCHC42CT4+TDR | Singlezone Ducted, Centrally Ducted | 33800 | 22600 | 2.5 | 18300 | 2.18
GE | NS22H SERIES | 212403869 | HRCU-A-CB | NS22H36MA4-**A | NCHC42CT4+TDR | Singlezone Ducted, Centrally Ducted | 33400 | 22200 | 2.5 | 18000 | 2.18
GE | NS22H SERIES | 212403865 | HRCU-A-CB | NS22H36MA4-**A | NCHC42CT4+TDR | Singlezone Ducted, Centrally Ducted | 33400 | 22400 | 2.52 | 18100 | 2.18
GE | NS22H SERIES | 212403864 | HRCU-A-CB | NS22H36MA4-**A | NCHC42CT4+TDR | Singlezone Ducted, Centrally Ducted | 33600 | 22400 | 2.5 | 18100 | 2.16
GE | NS18H SERIES | 213255777 | HRCU-A-CB | NS18H36MA4-** | NAM30V2TA4 | Singlezone Ducted, Centrally Ducted | 24000 | 16000 | 3.01 | 15300 | 2.14
GE | NS18H SERIES | 213255776 | HRCU-A-CB | NS18H36MA4-** | NAM24V2TA4 | Singlezone Ducted, Centrally Ducted | 24000 | 15200 | 2.67 | 14500 | 1.94
GE APPLIANCES |  | 206842132 | HRCU-A-CB-O | ASH109URDSE* | ASYW09URDWD* | Singlezone Non-Ducted, Wall Placement | 10000 | 6500 | 2.89 | 12000 | 2.11
GE APPLIANCES |  | 206842134 | HRCU-A-CB-O | ASH118URDSE* | ASYW18URDWD* | Singlezone Non-Ducted, Wall Placement | 20000 | 15300 | 2.7 | 20000 | 2.34
GE APPLIANCES | ASH220NCDD** | 210154187 | HMSR-A-CB-O | ASH220NCDD** |  | Multizone All Non-Ducted | 22000 | 14000 | 2.5 | 18500 | 2.05
GE APPLIANCES | ASH324NCDD* | 210154192 | HMSR-A-CB-O | ASH324NCDD** |  | Multizone All Non-Ducted | 26000 | 17000 | 2.61 | 19000 | 1.95
GE APPLIANCES | Summit | 202588313 | HRCU-A-CB-O | ASH118PRDWA | ASYW18PRDWB | Singlezone Non-Ducted, Wall Placement | 22000 | 14000 | 2.5 | 17000 | 1.9
GE APPLIANCES | Endure | 212409456 | HRCU-A-CB-O | ASH109URDE** | ASYW09URDE** | Singlezone Non-Ducted, Wall Placement | 10000 | 7800 | 2.69 | 12000 | 2.11
GE APPLIANCES | Endure | 212409457 | HRCU-A-CB-O | ASH112URDE** | ASYW12URDE** | Singlezone Non-Ducted, Wall Placement | 14500 | 10800 | 2.9 | 17000 | 2.31
GE APPLIANCES | Endure | 212409458 | HRCU-A-CB-O | ASH118URDE** | ASYW18URDE** | Singlezone Non-Ducted, Wall Placement | 20000 | 15300 | 2.61 | 20000 | 2.34
GE APPLIANCES |  | 206842133 | HRCU-A-CB-O | ASH112URDSE* | ASYW12URDWD* | Singlezone Non-Ducted, Wall Placement | 14500 | 9300 | 2.52 | 17000 | 2.31
GOODMAN | MSH Series | 214438117 | HRCU-A-CB-O | MSH123G22MCAA | MSH123G22AXAA | Singlezone Non-Ducted, Wall Placement | 12000 | 10300 | 2.56 | 12113 | 1.9
GOODMAN | MSH Series | 214438122 | HRCU-A-CB-O | MSH093G22MCAA | MSH093G22AXAA | Singlezone Non-Ducted, Wall Placement | 12000 | 9300 | 2.5 | 11300 | 1.9
GOODMAN | MST Series | 214594904 | HRCU-A-CB | MSH243G22MCAA | MST243E21ADAA | Singlezone Ducted, Compact Ducted | 25000 | 21000 | 2.64 | 27000 | 2
GOODMAN | MST Series | 214594902 | HRCU-A-CB | MSH123G22MCAA | MST123E21ADAA | Singlezone Ducted, Compact Ducted | 12500 | 10600 | 2.51 | 12100 | 1.96
GOODMAN | MST Series | 214594900 | HRCU-A-CB-O | MSH123G22MCAA | MST123E20ACAA | Singlezone Non-Ducted, Ceiling Placement | 12000 | 9900 | 2.55 | 11500 | 1.9
GOODMAN | GSZV9 | 210607571 | HRCU-A-CB | GSZV902410A* | CA*F3137*6A*+MBVC1201**-1A*+TX | Singlezone Ducted, Centrally Ducted | 23000 | 14000 | 2.6 | 13100 | 2.19
GOODMAN | MSH Series | 214438131 | HMSR-A-CB-O | MST363G22MHAA |  | Multizone All Non-Ducted | 36000 | 27400 | 2.5 | 36000 | 1.95
GOODMAN | MSH Series | 214438127 | HMSV-A-CB | MST183G22MHAA |  | Multizone Mix of Ducted and Non-Ducted | 20000 | 14700 | 2.55 | 20000 | 1.98
GOODMAN | MSH Series | 214438126 | HMSV-A-CB | MST183G22MHAA |  | Multizone All Ducted | 20000 | 16000 | 2.61 | 20000 | 1.95
GOODMAN | MSH Series | 214438134 | HMSR-A-CB-O | MST483G22MHAA |  | Multizone All Non-Ducted | 49000 | 39000 | 2.5 | 46000 | 2.05
GOODMAN | MSH Series | 214438125 | HMSR-A-CB-O | MST183G22MHAA |  | Multizone All Non-Ducted | 20000 | 13500 | 2.5 | 20000 | 2
GREE | Clivia | 214777850 | HRCU-A-CB-O | ENV18HP230V1R32AO | ENV18HP230V1R32AH | Singlezone Non-Ducted, Wall Placement | 18000 | 10500 | 2.7 | 14600 | 1.9
GREE | Clivia | 214779343 | HRCU-A-CB-O | ENV12HP115V1R32AO | ENV12HP115V1R32AH | Singlezone Non-Ducted, Wall Placement | 12000 | 7700 | 2.89 | 9500 | 1.95
GREE | Clivia | 214779344 | HRCU-A-CB-O | ENV12HP230V1R32AO | ENV12HP230V1R32AH | Singlezone Non-Ducted, Wall Placement | 12000 | 7700 | 2.89 | 11000 | 1.95
GREE | Clivia | 214779341 | HRCU-A-CB-O | ENV09HP115V1R32AO | ENV09HP115V1R32AH | Singlezone Non-Ducted, Wall Placement | 10000 | 6300 | 2.88 | 9200 | 1.91
GREE | Clivia | 214779342 | HRCU-A-CB-O | ENV09HP230V1R32AO | ENV09HP230V1R32AH | Singlezone Non-Ducted, Wall Placement | 10500 | 6400 | 2.93 | 9300 | 1.96
GREE | Airy | 214810379 | HRCU-A-CB-O | GWH12AVDXE-D6DNA1A/O | GWH12AVDXE-D6DN***/I | Singlezone Non-Ducted, Wall Placement | 12200 | 7000 | 3.11 | 12200 | 2
GREE | Clivia | 214489060 | HRCU-A-CB-O | GWH18AUDXF-D6DNA1A/O | GWH18AUDXF-D6DN***/I | Singlezone Non-Ducted, Wall Placement | 18000 | 10500 | 2.7 | 14600 | 1.9
GREE | Clivia | 213927626 | HRCU-A-CB-O | GWH12AUCXD-A6DNA1B/O | GWH12AUCXD-A6DN***/I | Singlezone Non-Ducted, Wall Placement | 12000 | 7700 | 2.89 | 9500 | 1.95
GREE | Clivia | 213927625 | HRCU-A-CB-O | GWH12AUCXD-D6DNA1B/O | GWH12AUCXD-D6DN***/I | Singlezone Non-Ducted, Wall Placement | 12000 | 7700 | 2.89 | 11000 | 1.95
GREE | Clivia | 214796625 | HRCU-A-CB-O | GWH12AUCXD-A6DNA1B/O | GWH12AGCXD-A6DN***/I | Singlezone Non-Ducted, Wall Placement | 12000 | 7700 | 2.89 | 9500 | 1.95
GREE | Clivia | 214796624 | HRCU-A-CB-O | GWH12AUCXD-D6DNA1B/O | GWH12AGCXD-D6DN***/I | Singlezone Non-Ducted, Wall Placement | 12000 | 7700 | 2.89 | 11000 | 1.95
GREE | Airy | 214802442 | HRCU-A-CB-O | GWH09AVDXE-D6DNA1A/O | GWH09AVDXE-D6DN***/I | Singlezone Non-Ducted, Wall Placement | 10600 | 6700 | 3.22 | 11500 | 2.11
GREE | Sapphire | 214387779 | HRCU-A-CB-O | SAP12HP230V1AO | SAP12HP230V1AH* | Singlezone Non-Ducted, Wall Placement | 12200 | 8100 | 2.86 | 13000 | 1.91
GREE | Sapphire | 10149903 | HRCU-A-CB-O | SAP12HP230V1AO | SAP12HP230V1AH | Singlezone Non-Ducted, Wall Placement | 12200 | 8100 | 2.86 | 13000 | 1.91
GREE | Bora | 9944776 | HRCU-A-CB-O | GWH12YD-D3DNA1A/O | GWH12AAD-D3DN***/I | Singlezone Non-Ducted, Wall Placement | 12200 | 8100 | 2.86 | 12000 | 1.91
GREE | Lomo | 9116197 | HRCU-A-CB-O | GWH12YD-D3DNA1A/O | GWH12QD-D3DN***/I | Singlezone Non-Ducted, Wall Placement | 12200 | 8100 | 2.86 | 12000 | 1.91
GREE | Vireo GEN3 | 211755706 | HRCU-A-CB-O | 3VIR12HP230V1BO | 3VIR12HP230V1BH | Singlezone Non-Ducted, Wall Placement | 12000 | 7000 | 2.81 | 9000 | 1.9
GREE | Vireo GEN3 | 210278970 | HRCU-A-CB-O | 3VIR12HP230V1BO | 3VIR12HP230V1AH | Singlezone Non-Ducted, Wall Placement | 12000 | 7000 | 2.81 | 9000 | 1.9
GREE | Muse | 209248922 | HRCU-A-CB-O | GWH12AGCXD-D3DNA1A/O | GWH12AFCXD-D3DN***/I | Singlezone Non-Ducted, Wall Placement | 12000 | 7000 | 2.81 | 9000 | 1.9
GREE | Lomo | 208120572 | HRCU-A-CB-O | GWH12AGCXD-D3DNA1A/O | GWH12QCXD-D3DN***/I | Singlezone Non-Ducted, Wall Placement | 12000 | 7000 | 2.81 | 9000 | 1.9
GREE | Pular | 208071173 | HRCU-A-CB-O | GWH12AGCXD-D3DNA1A/O | GWH12AGCXD-D3DN***/I | Singlezone Non-Ducted, Wall Placement | 12000 | 7000 | 2.81 | 9000 | 1.9
GREE | LOMO | 214075152 | HRCU-A-CB-O | GWH18QDXF-D3DNB2A/O | GWH18AFDXF-D3DNA1A/I | Singlezone Non-Ducted, Wall Placement | 18000 | 10800 | 2.64 | 13500 | 1.9
GREE | LOMO | 211078862 | HRCU-A-CB-O | GWH18QDXF-D3DNB2A/O | GWH18AFDXF-D3DN***/I | Singlezone Non-Ducted, Wall Placement | 18000 | 10800 | 2.64 | 13500 | 1.9
GREE | 17 SEER DC inverter rooftop unit | 213379971 | HSP-A | GK-H02TC/NAA1-D(U) |  | Multizone All Ducted | 24000 | 23400 | 3.63 | 24000 | 2.61
GREE | 17 SEER DC inverter rooftop unit | 213368002 | HSP-A | GK-H02TC/NAA-T(U) |  | Multizone All Ducted | 24000 | 23400 | 3.63 | 24000 | 2.61
GREE | Vireo | 9959454 | HRCU-A-CB-O | VIR12HP230V1BO | VIR12HP230V1BH | Singlezone Non-Ducted, Wall Placement | 13000 | 7700 | 2.59 | 9110 | 1.98
GREE | Lomo | 7091971 | HRCU-A-CB-O | GWH12QC-D3DNA1D/O | GWH12QC-D3DN***/I | Singlezone Non-Ducted, Wall Placement | 13000 | 7700 | 2.59 | 9110 | 1.98
GREE | Lomo | 213194174 | HRCU-A-CB-O | GWH12QC-D3DNA1D/O | GWH12AGC-D3DN***/I | Singlezone Non-Ducted, Wall Placement | 13000 | 7700 | 2.59 | 9110 | 1.98
GREE | Vireo GEN3 | 211755707 | HRCU-A-CB-O | 3VIR18HP230V1BO | 3VIR18HP230V1BH | Singlezone Non-Ducted, Wall Placement | 18000 | 11000 | 2.8 | 13700 | 1.95
GREE | M-Series | 211752944 | HMSR-A-CB-O | GWHD(18)ND3PO |  | Multizone All Non-Ducted | 19000 | 14000 | 2.55 | 13600 | 2.2
GREE | Vireo GEN3 | 210665999 | HRCU-A-CB-O | 3VIR18HP230V1BO | 3VIR18HP230V1AH | Singlezone Non-Ducted, Wall Placement | 18000 | 11000 | 2.8 | 13500 | 1.9
GREE | Pular | 210605759 | HRCU-A-CB-O | GWH18AGDXF-D3DNA1A/O | GWH18AGDXF-D3DN***/I | Singlezone Non-Ducted, Wall Placement | 18000 | 11000 | 2.8 | 13500 | 1.9
GREE | N-Series | 210485362 | HMSR-A-CB-O | GWHD(18)ND3NO |  | Multizone All Non-Ducted | 18000 | 14700 | 2.63 | 13600 | 2.23
GREE | Lomo | 207318103 | HRCU-A-CB-O | GWH09AGC-D3DNA1B/O | GWH09QC-D3DN***/I | Singlezone Non-Ducted, Wall Placement | 11000 | 7300 | 2.61 | 9000 | 1.93
GREE | Vireo GEN2 | 206839101 | HRCU-A-CB-O | 3VIR09HP230V1AO | 3VIR09HP230V1AH | Singlezone Non-Ducted, Ceiling Placement | 11000 | 7300 | 2.61 | 9000 | 1.93
GREE | Vireo GEN2 | 206839099 | HRCU-A-CB-O | 3VIR12HP230V1AO | 3VIR12HP230V1AH | Singlezone Non-Ducted, Ceiling Placement | 12000 | 7700 | 2.59 | 9200 | 1.93
GREE | Vireo GEN2 | 206839098 | HRCU-A-CB-O | 3VIR24HP230V1AO | 3VIR24HP230V1AH | Singlezone Non-Ducted, Ceiling Placement | 24000 | 15500 | 2.84 | 20500 | 2.41
GREE | Lomo | 206791548 | HRCU-A-CB-O | GWH12AGC-D3DNA1A/O | GWH12QC-D3DN***/I | Singlezone Non-Ducted, Wall Placement | 12000 | 7700 | 2.59 | 9200 | 1.93
GREE | Pular | 206395963 | HRCU-A-CB-O | GWH09AGC-D3DNA1B/O | GWH09AGC-D3DN***/I | Singlezone Non-Ducted, Ceiling Placement | 11000 | 7300 | 2.61 | 9000 | 1.93
GREE | Pular | 206395961 | HRCU-A-CB-O | GWH12AGC-D3DNA1A/O | GWH12AGC-D3DN***/I | Singlezone Non-Ducted, Ceiling Placement | 12000 | 7700 | 2.59 | 9200 | 1.93
GREE | Bora | 204325176 | HRCU-A-CB-O | GWH09ACD-D3DNA1A/O | GWH09AAD-D3DN***/I | Singlezone Non-Ducted, Wall Placement | 9000 | 8000 | 2.89 | 13000 | 1.91
GREE | Lomo | 202360989 | HRCU-A-CB-O | GWH09ACD-D3DNA1A/O | GWH09QD-D3DN***/I | Singlezone Non-Ducted, Wall Placement | 9000 | 8000 | 2.89 | 13000 | 1.91
GREE | Sapphire | 10157571 | HRCU-A-CB-O | SAP24HP230V1AO | SAP24HP230V1AH | Singlezone Non-Ducted, Wall Placement | 24000 | 15500 | 2.86 | 24000 | 1.9
GREE | Sapphire | 10149900 | HRCU-A-CB-O | SAP09HP230V1AO | SAP09HP230V1AH | Singlezone Non-Ducted, Wall Placement | 9000 | 8000 | 2.89 | 13000 | 1.91
GREE | Multi GEN1 CO | 9956417 | HMSR-A-CB-O | MULTI36HP230V1CO |  | Multizone All Non-Ducted | 36000 | 26600 | 2.88 | 25400 | 2.33
GREE | Bora | 9123256 | HRCU-A-CB-O | GWH24YE-D3DNA1A/O | GWH24AAE-D3DN***/I | Singlezone Non-Ducted, Wall Placement | 24000 | 15500 | 2.86 | 24000 | 1.9
GREE | Lomo | 9102794 | HRCU-A-CB-O | GWH24YE-D3DNA1A/O | GWH24QE-D3DN***/I | Singlezone Non-Ducted, Wall Placement | 24000 | 15500 | 2.86 | 24000 | 1.9
GREE | G-Series | 9084227 | HMSR-A-CB-O | GWHD(36)ND3GO |  | Multizone All Non-Ducted | 36000 | 26600 | 2.88 | 25400 | 2.33
GREE | Lomo | 7091967 | HRCU-A-CB-O | GWH09QC-A3DNA1D/O | GWH09QC-A3DN***/I | Singlezone Non-Ducted, Wall Placement | 9900 | 6900 | 2.5 | 8700 | 2.02
GREE | Multi GEN2 EO | 210278973 | HMSR-A-CB-O | MULTI18HP230V1EO |  | Multizone All Non-Ducted | 18000 | 14700 | 2.63 | 13600 | 2.23
GREE | M-Series | 208786089 | HMSR-A-CB-O | GWHD(18)ND3MO |  | Multizone All Non-Ducted | 18000 | 14700 | 2.63 | 13600 | 2.23
GRIDLESS | Hi ULTRA Xtreme | 213265552 | HRCU-A-CB-O | O-AYD09SD-1 | I-AYD09W-1 | Singlezone Non-Ducted, Wall Placement | 10000 | 5500 | 2.93 | 8600 | 1.94
HAIER | 2U20EH2HD** | 210082195 | HMSR-A-CB-O | 2U20EH2HD** |  | Multizone All Non-Ducted | 22000 | 14000 | 2.5 | 18500 | 2.05
HAIER | 3U24EH2HD** | 210082198 | HMSR-A-CB-O | 3U24EH2HD** |  | Multizone All Non-Ducted | 26000 | 17000 | 2.61 | 19000 | 1.95
HAIER | Arctic | 212409447 | HRCU-A-CB-O | 1U09EH2HE** | AW09EH2HE** | Singlezone Non-Ducted, Wall Placement | 10000 | 7800 | 2.69 | 12000 | 2.11
HAIER | Arctic | 212409448 | HRCU-A-CB-O | 1U12EH2HE** | AW12EH2HE** | Singlezone Non-Ducted, Wall Placement | 14500 | 10800 | 2.9 | 17000 | 2.31
HAIER | Arctic | 212409449 | HRCU-A-CB-O | 1U18EH2HE** | AW18EH2HE** | Singlezone Non-Ducted, Wall Placement | 20000 | 15300 | 2.61 | 20000 | 2.34
HAIER | Advanced Plus | 202583710 | HRCU-A-CB-O | 1U18AP2VHA | AW18ES2VHB | Singlezone Non-Ducted, Wall Placement | 22000 | 14000 | 2.5 | 17000 | 1.9
HAIER | ARCTIC Next Gen | 206445819 | HRCU-A-CB-O | 1U09EH2VHE* | AW09EH2VHD* | Singlezone Non-Ducted, Wall Placement | 10000 | 6500 | 2.89 | 12000 | 2.11
HAIER | ARCTIC Next Gen | 206389351 | HRCU-A-CB-O | 1U12EH2VHE* | AW12EH2VHD* | Singlezone Non-Ducted, Wall Placement | 14500 | 9300 | 2.52 | 17000 | 2.31
HAIER | ARCTIC Next Gen | 206445820 | HRCU-A-CB-O | 1U18EH2VHE* | AW18EH2VHD* | Singlezone Non-Ducted, Wall Placement | 20000 | 15300 | 2.7 | 20000 | 2.34
HAXXAIR |  | 214264495 | HRCU-A-C | HVHD-48E2D2 | DC61A44-245R | Singlezone Ducted, Centrally Ducted | 42000 | 31200 | 3.22 | 34600 | 2.08
HEIL | DLC-series | 208447724 | HRCU-A-CB-O | DLCERBH09AAK | DLFEHBH09XAK | Singlezone Non-Ducted, Wall Placement | 10000 | 6000 | 2.51 | 6933 | 1.97
HEIL | DLC-series | 208447644 | HRCU-A-CB-O | DLCSRBH12AAJ | DLFSHCH12XAJ | Singlezone Non-Ducted, Wall Placement | 12000 | 8400 | 2.8 | 7094 | 2.19
HEIL | DLC-series | 208447641 | HRCU-A-CB-O | DLCSRBH09AAK | DLFSHCH09XAK | Singlezone Non-Ducted, Wall Placement | 12000 | 9500 | 2.53 | 11109 | 1.97
HEIL | DLC-series | 208447645 | HRCU-A-CB-O | DLCSRBH06AAK | DLFSHCH06XAK | Singlezone Non-Ducted, Wall Placement | 7000 | 8500 | 2.9 | 8581 | 2.19
HEIL | DLC-series | 207683348 | HRCU-A-CB-O | DLCSRBH24AAK | DLFSCBH24XAK | Singlezone Non-Ducted, Wall Placement | 25000 | 21000 | 2.64 | 26000 | 1.95
HEIL | DLC-series | 209948194 | HRCU-A-CB-O | DLCSRBH12AAK | DLFSFBH12XAK | Singlezone Non-Ducted, Wall Placement | 12000 | 10200 | 2.72 | 12300 | 2.1
HEIL | DLC-series | 211132724 | HRCU-A-CB | DLCSRBH24AAK | DLFSDAH24XHK | Singlezone Ducted, Compact Ducted | 25000 | 21000 | 2.75 | 24000 | 2
HEIL | DLC-series | 211132688 | HRCU-A-CB | DLCSRBH18AAK | DLFSDAH18XHK | Singlezone Ducted, Compact Ducted | 19000 | 15700 | 2.6 | 18000 | 2.2
HEIL | DLC-series | 210857438 | HRCU-A-CB-O | DLCSRBH06AAK | DLFSOAH09XAK | Singlezone Non-Ducted, Ceiling Placement | 7100 | 5700 | 2.61 | 8500 | 2.03
HEIL | Dlseries | 210025744 | HRCU-A-CB | DLCURAH60ABK | DLFUAAH60XAK | Singlezone Ducted, Centrally Ducted | 59000 | 42000 | 2.6 | 54356 | 1.91
HEIL | DL series | 213372140 | HRCU-A-C | DLCURAH18ABK | DLFULAH24XBX + CI | Singlezone Ducted, Centrally Ducted | 19000 | 14700 | 2.6 | 15000 | 2.2
HEIL | DLC-series | 206361885 | HRCU-A-CB-O | DLCSRBH12AAK | DLFSHBH12XAK | Singlezone Non-Ducted, Wall Placement | 12000 | 10300 | 2.56 | 12113 | 1.9
HEIL | DLC-series | 206361883 | HRCU-A-CB-O | DLCSRBH12AAJ | DLFSHBH12XAJ | Singlezone Non-Ducted, Wall Placement | 12000 | 8900 | 2.75 | 6858 | 2.07
HEIL | DLC-series | 207188914 | HRCU-A-CB-O | DLCSRBH06AAK | DLFSHBH06XAK | Singlezone Non-Ducted, Wall Placement | 7000 | 7500 | 2.5 | 7200 | 1.92
HEIL |  | 201835653 | HRCU-A-CB-O | DLCPRAH09AAK | DLFPHAH09XAK | Singlezone Non-Ducted, Wall Placement | 10000 | 7200 | 2.78 | 13047 | 1.97
HEIL | High Tier | 202463649 | HRCU-A-CB-O | DLCPRAH24AAK | DLFPHAH24XAK | Singlezone Non-Ducted, Wall Placement | 24000 | 15450 | 3 | 24000 | 2
HEIL | QuietComfort | 206350424 | HRCU-A-CB | DLCSRBH24AAK | DLFSDAH24XAK | Singlezone Ducted, Compact Ducted | 24600 | 14500 | 2.8 | 27910 | 2.01
HEIL | Performance Series | 207643064 | HMSV-A-CB | DLCMHBH48EAK |  | Multizone Mix of Ducted and Non-Ducted | 49000 | 31000 | 2.65 | 48000 | 1.9
HEIL | Performance Series | 207643054 | HMSV-A-CB | DLCMHBH24CAK |  | Multizone All Ducted | 24000 | 18500 | 2.85 | 21500 | 1.95
HEIL | QUIETCOMFORT DELUXE 18 VS HP 2-STAGE | 210468206 | HRCU-A-CB | HVH837GKA2*+TSTAT | EHD4X60AAL | Singlezone Ducted, Centrally Ducted | 47000 | 30600 | 2.52 | 24200 | 1.98
HEIL | QUIETCOMFORT DELUXE 18 VS HP 2-STAGE | 210468316 | HRCU-A-CB | HVH837GKA2*+TSTAT | EHD4X60AAL | Singlezone Ducted, Centrally Ducted | 46500 | 30400 | 2.5 | 24200 | 1.98
HEIL | QUIETCOMFORT DELUXE 18 VS HP | 206766033 | HRCU-A-CB | HVH825GKA3* | EA*4X37L21A*+WALLCON | Singlezone Ducted, Centrally Ducted | 21000 | 20400 | 2.54 | 18100 | 2.24
HEIL | QUIETCOMFORT DELUXE 18 VS HP | 210473239 | HRCU-A-CB | HVH825GKA3* | EA*4X43L21A*+WALLCON | Singlezone Ducted, Centrally Ducted | 21000 | 20400 | 2.54 | 18100 | 2.24
HEIL | Performance Series | 207643062 | HMSR-A-CB-O | DLCMHBH48EAK |  | Multizone All Non-Ducted | 48000 | 34000 | 2.83 | 48000 | 2
HEIL | Performance Series | 207643056 | HMSR-A-CB-O | DLCMHBH30DAK |  | Multizone All Non-Ducted | 30000 | 18500 | 2.98 | 29400 | 1.9
HEIL | QUIETCOMFORT DELUXE 18 VS HP | 210470266 | HRCU-A-CB | HVH837GKA2* | EA*4X60L24A*+WALLCON | Singlezone Ducted, Centrally Ducted | 31800 | 31000 | 2.5 | 27400 | 2.2
HEIL | QUIETCOMFORT DELUXE 18 VS HP | 210470277 | HRCU-A-CB | HVH837GKA2* | EA*4X60L24A*+WALLCON | Singlezone Ducted, Centrally Ducted | 31800 | 31000 | 2.52 | 27400 | 2.22
HEIL | QUIETCOMFORT DELUXE 18 VS HP | 210470288 | HRCU-A-CB | HVH837GKA2* | EA*4X60L24A*+WALLCON | Singlezone Ducted, Centrally Ducted | 31800 | 31000 | 2.52 | 27400 | 2.22
HEIL | QUIETCOMFORT DELUXE 18 VS HP | 210470310 | HRCU-A-CB | HVH837GKA2* | EA*4X60L24A*+WALLCON | Singlezone Ducted, Centrally Ducted | 31800 | 31000 | 2.52 | 27400 | 2.22
HEIL | QUIETCOMFORT DELUXE 18 VS HP | 210470321 | HRCU-A-CB | HVH837GKA2* | EA*4X60L24A*+WALLCON | Singlezone Ducted, Centrally Ducted | 32000 | 31200 | 2.5 | 27600 | 2.2
HEIL | QUIETCOMFORT DELUXE 18 VS HP | 210470343 | HRCU-A-CB | HVH837GKA2* | EA*4X60L24A*+WALLCON | Singlezone Ducted, Centrally Ducted | 31800 | 31000 | 2.52 | 27400 | 2.22
HEIL | QUIETCOMFORT DELUXE 18 VS HP | 210470431 | HRCU-A-CB | HVH837GKA2* | EA*4X61L21A*+WALLCON | Singlezone Ducted, Centrally Ducted | 32200 | 31400 | 2.5 | 27800 | 2.2
HEIL | QUIETCOMFORT DELUXE 18 VS HP | 210470442 | HRCU-A-CB | HVH837GKA2* | EA*4X61L21A*+WALLCON | Singlezone Ducted, Centrally Ducted | 32000 | 31200 | 2.52 | 27600 | 2.22
HEIL | QUIETCOMFORT DELUXE 18 VS HP | 210470464 | HRCU-A-CB | HVH837GKA2* | EA*4X61L21A*+WALLCON | Singlezone Ducted, Centrally Ducted | 32000 | 31200 | 2.52 | 27600 | 2.22
HEIL | QUIETCOMFORT DELUXE 18 VS HP | 210470486 | HRCU-A-CB | HVH837GKA2* | EA*4X61L21A*+WALLCON | Singlezone Ducted, Centrally Ducted | 32000 | 31200 | 2.52 | 27600 | 2.22
HEIL | QUIETCOMFORT DELUXE 18 VS HP | 210470497 | HRCU-A-CB | HVH837GKA2* | EA*4X61L21A*+WALLCON | Singlezone Ducted, Centrally Ducted | 32000 | 31200 | 2.54 | 27600 | 2.22
HEIL | QUIETCOMFORT DELUXE 18 VS HP | 210470552 | HRCU-A-CB | HVH837GKA2* | EA*4X61L24A*+WALLCON | Singlezone Ducted, Centrally Ducted | 32000 | 31200 | 2.52 | 27600 | 2.22
HEIL | QUIETCOMFORT DELUXE 18 VS HP | 210470563 | HRCU-A-CB | HVH837GKA2* | EA*4X61L24A*+WALLCON | Singlezone Ducted, Centrally Ducted | 32000 | 31200 | 2.54 | 27400 | 2.24
HEIL | QUIETCOMFORT DELUXE 18 VS HP | 210470574 | HRCU-A-CB | HVH837GKA2* | EA*4X61L24A*+WALLCON | Singlezone Ducted, Centrally Ducted | 32000 | 31200 | 2.54 | 27600 | 2.22
HEIL | QUIETCOMFORT DELUXE 18 VS HP | 210470596 | HRCU-A-CB | HVH837GKA2* | EA*4X61L24A*+WALLCON | Singlezone Ducted, Centrally Ducted | 32000 | 31200 | 2.54 | 27600 | 2.22
HEIL | QUIETCOMFORT DELUXE 18 VS HP | 210470607 | HRCU-A-CB | HVH837GKA2* | EA*4X61L24A*+WALLCON | Singlezone Ducted, Centrally Ducted | 32000 | 31200 | 2.52 | 27600 | 2.22
HEIL | QUIETCOMFORT DELUXE 18 VS HP | 210470629 | HRCU-A-CB | HVH837GKA2* | EA*4X61L24A*+WALLCON | Singlezone Ducted, Centrally Ducted | 32000 | 31200 | 2.54 | 27600 | 2.22
HEIL | QUIETCOMFORT DELUXE 18 VS HP | 206771272 | HRCU-A-CB | HVH837GKA2* | EA*4X37L21A*+WALLCON | Singlezone Ducted, Centrally Ducted | 33000 | 31800 | 2.52 | 28000 | 2.2
HEIL | QUIETCOMFORT DELUXE 18 VS HP | 206771326 | HRCU-A-CB | HVH837GKA2* | EA*4X37L21A*+WALLCON | Singlezone Ducted, Centrally Ducted | 32800 | 31800 | 2.54 | 28000 | 2.22
HEIL | QUIETCOMFORT DELUXE 18 VS HP | 206771344 | HRCU-A-CB | HVH837GKA2* | EA*4X37L21A*+WALLCON | Singlezone Ducted, Centrally Ducted | 32800 | 31800 | 2.54 | 28000 | 2.22
HEIL | QUIETCOMFORT DELUXE 18 VS HP | 206771353 | HRCU-A-CB | HVH837GKA2* | EA*4X37L21A*+WALLCON | Singlezone Ducted, Centrally Ducted | 32800 | 31800 | 2.54 | 27800 | 2.22
HEIL | QUIETCOMFORT DELUXE 18 VS HP | 206771623 | HRCU-A-CB | HVH837GKA2* | EA*4X43L21A*+WALLCON | Singlezone Ducted, Centrally Ducted | 33000 | 32000 | 2.52 | 28000 | 2.2
HEIL | QUIETCOMFORT DELUXE 18 VS HP | 206771641 | HRCU-A-CB | HVH837GKA2* | EA*4X43L21A*+WALLCON | Singlezone Ducted, Centrally Ducted | 32800 | 31800 | 2.54 | 28000 | 2.2
HEIL | QUIETCOMFORT DELUXE 18 VS HP | 206771695 | HRCU-A-CB | HVH837GKA2* | EA*4X43L21A*+WALLCON | Singlezone Ducted, Centrally Ducted | 32800 | 31800 | 2.54 | 27800 | 2.22
HEIL | QUIETCOMFORT DELUXE 18 VS HP | 206771713 | HRCU-A-CB | HVH837GKA2* | EA*4X43L21A*+WALLCON | Singlezone Ducted, Centrally Ducted | 32800 | 31800 | 2.54 | 27800 | 2.22
HEIL | QUIETCOMFORT DELUXE 18 VS HP | 206771722 | HRCU-A-CB | HVH837GKA2* | EA*4X43L21A*+WALLCON | Singlezone Ducted, Centrally Ducted | 32800 | 31800 | 2.56 | 27800 | 2.22
HEIL | QUIETCOMFORT DELUXE 18 VS HP | 206771776 | HRCU-A-CB | HVH837GKA2* | EA*4X48L21A*+WALLCON | Singlezone Ducted, Centrally Ducted | 32600 | 31400 | 2.52 | 27800 | 2.2
HEIL | QUIETCOMFORT DELUXE 18 VS HP | 206771830 | HRCU-A-CB | HVH837GKA2* | EA*4X48L21A*+WALLCON | Singlezone Ducted, Centrally Ducted | 32400 | 31400 | 2.52 | 27600 | 2.2
HEIL | QUIETCOMFORT DELUXE 18 VS HP | 206771848 | HRCU-A-CB | HVH837GKA2* | EA*4X48L21A*+WALLCON | Singlezone Ducted, Centrally Ducted | 32400 | 31400 | 2.52 | 27600 | 2.2
HEIL | QUIETCOMFORT DELUXE 18 VS HP | 206771857 | HRCU-A-CB | HVH837GKA2* | EA*4X48L21A*+WALLCON | Singlezone Ducted, Centrally Ducted | 32400 | 31400 | 2.52 | 27600 | 2.2
HEIL | QUIETCOMFORT DELUXE 18 VS HP | 206771893 | HRCU-A-CB | HVH837GKA2* | EA*4X48L24A*+WALLCON | Singlezone Ducted, Centrally Ducted | 32400 | 31400 | 2.52 | 27600 | 2.2
HEIL | QUIETCOMFORT DELUXE 18 VS HP | 206771902 | HRCU-A-CB | HVH837GKA2* | EA*4X48L24A*+WALLCON | Singlezone Ducted, Centrally Ducted | 32400 | 31400 | 2.54 | 27600 | 2.22
HEIL | QUIETCOMFORT DELUXE 18 VS HP | 206771911 | HRCU-A-CB | HVH837GKA2* | EA*4X48L24A*+WALLCON | Singlezone Ducted, Centrally Ducted | 32400 | 31400 | 2.54 | 27600 | 2.22
HEIL | QUIETCOMFORT DELUXE 18 VS HP | 206771929 | HRCU-A-CB | HVH837GKA2* | EA*4X48L24A*+WALLCON | Singlezone Ducted, Centrally Ducted | 32400 | 31400 | 2.52 | 27600 | 2.22
HEIL | QUIETCOMFORT DELUXE 18 VS HP | 206771938 | HRCU-A-CB | HVH837GKA2* | EA*4X48L24A*+WALLCON | Singlezone Ducted, Centrally Ducted | 32600 | 31400 | 2.52 | 27800 | 2.2
HEIL | QUIETCOMFORT DELUXE 18 VS HP | 206771956 | HRCU-A-CB | HVH837GKA2* | EA*4X48L24A*+WALLCON | Singlezone Ducted, Centrally Ducted | 32400 | 31400 | 2.52 | 27600 | 2.22
HEIL | QUIETCOMFORT DELUXE 18 VS HP 2-STAGE | 210465002 | HRCU-A-CB | HVH837GKA2*+TSTAT | EN(A,D,W)4X60L24** | Singlezone Ducted, Centrally Ducted | 47000 | 30600 | 2.5 | 24000 | 1.96
HEIL | QUIETCOMFORT DELUXE 18 VS HP 2-STAGE | 210464814 | HRCU-A-CB | HVH837GKA2*+TSTAT | EN(A,D)4X48L24** | Singlezone Ducted, Centrally Ducted | 48000 | 31000 | 2.5 | 24400 | 1.94
HEIL | QUIETCOMFORT DELUXE 18 VS HP 2-STAGE | 210464679 | HRCU-A-CB | HVH837GKA2*+TSTAT | EN(A,D)4X48L24** | Singlezone Ducted, Centrally Ducted | 47500 | 30600 | 2.5 | 24200 | 1.94
HEIL | QUIETCOMFORT DELUXE 18 VS HP 2-STAGE | 210464613 | HRCU-A-CB | HVH837GKA2*+TSTAT | EN(A,D)4X48L24** | Singlezone Ducted, Centrally Ducted | 47500 | 30800 | 2.5 | 24200 | 1.96
HEIL | QUIETCOMFORT DELUXE 18 VS HP 2-STAGE | 210464601 | HRCU-A-CB | HVH837GKA2*+TSTAT | EN(A,D)4X48L24** | Singlezone Ducted, Centrally Ducted | 48000 | 31000 | 2.5 | 24400 | 1.96
HEIL | QUIETCOMFORT DELUXE 18 VS HP 2-STAGE | 210464458 | HRCU-A-CB | HVH837GKA2*+TSTAT | EN(A,D,W)4X48L21** | Singlezone Ducted, Centrally Ducted | 48000 | 31000 | 2.5 | 24400 | 1.94
HEIL | QUIETCOMFORT DELUXE 18 VS HP 2-STAGE | 210464303 | HRCU-A-CB | HVH837GKA2*+TSTAT | EN(A,D,W)4X48L21** | Singlezone Ducted, Centrally Ducted | 48000 | 31000 | 2.5 | 24400 | 1.94
HEIL | QUIETCOMFORT DELUXE 18 VS HP 2-STAGE | 210464168 | HRCU-A-CB | HVH837GKA2*+TSTAT | EN(A,D,W)4X48L21** | Singlezone Ducted, Centrally Ducted | 47500 | 30800 | 2.5 | 24200 | 1.96
HEIL | QUIETCOMFORT DELUXE 18 VS HP 2-STAGE | 210462015 | HRCU-A-CB | HVH837GKA2*+TSTAT | EA*4X61L24A* | Singlezone Ducted, Centrally Ducted | 47000 | 30800 | 2.52 | 24400 | 1.98
HEIL | QUIETCOMFORT DELUXE 18 VS HP 2-STAGE | 210461960 | HRCU-A-CB | HVH837GKA2*+TSTAT | EA*4X61L24A* | Singlezone Ducted, Centrally Ducted | 47000 | 30600 | 2.5 | 24400 | 1.98
HEIL | QUIETCOMFORT DELUXE 18 VS HP 2-STAGE | 210461836 | HRCU-A-CB | HVH837GKA2*+TSTAT | EA*4X61L24A* | Singlezone Ducted, Centrally Ducted | 47000 | 30600 | 2.5 | 24400 | 1.98
HEIL | QUIETCOMFORT DELUXE 18 VS HP 2-STAGE | 210461825 | HRCU-A-CB | HVH837GKA2*+TSTAT | EA*4X61L24A* | Singlezone Ducted, Centrally Ducted | 46500 | 30400 | 2.5 | 24000 | 1.96
HEIL | QUIETCOMFORT DELUXE 18 VS HP 2-STAGE | 210461803 | HRCU-A-CB | HVH837GKA2*+TSTAT | EA*4X61L24A* | Singlezone Ducted, Centrally Ducted | 47000 | 30600 | 2.5 | 24400 | 1.98
HEIL | QUIETCOMFORT DELUXE 18 VS HP 2-STAGE | 210461792 | HRCU-A-CB | HVH837GKA2*+TSTAT | EA*4X61L24A* | Singlezone Ducted, Centrally Ducted | 47000 | 30600 | 2.5 | 24400 | 1.96
HEIL | QUIETCOMFORT DELUXE 18 VS HP 2-STAGE | 210461759 | HRCU-A-CB | HVH837GKA2*+TSTAT | EA*4X61L24A* | Singlezone Ducted, Centrally Ducted | 46500 | 30400 | 2.5 | 24200 | 1.98
HEIL | QUIETCOMFORT DELUXE 18 VS HP 2-STAGE | 210461747 | HRCU-A-CB | HVH837GKA2*+TSTAT | EA*4X61L24A* | Singlezone Ducted, Centrally Ducted | 46500 | 30600 | 2.5 | 24200 | 1.98
HEIL | QUIETCOMFORT DELUXE 18 VS HP 2-STAGE | 210461449 | HRCU-A-CB | HVH837GKA2*+TSTAT | EA*4X61L21A* | Singlezone Ducted, Centrally Ducted | 46500 | 30600 | 2.5 | 24400 | 1.96
HEIL | QUIETCOMFORT DELUXE 18 VS HP 2-STAGE | 210461426 | HRCU-A-CB | HVH837GKA2*+TSTAT | EA*4X61L21A* | Singlezone Ducted, Centrally Ducted | 47000 | 30600 | 2.5 | 24400 | 1.98
HEIL | QUIETCOMFORT DELUXE 18 VS HP 2-STAGE | 210461413 | HRCU-A-CB | HVH837GKA2*+TSTAT | EA*4X61L21A* | Singlezone Ducted, Centrally Ducted | 47000 | 30600 | 2.5 | 24400 | 1.98
HEIL | QUIETCOMFORT DELUXE 18 VS HP 2-STAGE | 210461325 | HRCU-A-CB | HVH837GKA2*+TSTAT | EA*4X61L21A* | Singlezone Ducted, Centrally Ducted | 46500 | 30400 | 2.5 | 24200 | 1.96
HEIL | QUIETCOMFORT DELUXE 18 VS HP 2-STAGE | 210459736 | HRCU-A-CB | HVH837GKA2*+TSTAT | EA*4X43L21A* | Singlezone Ducted, Centrally Ducted | 47500 | 30800 | 2.52 | 24400 | 1.98
HEIL | QUIETCOMFORT DELUXE 18 VS HP 2-STAGE | 210458479 | HRCU-A-CB | HVH837GKA2*+TSTAT | EA*4X37L21A* | Singlezone Ducted, Centrally Ducted | 47500 | 30800 | 2.52 | 24400 | 1.98
HEIL |  | 209852069 | HRCU-A-CB | DLCURAH18ABK | DLFUAAH18XAK | Singlezone Ducted, Centrally Ducted | 19000 | 13500 | 2.5 | 18000 | 2
HEIL | QuietComfort | 207826600 | HMSV-A-CB | DLCSRBH24AAK | DLFSABH24XBK | Singlezone Ducted, Centrally Ducted | 26000 | 16200 | 2.79 | 21514 | 1.95
HEIL | High Tier | 202463648 | HRCU-A-CB-O | DLCPRAH18AAK | DLFPHAH18XAK | Singlezone Non-Ducted, Wall Placement | 18000 | 12300 | 3.19 | 18000 | 2
HISENSE | HiULTRA | 214232473 | HRCU-A-CB-O | AST-1224TUO | AST-1224DLSI | Singlezone Non-Ducted, Wall Placement | 12000 | 10800 | 4.8 | 11500 | 1.98
HISENSE | HiULTRA | 214229585 | HRCU-A-CB-O | AST-0924TXO | AST-0924DLSI | Singlezone Non-Ducted, Wall Placement | 9000 | 9000 | 4.8 | 9000 | 2.03
HISENSE | Hi ULTRA HD-Coil | 214841713 | HRCU-A-C | AUWR-36U3SA2 | DC37A44-210L | Singlezone Ducted, Centrally Ducted | 30000 | 23000 | 2.89 | 24200 | 2.08
HISENSE | Hi ULTRA HD-Coil | 214841714 | HRCU-A-C | AUWR-48U3SP2 | DC61A44-245R | Singlezone Ducted, Centrally Ducted | 42000 | 31200 | 3.22 | 34600 | 2.08
HISENSE | Hi-PRO HD | 214802098 | HRCU-A-CB | AUWR-60U3TH5 | AUH-60UX3TEH3 | Singlezone Ducted, Centrally Ducted | 57000 | 37000 | 2.61 | 42500 | 2.47
HISENSE | Hi-PRO HD | 214802097 | HRCU-A-CB | AUWR-36U3TW5 | AUH-36UX3TDH3 | Singlezone Ducted, Centrally Ducted | 34000 | 32000 | 2.93 | 31000 | 2.22
HISENSE | Hi-PRO HD | 214802096 | HRCU-A-CB | AUWR-24U3TK5 | AUH-24UX3TDH3 | Singlezone Ducted, Centrally Ducted | 24000 | 20400 | 3.05 | 21000 | 2.32
HISENSE | Hi ULTRA HD | 206903535 | HRCU-A-CB | AUWR-36U3SA2 | AUH-36UX3SDH2 | Singlezone Ducted, Centrally Ducted | 35000 | 24000 | 2.5 | 25200 | 2.1
HISENSE | Hi UNI | 211302338 | HRCU-A-CB-O | AUW-09U3SS | AST-09UW3SVEDL01 | Singlezone Non-Ducted, Wall Placement | 9200 | 5800 | 2.7 | 7800 | 2.26
HISENSE | Hi ULTRA HD-Coil | 213411088 | HRCU-A-C | AUWR-48U3SP | DC61A44-245R | Singlezone Ducted, Centrally Ducted | 42000 | 31200 | 3.22 | 34600 | 2.08
HISENSE |  | 207641266 | HRCU-A-CB-O | AUW-18U3SF | AST-18UW3SBBTV00 | Singlezone Non-Ducted, Wall Placement | 19000 | 11400 | 2.93 | 13000 | 2.43
HISENSE | HiULTRA | 211717253 | HRCU-A-CB-O | AS-12UW3SXA**00 | AS-12UW3SXA**00 | Singlezone Non-Ducted, Wall Placement | 12000 | 7000 | 2.77 | 9730 | 1.95
HISENSE |  | 201981254 | HRCU-A-CB-O | AS-12UW3SXA00 | AS-12UW3SXA**00 | Singlezone Non-Ducted, Wall Placement | 12000 | 8000 | 3.17 | 9730 | 1.95
HISENSE | Hi UNI | 211302340 | HRCU-A-CB-O | AUW-18U3SF | AST-18UW3SBBDL00 | Singlezone Non-Ducted, Wall Placement | 19000 | 12000 | 2.71 | 13300 | 2.29
HISENSE | Hi ULTRA Xtreme | 208193232 | HRCU-A-CB-O | AST-09UW3SXE01 | AST-09UW3SXE**01 | Singlezone Non-Ducted, Wall Placement | 10000 | 5500 | 2.93 | 8600 | 1.94
HISENSE | Hi PRO | 201981253 | HRCU-A-CB-O | AS-09UW3SXE00 | AS-09UW3SXE**00 | Singlezone Non-Ducted, Wall Placement | 10000 | 6000 | 2.88 | 8050 | 2.05
HISENSE | Hi UNI | 203167189 | HRCU-A-CB-O | AUW-24U3SA | ACT-24UR3SGB | Singlezone Non-Ducted, Ceiling Placement | 26000 | 19000 | 2.61 | 19000 | 2.2
HISENSE | Hi UNI | 205013613 | HRCU-A-CB-O | AUW-18U3SF | ACT-18UR3SGB | Singlezone Non-Ducted, Ceiling Placement | 18800 | 12000 | 2.64 | 13200 | 2.36
HISENSE | Hi UNI | 204976793 | HRCU-A-CB-O | AUW-12U3SS | ACT-12UR3SCA | Singlezone Non-Ducted, Ceiling Placement | 12000 | 7600 | 2.72 | 8500 | 2.31
HISENSE | Hi UNI | 204835478 | HRCU-A-CB-O | AUW-09U3SS | ACT-09UR3SCA | Singlezone Non-Ducted, Ceiling Placement | 10000 | 7200 | 2.81 | 8300 | 2.25
HISENSE | Hi UNI | 204835479 | HRCU-A-CB | AUW-09U3SS | ADT-09UX3SBL | Singlezone Ducted, Compact Ducted | 10000 | 6500 | 2.65 | 7100 | 2.1
HITACHI | H700 | 207200484 | HRCU-A-CB-O | RAC-PH18WHLAE | RAS-PH18PHLAE | Singlezone Non-Ducted, Wall Placement | 21600 | 13300 | 3.39 | 21600 | 1.9
HITACHI | H700 | 207200482 | HRCU-A-CB-O | RAC-PH12WHLAE | RAS-PH12PHLAE | Singlezone Non-Ducted, Wall Placement | 14500 | 9500 | 3.2 | 14500 | 1.91
HITACHI | H700 | 207200481 | HRCU-A-CB-O | RAC-PH09WHLAE | RAS-PH09PHLAE | Singlezone Non-Ducted, Wall Placement | 12000 | 8000 | 3.4 | 14500 | 1.91
HITACHI | H500 | 206143041 | HRCU-A-CB-O | RAC-SH18WHLAE | RAS-SH18RHLAE | Singlezone Non-Ducted, Wall Placement | 21700 | 12200 | 2.88 | 15400 | 2.25
HITACHI | H500 | 206143042 | HRCU-A-CB-O | RAC-SH24WHLAE | RAS-SH24RHLAE | Singlezone Non-Ducted, Wall Placement | 25000 | 15100 | 2.97 | 18250 | 2.26
HITACHI | H500 | 206907172 | HRCU-A-CB-O | RAC-SH09WHLAE | RAS-SH09RHLAE | Singlezone Non-Ducted, Wall Placement | 11000 | 7200 | 2.81 | 8050 | 2.25
HITACHI | H500 | 206907173 | HRCU-A-CB-O | RAC-SH12WHLAE | RAS-SH12RHLAE | Singlezone Non-Ducted, Wall Placement | 13800 | 9400 | 2.99 | 10000 | 2.25
HITACHI | M400 | 206186275 | HRCU-A-CB-O | RAM-S18U2HLAE | RAS-SH09RHLAE , RAS-SH09RHLAE | Multizone All Non-Ducted | 22000 | 14900 | 2.76 | 13220 | 2.32
HITACHI |  | 206750857 | HRCU-A-CB-O | RAS-3.0PNNBDH1 | RCI-3.0PNN1DH | Singlezone Non-Ducted, Wall Placement | 24000 | 19600 | 2.84 | 19060 | 1.94
HITACHI |  | 206750855 | HRCU-A-CB-O | RAS-2.0PNNBDH1 | RCI-2.0PNN1DH | Singlezone Non-Ducted, Wall Placement | 19000 | 11000 | 2.9 | 14750 | 2.3
HITACHI |  | 206750851 | HRCU-A-CB-O | RAS-1.0PNNBDH1 | RCIM-1.0PNN1DH | Singlezone Non-Ducted, Wall Placement | 10000 | 6000 | 2.98 | 7620 | 2.6
HITACHI |  | 206750852 | HRCU-A-CB | RAS-1.0PNNBDH1 | RPIL-1.0PNN1DH | Singlezone Ducted, Compact Ducted | 11000 | 6000 | 2.59 | 7550 | 2.21
HITACHI |  | 207656962 | HRCU-A-CB-O | RAS-2.0PNNBDH1 | RPK-2.0PNN1DH | Singlezone Non-Ducted, Wall Placement | 19000 | 11400 | 2.93 | 13000 | 2.43
HITACHI | Mini-VRF | 203994969 | HMSR-A-CB-O | HVAHP036B21S* | HIC4012B21S, HIC4012B21S, HIC4012B21S | Multizone All Non-Ducted | 40000 | 23800 | 3.24 | 37600 | 2.53
HITACHI | Mini-VRF | 203995170 | HMSV-A-CB | HVAHP048B21S* | NULL | Multizone Mix of Ducted and Non-Ducted | 54000 | 32000 | 2.88 | 39050 | 2.54
HITACHI | Mini-VRF | 203994970 | HMSV-A-CB | HVAHP048B21S* | HIC4012B21S, HIC4012B21S, HIC4012B21S, HIC4012B21S | Multizone All Non-Ducted | 54000 | 32000 | 2.86 | 36800 | 2.57
HITACHI | Mini-VRF | 203995169 | HMSV-A-CB | HVAHP036B21S* | NULL | Multizone Mix of Ducted and Non-Ducted | 40000 | 23800 | 3.07 | 38950 | 2.46
HITACHI | Mini-VRF | 203994976 | HMSV-A-CB | HVAHP048B21S* | HIDM024B21S, HIDM024B21S | Multizone All Ducted | 54000 | 32000 | 2.9 | 41300 | 2.51
HITACHI | Mini-VRF | 203994975 | HMSV-A-CB | HVAHP036B21S* | HIDM018B21S, HIDM018B21S | Multizone All Ducted | 40000 | 23800 | 2.92 | 40300 | 2.4
INFINITYLIVING | EZ Series | 214810594 | HRCU-A-CB-O | EZ-18ZPL-HP230 | EZ-18W-M | Singlezone Non-Ducted, Wall Placement | 18000 | 13800 | 2.54 | 11700 | 2.05
INFINITYLIVING | EZ Series | 214810593 | HRCU-A-CB-O | EZ-12ZPL-HP115 | EZ-12WPL-HP115 | Singlezone Non-Ducted, Wall Placement | 12000 | 7500 | 2.59 | 6400 | 1.95
INNOVAIR | SHV series | 213160473 | HRCU-A-C | SHV24H2R20 | MAC24H1718E | Singlezone Ducted, Centrally Ducted | 25000 | 21000 | 2.58 | 20000 | 1.95
INNOVAIR | SHV series | 213160472 | HRCU-A-C | SHV18H2R20 | MAC24H1718E | Singlezone Ducted, Centrally Ducted | 19000 | 14700 | 2.6 | 15000 | 2.2
INNOVAIR | SHV series | 213363369 | HRCU-A-CB | SHV24H2R20 | FEV24H2R19 | Singlezone Ducted, Centrally Ducted | 27400 | 19200 | 2.61 | 24000 | 1.91
INNOVAIR | SHV series | 213363368 | HRCU-A-CB | SHV18H2R20 | FEV18H2R19 | Singlezone Ducted, Centrally Ducted | 19000 | 13500 | 2.6 | 18000 | 2
INNOVAIR | SH series | 213386877 | HRCU-A-CB | SHV18H2R20 | DEV18H2R19 | Singlezone Ducted, Centrally Ducted | 19000 | 13500 | 2.6 | 18629 | 2.04
INNOVAIR |  | 206330208 | HRCU-A-CB-O | EIN13H2V32(O) | EIN13H2V32(I) | Singlezone Non-Ducted, Wall Placement | 12200 | 8100 | 2.86 | 13000 | 2.08
INNOVAIR |  | 206330207 | HRCU-A-CB-O | EIN10H2V32(O) | EIN10H2V32(I) | Singlezone Non-Ducted, Wall Placement | 9000 | 5600 | 2.88 | 12977 | 2.09
INNOVAIR |  | 208286573 | HRCU-A-CB-O | WIN09H7H51(O) | WIN09H7H51(I) | Singlezone Non-Ducted, Wall Placement | 10000 | 5500 | 2.93 | 8600 | 1.94
INNOVAIR | MHD series | 210365429 | HRCU-A-C | MHD-18 | MHD-CC2.0-17.5-M | Singlezone Ducted, Centrally Ducted | 19500 | 13000 | 2.7 | 14600 | 2.19
JOHNSON CONTROLS | LX SERIES | 214397433 | HRCU-A-CB | HH860E2S11 | CTF60D5CGS1+JMVT20DC2N1 | Singlezone Ducted, Centrally Ducted | 44500 | 33000 | 2.56 | 33400 | 2
JOHNSON CONTROLS | LX SERIES | 214397024 | HRCU-A-CB | HH860E2S11 | CTF60C5CGS1+JMET16CS2N1 | Singlezone Ducted, Centrally Ducted | 45500 | 34400 | 2.58 | 34200 | 2
JOHNSON CONTROLS | LX SERIES | 214584605 | HRCU-A-CB | HH860E2S11 | CTF60C5CGS1 | Singlezone Ducted, Centrally Ducted | 45500 | 33800 | 2.52 | 34000 | 2
JOHNSON CONTROLS | LX SERIES | 214397171 | HRCU-A-CB | HH860E2S11 | CTF60D5CHS1+JMC20D2SN1 | Singlezone Ducted, Centrally Ducted | 53000 | 36600 | 2.6 | 38000 | 2
JOHNSON CONTROLS | LX SERIES | 214584615 | HRCU-A-CB | HH860E2S11 | CTF60C5CGS1 | Singlezone Ducted, Centrally Ducted | 44500 | 33000 | 2.5 | 33400 | 2
JOHNSON CONTROLS | LX SERIES | 214397463 | HRCU-A-CB | HH860E2S11 | CTF60C5CGS1 | Singlezone Ducted, Centrally Ducted | 45000 | 33400 | 2.5 | 33800 | 2
JOHNSON CONTROLS | LX SERIES | 214397458 | HRCU-A-CB | HH860E2S11 | CTF60C5CGS1 | Singlezone Ducted, Centrally Ducted | 45000 | 33400 | 2.5 | 33800 | 2
JOHNSON CONTROLS | LX SERIES | 214398294 | HRCU-A-CB | HH860E2S11 | CTF60C5CGS1+JME16C2SN1 | Singlezone Ducted, Centrally Ducted | 45500 | 34200 | 2.58 | 33800 | 2
JOHNSON CONTROLS | LX SERIES | 214584755 | HRCU-A-CB | HH860E2S11 | CTF60C5CGS1 | Singlezone Ducted, Centrally Ducted | 44500 | 32600 | 2.5 | 33400 | 2
JOHNSON CONTROLS | LX SERIES | 214398255 | HRCU-A-CB | HH860E2S11 | CTF60C5CGS1+JMC17C2SN1 | Singlezone Ducted, Centrally Ducted | 44000 | 32400 | 2.5 | 33200 | 2
JOHNSON CONTROLS | LX SERIES | 214609204 | HRCU-A-CB | HH860E2S11 | CTF60C5CGS1 | Singlezone Ducted, Centrally Ducted | 47000 | 33800 | 2.5 | 34000 | 2
JOHNSON CONTROLS | LX SERIES | 214584720 | HRCU-A-CB | HH860E2S11 | CTF60C5CGS1 | Singlezone Ducted, Centrally Ducted | 44500 | 32800 | 2.5 | 33400 | 2
JOHNSON CONTROLS | LX SERIES | 214397034 | HRCU-A-CB | HH860E2S11 | CTF60D5CGS1+JME18D2SN1 | Singlezone Ducted, Centrally Ducted | 45500 | 34400 | 2.62 | 33800 | 2
JOHNSON CONTROLS | LX SERIES | 214397858 | HRCU-A-CB | HH860E2S11 | CTF60D5CGS1+JMC20D2SN1 | Singlezone Ducted, Centrally Ducted | 44500 | 33000 | 2.56 | 33400 | 2
JOHNSON CONTROLS | LX SERIES | 214396583 | HRCU-A-CB | HH860E2S11 | CTF60C5CGS1+JMC16C2SN1 | Singlezone Ducted, Centrally Ducted | 44000 | 32400 | 2.5 | 33200 | 2
JOHNSON CONTROLS | LX SERIES | 214397838 | HRCU-A-CB | HH860E2S11 | CTF60C5CGS1+JMVT17CC2N1 | Singlezone Ducted, Centrally Ducted | 44000 | 32400 | 2.5 | 33200 | 2
JOHNSON CONTROLS | LX SERIES | 214396744 | HRCU-A-CB | HH860E2S11 | CTF60D5CHS1+JME18D2SN1 | Singlezone Ducted, Centrally Ducted | 53500 | 36600 | 2.62 | 38500 | 2
JOHNSON CONTROLS | LX SERIES | 214397591 | HRCU-A-CB | HH860E2S11 | CTF60D5CHS1+JMET18DS2N1 | Singlezone Ducted, Centrally Ducted | 53500 | 36600 | 2.6 | 38500 | 2
JOHNSON CONTROLS | LX SERIES | 214398378 | HRCU-A-CB | HH824E2S11 | CTF30B5ACS1+JMET12BS2N1 | Singlezone Ducted, Centrally Ducted | 23000 | 18400 | 2.78 | 18100 | 2
JOHNSON CONTROLS | LX SERIES | 214396697 | HRCU-A-CB | HH824E2S11 | CTF30B5ACS1+JMC12B2SN1 | Singlezone Ducted, Centrally Ducted | 23000 | 18600 | 2.84 | 18300 | 2
JOHNSON CONTROLS | LX SERIES | 214397927 | HRCU-A-CB | HH824E2S11 | CTF36B5ADS1+JMVT12BC2N1 | Singlezone Ducted, Centrally Ducted | 23000 | 18200 | 2.88 | 17700 | 2
JOHNSON CONTROLS | LX SERIES | 214397124 | HRCU-A-CB | HH824E2S11 | CTF30B5ACS1+JMET08BS2N1 | Singlezone Ducted, Centrally Ducted | 23000 | 18200 | 2.74 | 17900 | 2
JOHNSON CONTROLS | LX SERIES | 214397527 | HRCU-A-CB | HH824E2S11 | CTF36B5ADS1+JMET12BS2N1 | Singlezone Ducted, Centrally Ducted | 22800 | 17700 | 2.77 | 17400 | 2
JOHNSON CONTROLS | LX SERIES | 214397099 | HRCU-A-CB | HH824E2S11 | CTF36B5ADS1+JMET08BS2N1 | Singlezone Ducted, Centrally Ducted | 22400 | 17400 | 2.71 | 17100 | 2
JOHNSON CONTROLS | LX SERIES | 214396261 | HRCU-A-CB | HH824E2S11 | CTF30B5ACS1+JMVT12BC2N1 | Singlezone Ducted, Centrally Ducted | 23000 | 18600 | 2.84 | 18300 | 2
JOHNSON CONTROLS | LX SERIES | 214397932 | HRCU-A-CB | HH824E2S11 | CTF36B5ADS1+JME12B2SN1 | Singlezone Ducted, Centrally Ducted | 23000 | 18200 | 2.88 | 17700 | 2
JOHNSON CONTROLS | LX SERIES | 214397964 | HRCU-A-CB | HH824E2S11 | CTF30B5ACS1+JME08B2SN1 | Singlezone Ducted, Centrally Ducted | 23000 | 18400 | 2.79 | 18000 | 2
JOHNSON CONTROLS | LX SERIES | 214397104 | HRCU-A-CB | HH824E2S11 | CTF36B5ADS1+JME08B2SN1 | Singlezone Ducted, Centrally Ducted | 22800 | 17600 | 2.77 | 17400 | 2
JOHNSON CONTROLS | LX SERIES | 214397974 | HRCU-A-CB | HH824E2S11 | CTF30B5ACS1+JME12B2SN1 | Singlezone Ducted, Centrally Ducted | 23000 | 18700 | 2.85 | 18400 | 2
JOHNSON CONTROLS | LX SERIES | 214398351 | HRCU-A-CB | HH824E2S11 | CTF36B5ADS1+JMC12B2SN1 | Singlezone Ducted, Centrally Ducted | 23000 | 18200 | 2.88 | 17700 | 2
JOHNSON CONTROLS | LX SERIES | 214397537 | HRCU-A-CB | HH824E2S11 | CTF36B5ADS1 | Singlezone Ducted, Centrally Ducted | 23000 | 18400 | 2.78 | 17900 | 2
JOHNSON CONTROLS | LX SERIES | 214584655 | HRCU-A-CB | HH860E2S11 | CTM60C5CGS1 | Singlezone Ducted, Centrally Ducted | 44500 | 33000 | 2.5 | 33400 | 2
JOHNSON CONTROLS | LX SERIES | 214398675 | HRCU-A-CB | HH860E2S11 | CTM60C5CGS1+JME16C2SN1 | Singlezone Ducted, Centrally Ducted | 44000 | 32200 | 2.5 | 33000 | 2
JOHNSON CONTROLS | LX SERIES | 214398670 | HRCU-A-CB | HH860E2S11 | CTM60C5CGS1+JMC16C2SN1 | Singlezone Ducted, Centrally Ducted | 44500 | 33000 | 2.54 | 33400 | 2
JOHNSON CONTROLS | LX SERIES | 214398636 | HRCU-A-CB | HH860E2S11 | JHE48D5CG2SS1 | Singlezone Ducted, Centrally Ducted | 44500 | 33200 | 2.56 | 33400 | 2
JOHNSON CONTROLS | LX SERIES | 214584585 | HRCU-A-CB | HH860E2S11 | CTF60D5CHS1 | Singlezone Ducted, Centrally Ducted | 53500 | 37000 | 2.6 | 39000 | 2
JOHNSON CONTROLS | LX SERIES | 214396764 | HRCU-A-CB | HH860E2S11 | JHC60D5CH2SS1 | Singlezone Ducted, Centrally Ducted | 53000 | 36200 | 2.6 | 38000 | 2
JOHNSON CONTROLS | LX SERIES | 214584635 | HRCU-A-CB | HH860E2S11 | CTF60C5CHS1 | Singlezone Ducted, Centrally Ducted | 53500 | 36600 | 2.56 | 38500 | 2
JOHNSON CONTROLS | LX SERIES | 214396739 | HRCU-A-CB | HH860E2S11 | CTF60D5CHS1+JMVT20DC2N1 | Singlezone Ducted, Centrally Ducted | 53000 | 36600 | 2.6 | 38000 | 2
JOHNSON CONTROLS | LX SERIES | 214397159 | HRCU-A-CB | HH824E2S11 | CTF30B5ACS1 | Singlezone Ducted, Centrally Ducted | 23000 | 18200 | 2.67 | 17700 | 2
JOHNSON CONTROLS | LX SERIES | 214397154 | HRCU-A-CB | HH824E2S11 | CTF30B5ACS1 | Singlezone Ducted, Centrally Ducted | 23000 | 18200 | 2.67 | 17700 | 2
JOHNSON CONTROLS | LX SERIES | 214397149 | HRCU-A-CB | HH824E2S11 | CTF30B5ACS1 | Singlezone Ducted, Centrally Ducted | 23000 | 18400 | 2.72 | 18000 | 2
JOHNSON CONTROLS | LX SERIES | 214397144 | HRCU-A-CB | HH824E2S11 | CTF30B5ACS1 | Singlezone Ducted, Centrally Ducted | 23000 | 18400 | 2.72 | 18000 | 2
JOHNSON CONTROLS | LX SERIES | 214397139 | HRCU-A-CB | HH824E2S11 | CTM30B5ACS1 | Singlezone Ducted, Centrally Ducted | 23000 | 18700 | 2.7 | 18300 | 2
JOHNSON CONTROLS | LX SERIES | 214397134 | HRCU-A-CB | HH824E2S11 | CTF30B5ACS1 | Singlezone Ducted, Centrally Ducted | 23000 | 18800 | 2.71 | 18400 | 2
JOHNSON CONTROLS | LX SERIES | 214397129 | HRCU-A-CB | HH824E2S11 | CTF30B5ACS1 | Singlezone Ducted, Centrally Ducted | 23000 | 18700 | 2.74 | 18300 | 2
JOHNSON CONTROLS | LX SERIES | 214584725 | HRCU-A-CB | HH824E2S11 | CTF30A5ADS1 | Singlezone Ducted, Centrally Ducted | 23000 | 18600 | 2.85 | 18100 | 2
JOHNSON CONTROLS | LX SERIES | 214397114 | HRCU-A-CB | HH824E2S11 | CTF36B5ADS1 | Singlezone Ducted, Centrally Ducted | 23000 | 18500 | 2.78 | 18000 | 2
JOHNSON CONTROLS | LX SERIES | 214397109 | HRCU-A-CB | HH824E2S11 | CTF36B5ADS1 | Singlezone Ducted, Centrally Ducted | 23000 | 18000 | 2.76 | 17600 | 2
KANARTIC | KEOS series | 208836319 | HRCU-A-CB-O | KEOS-12UHE-NA | KEOS-12UHE-NA | Singlezone Non-Ducted, Wall Placement | 12000 | 10300 | 2.56 | 12113 | 1.9
KANARTIC | KEOS series | 208836320 | HRCU-A-CB-O | KEOS-09UHE-NA | KEOS-09UHE-NA | Singlezone Non-Ducted, Wall Placement | 12000 | 9300 | 2.5 | 11300 | 1.9
KANIONCO | K series | 207699081 | HRCU-A-CB-O | KWSM-18IR410AHS23.5MV | KWSM-18IR410AHS23.5MV | Singlezone Non-Ducted, Wall Placement | 18000 | 14000 | 2.61 | 12600 | 2.35
KANIONCO |  | 207805781 | HMSR-A-CB-O | KWSMO-18R410AIHMV |  | Multizone All Non-Ducted | 19000 | 14400 | 2.5 | 14000 | 2.22
KANIONCO |  | 205645144 | HMSR-A-CB-O | KWSMO-18R410AIH |  | Multizone All Non-Ducted | 19000 | 12000 | 2.79 | 10205 | 1.97
KANIONCO |  | 205645145 | HMSR-A-CB-O | KWSMO-30R410AIH |  | Multizone All Non-Ducted | 28000 | 17200 | 2.8 | 17040 | 1.97
KANIONco |  | 213298360 | HMSR-A-CB-O | KWSMO-36IR410AHSP |  | Multizone All Non-Ducted | 35600 | 21200 | 2.64 | 23200 | 2.12
KANIONco |  | 213298361 | HMSR-A-CB-O | KWSMO-27IR410AHSP |  | Multizone All Non-Ducted | 26000 | 18100 | 2.95 | 16250 | 2.27
KANIONco |  | 209248939 | HRCU-A-CB-O | KWSM-24IR410AHS20 | KWSM-24IR410AHS20 | Singlezone Non-Ducted, Wall Placement | 24000 | 13900 | 2.75 | 16720 | 1.96
KANIONco |  | 209248938 | HRCU-A-CB-O | KWSM-18IR410AHS21.5 | KWSM-18IR410AHS21.5 | Singlezone Non-Ducted, Wall Placement | 18000 | 10000 | 2.85 | 12600 | 2.21
KANIONCO |  | 204760846 | HRCU-A-CB | KD-18R410AH | KD-18R410AH | Singlezone Ducted, Compact Ducted | 18000 | 12000 | 2.61 | 10300 | 1.95
KANIONCO |  | 204760847 | HRCU-A-CB | KD-24R410AH | KD-24R410AH | Singlezone Ducted, Compact Ducted | 24400 | 16000 | 2.69 | 18500 | 2.04
KANIONCO |  | 204760841 | HRCU-A-CB-O | KWSM-18IR410AHS21 | KWSM-18IR410AHS21 | Singlezone Non-Ducted, Wall Placement | 18000 | 10400 | 2.72 | 10953 | 1.9
KANIONco |  | 207699079 | HRCU-A-CB-O | KWSM-09IR410AHS24MV | KWSM-09IR410AHS24MV | Singlezone Non-Ducted, Wall Placement | 10000 | 8300 | 2.67 | 6544 | 1.98
KANIONco |  | 207699077 | HRCU-A-CB-O | KWSM-09IR410AHS24MVL | KWSM-09IR410AHS24MVL | Singlezone Non-Ducted, Wall Placement | 10000 | 6000 | 2.79 | 6725 | 2.07
KANIONco |  | 207699078 | HRCU-A-CB-O | KWSM-12IR410AHS21.5MVL | KWSM-12IR410AHS21.5MVL | Singlezone Non-Ducted, Wall Placement | 12000 | 8400 | 2.77 | 6725 | 2.07
KANIONco |  | 207699091 | HRCU-A-CB-O | KWSM-09IR410AHS21.5MV | KWSM-09IR410AHS21.5MV | Singlezone Non-Ducted, Wall Placement | 10000 | 6900 | 2.53 | 6400 | 1.95
KANIONCO | K series | 212360146 | HMSV-A-CB | KWSMO-18R410AIHH |  | Multizone Mix of Ducted and Non-Ducted | 19000 | 14600 | 2.5 | 14000 | 2.17
KANIONCO | K series | 207805780 | HMSV-A-CB | KWSMO-18R410AIHMV |  | Multizone Mix of Ducted and Non-Ducted | 19000 | 14600 | 2.5 | 14000 | 2.17
KANIONCO |  | 207691850 | HMSV-A-CB | KWSMO-30R410AIHMV |  | Multizone All Ducted | 28000 | 22000 | 2.6 | 20000 | 2.14
KANIONCO | KD series | 212615049 | HRCU-A-CB | KD-12IR410AHSODU | KD-12IR410AHSIDU | Singlezone Ducted, Compact Ducted | 12500 | 10600 | 2.51 | 12100 | 1.96
KANIONCO | KD series | 212615048 | HRCU-A-CB | KD-24IR410AHSODU | KD-24IR410AHSIDU | Singlezone Ducted, Compact Ducted | 25000 | 21000 | 2.64 | 27000 | 2
KANIONCO | KWSM series | 213160461 | HRCU-A-CB-O | KWSM-09IR410AHS28.1ODU | KWSM-09IR410AHS28.1IDU | Singlezone Non-Ducted, Wall Placement | 12000 | 9500 | 2.53 | 11109 | 1.97
KANIONCO | KWSM series | 213160460 | HRCU-A-CB-O | KWSM-06IR410AHS26.5ODU | KWSM-06IR410AHS26.5IDU | Singlezone Non-Ducted, Wall Placement | 7000 | 8500 | 2.9 | 8581 | 2.19
KARDA | KARDA | 207430432 | HRCU-A-CB-O | 3KARDA12SZO | 3KARDA12UVW | Singlezone Non-Ducted, Wall Placement | 12000 | 10300 | 2.56 | 12113 | 1.9
KARDA | KARDA | 207430429 | HRCU-A-CB-O | 3KARDA09SZO | 3KARDA09UVW | Singlezone Non-Ducted, Wall Placement | 12000 | 9300 | 2.5 | 11300 | 1.9
KARDA |  | 205724750 | HMSR-A-CB-O | 2KARDA27MZ3 |  | Multizone All Non-Ducted | 28000 | 17200 | 2.8 | 17040 | 1.97
KARDA |  | 202608467 | HMSR-A-CB-O | 2PAMSH27-MZO3 |  | Multizone All Non-Ducted | 28000 | 17200 | 2.82 | 16820 | 1.95
KARDA | 3KAR series | 213785827 | HRCU-A-CB-O | 3KARDA12SZO | 2KARDA12UVC | Singlezone Non-Ducted, Ceiling Placement | 12000 | 9900 | 2.55 | 11500 | 1.9
KARDA |  | 206348120 | HRCU-A-CB | 1KARDA09SZO25 | 2PAMSDH09 | Singlezone Ducted, Compact Ducted | 10000 | 7200 | 2.74 | 8300 | 2.06
KARDA |  | 206348123 | HRCU-A-CB | 1KARDA24SZO20.5 | 2PAMSDH24 | Singlezone Ducted, Compact Ducted | 25000 | 21000 | 2.64 | 27000 | 2
KARDA |  | 207796644 | HRCU-A-CB | 3KARDA24SZO | 3KARDA24UVD | Singlezone Ducted, Compact Ducted | 25000 | 21000 | 2.64 | 27000 | 2
KARDA |  | 207796643 | HRCU-A-CB-O | 3KARDA24SZO | 3KARDA24UVC | Singlezone Non-Ducted, Wall Placement | 25000 | 21000 | 2.64 | 26000 | 1.95
KARDA | KARDA | 207657361 | HMSV-A-CB | 3KARDA18MZ2 |  | Multizone Mix of Ducted and Non-Ducted | 19000 | 14600 | 2.5 | 14000 | 2.17
KARDA |  | 207796639 | HRCU-A-CB | 3KARDA12SZO | 3KARDA12UVD | Singlezone Ducted, Compact Ducted | 12500 | 10600 | 2.51 | 12100 | 1.96
KARDA |  | 207796638 | HRCU-A-CB-O | 3KARDA12SZO | 3KARDA12UVC | Singlezone Non-Ducted, Ceiling Placement | 12000 | 9900 | 2.55 | 11500 | 1.9
KARDA |  | 210410112 | HRCU-A-CB-O | 3KARDA12SZO | 3KARDA12CON-2 | Singlezone Non-Ducted, Wall Placement | 12000 | 10200 | 2.72 | 12300 | 2.1
KEEPRITE | DLC-series | 208447732 | HRCU-A-CB-O | DLCERBH09AAK | DLFEHBH09XAK | Singlezone Non-Ducted, Wall Placement | 10000 | 6000 | 2.51 | 6933 | 1.97
KEEPRITE | DLC-series | 208447652 | HRCU-A-CB-O | DLCSRBH12AAJ | DLFSHCH12XAJ | Singlezone Non-Ducted, Wall Placement | 12000 | 8400 | 2.8 | 7094 | 2.19
KEEPRITE | DLC-series | 208447649 | HRCU-A-CB-O | DLCSRBH09AAK | DLFSHCH09XAK | Singlezone Non-Ducted, Wall Placement | 12000 | 9500 | 2.53 | 11109 | 1.97
KEEPRITE | DLC-series | 208447653 | HRCU-A-CB-O | DLCSRBH06AAK | DLFSHCH06XAK | Singlezone Non-Ducted, Wall Placement | 7000 | 8500 | 2.9 | 8581 | 2.19
KEEPRITE | DLC-series | 207683355 | HRCU-A-CB-O | DLCSRBH24AAK | DLFSCBH24XAK | Singlezone Non-Ducted, Wall Placement | 25000 | 21000 | 2.64 | 26000 | 1.95
KEEPRITE | DLC-series | 209948195 | HRCU-A-CB-O | DLCSRBH12AAK | DLFSFBH12XAK | Singlezone Non-Ducted, Wall Placement | 12000 | 10200 | 2.72 | 12300 | 2.1
KEEPRITE | DLC-series | 211132728 | HRCU-A-CB | DLCSRBH24AAK | DLFSDAH24XHK | Singlezone Ducted, Compact Ducted | 25000 | 21000 | 2.75 | 24000 | 2
KEEPRITE | DLC-series | 211132691 | HRCU-A-CB | DLCSRBH18AAK | DLFSDAH18XHK | Singlezone Ducted, Compact Ducted | 19000 | 15700 | 2.6 | 18000 | 2.2
KEEPRITE | DLC-series | 210857442 | HRCU-A-CB-O | DLCSRBH06AAK | DLFSOAH09XAK | Singlezone Non-Ducted, Ceiling Placement | 7100 | 5700 | 2.61 | 8500 | 2.03
KEEPRITE | Dlseries | 210025745 | HRCU-A-CB | DLCURAH60ABK | DLFUAAH60XAK | Singlezone Ducted, Centrally Ducted | 59000 | 42000 | 2.6 | 54356 | 1.91
KEEPRITE | DL series | 213372148 | HRCU-A-C | DLCURAH18ABK | DLFULAH24XBX + CI | Singlezone Ducted, Centrally Ducted | 19000 | 14700 | 2.6 | 15000 | 2.2
KEEPRITE | DLC-series | 206361890 | HRCU-A-CB-O | DLCSRBH12AAK | DLFSHBH12XAK | Singlezone Non-Ducted, Wall Placement | 12000 | 10300 | 2.56 | 12113 | 1.9
KEEPRITE | DLC-series | 206361888 | HRCU-A-CB-O | DLCSRBH12AAJ | DLFSHBH12XAJ | Singlezone Non-Ducted, Wall Placement | 12000 | 8900 | 2.75 | 6858 | 2.07
KEEPRITE | DLC-series | 207188917 | HRCU-A-CB-O | DLCSRBH06AAK | DLFSHBH06XAK | Singlezone Non-Ducted, Wall Placement | 7000 | 7500 | 2.5 | 7200 | 1.92
KEEPRITE |  | 201835652 | HRCU-A-CB-O | DLCPRAH09AAK | DLFPHAH09XAK | Singlezone Non-Ducted, Wall Placement | 10000 | 7200 | 2.78 | 13047 | 1.97
KEEPRITE | High Tier | 202463651 | HRCU-A-CB-O | DLCPRAH24AAK | DLFPHAH24XAK | Singlezone Non-Ducted, Wall Placement | 24000 | 15450 | 3 | 24000 | 2
KEEPRITE | ProComfort | 206350435 | HRCU-A-CB | DLCSRBH24AAK | DLFSDAH24XAK | Singlezone Ducted, Compact Ducted | 24600 | 14500 | 2.8 | 27910 | 2.01
KEEPRITE | Performance Series | 207643085 | HMSV-A-CB | DLCMHBH48EAK |  | Multizone Mix of Ducted and Non-Ducted | 49000 | 31000 | 2.65 | 48000 | 1.9
KEEPRITE | Performance Series | 207643075 | HMSV-A-CB | DLCMHBH24CAK |  | Multizone All Ducted | 24000 | 18500 | 2.85 | 21500 | 1.95
KEEPRITE | PROCOMFORT DELUXE 18 VS HP 2-STAGE | 210458485 | HRCU-A-CB | CVH837GKA2*+TSTAT | EA*4X37L21A* | Singlezone Ducted, Centrally Ducted | 47500 | 30800 | 2.52 | 24400 | 1.98
KEEPRITE | PROCOMFORT DELUXE 18 VS HP 2-STAGE | 210459742 | HRCU-A-CB | CVH837GKA2*+TSTAT | EA*4X43L21A* | Singlezone Ducted, Centrally Ducted | 47500 | 30800 | 2.52 | 24400 | 1.98
KEEPRITE | PROCOMFORT DELUXE 18 VS HP | 206771277 | HRCU-A-CB | CVH837GKA2* | EA*4X37L21A*+WALLCON | Singlezone Ducted, Centrally Ducted | 33000 | 31800 | 2.52 | 28000 | 2.2
KEEPRITE | PROCOMFORT DELUXE 18 VS HP | 206771331 | HRCU-A-CB | CVH837GKA2* | EA*4X37L21A*+WALLCON | Singlezone Ducted, Centrally Ducted | 32800 | 31800 | 2.54 | 28000 | 2.22
KEEPRITE | PROCOMFORT DELUXE 18 VS HP | 206771349 | HRCU-A-CB | CVH837GKA2* | EA*4X37L21A*+WALLCON | Singlezone Ducted, Centrally Ducted | 32800 | 31800 | 2.54 | 28000 | 2.22
KEEPRITE | PROCOMFORT DELUXE 18 VS HP | 206771358 | HRCU-A-CB | CVH837GKA2* | EA*4X37L21A*+WALLCON | Singlezone Ducted, Centrally Ducted | 32800 | 31800 | 2.54 | 27800 | 2.22
KEEPRITE | PROCOMFORT DELUXE 18 VS HP | 206771628 | HRCU-A-CB | CVH837GKA2* | EA*4X43L21A*+WALLCON | Singlezone Ducted, Centrally Ducted | 33000 | 32000 | 2.52 | 28000 | 2.2
KEEPRITE | PROCOMFORT DELUXE 18 VS HP | 206771646 | HRCU-A-CB | CVH837GKA2* | EA*4X43L21A*+WALLCON | Singlezone Ducted, Centrally Ducted | 32800 | 31800 | 2.54 | 28000 | 2.2
KEEPRITE | PROCOMFORT DELUXE 18 VS HP | 206771700 | HRCU-A-CB | CVH837GKA2* | EA*4X43L21A*+WALLCON | Singlezone Ducted, Centrally Ducted | 32800 | 31800 | 2.54 | 27800 | 2.22
KEEPRITE | PROCOMFORT DELUXE 18 VS HP | 206771718 | HRCU-A-CB | CVH837GKA2* | EA*4X43L21A*+WALLCON | Singlezone Ducted, Centrally Ducted | 32800 | 31800 | 2.54 | 27800 | 2.22
KEEPRITE | PROCOMFORT DELUXE 18 VS HP | 206771727 | HRCU-A-CB | CVH837GKA2* | EA*4X43L21A*+WALLCON | Singlezone Ducted, Centrally Ducted | 32800 | 31800 | 2.56 | 27800 | 2.22
KEEPRITE | PROCOMFORT DELUXE 18 VS HP | 206771781 | HRCU-A-CB | CVH837GKA2* | EA*4X48L21A*+WALLCON | Singlezone Ducted, Centrally Ducted | 32600 | 31400 | 2.52 | 27800 | 2.2
KEEPRITE | PROCOMFORT DELUXE 18 VS HP | 206771835 | HRCU-A-CB | CVH837GKA2* | EA*4X48L21A*+WALLCON | Singlezone Ducted, Centrally Ducted | 32400 | 31400 | 2.52 | 27600 | 2.2
KEEPRITE | PROCOMFORT DELUXE 18 VS HP | 206771853 | HRCU-A-CB | CVH837GKA2* | EA*4X48L21A*+WALLCON | Singlezone Ducted, Centrally Ducted | 32400 | 31400 | 2.52 | 27600 | 2.2
KEEPRITE | PROCOMFORT DELUXE 18 VS HP | 206771862 | HRCU-A-CB | CVH837GKA2* | EA*4X48L21A*+WALLCON | Singlezone Ducted, Centrally Ducted | 32400 | 31400 | 2.52 | 27600 | 2.2
KEEPRITE | PROCOMFORT DELUXE 18 VS HP | 206771898 | HRCU-A-CB | CVH837GKA2* | EA*4X48L24A*+WALLCON | Singlezone Ducted, Centrally Ducted | 32400 | 31400 | 2.52 | 27600 | 2.2
KEEPRITE | PROCOMFORT DELUXE 18 VS HP | 206771907 | HRCU-A-CB | CVH837GKA2* | EA*4X48L24A*+WALLCON | Singlezone Ducted, Centrally Ducted | 32400 | 31400 | 2.54 | 27600 | 2.22
KEEPRITE | PROCOMFORT DELUXE 18 VS HP | 206771916 | HRCU-A-CB | CVH837GKA2* | EA*4X48L24A*+WALLCON | Singlezone Ducted, Centrally Ducted | 32400 | 31400 | 2.54 | 27600 | 2.22
KEEPRITE | PROCOMFORT DELUXE 18 VS HP | 206771934 | HRCU-A-CB | CVH837GKA2* | EA*4X48L24A*+WALLCON | Singlezone Ducted, Centrally Ducted | 32400 | 31400 | 2.52 | 27600 | 2.22
KEEPRITE | PROCOMFORT DELUXE 18 VS HP | 206771943 | HRCU-A-CB | CVH837GKA2* | EA*4X48L24A*+WALLCON | Singlezone Ducted, Centrally Ducted | 32600 | 31400 | 2.52 | 27800 | 2.2
KEEPRITE | PROCOMFORT DELUXE 18 VS HP | 206771961 | HRCU-A-CB | CVH837GKA2* | EA*4X48L24A*+WALLCON | Singlezone Ducted, Centrally Ducted | 32400 | 31400 | 2.52 | 27600 | 2.22
KEEPRITE | PROCOMFORT DELUXE 18 VS HP | 210470272 | HRCU-A-CB | CVH837GKA2* | EA*4X60L24A*+WALLCON | Singlezone Ducted, Centrally Ducted | 31800 | 31000 | 2.5 | 27400 | 2.2
KEEPRITE | Performance Series | 207643083 | HMSR-A-CB-O | DLCMHBH48EAK |  | Multizone All Non-Ducted | 48000 | 34000 | 2.83 | 48000 | 2
KEEPRITE | PROCOMFORT DELUXE 18 VS HP | 210470283 | HRCU-A-CB | CVH837GKA2* | EA*4X60L24A*+WALLCON | Singlezone Ducted, Centrally Ducted | 31800 | 31000 | 2.52 | 27400 | 2.22
KEEPRITE | PROCOMFORT DELUXE 18 VS HP | 210470294 | HRCU-A-CB | CVH837GKA2* | EA*4X60L24A*+WALLCON | Singlezone Ducted, Centrally Ducted | 31800 | 31000 | 2.52 | 27400 | 2.22
KEEPRITE | Performance Series | 207643077 | HMSR-A-CB-O | DLCMHBH30DAK |  | Multizone All Non-Ducted | 30000 | 18500 | 2.98 | 29400 | 1.9
KEEPRITE | PROCOMFORT DELUXE 18 VS HP | 210470316 | HRCU-A-CB | CVH837GKA2* | EA*4X60L24A*+WALLCON | Singlezone Ducted, Centrally Ducted | 31800 | 31000 | 2.52 | 27400 | 2.22
KEEPRITE | PROCOMFORT DELUXE 18 VS HP | 210470327 | HRCU-A-CB | CVH837GKA2* | EA*4X60L24A*+WALLCON | Singlezone Ducted, Centrally Ducted | 32000 | 31200 | 2.5 | 27600 | 2.2
KEEPRITE | PROCOMFORT DELUXE 18 VS HP | 210470349 | HRCU-A-CB | CVH837GKA2* | EA*4X60L24A*+WALLCON | Singlezone Ducted, Centrally Ducted | 31800 | 31000 | 2.52 | 27400 | 2.22
KEEPRITE | PROCOMFORT DELUXE 18 VS HP | 210470437 | HRCU-A-CB | CVH837GKA2* | EA*4X61L21A*+WALLCON | Singlezone Ducted, Centrally Ducted | 32200 | 31400 | 2.5 | 27800 | 2.2
KEEPRITE | PROCOMFORT DELUXE 18 VS HP | 210470448 | HRCU-A-CB | CVH837GKA2* | EA*4X61L21A*+WALLCON | Singlezone Ducted, Centrally Ducted | 32000 | 31200 | 2.52 | 27600 | 2.22
KEEPRITE | PROCOMFORT DELUXE 18 VS HP | 210470470 | HRCU-A-CB | CVH837GKA2* | EA*4X61L21A*+WALLCON | Singlezone Ducted, Centrally Ducted | 32000 | 31200 | 2.52 | 27600 | 2.22
KEEPRITE | PROCOMFORT DELUXE 18 VS HP | 210470492 | HRCU-A-CB | CVH837GKA2* | EA*4X61L21A*+WALLCON | Singlezone Ducted, Centrally Ducted | 32000 | 31200 | 2.52 | 27600 | 2.22
KEEPRITE | PROCOMFORT DELUXE 18 VS HP | 210470503 | HRCU-A-CB | CVH837GKA2* | EA*4X61L21A*+WALLCON | Singlezone Ducted, Centrally Ducted | 32000 | 31200 | 2.54 | 27600 | 2.22
KEEPRITE | PROCOMFORT DELUXE 18 VS HP | 210470558 | HRCU-A-CB | CVH837GKA2* | EA*4X61L24A*+WALLCON | Singlezone Ducted, Centrally Ducted | 32000 | 31200 | 2.52 | 27600 | 2.22
KEEPRITE | PROCOMFORT DELUXE 18 VS HP | 210470569 | HRCU-A-CB | CVH837GKA2* | EA*4X61L24A*+WALLCON | Singlezone Ducted, Centrally Ducted | 32000 | 31200 | 2.54 | 27400 | 2.24
KEEPRITE | PROCOMFORT DELUXE 18 VS HP | 210470580 | HRCU-A-CB | CVH837GKA2* | EA*4X61L24A*+WALLCON | Singlezone Ducted, Centrally Ducted | 32000 | 31200 | 2.54 | 27600 | 2.22
KEEPRITE | PROCOMFORT DELUXE 18 VS HP | 210470602 | HRCU-A-CB | CVH837GKA2* | EA*4X61L24A*+WALLCON | Singlezone Ducted, Centrally Ducted | 32000 | 31200 | 2.54 | 27600 | 2.22
KEEPRITE | PROCOMFORT DELUXE 18 VS HP | 210470613 | HRCU-A-CB | CVH837GKA2* | EA*4X61L24A*+WALLCON | Singlezone Ducted, Centrally Ducted | 32000 | 31200 | 2.52 | 27600 | 2.22
KEEPRITE | PROCOMFORT DELUXE 18 VS HP | 210470635 | HRCU-A-CB | CVH837GKA2* | EA*4X61L24A*+WALLCON | Singlezone Ducted, Centrally Ducted | 32000 | 31200 | 2.54 | 27600 | 2.22
KEEPRITE | PROCOMFORT DELUXE 18 VS HP | 206766038 | HRCU-A-CB | CVH825GKA3* | EA*4X37L21A*+WALLCON | Singlezone Ducted, Centrally Ducted | 21000 | 20400 | 2.54 | 18100 | 2.24
KEEPRITE | PROCOMFORT DELUXE 18 VS HP | 210473245 | HRCU-A-CB | CVH825GKA3* | EA*4X43L21A*+WALLCON | Singlezone Ducted, Centrally Ducted | 21000 | 20400 | 2.54 | 18100 | 2.24
KEEPRITE | PROCOMFORT DELUXE 18 VS HP 2-STAGE | 210465008 | HRCU-A-CB | CVH837GKA2*+TSTAT | EN(A,D,W)4X60L24** | Singlezone Ducted, Centrally Ducted | 47000 | 30600 | 2.5 | 24000 | 1.96
KEEPRITE | PROCOMFORT DELUXE 18 VS HP 2-STAGE | 210464820 | HRCU-A-CB | CVH837GKA2*+TSTAT | EN(A,D)4X48L24** | Singlezone Ducted, Centrally Ducted | 48000 | 31000 | 2.5 | 24400 | 1.94
KEEPRITE | PROCOMFORT DELUXE 18 VS HP 2-STAGE | 210464685 | HRCU-A-CB | CVH837GKA2*+TSTAT | EN(A,D)4X48L24** | Singlezone Ducted, Centrally Ducted | 47500 | 30600 | 2.5 | 24200 | 1.94
KEEPRITE | PROCOMFORT DELUXE 18 VS HP 2-STAGE | 210464619 | HRCU-A-CB | CVH837GKA2*+TSTAT | EN(A,D)4X48L24** | Singlezone Ducted, Centrally Ducted | 47500 | 30800 | 2.5 | 24200 | 1.96
KEEPRITE | PROCOMFORT DELUXE 18 VS HP 2-STAGE | 210464607 | HRCU-A-CB | CVH837GKA2*+TSTAT | EN(A,D)4X48L24** | Singlezone Ducted, Centrally Ducted | 48000 | 31000 | 2.5 | 24400 | 1.96
KEEPRITE | PROCOMFORT DELUXE 18 VS HP 2-STAGE | 210464464 | HRCU-A-CB | CVH837GKA2*+TSTAT | EN(A,D,W)4X48L21** | Singlezone Ducted, Centrally Ducted | 48000 | 31000 | 2.5 | 24400 | 1.94
KEEPRITE | PROCOMFORT DELUXE 18 VS HP 2-STAGE | 210464309 | HRCU-A-CB | CVH837GKA2*+TSTAT | EN(A,D,W)4X48L21** | Singlezone Ducted, Centrally Ducted | 48000 | 31000 | 2.5 | 24400 | 1.94
KEEPRITE | PROCOMFORT DELUXE 18 VS HP 2-STAGE | 210464174 | HRCU-A-CB | CVH837GKA2*+TSTAT | EN(A,D,W)4X48L21** | Singlezone Ducted, Centrally Ducted | 47500 | 30800 | 2.5 | 24200 | 1.96
KEEPRITE | PROCOMFORT DELUXE 18 VS HP 2-STAGE | 210462021 | HRCU-A-CB | CVH837GKA2*+TSTAT | EA*4X61L24A* | Singlezone Ducted, Centrally Ducted | 47000 | 30800 | 2.52 | 24400 | 1.98
KEEPRITE | PROCOMFORT DELUXE 18 VS HP 2-STAGE | 210461966 | HRCU-A-CB | CVH837GKA2*+TSTAT | EA*4X61L24A* | Singlezone Ducted, Centrally Ducted | 47000 | 30600 | 2.5 | 24400 | 1.98
KEEPRITE | PROCOMFORT DELUXE 18 VS HP 2-STAGE | 210461842 | HRCU-A-CB | CVH837GKA2*+TSTAT | EA*4X61L24A* | Singlezone Ducted, Centrally Ducted | 47000 | 30600 | 2.5 | 24400 | 1.98
KEEPRITE | PROCOMFORT DELUXE 18 VS HP 2-STAGE | 210461831 | HRCU-A-CB | CVH837GKA2*+TSTAT | EA*4X61L24A* | Singlezone Ducted, Centrally Ducted | 46500 | 30400 | 2.5 | 24000 | 1.96
KEEPRITE | PROCOMFORT DELUXE 18 VS HP 2-STAGE | 210461809 | HRCU-A-CB | CVH837GKA2*+TSTAT | EA*4X61L24A* | Singlezone Ducted, Centrally Ducted | 47000 | 30600 | 2.5 | 24400 | 1.98
KEEPRITE | PROCOMFORT DELUXE 18 VS HP 2-STAGE | 210461798 | HRCU-A-CB | CVH837GKA2*+TSTAT | EA*4X61L24A* | Singlezone Ducted, Centrally Ducted | 47000 | 30600 | 2.5 | 24400 | 1.96
KEEPRITE | PROCOMFORT DELUXE 18 VS HP 2-STAGE | 210461765 | HRCU-A-CB | CVH837GKA2*+TSTAT | EA*4X61L24A* | Singlezone Ducted, Centrally Ducted | 46500 | 30400 | 2.5 | 24200 | 1.98
KEEPRITE | PROCOMFORT DELUXE 18 VS HP 2-STAGE | 210461753 | HRCU-A-CB | CVH837GKA2*+TSTAT | EA*4X61L24A* | Singlezone Ducted, Centrally Ducted | 46500 | 30600 | 2.5 | 24200 | 1.98
KEEPRITE | PROCOMFORT DELUXE 18 VS HP 2-STAGE | 210461455 | HRCU-A-CB | CVH837GKA2*+TSTAT | EA*4X61L21A* | Singlezone Ducted, Centrally Ducted | 46500 | 30600 | 2.5 | 24400 | 1.96
KEEPRITE | PROCOMFORT DELUXE 18 VS HP 2-STAGE | 210461432 | HRCU-A-CB | CVH837GKA2*+TSTAT | EA*4X61L21A* | Singlezone Ducted, Centrally Ducted | 47000 | 30600 | 2.5 | 24400 | 1.98
KEEPRITE | PROCOMFORT DELUXE 18 VS HP 2-STAGE | 210461419 | HRCU-A-CB | CVH837GKA2*+TSTAT | EA*4X61L21A* | Singlezone Ducted, Centrally Ducted | 47000 | 30600 | 2.5 | 24400 | 1.98
KEEPRITE | PROCOMFORT DELUXE 18 VS HP 2-STAGE | 210461331 | HRCU-A-CB | CVH837GKA2*+TSTAT | EA*4X61L21A* | Singlezone Ducted, Centrally Ducted | 46500 | 30400 | 2.5 | 24200 | 1.96
KEEPRITE |  | 209852080 | HRCU-A-CB | DLCURAH18ABK | DLFUAAH18XAK | Singlezone Ducted, Centrally Ducted | 19000 | 13500 | 2.5 | 18000 | 2
KEEPRITE | ProComfort | 207826602 | HMSV-A-CB | DLCSRBH24AAK | DLFSABH24XBK | Singlezone Ducted, Centrally Ducted | 26000 | 16200 | 2.79 | 21517 | 1.95
KEEPRITE | High Tier | 202463650 | HRCU-A-CB-O | DLCPRAH18AAK | DLFPHAH18XAK | Singlezone Non-Ducted, Wall Placement | 18000 | 12300 | 3.19 | 18000 | 2
KENMORE | DLC-series | 208447740 | HRCU-A-CB-O | DLCERBH09AAK | DLFEHBH09XAK | Singlezone Non-Ducted, Wall Placement | 10000 | 6000 | 2.51 | 6933 | 1.97
KENMORE | DLC-series | 208447660 | HRCU-A-CB-O | DLCSRBH12AAJ | DLFSHCH12XAJ | Singlezone Non-Ducted, Wall Placement | 12000 | 8400 | 2.8 | 7094 | 2.19
KENMORE | DLC-series | 208447657 | HRCU-A-CB-O | DLCSRBH09AAK | DLFSHCH09XAK | Singlezone Non-Ducted, Wall Placement | 12000 | 9500 | 2.53 | 11109 | 1.97
KENMORE | DLC-series | 208447661 | HRCU-A-CB-O | DLCSRBH06AAK | DLFSHCH06XAK | Singlezone Non-Ducted, Wall Placement | 7000 | 8500 | 2.9 | 8581 | 2.19
KENMORE | DLC-series | 207683362 | HRCU-A-CB-O | DLCSRBH24AAK | DLFSCBH24XAK | Singlezone Non-Ducted, Wall Placement | 25000 | 21000 | 2.64 | 26000 | 1.95
KENMORE | DLC-series | 209948196 | HRCU-A-CB-O | DLCSRBH12AAK | DLFSFBH12XAK | Singlezone Non-Ducted, Wall Placement | 12000 | 10200 | 2.72 | 12300 | 2.1
KENMORE | DLC-series | 211132732 | HRCU-A-CB | DLCSRBH24AAK | DLFSDAH24XHK | Singlezone Ducted, Compact Ducted | 25000 | 21000 | 2.75 | 24000 | 2
KENMORE | DLC-series | 211132694 | HRCU-A-CB | DLCSRBH18AAK | DLFSDAH18XHK | Singlezone Ducted, Compact Ducted | 19000 | 15700 | 2.6 | 18000 | 2.2
KENMORE | DLC-series | 210857446 | HRCU-A-CB-O | DLCSRBH06AAK | DLFSOAH09XAK | Singlezone Non-Ducted, Ceiling Placement | 7100 | 5700 | 2.61 | 8500 | 2.03
KENMORE | Dlseries | 210025746 | HRCU-A-CB | DLCURAH60ABK | DLFUAAH60XAK | Singlezone Ducted, Centrally Ducted | 59000 | 42000 | 2.6 | 54356 | 1.91
KENMORE | DL series | 213372156 | HRCU-A-C | DLCURAH18ABK | DLFULAH24XBX + CI | Singlezone Ducted, Centrally Ducted | 19000 | 14700 | 2.6 | 15000 | 2.2
KENMORE | DLC-series | 206361895 | HRCU-A-CB-O | DLCSRBH12AAK | DLFSHBH12XAK | Singlezone Non-Ducted, Wall Placement | 12000 | 10300 | 2.56 | 12113 | 1.9
KENMORE | DLC-series | 206361893 | HRCU-A-CB-O | DLCSRBH12AAJ | DLFSHBH12XAJ | Singlezone Non-Ducted, Wall Placement | 12000 | 8900 | 2.75 | 6858 | 2.07
KENMORE | DLC-series | 207188920 | HRCU-A-CB-O | DLCSRBH06AAK | DLFSHBH06XAK | Singlezone Non-Ducted, Wall Placement | 7000 | 7500 | 2.5 | 7200 | 1.92
KENMORE | DELUXE 18 VS HP | 206998360 | HRCU-A-CB | (C,H,T)VH825GKA3* | EA*4X37L21A*+WALLCON | Singlezone Ducted, Centrally Ducted | 21000 | 20400 | 2.54 | 16500 | 2.04
KENMORE | DELUXE 18 VS HP | 210595718 | HRCU-A-CB | (C,H,T)VH825GKA2* | EN(A,D,W)4X48L21**+WALLCON | Singlezone Ducted, Centrally Ducted | 21200 | 20600 | 2.54 | 16500 | 2.02
KENMORE | DELUXE 18 VS HP | 210595612 | HRCU-A-CB | (C,H,T)VH825GKA2* | EA*4X43L21A*+WALLCON | Singlezone Ducted, Centrally Ducted | 21000 | 20400 | 2.54 | 16500 | 2.04
KENMORE | DELUXE 18 VS HP | 205750733 | HRCU-A-CB | (C,H,T)VH825GKA2* | EA*4X37L21A*+WALLCON | Singlezone Ducted, Centrally Ducted | 21000 | 20400 | 2.54 | 16500 | 2.04
KENMORE |  | 201835749 | HRCU-A-CB-O | DLCPRAH09AAK | DLFPHAH09XAK | Singlezone Non-Ducted, Wall Placement | 10000 | 7200 | 2.78 | 13047 | 1.97
KENMORE | High Tier | 202463653 | HRCU-A-CB-O | DLCPRAH24AAK | DLFPHAH24XAK | Singlezone Non-Ducted, Wall Placement | 24000 | 15450 | 3 | 24000 | 2
KENMORE | Mid-Tier | 206350446 | HRCU-A-CB | DLCSRBH24AAK | DLFSDAH24XAK | Singlezone Ducted, Compact Ducted | 24600 | 14500 | 2.8 | 27910 | 2.01
KENMORE | Performance Series | 207643106 | HMSV-A-CB | DLCMHBH48EAK |  | Multizone Mix of Ducted and Non-Ducted | 49000 | 31000 | 2.65 | 48000 | 1.9
KENMORE | Performance Series | 207643096 | HMSV-A-CB | DLCMHBH24CAK |  | Multizone All Ducted | 24000 | 18500 | 2.85 | 21500 | 1.95
KENMORE | DELUXE 18 VS HP 2-STAGE | 210458486 | HRCU-A-CB | (C,H,T)VH837GKA2*+TSTAT | EA*4X37L21A* | Singlezone Ducted, Centrally Ducted | 47500 | 30800 | 2.52 | 24400 | 1.98
KENMORE | DELUXE 18 VS HP 2-STAGE | 210459743 | HRCU-A-CB | (C,H,T)VH837GKA2*+TSTAT | EA*4X43L21A* | Singlezone Ducted, Centrally Ducted | 47500 | 30800 | 2.52 | 24400 | 1.98
KENMORE | DELUXE 18 VS HP 2-STAGE | 210461332 | HRCU-A-CB | (C,H,T)VH837GKA2*+TSTAT | EA*4X61L21A* | Singlezone Ducted, Centrally Ducted | 46500 | 30400 | 2.5 | 24200 | 1.96
KENMORE | DELUXE 18 VS HP 2-STAGE | 210461420 | HRCU-A-CB | (C,H,T)VH837GKA2*+TSTAT | EA*4X61L21A* | Singlezone Ducted, Centrally Ducted | 47000 | 30600 | 2.5 | 24400 | 1.98
KENMORE | DELUXE 18 VS HP 2-STAGE | 210461433 | HRCU-A-CB | (C,H,T)VH837GKA2*+TSTAT | EA*4X61L21A* | Singlezone Ducted, Centrally Ducted | 47000 | 30600 | 2.5 | 24400 | 1.98
KENMORE | DELUXE 18 VS HP 2-STAGE | 210461456 | HRCU-A-CB | (C,H,T)VH837GKA2*+TSTAT | EA*4X61L21A* | Singlezone Ducted, Centrally Ducted | 46500 | 30600 | 2.5 | 24400 | 1.96
KENMORE | DELUXE 18 VS HP 2-STAGE | 210461754 | HRCU-A-CB | (C,H,T)VH837GKA2*+TSTAT | EA*4X61L24A* | Singlezone Ducted, Centrally Ducted | 46500 | 30600 | 2.5 | 24200 | 1.98
KENMORE | DELUXE 18 VS HP 2-STAGE | 210461766 | HRCU-A-CB | (C,H,T)VH837GKA2*+TSTAT | EA*4X61L24A* | Singlezone Ducted, Centrally Ducted | 46500 | 30400 | 2.5 | 24200 | 1.98
KENMORE | DELUXE 18 VS HP 2-STAGE | 210461799 | HRCU-A-CB | (C,H,T)VH837GKA2*+TSTAT | EA*4X61L24A* | Singlezone Ducted, Centrally Ducted | 47000 | 30600 | 2.5 | 24400 | 1.96
KENMORE | DELUXE 18 VS HP 2-STAGE | 210461810 | HRCU-A-CB | (C,H,T)VH837GKA2*+TSTAT | EA*4X61L24A* | Singlezone Ducted, Centrally Ducted | 47000 | 30600 | 2.5 | 24400 | 1.98
KENMORE | DELUXE 18 VS HP 2-STAGE | 210461832 | HRCU-A-CB | (C,H,T)VH837GKA2*+TSTAT | EA*4X61L24A* | Singlezone Ducted, Centrally Ducted | 46500 | 30400 | 2.5 | 24000 | 1.96
KENMORE | DELUXE 18 VS HP 2-STAGE | 210461843 | HRCU-A-CB | (C,H,T)VH837GKA2*+TSTAT | EA*4X61L24A* | Singlezone Ducted, Centrally Ducted | 47000 | 30600 | 2.5 | 24400 | 1.98
KENMORE | DELUXE 18 VS HP 2-STAGE | 210461967 | HRCU-A-CB | (C,H,T)VH837GKA2*+TSTAT | EA*4X61L24A* | Singlezone Ducted, Centrally Ducted | 47000 | 30600 | 2.5 | 24400 | 1.98
KENMORE | DELUXE 18 VS HP 2-STAGE | 210462022 | HRCU-A-CB | (C,H,T)VH837GKA2*+TSTAT | EA*4X61L24A* | Singlezone Ducted, Centrally Ducted | 47000 | 30800 | 2.52 | 24400 | 1.98
KENMORE | DELUXE 18 VS HP 2-STAGE | 210464175 | HRCU-A-CB | (C,H,T)VH837GKA2*+TSTAT | EN(A,D,W)4X48L21** | Singlezone Ducted, Centrally Ducted | 47500 | 30800 | 2.5 | 24200 | 1.96
KENMORE | DELUXE 18 VS HP 2-STAGE | 210464310 | HRCU-A-CB | (C,H,T)VH837GKA2*+TSTAT | EN(A,D,W)4X48L21** | Singlezone Ducted, Centrally Ducted | 48000 | 31000 | 2.5 | 24400 | 1.94
KENMORE | DELUXE 18 VS HP 2-STAGE | 210464465 | HRCU-A-CB | (C,H,T)VH837GKA2*+TSTAT | EN(A,D,W)4X48L21** | Singlezone Ducted, Centrally Ducted | 48000 | 31000 | 2.5 | 24400 | 1.94
KENMORE | DELUXE 18 VS HP 2-STAGE | 210464608 | HRCU-A-CB | (C,H,T)VH837GKA2*+TSTAT | EN(A,D)4X48L24** | Singlezone Ducted, Centrally Ducted | 48000 | 31000 | 2.5 | 24400 | 1.96
KENMORE | DELUXE 18 VS HP 2-STAGE | 210464620 | HRCU-A-CB | (C,H,T)VH837GKA2*+TSTAT | EN(A,D)4X48L24** | Singlezone Ducted, Centrally Ducted | 47500 | 30800 | 2.5 | 24200 | 1.96
KENMORE | DELUXE 18 VS HP 2-STAGE | 210464686 | HRCU-A-CB | (C,H,T)VH837GKA2*+TSTAT | EN(A,D)4X48L24** | Singlezone Ducted, Centrally Ducted | 47500 | 30600 | 2.5 | 24200 | 1.94
KENMORE | DELUXE 18 VS HP 2-STAGE | 210464821 | HRCU-A-CB | (C,H,T)VH837GKA2*+TSTAT | EN(A,D)4X48L24** | Singlezone Ducted, Centrally Ducted | 48000 | 31000 | 2.5 | 24400 | 1.94
KENMORE | DELUXE 18 VS HP 2-STAGE | 210465009 | HRCU-A-CB | (C,H,T)VH837GKA2*+TSTAT | EN(A,D,W)4X60L24** | Singlezone Ducted, Centrally Ducted | 47000 | 30600 | 2.5 | 24000 | 1.96
KENMORE | DELUXE 18 VS HP 2-STAGE | 210468213 | HRCU-A-CB | (C,H,T)VH837GKA2*+TSTAT | EHD4X60AAL | Singlezone Ducted, Centrally Ducted | 47000 | 30600 | 2.52 | 24200 | 1.98
KENMORE | DELUXE 18 VS HP 2-STAGE | 210468323 | HRCU-A-CB | (C,H,T)VH837GKA2*+TSTAT | EHD4X60AAL | Singlezone Ducted, Centrally Ducted | 46500 | 30400 | 2.5 | 24200 | 1.98
KENMORE | DELUXE 18 VS HP | 206997659 | HRCU-A-CB | (C,H,T)VH837GKA2* | EA*4X37L21A*+WALLCON | Singlezone Ducted, Centrally Ducted | 33000 | 31800 | 2.52 | 28000 | 2.2
KENMORE | DELUXE 18 VS HP | 206997665 | HRCU-A-CB | (C,H,T)VH837GKA2* | EA*4X37L21A*+WALLCON | Singlezone Ducted, Centrally Ducted | 32800 | 31800 | 2.54 | 28000 | 2.22
KENMORE | DELUXE 18 VS HP | 206997667 | HRCU-A-CB | (C,H,T)VH837GKA2* | EA*4X37L21A*+WALLCON | Singlezone Ducted, Centrally Ducted | 32800 | 31800 | 2.54 | 28000 | 2.22
KENMORE | DELUXE 18 VS HP | 206997668 | HRCU-A-CB | (C,H,T)VH837GKA2* | EA*4X37L21A*+WALLCON | Singlezone Ducted, Centrally Ducted | 32800 | 31800 | 2.54 | 27800 | 2.22
KENMORE | DELUXE 18 VS HP | 206997698 | HRCU-A-CB | (C,H,T)VH837GKA2* | EA*4X43L21A*+WALLCON | Singlezone Ducted, Centrally Ducted | 33000 | 32000 | 2.52 | 28000 | 2.2
KENMORE | DELUXE 18 VS HP | 206997700 | HRCU-A-CB | (C,H,T)VH837GKA2* | EA*4X43L21A*+WALLCON | Singlezone Ducted, Centrally Ducted | 32800 | 31800 | 2.54 | 28000 | 2.2
KENMORE | DELUXE 18 VS HP | 206997706 | HRCU-A-CB | (C,H,T)VH837GKA2* | EA*4X43L21A*+WALLCON | Singlezone Ducted, Centrally Ducted | 32800 | 31800 | 2.54 | 27800 | 2.22
KENMORE | DELUXE 18 VS HP | 206997708 | HRCU-A-CB | (C,H,T)VH837GKA2* | EA*4X43L21A*+WALLCON | Singlezone Ducted, Centrally Ducted | 32800 | 31800 | 2.54 | 27800 | 2.22
KENMORE | DELUXE 18 VS HP | 206997709 | HRCU-A-CB | (C,H,T)VH837GKA2* | EA*4X43L21A*+WALLCON | Singlezone Ducted, Centrally Ducted | 32800 | 31800 | 2.56 | 27800 | 2.22
KENMORE | DELUXE 18 VS HP | 206997715 | HRCU-A-CB | (C,H,T)VH837GKA2* | EA*4X48L21A*+WALLCON | Singlezone Ducted, Centrally Ducted | 32600 | 31400 | 2.52 | 27800 | 2.2
KENMORE | DELUXE 18 VS HP | 206997721 | HRCU-A-CB | (C,H,T)VH837GKA2* | EA*4X48L21A*+WALLCON | Singlezone Ducted, Centrally Ducted | 32400 | 31400 | 2.52 | 27600 | 2.2
KENMORE | DELUXE 18 VS HP | 206997723 | HRCU-A-CB | (C,H,T)VH837GKA2* | EA*4X48L21A*+WALLCON | Singlezone Ducted, Centrally Ducted | 32400 | 31400 | 2.52 | 27600 | 2.2
KENMORE | DELUXE 18 VS HP | 206997724 | HRCU-A-CB | (C,H,T)VH837GKA2* | EA*4X48L21A*+WALLCON | Singlezone Ducted, Centrally Ducted | 32400 | 31400 | 2.52 | 27600 | 2.2
KENMORE | DELUXE 18 VS HP | 206997728 | HRCU-A-CB | (C,H,T)VH837GKA2* | EA*4X48L24A*+WALLCON | Singlezone Ducted, Centrally Ducted | 32400 | 31400 | 2.52 | 27600 | 2.2
KENMORE | DELUXE 18 VS HP | 206997729 | HRCU-A-CB | (C,H,T)VH837GKA2* | EA*4X48L24A*+WALLCON | Singlezone Ducted, Centrally Ducted | 32400 | 31400 | 2.54 | 27600 | 2.22
KENMORE | DELUXE 18 VS HP | 206997730 | HRCU-A-CB | (C,H,T)VH837GKA2* | EA*4X48L24A*+WALLCON | Singlezone Ducted, Centrally Ducted | 32400 | 31400 | 2.54 | 27600 | 2.22
KENMORE | DELUXE 18 VS HP | 206997732 | HRCU-A-CB | (C,H,T)VH837GKA2* | EA*4X48L24A*+WALLCON | Singlezone Ducted, Centrally Ducted | 32400 | 31400 | 2.52 | 27600 | 2.22
KENMORE | DELUXE 18 VS HP | 206997733 | HRCU-A-CB | (C,H,T)VH837GKA2* | EA*4X48L24A*+WALLCON | Singlezone Ducted, Centrally Ducted | 32600 | 31400 | 2.52 | 27800 | 2.2
KENMORE | DELUXE 18 VS HP | 206997735 | HRCU-A-CB | (C,H,T)VH837GKA2* | EA*4X48L24A*+WALLCON | Singlezone Ducted, Centrally Ducted | 32400 | 31400 | 2.52 | 27600 | 2.22
KENMORE | DELUXE 18 VS HP | 210470273 | HRCU-A-CB | (C,H,T)VH837GKA2* | EA*4X60L24A*+WALLCON | Singlezone Ducted, Centrally Ducted | 31800 | 31000 | 2.5 | 27400 | 2.2
KENMORE | DELUXE 18 VS HP | 210470284 | HRCU-A-CB | (C,H,T)VH837GKA2* | EA*4X60L24A*+WALLCON | Singlezone Ducted, Centrally Ducted | 31800 | 31000 | 2.52 | 27400 | 2.22
KENMORE | DELUXE 18 VS HP | 210470295 | HRCU-A-CB | (C,H,T)VH837GKA2* | EA*4X60L24A*+WALLCON | Singlezone Ducted, Centrally Ducted | 31800 | 31000 | 2.52 | 27400 | 2.22
KENMORE | DELUXE 18 VS HP | 210470317 | HRCU-A-CB | (C,H,T)VH837GKA2* | EA*4X60L24A*+WALLCON | Singlezone Ducted, Centrally Ducted | 31800 | 31000 | 2.52 | 27400 | 2.22
KENMORE | DELUXE 18 VS HP | 210470328 | HRCU-A-CB | (C,H,T)VH837GKA2* | EA*4X60L24A*+WALLCON | Singlezone Ducted, Centrally Ducted | 32000 | 31200 | 2.5 | 27600 | 2.2
KENMORE | DELUXE 18 VS HP | 210470350 | HRCU-A-CB | (C,H,T)VH837GKA2* | EA*4X60L24A*+WALLCON | Singlezone Ducted, Centrally Ducted | 31800 | 31000 | 2.52 | 27400 | 2.22
KENMORE | DELUXE 18 VS HP | 210470438 | HRCU-A-CB | (C,H,T)VH837GKA2* | EA*4X61L21A*+WALLCON | Singlezone Ducted, Centrally Ducted | 32200 | 31400 | 2.5 | 27800 | 2.2
KENMORE | DELUXE 18 VS HP | 210470449 | HRCU-A-CB | (C,H,T)VH837GKA2* | EA*4X61L21A*+WALLCON | Singlezone Ducted, Centrally Ducted | 32000 | 31200 | 2.52 | 27600 | 2.22
KENMORE | DELUXE 18 VS HP | 210470471 | HRCU-A-CB | (C,H,T)VH837GKA2* | EA*4X61L21A*+WALLCON | Singlezone Ducted, Centrally Ducted | 32000 | 31200 | 2.52 | 27600 | 2.22
KENMORE | DELUXE 18 VS HP | 210470493 | HRCU-A-CB | (C,H,T)VH837GKA2* | EA*4X61L21A*+WALLCON | Singlezone Ducted, Centrally Ducted | 32000 | 31200 | 2.52 | 27600 | 2.22
KENMORE | DELUXE 18 VS HP | 210470504 | HRCU-A-CB | (C,H,T)VH837GKA2* | EA*4X61L21A*+WALLCON | Singlezone Ducted, Centrally Ducted | 32000 | 31200 | 2.54 | 27600 | 2.22
KENMORE | DELUXE 18 VS HP | 210470559 | HRCU-A-CB | (C,H,T)VH837GKA2* | EA*4X61L24A*+WALLCON | Singlezone Ducted, Centrally Ducted | 32000 | 31200 | 2.52 | 27600 | 2.22
KENMORE | DELUXE 18 VS HP | 210470570 | HRCU-A-CB | (C,H,T)VH837GKA2* | EA*4X61L24A*+WALLCON | Singlezone Ducted, Centrally Ducted | 32000 | 31200 | 2.54 | 27400 | 2.24
KENMORE | DELUXE 18 VS HP | 210470581 | HRCU-A-CB | (C,H,T)VH837GKA2* | EA*4X61L24A*+WALLCON | Singlezone Ducted, Centrally Ducted | 32000 | 31200 | 2.54 | 27600 | 2.22
KENMORE | DELUXE 18 VS HP | 210470603 | HRCU-A-CB | (C,H,T)VH837GKA2* | EA*4X61L24A*+WALLCON | Singlezone Ducted, Centrally Ducted | 32000 | 31200 | 2.54 | 27600 | 2.22
KENMORE | DELUXE 18 VS HP | 210470614 | HRCU-A-CB | (C,H,T)VH837GKA2* | EA*4X61L24A*+WALLCON | Singlezone Ducted, Centrally Ducted | 32000 | 31200 | 2.52 | 27600 | 2.22
KENMORE | DELUXE 18 VS HP | 210470636 | HRCU-A-CB | (C,H,T)VH837GKA2* | EA*4X61L24A*+WALLCON | Singlezone Ducted, Centrally Ducted | 32000 | 31200 | 2.54 | 27600 | 2.22
KENMORE | Performance Series | 207643104 | HMSR-A-CB-O | DLCMHBH48EAK |  | Multizone All Non-Ducted | 48000 | 34000 | 2.83 | 48000 | 2
KENMORE | Performance Series | 207643098 | HMSR-A-CB-O | DLCMHBH30DAK |  | Multizone All Non-Ducted | 30000 | 18500 | 2.98 | 29400 | 1.9
KENMORE | DELUXE 18 VS HP | 210473246 | HRCU-A-CB | (C,H,T)VH825GKA3* | EA*4X43L21A*+WALLCON | Singlezone Ducted, Centrally Ducted | 21000 | 20400 | 2.54 | 18100 | 2.24
KENMORE | Mid-Tier | 207826604 | HMSV-A-CB | DLCSRBH24AAK | DLFSABH24XBK | Singlezone Ducted, Centrally Ducted | 26000 | 16200 | 2.79 | 21520 | 1.95
KENMORE | High Tier | 202463652 | HRCU-A-CB-O | DLCPRAH18AAK | DLFPHAH18XAK | Singlezone Non-Ducted, Wall Placement | 18000 | 12300 | 3.19 | 18000 | 2
KEPLER |  | 214610366 | HRCU-A-CB | ODUMOX430-18HFN1-MU0W | IDUMTIU-18HWFN1-M | Singlezone Ducted, Compact Ducted | 20000 | 12600 | 2.66 | 13000 | 2.4
KEPLER |  | 214610370 | HRCU-A-CB-O | ODUMOX430-18HFN1-MU0W | IDUCCA3U-18HRFN1-M(C) | Singlezone Non-Ducted, Ceiling Placement | 19000 | 12000 | 2.51 | 12700 | 2.16
KEPLER |  | 214610371 | HRCU-A-CB-O | ODUMOD33-24HFN1-MT0W | IDUMCD1-24HRFN1-MT0W(GA) | Singlezone Non-Ducted, Wall Placement | 25000 | 19000 | 2.6 | 18900 | 1.96
KEPLER |  | 214610361 | HRCU-A-CB-O | ODUMOX230-12HFN1-MV5W | IDUMSEPB-12HRFN1-MW5W(GA) | Singlezone Non-Ducted, Wall Placement | 12000 | 9000 | 2.69 | 8981 | 2.19
KEPLER |  | 214610360 | HRCU-A-CB-O | ODUMOX230-09HFN1-MW5W | IDUMSEPB-09HRFN1-MY5W(GA) | Singlezone Non-Ducted, Wall Placement | 10000 | 8500 | 2.8 | 8581 | 2.19
KEPLER |  | 214610352 | HRCU-A-CB-O | ODUMOX230-09HFN1-MT0W | IDUMSAG11A-09HRFN1-MT0W | Singlezone Non-Ducted, Wall Placement | 10000 | 6000 | 2.51 | 7300 | 2.14
KEPLER |  | 214610367 | HRCU-A-CB | ODUMOD33-24HFN1-MT0W | IDUMTIU-24HWFN1-M | Singlezone Ducted, Compact Ducted | 25000 | 20000 | 2.61 | 20000 | 2.3
KEPLER |  | 214610365 | HRCU-A-CB | ODUMOX230-12HFN1-MV5W | IDUMTIU-12HWFN1-M | Singlezone Ducted, Compact Ducted | 12000 | 9300 | 2.78 | 8400 | 2.26
KEPLER |  | 214610364 | HRCU-A-CB | ODUMOX230-09HFN1-MW5W | IDUMTIU-09HWFN1-M | Singlezone Ducted, Compact Ducted | 10000 | 7700 | 2.59 | 8000 | 2.09
KEPLER |  | 214610369 | HRCU-A-CB-O | ODUMOX230-12HFN1-MV5W | IDUCCA3U-12HRFN1-M(C) | Singlezone Non-Ducted, Ceiling Placement | 12000 | 8900 | 2.75 | 8000 | 2.28
KEPLER |  | 214610359 | HRCU-A-CB-O | ODUMOX230-12HFN1-BW0W | IDUMSEPB-12HRFN1-BW0W | Singlezone Non-Ducted, Wall Placement | 12000 | 8400 | 2.8 | 7094 | 2.19
KEPLER |  | 214610376 | HRCU-A-C | AZPN/24WD | AZPN/B24WAC-UC | Singlezone Ducted, Centrally Ducted | 25000 | 21000 | 2.58 | 20000 | 1.95
KEPLER |  | 214610373 | HRCU-A-C | AZPN/18WD | AZPN/B24WAC-UC | Singlezone Ducted, Centrally Ducted | 19000 | 14700 | 2.6 | 15000 | 2.2
KEPLER |  | 214610389 | HRCU-A-C | AZPNS/24ROD | AZPN/B24WAC-UC | Singlezone Ducted, Centrally Ducted | 25600 | 22000 | 2.5 | 18500 | 2.2
KEPLER |  | 213062282 | HRCU-A-C | AZPN/24WD | AZPN/B24WAC | Singlezone Ducted, Centrally Ducted | 25000 | 21000 | 2.58 | 20000 | 1.95
KERR | A-KCD series | 212631694 | HRCU-A-C | A-KCD24SA-1 | MCD18/24B1A | Singlezone Ducted, Centrally Ducted | 25000 | 21000 | 2.58 | 20000 | 1.95
KERR |  | 207657599 | HMSR-A-CB-O | A-KMH18DV-1 |  | Multizone All Non-Ducted | 20000 | 15000 | 2.5 | 20000 | 1.93
KERR |  | 201866481 | HMSR-A-CB-O | A-KMH36QU-1 |  | Multizone All Non-Ducted | 36000 | 23200 | 2.78 | 36037 | 1.96
KERR | A-series | 213916259 | HRCU-A-CB-O | A-KMH12SV-1 | B-KMH12FV-1 | Singlezone Non-Ducted, Wall Placement | 12000 | 10200 | 2.72 | 12300 | 2.1
KERR | A-series | 213265615 | HRCU-A-C | A-KCD18SA-1 | MCD18/24B1A | Singlezone Ducted, Centrally Ducted | 19000 | 14700 | 2.6 | 15000 | 2.2
KERR | A series | 213349770 | HRCU-A-CB | A-KCD24SA-1 | B-KCD24SA-1 | Singlezone Ducted, Centrally Ducted | 24000 | 19200 | 2.5 | 24071 | 1.91
KERR | A-series | 213348323 | HRCU-A-CB | A-KCD24SA-1 | B-VCD24SA-1 | Singlezone Ducted, Centrally Ducted | 24000 | 19200 | 2.5 | 24071 | 1.91
KERR | A-series | 213348322 | HRCU-A-CB | A-KCD18SA-1 | B-VCD18SA-1 | Singlezone Ducted, Centrally Ducted | 19000 | 13500 | 2.6 | 18629 | 2.04
KERR | A-series | 213265614 | HRCU-A-CB | A-KCD18SA-1 | B-KCD18SA-1 | Singlezone Ducted, Centrally Ducted | 19000 | 13500 | 2.6 | 18629 | 2.04
KERR |  | 202110997 | HRCU-A-CB | A-KMH09SU-1 | B-KMH09DU-1 | Singlezone Ducted, Compact Ducted | 10000 | 7200 | 2.74 | 8300 | 2.06
KERR |  | 206221393 | HRCU-A-CB-O | A-KMH24SU-1A | B-KMH24SU-1A | Singlezone Non-Ducted, Wall Placement | 26000 | 19400 | 2.95 | 26000 | 2.07
KERR |  | 208141196 | HRCU-A-CB-O | A-KMH24SV-1 | B-KMH24SU-1 | Singlezone Non-Ducted, Wall Placement | 26000 | 19400 | 2.95 | 26000 | 2.07
KERR |  | 206913573 | HRCU-A-CB-O | A-KMH24SU-1 | B-KMH24SU-1A | Singlezone Non-Ducted, Wall Placement | 26000 | 19400 | 2.95 | 26000 | 2.07
KERR |  | 206913038 | HRCU-A-CB-O | A-KMH24SU-1A | B-KMH24SU-1 | Singlezone Non-Ducted, Wall Placement | 26000 | 19400 | 2.95 | 26000 | 2.07
KERR |  | 208141193 | HRCU-A-CB-O | A-KMH09SV-1 | B-KMH09SU-1 | Singlezone Non-Ducted, Wall Placement | 11500 | 7100 | 2.85 | 9898 | 1.9
KERR | A series | 207657600 | HMSV-A-CB | A-KMH18DV-1 |  | Multizone Mix of Ducted and Non-Ducted | 20000 | 15500 | 2.55 | 20000 | 1.95
KERR | A-series | 214232458 | HMSR-A-CB-O | A-KMH55PV-1 |  | Multizone All Non-Ducted | 55000 | 34400 | 2.5 | 47000 | 1.94
KERR | A-series | 214232459 | HMSV-A-CB | A-KMH55PV-1 |  | Multizone All Ducted | 55000 | 35200 | 2.5 | 47000 | 1.94
KERR | A-series | 214232460 | HMSV-A-CB | A-KMH55PV-1 |  | Multizone Mix of Ducted and Non-Ducted | 55000 | 34800 | 2.5 | 47000 | 1.94
KERR |  | 210568248 | HRCU-A-CB-O | A-KMH24SV-1 | B-KMH24CV-1 | Singlezone Non-Ducted, Wall Placement | 25000 | 21000 | 2.64 | 26000 | 1.95
KERR |  | 207657400 | HRCU-A-CB-O | A-KMH24SV-1 | C-VMH24CV-1 | Singlezone Non-Ducted, Wall Placement | 25000 | 21000 | 2.64 | 26000 | 1.95
KERR |  | 207657393 | HRCU-A-CB-O | A-KMH06SV-1 | B-KMH06SV-1 | Singlezone Non-Ducted, Wall Placement | 7000 | 8500 | 2.9 | 8581 | 2.19
KERR |  | 210568247 | HRCU-A-CB | A-KMH24SV-1 | B-KMH24DU-1 | Singlezone Ducted, Compact Ducted | 25000 | 21000 | 2.64 | 27000 | 2
KERR |  | 206347321 | HRCU-A-CB | A-KMH24SU-1A | B-KMH24DU-1 | Singlezone Ducted, Compact Ducted | 25000 | 21000 | 2.64 | 27000 | 2
KERR |  | 206347323 | HRCU-A-CB-O | A-KMH24SU-1A | B-KMH24UU-1 | Singlezone Non-Ducted, Floor Placement | 25000 | 19000 | 2.64 | 25000 | 2.1
KERR |  | 210568252 | HRCU-A-CB-O | A-KMH24SV-1 | B-KMH24UU-1 | Singlezone Non-Ducted, Floor Placement | 25000 | 19000 | 2.64 | 25000 | 2.1
KERR |  | 210568257 | HRCU-A-CB | A-KMH12SV-1 | B-KMH12DU-1 | Singlezone Ducted, Compact Ducted | 12500 | 10600 | 2.51 | 12100 | 1.96
KERR |  | 210568256 | HRCU-A-CB-O | A-KMH12SV-1 | B-KMH12CU-1 | Singlezone Non-Ducted, Ceiling Placement | 12000 | 9900 | 2.55 | 11500 | 1.9
KERR |  | 207657598 | HMSV-A-CB | A-KMH18DV-1 |  | Multizone All Ducted | 20000 | 16000 | 2.61 | 20000 | 1.95
KERR |  | 207657394 | HRCU-A-CB-O | A-KMH09SV-1 | B-KMH09SV-1 | Singlezone Non-Ducted, Wall Placement | 12000 | 9500 | 2.53 | 11109 | 1.97
KINGHOME | M-Series | 214655286 | HMSR-A-CB-O | KM18H5O3 |  | Multizone All Non-Ducted | 19000 | 14000 | 2.55 | 13600 | 2.2
KINGHOME | Jasmine | 203493070 | HRCU-A-CB-O | KW12HQ3D6DO | KW12HQ3D6DI | Singlezone Non-Ducted, Wall Placement | 12200 | 8100 | 2.86 | 12000 | 1.91
KINGHOME | Sunflower | 209847247 | HRCU-A-CB-O | KW12HQ25SDO | KW12HQ25SDI | Singlezone Non-Ducted, Wall Placement | 12000 | 7000 | 2.81 | 9000 | 1.9
KINGHOME | Sunflower | 211151018 | HRCU-A-CB-O | KW18HQ25SDO | KW18HQ25SDI | Singlezone Non-Ducted, Wall Placement | 18000 | 10800 | 2.64 | 13500 | 1.9
KINGHOME | 17 SEER DC inverter rooftop unit | 213685846 | HSP-A | KRH02TCU |  | Multizone All Ducted | 24000 | 23400 | 3.63 | 24000 | 2.61
KINGHOME | Sunflower | 211177526 | HRCU-A-CB-O | KW18HP25SDO | KW18HP25SDI | Singlezone Non-Ducted, Wall Placement | 18000 | 11000 | 2.8 | 13500 | 1.9
KINGHOME | Jasmine | 203498481 | HRCU-A-CB-O | KW24HQ3D6DO | KW24HQ3D6DI | Singlezone Non-Ducted, Wall Placement | 24000 | 15500 | 2.86 | 24000 | 1.9
KINGHOME | Jasmine | 203493069 | HRCU-A-CB-O | KW09HQ3D6DO | KW09HQ3D6DI | Singlezone Non-Ducted, Wall Placement | 9000 | 8000 | 2.89 | 13000 | 1.91
KINGHOME | M-Series | 211497152 | HMSR-A-CB-O | KM18H5O |  | Multizone All Non-Ducted | 18000 | 14700 | 2.63 | 13600 | 2.23
LBG PRODUCTS | LBH series | 208130828 | HRCU-A-CB-O | LBHB12DVWO | LBHB12DUWI | Singlezone Non-Ducted, Wall Placement | 12000 | 10300 | 2.56 | 12113 | 1.9
LBG PRODUCTS | LBH series | 208130827 | HRCU-A-CB-O | LBHB09DVWO | LBHB09DUWI | Singlezone Non-Ducted, Wall Placement | 12000 | 9300 | 2.5 | 11300 | 1.9
LBG Products |  | 207641316 | HMSR-A-CB-O | LMUHB18DO |  | Multizone All Non-Ducted | 20000 | 13500 | 2.5 | 20000 | 2
LBG Products |  | 207641325 | HMSR-A-CB-O | LMUHB48DO |  | Multizone All Non-Ducted | 49000 | 39000 | 2.5 | 46000 | 2.05
LBG Products |  | 207641304 | HMSR-A-CB-O | LMHB18DO |  | Multizone All Non-Ducted | 19000 | 14400 | 2.5 | 14000 | 2.22
LBG Products |  | 208130834 | HRCU-A-CB-O | LBHB24DVWO | LMHB24DSI | Singlezone Non-Ducted, Wall Placement | 25000 | 21000 | 2.64 | 26000 | 1.95
LBG Products |  | 208130810 | HRCU-A-CB-O | LBHB24DUWO | LMHB24DSI | Singlezone Non-Ducted, Wall Placement | 25000 | 19000 | 2.6 | 18900 | 1.96
LBG PRODUCTS | LMHB18DO | 207641318 | HMSV-A-CB | LMUHB18DO |  | Multizone Mix of Ducted and Non-Ducted | 20000 | 14700 | 2.55 | 20000 | 1.98
LBG PRODUCTS | LMHB18DO | 207641306 | HMSV-A-CB | LMHB18DO |  | Multizone Mix of Ducted and Non-Ducted | 19000 | 14600 | 2.5 | 14000 | 2.17
LBG Products |  | 208130808 | HRCU-A-CB-O | LBHB12DUWO | LMHB12DSI | Singlezone Non-Ducted, Ceiling Placement | 12000 | 8900 | 2.75 | 8000 | 2.28
LBG Products |  | 208130803 | HRCU-A-CB-O | LBHB09DUWO | LBHB09DUWI | Singlezone Non-Ducted, Wall Placement | 10000 | 8100 | 2.7 | 8564 | 2.22
LBG Products |  | 208130826 | HRCU-A-CB-O | LBHB06DVWO | LBHB06DVWI | Singlezone Non-Ducted, Wall Placement | 7000 | 7500 | 2.5 | 7200 | 1.92
LBG Products |  | 208130813 | HRCU-A-CB | LBHB09DUWO | LMHB09DFI | Singlezone Ducted, Compact Ducted | 10000 | 7700 | 2.59 | 8000 | 2.09
LBG Products |  | 207251115 | HRCU-A-CB-O | LBH09DTO | LBH09DTI | Singlezone Non-Ducted, Wall Placement | 10000 | 6000 | 2.51 | 6933 | 1.97
LBG Products |  | 208130804 | HRCU-A-CB-O | LBHB12DUWO | LBHB12DUWI | Singlezone Non-Ducted, Wall Placement | 12000 | 10000 | 2.69 | 8820 | 2.25
LBG Products |  | 208130840 | HRCU-A-CB | LBHB24DVWO | LMHB24DFI | Singlezone Ducted, Compact Ducted | 25000 | 21000 | 2.64 | 27000 | 2
LBG Products |  | 208130845 | HRCU-A-CB-O | LBHB24DVWO | LMHB24DZDI | Singlezone Non-Ducted, Floor Placement | 25000 | 19000 | 2.64 | 25000 | 2.1
LBG Products |  | 208130816 | HRCU-A-CB | LBHB24DUWO | LMHB24DFI | Singlezone Ducted, Compact Ducted | 25000 | 20000 | 2.61 | 20000 | 2.3
LBG Products |  | 208130814 | HRCU-A-CB | LBHB12DUWO | LMHB12DFI | Singlezone Ducted, Compact Ducted | 12000 | 9300 | 2.78 | 8400 | 2.26
LBG PRODUCTS | LCHB series | 208136301 | HRCU-A-CB | LCHB24DO | LCHB24DHNI | Singlezone Ducted, Centrally Ducted | 26000 | 21000 | 2.8 | 19400 | 2.1
LBG Products |  | 208130820 | HRCU-A-CB-O | LBHB12DUWO | LMHB12DZGI | Singlezone Non-Ducted, Wall Placement | 12000 | 9000 | 2.69 | 8400 | 2.26
LBG Products |  | 208130838 | HRCU-A-CB | LBHB12DVWO | LMHB12DFI | Singlezone Ducted, Compact Ducted | 12500 | 10600 | 2.51 | 12100 | 1.96
LBG Products |  | 208130832 | HRCU-A-CB-O | LBHB12DVWO | LMHB12DSI | Singlezone Non-Ducted, Ceiling Placement | 12000 | 9900 | 2.55 | 11500 | 1.9
LBG Products |  | 208130805 | HRCU-A-CB-O | LBHB18DUWO | LBHB18DUWI | Singlezone Non-Ducted, Wall Placement | 18000 | 14100 | 2.65 | 12829 | 2.35
LBG Products |  | 208130821 | HRCU-A-CB-O | LBHB18DUWO | LMHB18DZDI | Singlezone Non-Ducted, Floor Placement | 20000 | 12800 | 2.52 | 13000 | 2.08
LBG Products |  | 208130809 | HRCU-A-CB-O | LBHB18DUWO | LMHB18DSI | Singlezone Non-Ducted, Ceiling Placement | 19000 | 12000 | 2.51 | 12700 | 2.16
LBG Products |  | 208130815 | HRCU-A-CB | LBHB18DUWO | LMHB18DFI | Singlezone Ducted, Compact Ducted | 20000 | 12600 | 2.66 | 13000 | 2.4
LBG Products |  | 207641307 | HMSV-A-CB | LMHB27DO |  | Multizone All Ducted | 28000 | 22000 | 2.6 | 20000 | 2.14
LBG Products |  | 207641317 | HMSV-A-CB | LMUHB18DO |  | Multizone All Ducted | 20000 | 16000 | 2.61 | 20000 | 1.95
LENNOX | ELITE EL22XPV SERIES | 214635107 | HRCU-A-CB | EL22XPV-024-230A** | CK40CT-30A-0*+TDR | Singlezone Ducted, Centrally Ducted | 23400 | 14200 | 2.51 | 16100 | 1.96
LENNOX | ELITE EL22XPV SERIES | 214635109 | HRCU-A-CB | EL22XPV-024-230A** | CK40CT-30A-0*+TDR | Singlezone Ducted, Centrally Ducted | 23400 | 14200 | 2.51 | 16100 | 1.96
LENNOX | ELITE EL22XPV SERIES | 214635111 | HRCU-A-CB | EL22XPV-024-230A** | CK40CT-30A-0*+TDR | Singlezone Ducted, Centrally Ducted | 23000 | 13900 | 2.51 | 15800 | 1.94
LENNOX | ELITE EL22XPV SERIES | 214635117 | HRCU-A-CB | EL22XPV-024-230A** | CK40CT-30A-0*+TDR | Singlezone Ducted, Centrally Ducted | 23000 | 13900 | 2.51 | 15800 | 1.94
LENNOX | ELITE EL22XPV SERIES | 214635119 | HRCU-A-CB | EL22XPV-024-230A** | CK40CT-30A-0*+TDR | Singlezone Ducted, Centrally Ducted | 23400 | 14200 | 2.52 | 16100 | 1.96
LENNOX | ELITE EL22XPV SERIES | 214635121 | HRCU-A-CB | EL22XPV-024-230A** | CK40CT-30A-0*+TDR | Singlezone Ducted, Centrally Ducted | 23000 | 13900 | 2.51 | 15800 | 1.94
LENNOX | ELITE EL22XPV SERIES | 214635123 | HRCU-A-CB | EL22XPV-024-230A** | CK40CT-30A-0*+TDR | Singlezone Ducted, Centrally Ducted | 23400 | 14200 | 2.52 | 16100 | 1.96
LENNOX | ELITE EL22XPV SERIES | 214635125 | HRCU-A-CB | EL22XPV-024-230A** | CK40CT-30A-0*+TDR | Singlezone Ducted, Centrally Ducted | 23200 | 14000 | 2.52 | 15900 | 1.94
LENNOX | ELITE EL22XPV SERIES | 214635127 | HRCU-A-CB | EL22XPV-024-230A** | CK40CT-30A-0*+TDR | Singlezone Ducted, Centrally Ducted | 23200 | 14000 | 2.52 | 15900 | 1.96
LENNOX | ELITE EL22XPV SERIES | 214635129 | HRCU-A-CB | EL22XPV-024-230A** | CK40CT-30A-0*+TDR | Singlezone Ducted, Centrally Ducted | 23200 | 14000 | 2.52 | 15900 | 1.94
LENNOX | ELITE EL22XPV SERIES | 214635131 | HRCU-A-CB | EL22XPV-024-230A** | CK40CT-30A-0*+TDR | Singlezone Ducted, Centrally Ducted | 23400 | 14200 | 2.52 | 16100 | 1.98
LENNOX | ELITE EL22XPV SERIES | 214635133 | HRCU-A-CB | EL22XPV-024-230A** | CK40CT-30A-0*+TDR | Singlezone Ducted, Centrally Ducted | 23600 | 14200 | 2.51 | 16100 | 1.96
LENNOX | ELITE EL22XPV SERIES | 214635135 | HRCU-A-CB | EL22XPV-024-230A** | CK40CT-30A-0*+TDR | Singlezone Ducted, Centrally Ducted | 23600 | 14200 | 2.51 | 16100 | 1.96
LENNOX | ELITE EL22XPV SERIES | 214635155 | HRCU-A-CB | EL22XPV-024-230A** | CK40CT-30B-0*+TDR | Singlezone Ducted, Centrally Ducted | 23200 | 14000 | 2.52 | 15900 | 1.96
LENNOX | ELITE EL22XPV SERIES | 214635157 | HRCU-A-CB | EL22XPV-024-230A** | CK40CT-30B-0*+TDR | Singlezone Ducted, Centrally Ducted | 23200 | 14000 | 2.53 | 15900 | 1.96
LENNOX | ELITE EL22XPV SERIES | 214635158 | HRCU-A-CB | EL22XPV-024-230A** | CK40CT-30B-0*+TDR | Singlezone Ducted, Centrally Ducted | 23200 | 14100 | 2.54 | 16000 | 1.98
LENNOX | ELITE EL22XPV SERIES | 214635161 | HRCU-A-CB | EL22XPV-024-230A** | CK40CT-30B-0*+TDR | Singlezone Ducted, Centrally Ducted | 23200 | 14000 | 2.52 | 15900 | 1.96
LENNOX | ELITE EL22XPV SERIES | 214635173 | HRCU-A-CB | EL22XPV-024-230A** | CK40CT-30B-0*+TDR | Singlezone Ducted, Centrally Ducted | 23600 | 14200 | 2.51 | 16100 | 1.96
LENNOX | ELITE EL22XPV SERIES | 214635187 | HRCU-A-CB | EL22XPV-024-230A** | CK40CT-30B-0*+TDR | Singlezone Ducted, Centrally Ducted | 23600 | 14200 | 2.51 | 16100 | 1.96
LENNOX | ELITE EL22XPV SERIES | 214635191 | HRCU-A-CB | EL22XPV-024-230A** | CK40CT-30B-0*+TDR | Singlezone Ducted, Centrally Ducted | 23400 | 14100 | 2.54 | 16000 | 1.98
LENNOX | ELITE EL22XPV SERIES | 214635193 | HRCU-A-CB | EL22XPV-024-230A** | CK40CT-30B-0*+TDR | Singlezone Ducted, Centrally Ducted | 23400 | 14100 | 2.54 | 16000 | 1.98
LENNOX | ELITE EL22XPV SERIES | 214635195 | HRCU-A-CB | EL22XPV-024-230A** | CK40CT-30B-0*+TDR | Singlezone Ducted, Centrally Ducted | 23400 | 14100 | 2.54 | 16000 | 1.98
LENNOX | ELITE EL22XPV SERIES | 214635197 | HRCU-A-CB | EL22XPV-024-230A** | CK40CT-30B-0*+TDR | Singlezone Ducted, Centrally Ducted | 23600 | 14200 | 2.51 | 16100 | 1.96
LENNOX | ELITE EL22XPV SERIES | 214635199 | HRCU-A-CB | EL22XPV-024-230A** | CK40CT-30B-0*+TDR | Singlezone Ducted, Centrally Ducted | 23600 | 14200 | 2.51 | 16200 | 1.96
LENNOX | ELITE EL22XPV SERIES | 214635203 | HRCU-A-CB | EL22XPV-024-230A** | CK40CT-30B-0*+TDR | Singlezone Ducted, Centrally Ducted | 23600 | 14200 | 2.51 | 16100 | 1.96
LENNOX | ELITE EL22XPV SERIES | 214635201 | HRCU-A-CB | EL22XPV-024-230A** | CK40CT-30B-0*+TDR | Singlezone Ducted, Centrally Ducted | 23600 | 14200 | 2.51 | 16100 | 1.96
LENNOX | ELITE EL22XPV SERIES | 214635011 | HRCU-A-CB | EL22XPV-024-230A** | CK40CT-24A-0*+TDR | Singlezone Ducted, Centrally Ducted | 23600 | 14700 | 2.52 | 15700 | 1.9
LENNOX | ELITE EL22XPV SERIES | 214635013 | HRCU-A-CB | EL22XPV-024-230A** | CK40CT-24A-0*+TDR | Singlezone Ducted, Centrally Ducted | 23600 | 14700 | 2.52 | 15700 | 1.9
LENNOX | ELITE EL22XPV SERIES | 214635015 | HRCU-A-CB | EL22XPV-024-230A** | CK40CT-24A-0*+TDR | Singlezone Ducted, Centrally Ducted | 23000 | 14300 | 2.52 | 15400 | 1.9
LENNOX | ELITE EL22XPV SERIES | 214635017 | HRCU-A-CB | EL22XPV-024-230A** | CK40CT-24A-0*+TDR | Singlezone Ducted, Centrally Ducted | 23600 | 14700 | 2.5 | 15800 | 1.92
LENNOX | ELITE EL22XPV SERIES | 214635019 | HRCU-A-CB | EL22XPV-024-230A** | CK40CT-24A-0*+TDR | Singlezone Ducted, Centrally Ducted | 23600 | 14700 | 2.5 | 15800 | 1.92
LENNOX | ELITE EL22XPV SERIES | 214635029 | HRCU-A-CB | EL22XPV-024-230A** | CK40CT-24A-0*+TDR | Singlezone Ducted, Centrally Ducted | 23200 | 14500 | 2.51 | 15500 | 1.9
LENNOX | ELITE EL22XPV SERIES | 214635031 | HRCU-A-CB | EL22XPV-024-230A** | CK40CT-24A-0*+TDR | Singlezone Ducted, Centrally Ducted | 23200 | 14400 | 2.53 | 15500 | 1.9
LENNOX | ELITE EL22XPV SERIES | 214635033 | HRCU-A-CB | EL22XPV-024-230A** | CK40CT-24A-0*+TDR | Singlezone Ducted, Centrally Ducted | 23200 | 14500 | 2.51 | 15500 | 1.9
LENNOX | ELITE EL22XPV SERIES | 214635035 | HRCU-A-CB | EL22XPV-024-230A** | CK40CT-24A-0*+TDR | Singlezone Ducted, Centrally Ducted | 23600 | 14700 | 2.53 | 15700 | 1.92
LENNOX | ELITE EL22XPV SERIES | 214635037 | HRCU-A-CB | EL22XPV-024-230A** | CK40CT-24A-0*+TDR | Singlezone Ducted, Centrally Ducted | 23600 | 14700 | 2.52 | 15700 | 1.9
LENNOX | ELITE EL22XPV SERIES | 214635039 | HRCU-A-CB | EL22XPV-024-230A** | CK40CT-24A-0*+TDR | Singlezone Ducted, Centrally Ducted | 23600 | 14700 | 2.52 | 15700 | 1.9
LENNOX | ELITE EL22XPV SERIES | 214635053 | HRCU-A-CB | EL22XPV-024-230A** | CK40CT-24B-0*+TDR | Singlezone Ducted, Centrally Ducted | 23600 | 14700 | 2.5 | 15800 | 1.92
LENNOX | ELITE EL22XPV SERIES | 214635059 | HRCU-A-CB | EL22XPV-024-230A** | CK40CT-24B-0*+TDR | Singlezone Ducted, Centrally Ducted | 23200 | 14500 | 2.54 | 15500 | 1.9
LENNOX | ELITE EL22XPV SERIES | 214635061 | HRCU-A-CB | EL22XPV-024-230A** | CK40CT-24B-0*+TDR | Singlezone Ducted, Centrally Ducted | 23200 | 14500 | 2.54 | 15500 | 1.9
LENNOX | ELITE EL22XPV SERIES | 214635063 | HRCU-A-CB | EL22XPV-024-230A** | CK40CT-24B-0*+TDR | Singlezone Ducted, Centrally Ducted | 23400 | 14500 | 2.51 | 15600 | 1.92
LENNOX | ELITE EL22XPV SERIES | 214635065 | HRCU-A-CB | EL22XPV-024-230A** | CK40CT-24B-0*+TDR | Singlezone Ducted, Centrally Ducted | 23200 | 14500 | 2.54 | 15500 | 1.9
LENNOX | ELITE EL22XPV SERIES | 214635077 | HRCU-A-CB | EL22XPV-024-230A** | CK40CT-24B-0*+TDR | Singlezone Ducted, Centrally Ducted | 23600 | 14700 | 2.52 | 15700 | 1.9
LENNOX | ELITE EL22XPV SERIES | 214635091 | HRCU-A-CB | EL22XPV-024-230A** | CK40CT-24B-0*+TDR | Singlezone Ducted, Centrally Ducted | 23600 | 14700 | 2.5 | 15800 | 1.92
LENNOX | ELITE EL22XPV SERIES | 214635095 | HRCU-A-CB | EL22XPV-024-230A** | CK40CT-24B-0*+TDR | Singlezone Ducted, Centrally Ducted | 23600 | 14600 | 2.55 | 15700 | 1.92
LENNOX | ELITE EL22XPV SERIES | 214635097 | HRCU-A-CB | EL22XPV-024-230A** | CK40CT-24B-0*+TDR | Singlezone Ducted, Centrally Ducted | 23600 | 14600 | 2.55 | 15700 | 1.92
LENNOX | ELITE EL22XPV SERIES | 214635099 | HRCU-A-CB | EL22XPV-024-230A** | CK40CT-24B-0*+TDR | Singlezone Ducted, Centrally Ducted | 23600 | 14600 | 2.55 | 15700 | 1.92
LENNOX | ELITE EL22XPV SERIES | 214635101 | HRCU-A-CB | EL22XPV-024-230A** | CK40CT-24B-0*+TDR | Singlezone Ducted, Centrally Ducted | 23600 | 14700 | 2.5 | 15800 | 1.92
LENNOX | ELITE EL22XPV SERIES | 214635103 | HRCU-A-CB | EL22XPV-024-230A** | CK40CT-24B-0*+TDR | Singlezone Ducted, Centrally Ducted | 23600 | 14700 | 2.5 | 15800 | 1.9
LENNOX | ELITE EL22XPV SERIES | 214635105 | HRCU-A-CB | EL22XPV-024-230A** | CK40CT-24B-0*+TDR | Singlezone Ducted, Centrally Ducted | 23600 | 14700 | 2.52 | 15800 | 1.92
LENNOX | EL22XPV SERIES | 214625983 | HRCU-A-CB | EL22XPV-036-230A** | CK40CT-48C-0*+TDR | Singlezone Ducted, Centrally Ducted | 33800 | 22400 | 2.54 | 18500 | 2.24
LENNOX | EL22XPV SERIES | 214625985 | HRCU-A-CB | EL22XPV-036-230A** | CK40CT-48C-0*+TDR | Singlezone Ducted, Centrally Ducted | 33800 | 22400 | 2.52 | 18600 | 2.24
LENNOX | EL22XPV SERIES | 214625986 | HRCU-A-CB | EL22XPV-036-230A** | CK40CT-48C-0*+TDR | Singlezone Ducted, Centrally Ducted | 33800 | 22400 | 2.52 | 18600 | 2.24
LENNOX | EL22XPV SERIES | 214625988 | HRCU-A-CB | EL22XPV-036-230A** | CK40CT-48C-0*+TDR | Singlezone Ducted, Centrally Ducted | 33600 | 22400 | 2.56 | 18500 | 2.26
LENNOX | ELITE EL22XPV SERIES | 211694832 | HRCU-A-CB | EL22XPV-024-230A** | CX35-24B+TDR | Singlezone Ducted, Centrally Ducted | 23600 | 14700 | 2.52 | 15700 | 1.9
LENNOX | ELITE EL22XPV SERIES | 211694826 | HRCU-A-CB | EL22XPV-024-230A** | CX35-24B+TDR | Singlezone Ducted, Centrally Ducted | 23200 | 14500 | 2.54 | 15500 | 1.9
LENNOX | ELITE EL22XPV SERIES | 211694825 | HRCU-A-CB | EL22XPV-024-230A** | CX35-24B+TDR | Singlezone Ducted, Centrally Ducted | 23400 | 14500 | 2.51 | 15600 | 1.92
LENNOX | ELITE EL22XPV SERIES | 211694824 | HRCU-A-CB | EL22XPV-024-230A** | CX35-24B+TDR | Singlezone Ducted, Centrally Ducted | 23200 | 14500 | 2.54 | 15500 | 1.9
LENNOX | ELITE EL22XPV SERIES | 211694823 | HRCU-A-CB | EL22XPV-024-230A** | CX35-24B+TDR | Singlezone Ducted, Centrally Ducted | 23200 | 14500 | 2.54 | 15500 | 1.9
LENNOX | ELITE EL22XPV SERIES | 211694822 | HRCU-A-CB | EL22XPV-024-230A** | CX35-24B+TDR | Singlezone Ducted, Centrally Ducted | 23600 | 14700 | 2.52 | 15800 | 1.92
LENNOX | ELITE EL22XPV SERIES | 211694816 | HRCU-A-CB | EL22XPV-024-230A** | CX35-24B+TDR | Singlezone Ducted, Centrally Ducted | 23600 | 14700 | 2.5 | 15800 | 1.92
LENNOX | ELITE EL22XPV SERIES | 211694809 | HRCU-A-CB | EL22XPV-024-230A** | CX35-24A+TDR | Singlezone Ducted, Centrally Ducted | 23600 | 14700 | 2.52 | 15700 | 1.9
LENNOX | ELITE EL22XPV SERIES | 211694808 | HRCU-A-CB | EL22XPV-024-230A** | CX35-24A+TDR | Singlezone Ducted, Centrally Ducted | 23600 | 14700 | 2.52 | 15700 | 1.9
LENNOX | ELITE EL22XPV SERIES | 211694807 | HRCU-A-CB | EL22XPV-024-230A** | CX35-24A+TDR | Singlezone Ducted, Centrally Ducted | 23600 | 14700 | 2.53 | 15700 | 1.92
LENNOX | ELITE EL22XPV SERIES | 211694806 | HRCU-A-CB | EL22XPV-024-230A** | CX35-24A+TDR | Singlezone Ducted, Centrally Ducted | 23200 | 14500 | 2.51 | 15500 | 1.9
LENNOX | ELITE EL22XPV SERIES | 211694805 | HRCU-A-CB | EL22XPV-024-230A** | CX35-24A+TDR | Singlezone Ducted, Centrally Ducted | 23200 | 14400 | 2.53 | 15500 | 1.9
LENNOX | ELITE EL22XPV SERIES | 211694804 | HRCU-A-CB | EL22XPV-024-230A** | CX35-24A+TDR | Singlezone Ducted, Centrally Ducted | 23200 | 14500 | 2.51 | 15500 | 1.9
LENNOX | ELITE EL22XPV SERIES | 211694799 | HRCU-A-CB | EL22XPV-024-230A** | CX35-24A+TDR | Singlezone Ducted, Centrally Ducted | 23600 | 14700 | 2.5 | 15800 | 1.92
LENNOX | ELITE EL22XPV SERIES | 211694798 | HRCU-A-CB | EL22XPV-024-230A** | CX35-24A+TDR | Singlezone Ducted, Centrally Ducted | 23600 | 14700 | 2.5 | 15800 | 1.92
LENNOX | ELITE EL22XPV SERIES | 211694797 | HRCU-A-CB | EL22XPV-024-230A** | CX35-24A+TDR | Singlezone Ducted, Centrally Ducted | 23000 | 14300 | 2.52 | 15400 | 1.9
LENNOX | ELITE EL22XPV SERIES | 211694796 | HRCU-A-CB | EL22XPV-024-230A** | CX35-24A+TDR | Singlezone Ducted, Centrally Ducted | 23600 | 14700 | 2.52 | 15700 | 1.9
LENNOX | ELITE EL22XPV SERIES | 211694795 | HRCU-A-CB | EL22XPV-024-230A** | CX35-24A+TDR | Singlezone Ducted, Centrally Ducted | 23600 | 14700 | 2.52 | 15700 | 1.9
LENNOX | ELITE EL22XPV SERIES | 211694794 | HRCU-A-CB | EL22XPV-024-230A** | CR33-24B+TDR+TXV | Singlezone Ducted, Centrally Ducted | 23200 | 15000 | 2.7 | 15100 | 2.06
LENNOX | ELITE EL22XPV SERIES | 211694793 | HRCU-A-CB | EL22XPV-024-230A** | CR33-24B+TDR+TXV | Singlezone Ducted, Centrally Ducted | 23400 | 15100 | 2.67 | 15200 | 2.04
LENNOX | ELITE EL22XPV SERIES | 211694792 | HRCU-A-CB | EL22XPV-024-230A** | CR33-24B+TDR+TXV | Singlezone Ducted, Centrally Ducted | 23200 | 15000 | 2.66 | 15100 | 2.02
LENNOX | ELITE EL22XPV SERIES | 211694791 | HRCU-A-CB | EL22XPV-024-230A** | CR33-24B+TDR+TXV | Singlezone Ducted, Centrally Ducted | 23200 | 15000 | 2.68 | 15100 | 2.04
LENNOX | ELITE EL22XPV SERIES | 211694790 | HRCU-A-CB | EL22XPV-024-230A** | CR33-24B+TDR+TXV | Singlezone Ducted, Centrally Ducted | 23200 | 15000 | 2.71 | 15000 | 2.04
LENNOX | ELITE EL22XPV SERIES | 211694789 | HRCU-A-CB | EL22XPV-024-230A** | CR33-24B+TDR+TXV | Singlezone Ducted, Centrally Ducted | 23200 | 14900 | 2.71 | 15000 | 2.06
LENNOX | ELITE EL22XPV SERIES | 211694788 | HRCU-A-CB | EL22XPV-024-230A** | CR33-24B+TDR+TXV | Singlezone Ducted, Centrally Ducted | 23200 | 14900 | 2.71 | 15000 | 2.06
LENNOX | ELITE EL22XPV SERIES | 211694787 | HRCU-A-CB | EL22XPV-024-230A** | CR33-24B+TDR+TXV | Singlezone Ducted, Centrally Ducted | 23400 | 15100 | 2.71 | 15100 | 2.04
LENNOX | ELITE EL22XPV SERIES | 211694786 | HRCU-A-CB | EL22XPV-024-230A** | CR33-24B+TDR+TXV | Singlezone Ducted, Centrally Ducted | 23200 | 15000 | 2.7 | 15000 | 2.04
LENNOX | ELITE EL22XPV SERIES | 211694785 | HRCU-A-CB | EL22XPV-024-230A** | CR33-24B+TDR+TXV | Singlezone Ducted, Centrally Ducted | 23400 | 15200 | 2.62 | 15300 | 2.02
LENNOX | ELITE EL22XPV SERIES | 211694784 | HRCU-A-CB | EL22XPV-024-230A** | CR33-24B+TDR+TXV | Singlezone Ducted, Centrally Ducted | 23200 | 14900 | 2.66 | 15000 | 2.02
LENNOX | ELITE EL22XPV SERIES | 211694783 | HRCU-A-CB | EL22XPV-024-230A** | CR33-24B+TDR+TXV | Singlezone Ducted, Centrally Ducted | 23200 | 15000 | 2.76 | 15000 | 2.06
LENNOX | ELITE EL22XPV SERIES | 211694782 | HRCU-A-CB | EL22XPV-024-230A** | CR33-24B+TDR+TXV | Singlezone Ducted, Centrally Ducted | 23200 | 14900 | 2.68 | 15000 | 2.04
LENNOX | ELITE EL22XPV SERIES | 211694781 | HRCU-A-CB | EL22XPV-024-230A** | CR33-24B+TDR+TXV | Singlezone Ducted, Centrally Ducted | 23200 | 15000 | 2.7 | 15100 | 2.06
LENNOX | ELITE EL22XPV SERIES | 211694780 | HRCU-A-CB | EL22XPV-024-230A** | CR33-24A+TDR+TXV | Singlezone Ducted, Centrally Ducted | 23200 | 15000 | 2.76 | 15000 | 2.08
LENNOX | ELITE EL22XPV SERIES | 211694779 | HRCU-A-CB | EL22XPV-024-230A** | CR33-24A+TDR+TXV | Singlezone Ducted, Centrally Ducted | 23000 | 14900 | 2.75 | 14900 | 2.06
LENNOX | ELITE EL22XPV SERIES | 211694778 | HRCU-A-CB | EL22XPV-024-230A** | CR33-24A+TDR+TXV | Singlezone Ducted, Centrally Ducted | 23000 | 14900 | 2.71 | 14900 | 2.04
LENNOX | ELITE EL22XPV SERIES | 211694777 | HRCU-A-CB | EL22XPV-024-230A** | CR33-24A+TDR+TXV | Singlezone Ducted, Centrally Ducted | 23200 | 15000 | 2.71 | 15000 | 2.06
LENNOX | ELITE EL22XPV SERIES | 211694776 | HRCU-A-CB | EL22XPV-024-230A** | CBA38MV-018/024-230*+TDR | Singlezone Ducted, Centrally Ducted | 23000 | 14400 | 2.56 | 15400 | 2.08
LENNOX | ELITE EL22XPV SERIES | 211694775 | HRCU-A-CB | EL22XPV-024-230A** | CBA27UHE-030-230*+TDR | Singlezone Ducted, Centrally Ducted | 22400 | 14300 | 2.85 | 16100 | 2.34
LENNOX | ELITE EL22XPV SERIES | 211694774 | HRCU-A-CB | EL22XPV-024-230A** | CBA27UHE-024-230*+TDR | Singlezone Ducted, Centrally Ducted | 23200 | 14500 | 2.56 | 15500 | 2.08
LENNOX | ELITE EL22XPV SERIES | 211694773 | HRCU-A-CB | EL22XPV-024-230A** | CBA27UHE-018-230*+TDR | Singlezone Ducted, Centrally Ducted | 22600 | 14100 | 2.54 | 15100 | 2.06
LENNOX | ELITE EL22XPV SERIES | 211694772 | HRCU-A-CB | EL22XPV-024-230A** | CBA25UHV-030-230-** | Singlezone Ducted, Centrally Ducted | 22400 | 14500 | 2.67 | 14900 | 2.12
LENNOX | ELITE EL22XPV SERIES | 211694771 | HRCU-A-CB | EL22XPV-024-230A** | CBA25UHV-024-230-** | Singlezone Ducted, Centrally Ducted | 22200 | 14900 | 2.68 | 15400 | 2.12
LENNOX | ELITE EL22XPV SERIES | 211694770 | HRCU-A-CB | EL22XPV-024-230A** | CBA25UH-030-230-** | Singlezone Ducted, Centrally Ducted | 22800 | 14900 | 2.6 | 15200 | 2.08
LENNOX | ELITE EL22XPV SERIES | 211694769 | HRCU-A-CB | EL22XPV-024-230A** | CBA25UH-024-230-** | Singlezone Ducted, Centrally Ducted | 23400 | 14700 | 2.5 | 15300 | 2.06
LENNOX | ELITE EL22XPV SERIES | 211694768 | HRCU-A-CB | EL22XPV-024-230A** | C35-30B+TDR+TXV | Singlezone Ducted, Centrally Ducted | 23600 | 14200 | 2.51 | 16100 | 1.96
LENNOX | ELITE EL22XPV SERIES | 211694767 | HRCU-A-CB | EL22XPV-024-230A** | C35-30B+TDR+TXV | Singlezone Ducted, Centrally Ducted | 23600 | 14200 | 2.51 | 16100 | 1.96
LENNOX | ELITE EL22XPV SERIES | 211694766 | HRCU-A-CB | EL22XPV-024-230A** | C35-30B+TDR+TXV | Singlezone Ducted, Centrally Ducted | 23600 | 14200 | 2.51 | 16200 | 1.96
LENNOX | ELITE EL22XPV SERIES | 211694765 | HRCU-A-CB | EL22XPV-024-230A** | C35-30B+TDR+TXV | Singlezone Ducted, Centrally Ducted | 23600 | 14200 | 2.51 | 16100 | 1.96
LENNOX | ELITE EL22XPV SERIES | 211694764 | HRCU-A-CB | EL22XPV-024-230A** | C35-30B+TDR+TXV | Singlezone Ducted, Centrally Ducted | 23400 | 14100 | 2.54 | 16000 | 1.98
LENNOX | ELITE EL22XPV SERIES | 211694763 | HRCU-A-CB | EL22XPV-024-230A** | C35-30B+TDR+TXV | Singlezone Ducted, Centrally Ducted | 23400 | 14100 | 2.54 | 16000 | 1.98
LENNOX | ELITE EL22XPV SERIES | 211694762 | HRCU-A-CB | EL22XPV-024-230A** | C35-30B+TDR+TXV | Singlezone Ducted, Centrally Ducted | 23400 | 14100 | 2.54 | 16000 | 1.98
LENNOX | ELITE EL22XPV SERIES | 211694760 | HRCU-A-CB | EL22XPV-024-230A** | C35-30B+TDR+TXV | Singlezone Ducted, Centrally Ducted | 23600 | 14200 | 2.51 | 16100 | 1.96
LENNOX | ELITE EL22XPV SERIES | 211694753 | HRCU-A-CB | EL22XPV-024-230A** | C35-30B+TDR+TXV | Singlezone Ducted, Centrally Ducted | 23600 | 14200 | 2.51 | 16100 | 1.96
LENNOX | ELITE EL22XPV SERIES | 211694747 | HRCU-A-CB | EL22XPV-024-230A** | C35-30B+TDR+TXV | Singlezone Ducted, Centrally Ducted | 23200 | 14000 | 2.52 | 15900 | 1.96
LENNOX | ELITE EL22XPV SERIES | 211694746 | HRCU-A-CB | EL22XPV-024-230A** | C35-30B+TDR+TXV | Singlezone Ducted, Centrally Ducted | 23200 | 14100 | 2.54 | 16000 | 1.98
LENNOX | ELITE EL22XPV SERIES | 211694745 | HRCU-A-CB | EL22XPV-024-230A** | C35-30B+TDR+TXV | Singlezone Ducted, Centrally Ducted | 23200 | 14000 | 2.53 | 15900 | 1.96
LENNOX | ELITE EL22XPV SERIES | 211694744 | HRCU-A-CB | EL22XPV-024-230A** | C35-30B+TDR+TXV | Singlezone Ducted, Centrally Ducted | 23200 | 14000 | 2.52 | 15900 | 1.96
LENNOX | ELITE EL22XPV SERIES | 211694743 | HRCU-A-CB | EL22XPV-024-230A** | C35-30B+TDR+TXV | Singlezone Ducted, Centrally Ducted | 23600 | 14200 | 2.51 | 16100 | 1.96
LENNOX | ELITE EL22XPV SERIES | 211694730 | HRCU-A-CB | EL22XPV-024-230A** | C35-30A+TDR+TXV | Singlezone Ducted, Centrally Ducted | 23600 | 14200 | 2.51 | 16100 | 1.96
LENNOX | ELITE EL22XPV SERIES | 211694729 | HRCU-A-CB | EL22XPV-024-230A** | C35-30A+TDR+TXV | Singlezone Ducted, Centrally Ducted | 23600 | 14200 | 2.51 | 16100 | 1.96
LENNOX | ELITE EL22XPV SERIES | 211694728 | HRCU-A-CB | EL22XPV-024-230A** | C35-30A+TDR+TXV | Singlezone Ducted, Centrally Ducted | 23400 | 14200 | 2.52 | 16100 | 1.98
LENNOX | ELITE EL22XPV SERIES | 211694727 | HRCU-A-CB | EL22XPV-024-230A** | C35-30A+TDR+TXV | Singlezone Ducted, Centrally Ducted | 23200 | 14000 | 2.52 | 15900 | 1.94
LENNOX | ELITE EL22XPV SERIES | 211694726 | HRCU-A-CB | EL22XPV-024-230A** | C35-30A+TDR+TXV | Singlezone Ducted, Centrally Ducted | 23200 | 14000 | 2.52 | 15900 | 1.96
LENNOX | ELITE EL22XPV SERIES | 211694725 | HRCU-A-CB | EL22XPV-024-230A** | C35-30A+TDR+TXV | Singlezone Ducted, Centrally Ducted | 23200 | 14000 | 2.52 | 15900 | 1.94
LENNOX | ELITE EL22XPV SERIES | 211694724 | HRCU-A-CB | EL22XPV-024-230A** | C35-30A+TDR+TXV | Singlezone Ducted, Centrally Ducted | 23400 | 14200 | 2.52 | 16100 | 1.96
LENNOX | ELITE EL22XPV SERIES | 211694723 | HRCU-A-CB | EL22XPV-024-230A** | C35-30A+TDR+TXV | Singlezone Ducted, Centrally Ducted | 23000 | 13900 | 2.51 | 15800 | 1.94
LENNOX | ELITE EL22XPV SERIES | 211694722 | HRCU-A-CB | EL22XPV-024-230A** | C35-30A+TDR+TXV | Singlezone Ducted, Centrally Ducted | 23400 | 14200 | 2.52 | 16100 | 1.96
LENNOX | ELITE EL22XPV SERIES | 211694721 | HRCU-A-CB | EL22XPV-024-230A** | C35-30A+TDR+TXV | Singlezone Ducted, Centrally Ducted | 23000 | 13900 | 2.51 | 15800 | 1.94
LENNOX | ELITE EL22XPV SERIES | 211694718 | HRCU-A-CB | EL22XPV-024-230A** | C35-30A+TDR+TXV | Singlezone Ducted, Centrally Ducted | 23000 | 13900 | 2.51 | 15800 | 1.94
LENNOX | ELITE EL22XPV SERIES | 211694717 | HRCU-A-CB | EL22XPV-024-230A** | C35-30A+TDR+TXV | Singlezone Ducted, Centrally Ducted | 23400 | 14200 | 2.51 | 16100 | 1.96
LENNOX | ELITE EL22XPV SERIES | 211694716 | HRCU-A-CB | EL22XPV-024-230A** | C35-30A+TDR+TXV | Singlezone Ducted, Centrally Ducted | 23400 | 14200 | 2.51 | 16100 | 1.96
LENNOX | ELITE EL22XPV SERIES | 211694715 | HRCU-A-CB | EL22XPV-024-230A** | C35-24B+TDR+TXV | Singlezone Ducted, Centrally Ducted | 23600 | 14700 | 2.52 | 15800 | 1.92
LENNOX | ELITE EL22XPV SERIES | 211694714 | HRCU-A-CB | EL22XPV-024-230A** | C35-24B+TDR+TXV | Singlezone Ducted, Centrally Ducted | 23600 | 14700 | 2.5 | 15800 | 1.9
LENNOX | ELITE EL22XPV SERIES | 211694713 | HRCU-A-CB | EL22XPV-024-230A** | C35-24B+TDR+TXV | Singlezone Ducted, Centrally Ducted | 23600 | 14700 | 2.5 | 15800 | 1.92
LENNOX | ELITE EL22XPV SERIES | 211694712 | HRCU-A-CB | EL22XPV-024-230A** | C35-24B+TDR+TXV | Singlezone Ducted, Centrally Ducted | 23600 | 14600 | 2.55 | 15700 | 1.92
LENNOX | ELITE EL22XPV SERIES | 211694711 | HRCU-A-CB | EL22XPV-024-230A** | C35-24B+TDR+TXV | Singlezone Ducted, Centrally Ducted | 23600 | 14600 | 2.55 | 15700 | 1.92
LENNOX | ELITE EL22XPV SERIES | 211694710 | HRCU-A-CB | EL22XPV-024-230A** | C35-24B+TDR+TXV | Singlezone Ducted, Centrally Ducted | 23600 | 14600 | 2.55 | 15700 | 1.92
LENNOX | ELITE EL22XPV SERIES | 211694708 | HRCU-A-CB | EL22XPV-024-230A** | C35-24B+TDR+TXV | Singlezone Ducted, Centrally Ducted | 23600 | 14700 | 2.5 | 15800 | 1.92
LENNOX | ELITE EL22XPV SERIES | 211694701 | HRCU-A-CB | EL22XPV-024-230A** | C35-24B+TDR+TXV | Singlezone Ducted, Centrally Ducted | 23600 | 14700 | 2.52 | 15700 | 1.9
LENNOX | ELITE EL22XPV SERIES | 211694695 | HRCU-A-CB | EL22XPV-024-230A** | C35-24B+TDR+TXV | Singlezone Ducted, Centrally Ducted | 23200 | 14500 | 2.54 | 15500 | 1.9
LENNOX | ELITE EL22XPV SERIES | 211694694 | HRCU-A-CB | EL22XPV-024-230A** | C35-24B+TDR+TXV | Singlezone Ducted, Centrally Ducted | 23400 | 14500 | 2.51 | 15600 | 1.92
LENNOX | ELITE EL22XPV SERIES | 211694693 | HRCU-A-CB | EL22XPV-024-230A** | C35-24B+TDR+TXV | Singlezone Ducted, Centrally Ducted | 23200 | 14500 | 2.54 | 15500 | 1.9
LENNOX | ELITE EL22XPV SERIES | 211694692 | HRCU-A-CB | EL22XPV-024-230A** | C35-24B+TDR+TXV | Singlezone Ducted, Centrally Ducted | 23200 | 14500 | 2.54 | 15500 | 1.9
LENNOX | ELITE EL22XPV SERIES | 211694691 | HRCU-A-CB | EL22XPV-024-230A** | C35-24B+TDR+TXV | Singlezone Ducted, Centrally Ducted | 23600 | 14700 | 2.52 | 15800 | 1.92
LENNOX | ELITE EL22XPV SERIES | 211694685 | HRCU-A-CB | EL22XPV-024-230A** | C35-24B+TDR+TXV | Singlezone Ducted, Centrally Ducted | 23600 | 14700 | 2.5 | 15800 | 1.92
LENNOX | ELITE EL22XPV SERIES | 211694678 | HRCU-A-CB | EL22XPV-024-230A** | C35-24A+TDR+TXV | Singlezone Ducted, Centrally Ducted | 23600 | 14700 | 2.52 | 15700 | 1.9
LENNOX | ELITE EL22XPV SERIES | 211694677 | HRCU-A-CB | EL22XPV-024-230A** | C35-24A+TDR+TXV | Singlezone Ducted, Centrally Ducted | 23600 | 14700 | 2.52 | 15700 | 1.9
LENNOX | ELITE EL22XPV SERIES | 211694676 | HRCU-A-CB | EL22XPV-024-230A** | C35-24A+TDR+TXV | Singlezone Ducted, Centrally Ducted | 23600 | 14700 | 2.53 | 15700 | 1.92
LENNOX | ELITE EL22XPV SERIES | 211694675 | HRCU-A-CB | EL22XPV-024-230A** | C35-24A+TDR+TXV | Singlezone Ducted, Centrally Ducted | 23200 | 14500 | 2.51 | 15500 | 1.9
LENNOX | ELITE EL22XPV SERIES | 211694674 | HRCU-A-CB | EL22XPV-024-230A** | C35-24A+TDR+TXV | Singlezone Ducted, Centrally Ducted | 23200 | 14400 | 2.53 | 15500 | 1.9
LENNOX | ELITE EL22XPV SERIES | 211694673 | HRCU-A-CB | EL22XPV-024-230A** | C35-24A+TDR+TXV | Singlezone Ducted, Centrally Ducted | 23200 | 14500 | 2.51 | 15500 | 1.9
LENNOX | ELITE EL22XPV SERIES | 211694668 | HRCU-A-CB | EL22XPV-024-230A** | C35-24A+TDR+TXV | Singlezone Ducted, Centrally Ducted | 23600 | 14700 | 2.5 | 15800 | 1.92
LENNOX | ELITE EL22XPV SERIES | 211694667 | HRCU-A-CB | EL22XPV-024-230A** | C35-24A+TDR+TXV | Singlezone Ducted, Centrally Ducted | 23600 | 14700 | 2.5 | 15800 | 1.92
LENNOX | ELITE EL22XPV SERIES | 211694666 | HRCU-A-CB | EL22XPV-024-230A** | C35-24A+TDR+TXV | Singlezone Ducted, Centrally Ducted | 23000 | 14300 | 2.52 | 15400 | 1.9
LENNOX | ELITE EL22XPV SERIES | 211694665 | HRCU-A-CB | EL22XPV-024-230A** | C35-24A+TDR+TXV | Singlezone Ducted, Centrally Ducted | 23600 | 14700 | 2.52 | 15700 | 1.9
LENNOX | ELITE EL22XPV SERIES | 211694664 | HRCU-A-CB | EL22XPV-024-230A** | C35-24A+TDR+TXV | Singlezone Ducted, Centrally Ducted | 23600 | 14700 | 2.52 | 15700 | 1.9
LENNOX | ELITE EL22XPV SERIES | 211694663 | HRCU-A-CB | EL22XPV-024-230A** | CBA38MV-030-230*+TDR | Singlezone Ducted, Centrally Ducted | 22400 | 14300 | 2.83 | 16100 | 2.32
LENNOX | ELITE EL22XPV SERIES | 211694899 | HRCU-A-CB | EL22XPV-024-230A** | CX35-30A+TDR | Singlezone Ducted, Centrally Ducted | 23600 | 14200 | 2.51 | 16100 | 1.96
LENNOX | ELITE EL22XPV SERIES | 211694898 | HRCU-A-CB | EL22XPV-024-230A** | CX35-30A+TDR | Singlezone Ducted, Centrally Ducted | 23600 | 14200 | 2.51 | 16100 | 1.96
LENNOX | ELITE EL22XPV SERIES | 211694897 | HRCU-A-CB | EL22XPV-024-230A** | CX35-30A+TDR | Singlezone Ducted, Centrally Ducted | 23400 | 14200 | 2.52 | 16100 | 1.98
LENNOX | ELITE EL22XPV SERIES | 211694896 | HRCU-A-CB | EL22XPV-024-230A** | CX35-30A+TDR | Singlezone Ducted, Centrally Ducted | 23200 | 14000 | 2.52 | 15900 | 1.94
LENNOX | ELITE EL22XPV SERIES | 211694895 | HRCU-A-CB | EL22XPV-024-230A** | CX35-30A+TDR | Singlezone Ducted, Centrally Ducted | 23200 | 14000 | 2.52 | 15900 | 1.96
LENNOX | ELITE EL22XPV SERIES | 211694894 | HRCU-A-CB | EL22XPV-024-230A** | CX35-30A+TDR | Singlezone Ducted, Centrally Ducted | 23200 | 14000 | 2.52 | 15900 | 1.94
LENNOX | ELITE EL22XPV SERIES | 211694893 | HRCU-A-CB | EL22XPV-024-230A** | CX35-30A+TDR | Singlezone Ducted, Centrally Ducted | 23400 | 14200 | 2.52 | 16100 | 1.96
LENNOX | ELITE EL22XPV SERIES | 211694892 | HRCU-A-CB | EL22XPV-024-230A** | CX35-30A+TDR | Singlezone Ducted, Centrally Ducted | 23000 | 13900 | 2.51 | 15800 | 1.94
LENNOX | ELITE EL22XPV SERIES | 211694891 | HRCU-A-CB | EL22XPV-024-230A** | CX35-30A+TDR | Singlezone Ducted, Centrally Ducted | 23400 | 14200 | 2.52 | 16100 | 1.96
LENNOX | ELITE EL22XPV SERIES | 211694890 | HRCU-A-CB | EL22XPV-024-230A** | CX35-30A+TDR | Singlezone Ducted, Centrally Ducted | 23000 | 13900 | 2.51 | 15800 | 1.94
LENNOX | ELITE EL22XPV SERIES | 211694887 | HRCU-A-CB | EL22XPV-024-230A** | CX35-30A+TDR | Singlezone Ducted, Centrally Ducted | 23000 | 13900 | 2.51 | 15800 | 1.94
LENNOX | ELITE EL22XPV SERIES | 211694886 | HRCU-A-CB | EL22XPV-024-230A** | CX35-30A+TDR | Singlezone Ducted, Centrally Ducted | 23400 | 14200 | 2.51 | 16100 | 1.96
LENNOX | ELITE EL22XPV SERIES | 211694885 | HRCU-A-CB | EL22XPV-024-230A** | CX35-30A+TDR | Singlezone Ducted, Centrally Ducted | 23400 | 14200 | 2.51 | 16100 | 1.96
LENNOX | ELITE EL22XPV SERIES | 211694884 | HRCU-A-CB | EL22XPV-024-230A** | CX35-30B+TDR | Singlezone Ducted, Centrally Ducted | 23600 | 14200 | 2.51 | 16100 | 1.96
LENNOX | ELITE EL22XPV SERIES | 211694883 | HRCU-A-CB | EL22XPV-024-230A** | CX35-30B+TDR | Singlezone Ducted, Centrally Ducted | 23600 | 14200 | 2.51 | 16100 | 1.96
LENNOX | ELITE EL22XPV SERIES | 211694882 | HRCU-A-CB | EL22XPV-024-230A** | CX35-30B+TDR | Singlezone Ducted, Centrally Ducted | 23600 | 14200 | 2.51 | 16200 | 1.96
LENNOX | ELITE EL22XPV SERIES | 211694881 | HRCU-A-CB | EL22XPV-024-230A** | CX35-30B+TDR | Singlezone Ducted, Centrally Ducted | 23600 | 14200 | 2.51 | 16100 | 1.96
LENNOX | ELITE EL22XPV SERIES | 211694880 | HRCU-A-CB | EL22XPV-024-230A** | CX35-30B+TDR | Singlezone Ducted, Centrally Ducted | 23400 | 14100 | 2.54 | 16000 | 1.98
LENNOX | ELITE EL22XPV SERIES | 211694879 | HRCU-A-CB | EL22XPV-024-230A** | CX35-30B+TDR | Singlezone Ducted, Centrally Ducted | 23400 | 14100 | 2.54 | 16000 | 1.98
LENNOX | ELITE EL22XPV SERIES | 211694878 | HRCU-A-CB | EL22XPV-024-230A** | CX35-30B+TDR | Singlezone Ducted, Centrally Ducted | 23400 | 14100 | 2.54 | 16000 | 1.98
LENNOX | ELITE EL22XPV SERIES | 211694876 | HRCU-A-CB | EL22XPV-024-230A** | CX35-30B+TDR | Singlezone Ducted, Centrally Ducted | 23600 | 14200 | 2.51 | 16100 | 1.96
LENNOX | ELITE EL22XPV SERIES | 211694869 | HRCU-A-CB | EL22XPV-024-230A** | CX35-30B+TDR | Singlezone Ducted, Centrally Ducted | 23600 | 14200 | 2.51 | 16100 | 1.96
LENNOX | ELITE EL22XPV SERIES | 211694863 | HRCU-A-CB | EL22XPV-024-230A** | CX35-30B+TDR | Singlezone Ducted, Centrally Ducted | 23200 | 14000 | 2.52 | 15900 | 1.96
LENNOX | ELITE EL22XPV SERIES | 211694862 | HRCU-A-CB | EL22XPV-024-230A** | CX35-30B+TDR | Singlezone Ducted, Centrally Ducted | 23200 | 14100 | 2.54 | 16000 | 1.98
LENNOX | ELITE EL22XPV SERIES | 211694861 | HRCU-A-CB | EL22XPV-024-230A** | CX35-30B+TDR | Singlezone Ducted, Centrally Ducted | 23200 | 14000 | 2.53 | 15900 | 1.96
LENNOX | ELITE EL22XPV SERIES | 211694860 | HRCU-A-CB | EL22XPV-024-230A** | CX35-30B+TDR | Singlezone Ducted, Centrally Ducted | 23200 | 14000 | 2.52 | 15900 | 1.96
LENNOX | ELITE EL22XPV SERIES | 211694859 | HRCU-A-CB | EL22XPV-024-230A** | CX35-30B+TDR | Singlezone Ducted, Centrally Ducted | 23600 | 14200 | 2.51 | 16100 | 1.96
LENNOX | ELITE EL22XPV SERIES | 211694846 | HRCU-A-CB | EL22XPV-024-230A** | CX35-24B+TDR | Singlezone Ducted, Centrally Ducted | 23600 | 14700 | 2.52 | 15800 | 1.92
LENNOX | ELITE EL22XPV SERIES | 211694845 | HRCU-A-CB | EL22XPV-024-230A** | CX35-24B+TDR | Singlezone Ducted, Centrally Ducted | 23600 | 14700 | 2.5 | 15800 | 1.9
LENNOX | ELITE EL22XPV SERIES | 211694844 | HRCU-A-CB | EL22XPV-024-230A** | CX35-24B+TDR | Singlezone Ducted, Centrally Ducted | 23600 | 14700 | 2.5 | 15800 | 1.92
LENNOX | ELITE EL22XPV SERIES | 211694843 | HRCU-A-CB | EL22XPV-024-230A** | CX35-24B+TDR | Singlezone Ducted, Centrally Ducted | 23600 | 14600 | 2.55 | 15700 | 1.92
LENNOX | ELITE EL22XPV SERIES | 211694842 | HRCU-A-CB | EL22XPV-024-230A** | CX35-24B+TDR | Singlezone Ducted, Centrally Ducted | 23600 | 14600 | 2.55 | 15700 | 1.92
LENNOX | ELITE EL22XPV SERIES | 211694841 | HRCU-A-CB | EL22XPV-024-230A** | CX35-24B+TDR | Singlezone Ducted, Centrally Ducted | 23600 | 14600 | 2.55 | 15700 | 1.92
LENNOX | ELITE EL22XPV SERIES | 211694839 | HRCU-A-CB | EL22XPV-024-230A** | CX35-24B+TDR | Singlezone Ducted, Centrally Ducted | 23600 | 14700 | 2.5 | 15800 | 1.92
LENNOX | EL22XPV SERIES | 211799261 | HRCU-A-CB | EL22XPV-036-230A** | CX35-48C+TDR | Singlezone Ducted, Centrally Ducted | 33600 | 22400 | 2.56 | 18500 | 2.26
LENNOX | EL22XPV SERIES | 211799259 | HRCU-A-CB | EL22XPV-036-230A** | CX35-48C+TDR | Singlezone Ducted, Centrally Ducted | 33800 | 22400 | 2.52 | 18600 | 2.24
LENNOX | EL22XPV SERIES | 211799258 | HRCU-A-CB | EL22XPV-036-230A** | CX35-48C+TDR | Singlezone Ducted, Centrally Ducted | 33800 | 22400 | 2.52 | 18600 | 2.24
LENNOX | EL22XPV SERIES | 211799256 | HRCU-A-CB | EL22XPV-036-230A** | CX35-48C+TDR | Singlezone Ducted, Centrally Ducted | 33800 | 22400 | 2.54 | 18500 | 2.24
LENNOX | EL22XPV SERIES | 211799248 | HRCU-A-CB | EL22XPV-036-230A** | CX35-48C+TDR | Singlezone Ducted, Centrally Ducted | 33800 | 22400 | 2.52 | 18600 | 2.24
LENNOX | EL22XPV SERIES | 211799245 | HRCU-A-CB | EL22XPV-036-230A** | CX35-48C+TDR | Singlezone Ducted, Centrally Ducted | 33800 | 22400 | 2.52 | 18600 | 2.24
LENNOX | EL22XPV SERIES | 211799244 | HRCU-A-CB | EL22XPV-036-230A** | CX35-48C+TDR | Singlezone Ducted, Centrally Ducted | 33800 | 22400 | 2.54 | 18500 | 2.24
LENNOX | EL22XPV SERIES | 211799238 | HRCU-A-CB | EL22XPV-036-230A** | C35-48C+TDR+TXV | Singlezone Ducted, Centrally Ducted | 33600 | 22400 | 2.56 | 18500 | 2.26
LENNOX | EL22XPV SERIES | 211799236 | HRCU-A-CB | EL22XPV-036-230A** | C35-48C+TDR+TXV | Singlezone Ducted, Centrally Ducted | 33800 | 22400 | 2.52 | 18600 | 2.24
LENNOX | EL22XPV SERIES | 211799235 | HRCU-A-CB | EL22XPV-036-230A** | C35-48C+TDR+TXV | Singlezone Ducted, Centrally Ducted | 33800 | 22400 | 2.52 | 18600 | 2.24
LENNOX | EL22XPV SERIES | 211799233 | HRCU-A-CB | EL22XPV-036-230A** | C35-48C+TDR+TXV | Singlezone Ducted, Centrally Ducted | 33800 | 22400 | 2.54 | 18500 | 2.24
LENNOX | EL22XPV SERIES | 211799225 | HRCU-A-CB | EL22XPV-036-230A** | C35-48C+TDR+TXV | Singlezone Ducted, Centrally Ducted | 33800 | 22400 | 2.52 | 18600 | 2.24
LENNOX | EL22XPV SERIES | 211799222 | HRCU-A-CB | EL22XPV-036-230A** | C35-48C+TDR+TXV | Singlezone Ducted, Centrally Ducted | 33800 | 22400 | 2.52 | 18600 | 2.24
LENNOX | EL22XPV SERIES | 211799221 | HRCU-A-CB | EL22XPV-036-230A** | C35-48C+TDR+TXV | Singlezone Ducted, Centrally Ducted | 33800 | 22400 | 2.54 | 18500 | 2.24
LENNOX | ELITE EL22XPV SERIES | 211468007 | HRCU-A-CB | EL22XPV-036-230A** | CX35-48B+TDR | Singlezone Ducted, Centrally Ducted | 33800 | 22400 | 2.54 | 18400 | 2.22
LENNOX | ELITE EL22XPV SERIES | 211468006 | HRCU-A-CB | EL22XPV-036-230A** | CX35-48B+TDR | Singlezone Ducted, Centrally Ducted | 33800 | 22400 | 2.54 | 18400 | 2.22
LENNOX | ELITE EL22XPV SERIES | 211468005 | HRCU-A-CB | EL22XPV-036-230A** | CX35-48B+TDR | Singlezone Ducted, Centrally Ducted | 33800 | 22400 | 2.52 | 18400 | 2.22
LENNOX | ELITE EL22XPV SERIES | 211468004 | HRCU-A-CB | EL22XPV-036-230A** | CX35-48B+TDR | Singlezone Ducted, Centrally Ducted | 33800 | 22600 | 2.52 | 18500 | 2.2
LENNOX | ELITE EL22XPV SERIES | 211467994 | HRCU-A-CB | EL22XPV-036-230A** | CX35-48B+TDR | Singlezone Ducted, Centrally Ducted | 33600 | 22200 | 2.56 | 18200 | 2.24
LENNOX | ELITE EL22XPV SERIES | 211467993 | HRCU-A-CB | EL22XPV-036-230A** | CX35-48B+TDR | Singlezone Ducted, Centrally Ducted | 33600 | 22200 | 2.52 | 18300 | 2.22
LENNOX | ELITE EL22XPV SERIES | 211467992 | HRCU-A-CB | EL22XPV-036-230A** | CX35-48B+TDR | Singlezone Ducted, Centrally Ducted | 33600 | 22200 | 2.56 | 18200 | 2.24
LENNOX | ELITE EL22XPV SERIES | 211467991 | HRCU-A-CB | EL22XPV-036-230A** | CX35-48B+TDR | Singlezone Ducted, Centrally Ducted | 33400 | 22200 | 2.52 | 18200 | 2.22
LENNOX | ELITE EL22XPV SERIES | 211467990 | HRCU-A-CB | EL22XPV-036-230A** | CX35-48B+TDR | Singlezone Ducted, Centrally Ducted | 33600 | 22200 | 2.54 | 18200 | 2.22
LENNOX | ELITE EL22XPV SERIES | 211467989 | HRCU-A-CB | EL22XPV-036-230A** | CX35-48B+TDR | Singlezone Ducted, Centrally Ducted | 33400 | 22200 | 2.52 | 18200 | 2.22
LENNOX | ELITE EL22XPV SERIES | 211467988 | HRCU-A-CB | EL22XPV-036-230A** | CX35-48B+TDR | Singlezone Ducted, Centrally Ducted | 33400 | 22200 | 2.52 | 18200 | 2.22
LENNOX | ELITE EL22XPV SERIES | 211467984 | HRCU-A-CB | EL22XPV-036-230A** | CX35-48B+TDR | Singlezone Ducted, Centrally Ducted | 33600 | 22400 | 2.5 | 18400 | 2.2
LENNOX | ELITE EL22XPV SERIES | 211467983 | HRCU-A-CB | EL22XPV-036-230A** | CX35-48B+TDR | Singlezone Ducted, Centrally Ducted | 33200 | 22000 | 2.54 | 18000 | 2.24
LENNOX | ELITE EL22XPV SERIES | 211467982 | HRCU-A-CB | EL22XPV-036-230A** | CX35-48B+TDR | Singlezone Ducted, Centrally Ducted | 33200 | 22000 | 2.54 | 18000 | 2.24
LENNOX | ELITE EL22XPV SERIES | 211467981 | HRCU-A-CB | EL22XPV-036-230A** | CX35-48B+TDR | Singlezone Ducted, Centrally Ducted | 33200 | 22000 | 2.52 | 18100 | 2.24
LENNOX | ELITE EL22XPV SERIES | 211467977 | HRCU-A-CB | EL22XPV-036-230A** | CX35-48B+TDR | Singlezone Ducted, Centrally Ducted | 33600 | 22400 | 2.5 | 18400 | 2.2
LENNOX | ELITE EL22XPV SERIES | 211467975 | HRCU-A-CB | EL22XPV-036-230A** | CX35-48B+TDR | Singlezone Ducted, Centrally Ducted | 33800 | 22600 | 2.5 | 18500 | 2.18
LENNOX | ELITE EL22XPV SERIES | 211467822 | HRCU-A-CB | EL22XPV-036-230A** | CHX35-42C-**-*+TDR | Singlezone Ducted, Centrally Ducted | 33600 | 22400 | 2.5 | 18100 | 2.04
LENNOX | ELITE EL22XPV SERIES | 211467821 | HRCU-A-CB | EL22XPV-036-230A** | CHX35-42C-**-*+TDR | Singlezone Ducted, Centrally Ducted | 33400 | 22200 | 2.5 | 17900 | 2.04
LENNOX | ELITE EL22XPV SERIES | 211467820 | HRCU-A-CB | EL22XPV-036-230A** | CHX35-42C-**-*+TDR | Singlezone Ducted, Centrally Ducted | 33400 | 22400 | 2.5 | 18000 | 2.04
LENNOX | ELITE EL22XPV SERIES | 211467818 | HRCU-A-CB | EL22XPV-036-230A** | CHX35-42C-**-*+TDR | Singlezone Ducted, Centrally Ducted | 33400 | 22200 | 2.5 | 17900 | 2.04
LENNOX | ELITE EL22XPV SERIES | 211467817 | HRCU-A-CB | EL22XPV-036-230A** | CHX35-42C-**-*+TDR | Singlezone Ducted, Centrally Ducted | 33600 | 22400 | 2.54 | 18000 | 2.06
LENNOX | ELITE EL22XPV SERIES | 211467816 | HRCU-A-CB | EL22XPV-036-230A** | CHX35-42C-**-*+TDR | Singlezone Ducted, Centrally Ducted | 33400 | 22200 | 2.5 | 17900 | 2.04
LENNOX | ELITE EL22XPV SERIES | 211467815 | HRCU-A-CB | EL22XPV-036-230A** | CHX35-42C-**-*+TDR | Singlezone Ducted, Centrally Ducted | 33400 | 22200 | 2.52 | 17900 | 2.06
LENNOX | ELITE EL22XPV SERIES | 211467814 | HRCU-A-CB | EL22XPV-036-230A** | CHX35-42C-**-*+TDR | Singlezone Ducted, Centrally Ducted | 33800 | 22400 | 2.5 | 18200 | 2.04
LENNOX | ELITE EL22XPV SERIES | 211467812 | HRCU-A-CB | EL22XPV-036-230A** | CHX35-42C-**-*+TDR | Singlezone Ducted, Centrally Ducted | 33800 | 22600 | 2.5 | 18200 | 2.04
LENNOX | ELITE EL22XPV SERIES | 211467811 | HRCU-A-CB | EL22XPV-036-230A** | CHX35-42C-**-*+TDR | Singlezone Ducted, Centrally Ducted | 33800 | 22600 | 2.5 | 18200 | 2.02
LENNOX | ELITE EL22XPV SERIES | 211467808 | HRCU-A-CB | EL22XPV-036-230A** | CHX35-42C-**-*+TDR | Singlezone Ducted, Centrally Ducted | 33200 | 22200 | 2.5 | 17800 | 2.04
LENNOX | ELITE EL22XPV SERIES | 211467807 | HRCU-A-CB | EL22XPV-036-230A** | CHX35-42C-**-*+TDR | Singlezone Ducted, Centrally Ducted | 33800 | 22600 | 2.52 | 18200 | 2.04
LENNOX | ELITE EL22XPV SERIES | 211467806 | HRCU-A-CB | EL22XPV-036-230A** | CHX35-42C-**-*+TDR | Singlezone Ducted, Centrally Ducted | 33800 | 22600 | 2.52 | 18200 | 2.04
LENNOX | ELITE EL22XPV SERIES | 211467805 | HRCU-A-CB | EL22XPV-036-230A** | CHX35-42C-**-*+TDR | Singlezone Ducted, Centrally Ducted | 33200 | 22000 | 2.52 | 17700 | 2.06
LENNOX | ELITE EL22XPV SERIES | 211467804 | HRCU-A-CB | EL22XPV-036-230A** | CHX35-42C-**-*+TDR | Singlezone Ducted, Centrally Ducted | 33800 | 22600 | 2.52 | 18200 | 2.04
LENNOX | ELITE EL22XPV SERIES | 211467871 | HRCU-A-CB | EL22XPV-036-230A** | CR33-48B*+TDR+TXV | Singlezone Ducted, Centrally Ducted | 33400 | 21400 | 2.5 | 17700 | 2.18
LENNOX | ELITE EL22XPV SERIES | 211467865 | HRCU-A-CB | EL22XPV-036-230A** | CR33-30/36C+TDR+TXV | Singlezone Ducted, Centrally Ducted | 35800 | 23400 | 2.5 | 19000 | 2.18
LENNOX | ELITE EL22XPV SERIES | 211467864 | HRCU-A-CB | EL22XPV-036-230A** | CR33-30/36C+TDR+TXV | Singlezone Ducted, Centrally Ducted | 35600 | 23200 | 2.5 | 18900 | 2.2
LENNOX | ELITE EL22XPV SERIES | 211467863 | HRCU-A-CB | EL22XPV-036-230A** | CR33-30/36C+TDR+TXV | Singlezone Ducted, Centrally Ducted | 34800 | 22800 | 2.54 | 18400 | 2.22
LENNOX | ELITE EL22XPV SERIES | 211467862 | HRCU-A-CB | EL22XPV-036-230A** | CR33-30/36C+TDR+TXV | Singlezone Ducted, Centrally Ducted | 35400 | 23000 | 2.54 | 18700 | 2.22
LENNOX | ELITE EL22XPV SERIES | 211467861 | HRCU-A-CB | EL22XPV-036-230A** | CR33-30/36C+TDR+TXV | Singlezone Ducted, Centrally Ducted | 35000 | 22800 | 2.56 | 18500 | 2.24
LENNOX | ELITE EL22XPV SERIES | 211467860 | HRCU-A-CB | EL22XPV-036-230A** | CR33-30/36C+TDR+TXV | Singlezone Ducted, Centrally Ducted | 35000 | 22800 | 2.54 | 18500 | 2.22
LENNOX | ELITE EL22XPV SERIES | 211467859 | HRCU-A-CB | EL22XPV-036-230A** | CR33-30/36C+TDR+TXV | Singlezone Ducted, Centrally Ducted | 35000 | 22800 | 2.58 | 18400 | 2.24
LENNOX | ELITE EL22XPV SERIES | 211467858 | HRCU-A-CB | EL22XPV-036-230A** | CR33-30/36C+TDR+TXV | Singlezone Ducted, Centrally Ducted | 35400 | 23000 | 2.54 | 18700 | 2.22
LENNOX | ELITE EL22XPV SERIES | 211467857 | HRCU-A-CB | EL22XPV-036-230A** | CR33-30/36C+TDR+TXV | Singlezone Ducted, Centrally Ducted | 35000 | 22800 | 2.54 | 18500 | 2.22
LENNOX | ELITE EL22XPV SERIES | 211467856 | HRCU-A-CB | EL22XPV-036-230A** | CR33-30/36B+TDR+TXV | Singlezone Ducted, Centrally Ducted | 35600 | 23200 | 2.5 | 18900 | 2.18
LENNOX | ELITE EL22XPV SERIES | 211467855 | HRCU-A-CB | EL22XPV-036-230A** | CR33-30/36B+TDR+TXV | Singlezone Ducted, Centrally Ducted | 35600 | 23200 | 2.5 | 18900 | 2.18
LENNOX | ELITE EL22XPV SERIES | 211467722 | HRCU-A-CB | EL22XPV-036-230A** | CBA38MV-042-230*+TDR | Singlezone Ducted, Centrally Ducted | 35000 | 22800 | 2.64 | 18400 | 2.3
LENNOX | ELITE EL22XPV SERIES | 211467854 | HRCU-A-CB | EL22XPV-036-230A** | CR33-30/36B+TDR+TXV | Singlezone Ducted, Centrally Ducted | 35000 | 22800 | 2.52 | 18500 | 2.2
LENNOX | ELITE EL22XPV SERIES | 211467721 | HRCU-A-CB | EL22XPV-036-230A** | CBA27UHE-042-230*+TDR | Singlezone Ducted, Centrally Ducted | 34400 | 22200 | 2.6 | 18000 | 2.3
LENNOX | ELITE EL22XPV SERIES | 211467853 | HRCU-A-CB | EL22XPV-036-230A** | CR33-30/36B+TDR+TXV | Singlezone Ducted, Centrally Ducted | 35400 | 23200 | 2.52 | 18800 | 2.2
LENNOX | ELITE EL22XPV SERIES | 211467720 | HRCU-A-CB | EL22XPV-036-230A** | CBA27UHE-036-230*+TDR | Singlezone Ducted, Centrally Ducted | 33600 | 23000 | 2.6 | 18300 | 2.24
LENNOX | ELITE EL22XPV SERIES | 211467852 | HRCU-A-CB | EL22XPV-036-230A** | CR33-30/36B+TDR+TXV | Singlezone Ducted, Centrally Ducted | 34800 | 22800 | 2.52 | 18400 | 2.2
LENNOX | ELITE EL22XPV SERIES | 211467719 | HRCU-A-CB | EL22XPV-036-230A** | CBA25UHV-042-230-** | Singlezone Ducted, Centrally Ducted | 33600 | 22200 | 2.6 | 18000 | 2.24
LENNOX | ELITE EL22XPV SERIES | 211467718 | HRCU-A-CB | EL22XPV-036-230A** | CBA25UHV-036-230-** | Singlezone Ducted, Centrally Ducted | 33400 | 22200 | 2.58 | 18000 | 2.24
LENNOX | ELITE EL22XPV SERIES | 211467851 | HRCU-A-CB | EL22XPV-036-230A** | CR33-30/36B+TDR+TXV | Singlezone Ducted, Centrally Ducted | 35200 | 23000 | 2.52 | 18600 | 2.2
LENNOX | ELITE EL22XPV SERIES | 211467850 | HRCU-A-CB | EL22XPV-036-230A** | CR33-30/36B+TDR+TXV | Singlezone Ducted, Centrally Ducted | 35200 | 23000 | 2.52 | 18600 | 2.2
LENNOX | ELITE EL22XPV SERIES | 211467849 | HRCU-A-CB | EL22XPV-036-230A** | CR33-30/36B+TDR+TXV | Singlezone Ducted, Centrally Ducted | 35000 | 22800 | 2.58 | 18500 | 2.26
LENNOX | ELITE EL22XPV SERIES | 211467848 | HRCU-A-CB | EL22XPV-036-230A** | CR33-30/36B+TDR+TXV | Singlezone Ducted, Centrally Ducted | 34800 | 22600 | 2.52 | 18400 | 2.22
LENNOX | ELITE EL22XPV SERIES | 211467714 | HRCU-A-CB | EL22XPV-036-230A** | C35-48B+TDR+TXV | Singlezone Ducted, Centrally Ducted | 33800 | 22400 | 2.54 | 18400 | 2.22
LENNOX | ELITE EL22XPV SERIES | 211467713 | HRCU-A-CB | EL22XPV-036-230A** | C35-48B+TDR+TXV | Singlezone Ducted, Centrally Ducted | 33800 | 22400 | 2.54 | 18400 | 2.22
LENNOX | ELITE EL22XPV SERIES | 211467846 | HRCU-A-CB | EL22XPV-036-230A** | CR33-30/36B+TDR+TXV | Singlezone Ducted, Centrally Ducted | 35400 | 23000 | 2.5 | 18800 | 2.2
LENNOX | ELITE EL22XPV SERIES | 211467712 | HRCU-A-CB | EL22XPV-036-230A** | C35-48B+TDR+TXV | Singlezone Ducted, Centrally Ducted | 33800 | 22400 | 2.52 | 18400 | 2.22
LENNOX | ELITE EL22XPV SERIES | 211467845 | HRCU-A-CB | EL22XPV-036-230A** | CR33-30/36B+TDR+TXV | Singlezone Ducted, Centrally Ducted | 35800 | 23400 | 2.5 | 19000 | 2.16
LENNOX | ELITE EL22XPV SERIES | 211467711 | HRCU-A-CB | EL22XPV-036-230A** | C35-48B+TDR+TXV | Singlezone Ducted, Centrally Ducted | 33800 | 22600 | 2.52 | 18500 | 2.2
LENNOX | ELITE EL22XPV SERIES | 211467844 | HRCU-A-CB | EL22XPV-036-230A** | CR33-30/36B+TDR+TXV | Singlezone Ducted, Centrally Ducted | 35200 | 22800 | 2.54 | 18600 | 2.22
LENNOX | ELITE EL22XPV SERIES | 211467843 | HRCU-A-CB | EL22XPV-036-230A** | CR33-30/36A+TDR+TXV | Singlezone Ducted, Centrally Ducted | 35800 | 23400 | 2.5 | 19000 | 2.16
LENNOX | ELITE EL22XPV SERIES | 211467842 | HRCU-A-CB | EL22XPV-036-230A** | CR33-30/36A+TDR+TXV | Singlezone Ducted, Centrally Ducted | 35000 | 22800 | 2.52 | 18500 | 2.2
LENNOX | ELITE EL22XPV SERIES | 211467841 | HRCU-A-CB | EL22XPV-036-230A** | CR33-30/36A+TDR+TXV | Singlezone Ducted, Centrally Ducted | 34800 | 22800 | 2.52 | 18400 | 2.2
LENNOX | ELITE EL22XPV SERIES | 211467835 | HRCU-A-CB | EL22XPV-036-230A** | CHX35-42C-**-*+TDR | Singlezone Ducted, Centrally Ducted | 33800 | 22600 | 2.5 | 18200 | 2.04
LENNOX | ELITE EL22XPV SERIES | 211467834 | HRCU-A-CB | EL22XPV-036-230A** | CHX35-42C-**-*+TDR | Singlezone Ducted, Centrally Ducted | 33600 | 22400 | 2.5 | 18100 | 2.04
LENNOX | ELITE EL22XPV SERIES | 211467833 | HRCU-A-CB | EL22XPV-036-230A** | CHX35-42C-**-*+TDR | Singlezone Ducted, Centrally Ducted | 33600 | 22400 | 2.5 | 18100 | 2.04
LENNOX | ELITE EL22XPV SERIES | 211467831 | HRCU-A-CB | EL22XPV-036-230A** | CHX35-42C-**-*+TDR | Singlezone Ducted, Centrally Ducted | 33600 | 22400 | 2.52 | 18100 | 2.06
LENNOX | ELITE EL22XPV SERIES | 211467830 | HRCU-A-CB | EL22XPV-036-230A** | CHX35-42C-**-*+TDR | Singlezone Ducted, Centrally Ducted | 33600 | 22400 | 2.52 | 18100 | 2.06
LENNOX | ELITE EL22XPV SERIES | 211467701 | HRCU-A-CB | EL22XPV-036-230A** | C35-48B+TDR+TXV | Singlezone Ducted, Centrally Ducted | 33600 | 22200 | 2.56 | 18200 | 2.24
LENNOX | ELITE EL22XPV SERIES | 211467829 | HRCU-A-CB | EL22XPV-036-230A** | CHX35-42C-**-*+TDR | Singlezone Ducted, Centrally Ducted | 33600 | 22400 | 2.5 | 18100 | 2.04
LENNOX | ELITE EL22XPV SERIES | 211467700 | HRCU-A-CB | EL22XPV-036-230A** | C35-48B+TDR+TXV | Singlezone Ducted, Centrally Ducted | 33600 | 22200 | 2.52 | 18300 | 2.22
LENNOX | ELITE EL22XPV SERIES | 211467828 | HRCU-A-CB | EL22XPV-036-230A** | CHX35-42C-**-*+TDR | Singlezone Ducted, Centrally Ducted | 33600 | 22400 | 2.5 | 17800 | 2.04
LENNOX | ELITE EL22XPV SERIES | 211467699 | HRCU-A-CB | EL22XPV-036-230A** | C35-48B+TDR+TXV | Singlezone Ducted, Centrally Ducted | 33600 | 22200 | 2.56 | 18200 | 2.24
LENNOX | ELITE EL22XPV SERIES | 211467698 | HRCU-A-CB | EL22XPV-036-230A** | C35-48B+TDR+TXV | Singlezone Ducted, Centrally Ducted | 33400 | 22200 | 2.52 | 18200 | 2.22
LENNOX | ELITE EL22XPV SERIES | 211467826 | HRCU-A-CB | EL22XPV-036-230A** | CHX35-42C-**-*+TDR | Singlezone Ducted, Centrally Ducted | 33800 | 22600 | 2.52 | 18200 | 2.04
LENNOX | ELITE EL22XPV SERIES | 211467697 | HRCU-A-CB | EL22XPV-036-230A** | C35-48B+TDR+TXV | Singlezone Ducted, Centrally Ducted | 33600 | 22200 | 2.54 | 18200 | 2.22
LENNOX | ELITE EL22XPV SERIES | 211467825 | HRCU-A-CB | EL22XPV-036-230A** | CHX35-42C-**-*+TDR | Singlezone Ducted, Centrally Ducted | 33600 | 22400 | 2.5 | 18100 | 2.04
LENNOX | ELITE EL22XPV SERIES | 211467696 | HRCU-A-CB | EL22XPV-036-230A** | C35-48B+TDR+TXV | Singlezone Ducted, Centrally Ducted | 33400 | 22200 | 2.52 | 18200 | 2.22
LENNOX | ELITE EL22XPV SERIES | 211467695 | HRCU-A-CB | EL22XPV-036-230A** | C35-48B+TDR+TXV | Singlezone Ducted, Centrally Ducted | 33400 | 22200 | 2.52 | 18200 | 2.22
LENNOX | ELITE EL22XPV SERIES | 211467691 | HRCU-A-CB | EL22XPV-036-230A** | C35-48B+TDR+TXV | Singlezone Ducted, Centrally Ducted | 33600 | 22400 | 2.5 | 18400 | 2.2
LENNOX | ELITE EL22XPV SERIES | 211467690 | HRCU-A-CB | EL22XPV-036-230A** | C35-48B+TDR+TXV | Singlezone Ducted, Centrally Ducted | 33200 | 22000 | 2.54 | 18000 | 2.24
LENNOX | ELITE EL22XPV SERIES | 211467689 | HRCU-A-CB | EL22XPV-036-230A** | C35-48B+TDR+TXV | Singlezone Ducted, Centrally Ducted | 33200 | 22000 | 2.54 | 18000 | 2.24
LENNOX | ELITE EL22XPV SERIES | 211467688 | HRCU-A-CB | EL22XPV-036-230A** | C35-48B+TDR+TXV | Singlezone Ducted, Centrally Ducted | 33200 | 22000 | 2.52 | 18100 | 2.24
LENNOX | ELITE EL22XPV SERIES | 211467684 | HRCU-A-CB | EL22XPV-036-230A** | C35-48B+TDR+TXV | Singlezone Ducted, Centrally Ducted | 33600 | 22400 | 2.5 | 18400 | 2.2
LENNOX | ELITE EL22XPV SERIES | 211467682 | HRCU-A-CB | EL22XPV-036-230A** | C35-48B+TDR+TXV | Singlezone Ducted, Centrally Ducted | 33800 | 22600 | 2.5 | 18500 | 2.18
LENNOX | ELITE EL22XPV SERIES | 211467586 | HRCU-A-CB | EL22XPV-036-230A** | CBA38MV-036-230*+TDR | Singlezone Ducted, Centrally Ducted | 33400 | 22800 | 2.6 | 18200 | 2.26
LENNOX | Elite EL18XPV Series | 206840767 | HRCU-A-CB | EL18XPV-024-230A** | CBA38MV-030-230*+TDR | Singlezone Ducted, Centrally Ducted | 23400 | 15100 | 2.67 | 11700 | 2.29
LENNOX | ELITE EL18XPV SERIES | 206840766 | HRCU-A-CB | EL18XPV-024-230A** | CBA27UHE-024-230*+TDR | Singlezone Ducted, Centrally Ducted | 24000 | 14800 | 2.6 | 11100 | 2.21
LENNOX | ELITE EL18XPV SERIES | 206840655 | HRCU-A-CB | EL18XPV-024-230A** | CR33-24A+TDR+TXV | Singlezone Ducted, Centrally Ducted | 23600 | 15300 | 2.51 | 11900 | 2.22
LENNOX | ELITE EL18XPV SERIES | 206840628 | HRCU-A-CB | EL18XPV-024-230A** | CHX35-30A-**-*+TDR | Singlezone Ducted, Centrally Ducted | 23600 | 14400 | 2.56 | 10700 | 2.16
LENNOX | ELITE EL18XPV SERIES | 206840627 | HRCU-A-CB | EL18XPV-024-230A** | CHX35-30A-**-*+TDR | Singlezone Ducted, Centrally Ducted | 23600 | 14400 | 2.56 | 10700 | 2.16
LENNOX | ELITE EL18XPV SERIES | 206840625 | HRCU-A-CB | EL18XPV-024-230A** | CHX35-30A-**-*+TDR | Singlezone Ducted, Centrally Ducted | 23200 | 14200 | 2.55 | 10600 | 2.2
LENNOX | ELITE EL18XPV SERIES | 206840624 | HRCU-A-CB | EL18XPV-024-230A** | CHX35-30A-**-*+TDR | Singlezone Ducted, Centrally Ducted | 23200 | 14200 | 2.55 | 10600 | 2.2
LENNOX | ELITE EL18XPV SERIES | 206840617 | HRCU-A-CB | EL18XPV-024-230A** | CHX35-24B-**-*+TDR | Singlezone Ducted, Centrally Ducted | 23600 | 14800 | 2.52 | 11200 | 2.16
LENNOX | ELITE EL18XPV SERIES | 206840615 | HRCU-A-CB | EL18XPV-024-230A** | CHX35-24B-**-*+TDR | Singlezone Ducted, Centrally Ducted | 23600 | 14900 | 2.5 | 11400 | 2.14
LENNOX | ELITE EL18XPV SERIES | 206840610 | HRCU-A-CB | EL18XPV-024-230A** | CHX35-24B-**-*+TDR | Singlezone Ducted, Centrally Ducted | 23600 | 14900 | 2.5 | 11400 | 2.14
LENNOX | ELITE EL18XPV SERIES | 206840607 | HRCU-A-CB | EL18XPV-024-230A** | CHX35-24B-**-*+TDR | Singlezone Ducted, Centrally Ducted | 23800 | 14900 | 2.52 | 11300 | 2.14
LENNOX | ELITE EL18XPV SERIES | 206840606 | HRCU-A-CB | EL18XPV-024-230A** | CHX35-24B-**-*+TDR | Singlezone Ducted, Centrally Ducted | 23600 | 14800 | 2.52 | 11200 | 2.16
LENNOX | ELITE EL18XPV SERIES | 206840566 | HRCU-A-CB | EL18XPV-024-230A** | CH35-30A+TDR+TXV | Singlezone Ducted, Centrally Ducted | 23600 | 14400 | 2.56 | 10700 | 2.16
LENNOX | ELITE EL18XPV SERIES | 206840565 | HRCU-A-CB | EL18XPV-024-230A** | CH35-30A+TDR+TXV | Singlezone Ducted, Centrally Ducted | 23600 | 14400 | 2.56 | 10700 | 2.16
LENNOX | ELITE EL18XPV SERIES | 206840563 | HRCU-A-CB | EL18XPV-024-230A** | CH35-30A+TDR+TXV | Singlezone Ducted, Centrally Ducted | 23200 | 14200 | 2.55 | 10600 | 2.2
LENNOX | ELITE EL18XPV SERIES | 206840562 | HRCU-A-CB | EL18XPV-024-230A** | CH35-30A+TDR+TXV | Singlezone Ducted, Centrally Ducted | 23200 | 14200 | 2.55 | 10600 | 2.2
LENNOX | ELITE EL18XPV SERIES | 206840555 | HRCU-A-CB | EL18XPV-024-230A** | CH35-24B+TDR+TXV | Singlezone Ducted, Centrally Ducted | 23600 | 14800 | 2.52 | 11200 | 2.16
LENNOX | ELITE EL18XPV SERIES | 206840553 | HRCU-A-CB | EL18XPV-024-230A** | CH35-24B+TDR+TXV | Singlezone Ducted, Centrally Ducted | 23600 | 14900 | 2.5 | 11400 | 2.14
LENNOX | ELITE EL18XPV SERIES | 206840548 | HRCU-A-CB | EL18XPV-024-230A** | CH35-24B+TDR+TXV | Singlezone Ducted, Centrally Ducted | 23600 | 14900 | 2.5 | 11400 | 2.14
LENNOX | ELITE EL18XPV SERIES | 206840545 | HRCU-A-CB | EL18XPV-024-230A** | CH35-24B+TDR+TXV | Singlezone Ducted, Centrally Ducted | 23800 | 14900 | 2.52 | 11300 | 2.14
LENNOX | ELITE EL18XPV SERIES | 206840544 | HRCU-A-CB | EL18XPV-024-230A** | CH35-24B+TDR+TXV | Singlezone Ducted, Centrally Ducted | 23600 | 14800 | 2.52 | 11200 | 2.16
LENNOX | ELITE EL18XPV SERIES | 206840476 | HRCU-A-CB | EL18XPV-024-230A** | CBA38MV-018/024-230*+TDR | Singlezone Ducted, Centrally Ducted | 24000 | 14800 | 2.58 | 11100 | 2.2
LENNOX | ELITE XP20 SERIES | 8550432 | HRCU-A-CB | XP20-024-230A** | CR33-48B*+TDR+TXV | Singlezone Ducted, Centrally Ducted | 22000 | 14700 | 2.52 | 11700 | 2.04
LENNOX |  | 10056168 | HRCU-A-CB-O | MPB012S4S-1L | MWMB012S4-1L | Singlezone Non-Ducted, Wall Placement | 12000 | 7600 | 2.59 | 6885 | 2
LENNOX |  | 10056171 | HRCU-A-CB-O | MPB012S4S-1P | MWMA012S4-1P | Singlezone Non-Ducted, Wall Placement | 12000 | 7700 | 2.75 | 9134 | 1.94
LENNOX |  | 10056173 | HRCU-A-CB-O | MPB018S4S-1P | MWMA018S4-1P | Singlezone Non-Ducted, Wall Placement | 18000 | 11400 | 2.72 | 11178 | 2.02
LENNOX |  | 10056174 | HRCU-A-CB-O | MPB018S4S-1P | MWMA018S4-2P | Singlezone Non-Ducted, Wall Placement | 18000 | 11400 | 2.72 | 11178 | 2.02
LENNOX |  | 10056172 | HRCU-A-CB-O | MPB012S4S-1P | MWMA012S4-2P | Singlezone Non-Ducted, Wall Placement | 12000 | 7700 | 2.75 | 9134 | 1.94
LENNOX |  | 10056175 | HRCU-A-CB-O | MPB024S4S-1P | MWMA024S4-1P | Singlezone Non-Ducted, Wall Placement | 25000 | 15300 | 2.7 | 18099 | 2.07
LENNOX |  | 10056176 | HRCU-A-CB-O | MPB024S4S-1P | MWMA024S4-2P | Singlezone Non-Ducted, Wall Placement | 25000 | 15300 | 2.7 | 18099 | 2.07
LENNOX |  | 10058825 | HRCU-A-CB-O | MPB018S4S-1P | MCFB018S4-2P | Singlezone Non-Ducted, Wall Placement | 18000 | 12000 | 2.71 | 10274 | 2.11
LENNOX |  | 10058826 | HRCU-A-CB-O | MPB024S4S-1P | MCFA024S4-1P | Singlezone Non-Ducted, Wall Placement | 24000 | 15000 | 2.85 | 17705 | 2.02
LENNOX |  | 10058827 | HRCU-A-CB-O | MPB024S4S-1P | MCFA024S4-2P | Singlezone Non-Ducted, Wall Placement | 24000 | 15000 | 2.85 | 17705 | 2.02
LENNOX |  | 10058834 | HRCU-A-CB-O | MPB018S4S-1P | M22A018S4-1P | Singlezone Non-Ducted, Wall Placement | 18000 | 12000 | 2.77 | 9410 | 1.98
LENNOX |  | 10058835 | HRCU-A-CB-O | MPB018S4S-1P | M22A018S4-2P | Singlezone Non-Ducted, Wall Placement | 18000 | 12000 | 2.77 | 9410 | 1.98
LENNOX |  | 201796629 | HRCU-A-CB-O | MPB012S4S-1L | MWMB012S4-2L | Singlezone Non-Ducted, Wall Placement | 12000 | 7600 | 2.59 | 6885 | 2
LENNOX |  | 201796631 | HRCU-A-CB-O | MPB012S4S-1P | MWMA012S4-3P | Singlezone Non-Ducted, Wall Placement | 12000 | 7700 | 2.75 | 9134 | 1.94
LENNOX |  | 207683516 | HRCU-A-CB-O | MPC018S4S-1P | M22A018S4-2P | Singlezone Non-Ducted, Ceiling Placement | 18500 | 12000 | 2.51 | 11331 | 2.01
LENNOX |  | 207683517 | HRCU-A-CB-O | MPC024S4S-1P | M33C024S4-1P | Singlezone Non-Ducted, Wall Placement | 25000 | 15600 | 2.86 | 17540 | 2.12
LENNOX |  | 207683506 | HRCU-A-CB | MPC024S4S-1P | MMDB024S4-2P | Singlezone Ducted, Compact Ducted | 24600 | 13500 | 2.59 | 17000 | 2.05
LENNOX |  | 207699108 | HMSV-A-CB | MLB048S4M-2P | MMDB009S4-2P | Singlezone Ducted, Compact Ducted | 49000 | 36000 | 3.26 | 48000 | 1.99
LENNOX |  | 211034460 | HRCU-A-CB-O | MLB048S4S-2P | M33C048S4-*P | Singlezone Non-Ducted, Ceiling Placement | 53000 | 35000 | 2.6 | 50228 | 1.95
LENNOX |  | 207683520 | HRCU-A-CB-O | MLB009S4S-1P | MWMC009S4-1P | Singlezone Non-Ducted, Wall Placement | 12000 | 9500 | 3.81 | 10622 | 1.91
LENNOX |  | 207683524 | HRCU-A-CB | MLB009S4S-1P | MMDB009S4-2P | Singlezone Ducted, Compact Ducted | 10000 | 10100 | 4.35 | 10900 | 1.9
LENNOX |  | 207768727 | HMSV-A-CB | MLB018S4M-1P |  | Multizone All Non-Ducted | 20000 | 15000 | 3.26 | 19800 | 1.95
LENNOX |  | 207768728 | HMSV-A-CB | MLB018S4M-1P |  | Multizone All Ducted | 20000 | 16000 | 3.78 | 20391 | 1.95
LENNOX |  | 207683530 | HRCU-A-CB-O | MLB024S4S-1P | MCFA024S4-2P | Singlezone Non-Ducted, Floor Placement | 25000 | 19000 | 2.98 | 25100 | 2.07
LENNOX |  | 207683527 | HRCU-A-CB | MLB024S4S-1P | MMDB024S4-2P | Singlezone Ducted, Compact Ducted | 25000 | 21000 | 3.29 | 27000 | 2
LENNOX |  | 205782160 | HRCU-A-CB | MLB036S4S-1P | MMDB036S4-2P | Singlezone Ducted, Compact Ducted | 42000 | 34000 | 3.34 | 43390 | 2.12
LENNOX |  | 201796630 | HRCU-A-CB-O | MPB009S4S-1P | MWMA009S4-3P | Singlezone Non-Ducted, Wall Placement | 9800 | 5800 | 2.74 | 7990 | 1.98
LENNOX |  | 10056170 | HRCU-A-CB-O | MPB009S4S-1P | MWMA009S4-2P | Singlezone Non-Ducted, Wall Placement | 9800 | 5800 | 2.74 | 7990 | 1.98
LENNOX |  | 10056169 | HRCU-A-CB-O | MPB009S4S-1P | MWMA009S4-1P | Singlezone Non-Ducted, Wall Placement | 9800 | 5800 | 2.74 | 7990 | 1.98
LENNOX |  | 203343587 | HMSV-A-CB | MPB030S4M-2P |  | Multizone All Non-Ducted | 28000 | 17200 | 2.82 | 16820 | 1.95
LENNOX |  | 207683514 | HRCU-A-CB-O | MPC009S4S-1P | M22A009S4-2P | Singlezone Non-Ducted, Ceiling Placement | 10000 | 7500 | 3.33 | 8588 | 2.05
LENNOX |  | 207683503 | HRCU-A-CB | MPC009S4S-1P | MMDB009S4-2P | Singlezone Ducted, Compact Ducted | 10000 | 7700 | 3.53 | 8499 | 2.4
LENNOX |  | 207683497 | HRCU-A-CB-O | MPC009S4S-1P | MWMC009S4-1P | Singlezone Non-Ducted, Wall Placement | 10000 | 8500 | 4.15 | 8622 | 2.38
LENNOX |  | 207683515 | HRCU-A-CB-O | MPC012S4S-1P | M22A012S4-2P | Singlezone Non-Ducted, Ceiling Placement | 12000 | 8900 | 3.22 | 7786 | 1.92
LENNOX |  | 207683509 | HRCU-A-CB-O | MPC012S4S-1P | MFMA012S4-1P | Singlezone Non-Ducted, Floor Placement | 12000 | 9000 | 3.3 | 8653 | 2.35
LENNOX |  | 207683504 | HRCU-A-CB | MPC012S4S-1P | MMDB012S4-2P | Singlezone Ducted, Compact Ducted | 12000 | 9300 | 3.13 | 8500 | 1.99
LENNOX |  | 207683498 | HRCU-A-CB-O | MPC012S4S-1P | MWMC012S4-1P | Singlezone Non-Ducted, Wall Placement | 12000 | 9000 | 3.22 | 8465 | 2.26
LENNOX |  | 211034415 | HRCU-A-CB-O | MPC012S4S-1L | MWMC012S4-*L | Singlezone Non-Ducted, Wall Placement | 12000 | 8400 | 3.04 | 7094 | 2.19
LENNOX |  | 207699107 | HRCU-A-CB | MLB048S4M-2P |  | Multizone All Non-Ducted | 49000 | 36000 | 3.01 | 48000 | 2.01
LENNOX |  | 211034458 | HRCU-A-CB-O | MLB024S4S-1P | M33C024S4-*P | Singlezone Non-Ducted, Ceiling Placement | 25000 | 21000 | 4.05 | 25850 | 1.9
LENNOX |  | 211034452 | HRCU-A-CB-O | MLB024S4S-1P | MCFA024S4-*P | Singlezone Non-Ducted, Floor Placement | 25000 | 19000 | 2.98 | 25100 | 2.07
LENNOX |  | 211034448 | HRCU-A-CB | MLB036S4S-2P | MMDB036S4-*P | Singlezone Ducted, Compact Ducted | 42000 | 33400 | 3.28 | 43394 | 2.12
LENNOX |  | 211034447 | HRCU-A-CB | MLB024S4S-1P | MMDB024S4-*P | Singlezone Ducted, Compact Ducted | 25000 | 21000 | 3.29 | 27000 | 2
LENNOX |  | 211034444 | HRCU-A-CB | MLB009S4S-1P | MMDB009S4-*P | Singlezone Ducted, Compact Ducted | 10000 | 10100 | 4.35 | 10900 | 1.9
LENNOX |  | 211034440 | HRCU-A-CB-O | MLB009S4S-1P | MWMC009S4-*P | Singlezone Non-Ducted, Wall Placement | 12000 | 9500 | 3.81 | 10622 | 1.91
LENNOX |  | 211034437 | HRCU-A-CB-O | MPC024S4S-1P | M33C024S4-*P | Singlezone Non-Ducted, Ceiling Placement | 26000 | 19000 | 3.48 | 18550 | 2.16
LENNOX |  | 211034436 | HRCU-A-CB-O | MPC018S4S-1P | M22A018S4-*P | Singlezone Non-Ducted, Ceiling Placement | 19000 | 12000 | 2.51 | 11330 | 2.01
LENNOX |  | 211034435 | HRCU-A-CB-O | MPC012S4S-1P | M22A012S4-*P | Singlezone Non-Ducted, Ceiling Placement | 12000 | 8900 | 3.22 | 7786 | 1.92
LENNOX |  | 211034434 | HRCU-A-CB-O | MPC009S4S-1P | M22A009S4-*P | Singlezone Non-Ducted, Ceiling Placement | 10000 | 7500 | 3.33 | 8588 | 2.05
LENNOX |  | 211034431 | HRCU-A-CB-O | MPC024S4S-1P | MCFA024S4-*P | Singlezone Non-Ducted, Floor Placement | 24000 | 16000 | 3.13 | 18500 | 2.16
LENNOX |  | 211034430 | HRCU-A-CB-O | MPC018S4S-1P | MCFB018S4-*P | Singlezone Non-Ducted, Floor Placement | 20000 | 12800 | 2.5 | 11662 | 2.11
LENNOX |  | 211034429 | HRCU-A-CB-O | MPC012S4S-1P | MFMA012S4-*P | Singlezone Non-Ducted, Floor Placement | 12000 | 9000 | 3.3 | 8653 | 2.35
LENNOX |  | 211034426 | HRCU-A-CB | MPC024S4S-1P | MMDB024S4-*P | Singlezone Ducted, Compact Ducted | 25000 | 20000 | 3.71 | 20500 | 2.28
LENNOX |  | 211034425 | HRCU-A-CB | MPC018S4S-1P | MMDB018S4-*P | Singlezone Ducted, Compact Ducted | 20000 | 12600 | 2.74 | 11966 | 2.21
LENNOX |  | 211034424 | HRCU-A-CB | MPC012S4S-1P | MMDB012S4-*P | Singlezone Ducted, Compact Ducted | 12000 | 9300 | 3.13 | 8500 | 1.99
LENNOX |  | 211034423 | HRCU-A-CB | MPC009S4S-1P | MMDB009S4-*P | Singlezone Ducted, Compact Ducted | 10000 | 7700 | 3.53 | 8499 | 2.4
LENNOX |  | 211034419 | HRCU-A-CB-O | MPC024S4S-1P | MWMC024S4-*P | Singlezone Non-Ducted, Wall Placement | 25000 | 16200 | 3.08 | 17500 | 2.04
LENNOX |  | 211034418 | HRCU-A-CB-O | MPC018S4S-1P | MWMC018S4-*P | Singlezone Non-Ducted, Wall Placement | 19000 | 14900 | 2.99 | 12184 | 2.25
LENNOX |  | 211034417 | HRCU-A-CB-O | MPC012S4S-1P | MWMC012S4-*P | Singlezone Non-Ducted, Wall Placement | 12000 | 9000 | 3.22 | 8465 | 2.26
LENNOX |  | 211034416 | HRCU-A-CB-O | MPC009S4S-1P | MWMC009S4-*P | Singlezone Non-Ducted, Wall Placement | 10000 | 8500 | 4.15 | 8622 | 2.38
LENNOX |  | 207683500 | HRCU-A-CB-O | MPC024S4S-1P | MWMC024S4-1P | Singlezone Non-Ducted, Wall Placement | 25000 | 16200 | 3.08 | 17500 | 2.04
LENNOX |  | 207683511 | HRCU-A-CB-O | MPC024S4S-1P | MCFA024S4-2P | Singlezone Non-Ducted, Floor Placement | 24000 | 16000 | 3.13 | 18500 | 2.16
LENNOX |  | 207699116 | HMSV-A-CB | MPC024S4M-1P |  | Multizone All Non-Ducted | 24800 | 15000 | 2.87 | 18380 | 1.98
LENNOX |  | 207699117 | HMSV-A-CB | MPC024S4M-1P |  | Multizone All Ducted | 24000 | 22000 | 3.43 | 20263 | 1.99
LENNOX |  | 207683505 | HRCU-A-CB | MPC018S4S-1P | MMDB018S4-2P | Singlezone Ducted, Compact Ducted | 20000 | 12600 | 2.74 | 11966 | 2.21
LENNOX |  | 207683510 | HRCU-A-CB-O | MPC018S4S-1P | MCFB018S4-2P | Singlezone Non-Ducted, Floor Placement | 20000 | 12800 | 2.5 | 11662 | 2.11
LENNOX |  | 207683499 | HRCU-A-CB-O | MPC018S4S-1P | MWMC018S4-1P | Singlezone Non-Ducted, Wall Placement | 19000 | 14900 | 2.99 | 12184 | 2.25
LENNOX |  | 207768722 | HMSV-A-CB | MPC018S4M-1P |  | Multizone All Ducted | 19000 | 14800 | 3.5 | 13300 | 2.03
LENNOX |  | 207768721 | HMSV-A-CB | MPC018S4M-1P |  | Multizone All Non-Ducted | 19000 | 14300 | 3.64 | 12427 | 1.91
LENNOX |  | 207699118 | HMSV-A-CB | MPC024S4M-1P |  | Multizone Mix of Ducted and Non-Ducted | 24500 | 15165 | 2.9 | 18380 | 1.98
LENNOX |  | 207768723 | HMSV-A-CB | MPC018S4M-1P |  | Multizone Mix of Ducted and Non-Ducted | 19000 | 11000 | 2.8 | 12427 | 1.91
LENNOX | ELITE XP20 SERIES | 205743190 | HRCU-A-CB | XP20-036-230B** | CR33-50/60+TDR+TXV | Singlezone Ducted, Centrally Ducted | 32000 | 20600 | 2.51 | 17200 | 2.1
LENNOX | ELITE XP20 SERIES | 205743191 | HRCU-A-CB | XP20-036-230B** | CR33-50/60+TDR+TXV | Singlezone Ducted, Centrally Ducted | 32000 | 20600 | 2.52 | 17200 | 2.1
LENNOX | ELITE XP20 SERIES | 206322100 | HRCU-A-CB | XP20-036-230B** | CR33-50/60+TDR+TXV | Singlezone Ducted, Centrally Ducted | 32000 | 20600 | 2.51 | 17200 | 2.1
LENNOX | ELITE XP20 SERIES | 206322101 | HRCU-A-CB | XP20-036-230B** | CR33-50/60+TDR+TXV | Singlezone Ducted, Centrally Ducted | 32000 | 20600 | 2.51 | 17200 | 2.1
LENNOX | ELITE XP20 SERIES | 206322102 | HRCU-A-CB | XP20-036-230B** | CR33-50/60+TDR+TXV | Singlezone Ducted, Centrally Ducted | 32000 | 20600 | 2.52 | 17200 | 2.1
LENNOX | ELITE XP20 SERIES | 201842145 | HRCU-A-CB | XP20-060-230A** | CBA38MV-060-230*+TDR | Singlezone Ducted, Centrally Ducted | 54500 | 36200 | 2.5 | 30800 | 2.17
LENNOX |  | 207768729 | HMSV-A-CB | MLB018S4M-1P |  | Multizone Mix of Ducted and Non-Ducted | 19500 | 11000 | 2.6 | 20391 | 1.95
LENNOX | MMA SERIES | 212348044 | HRCU-A-CB | MPC018S4S-1P | MMA018SM4-*P | Singlezone Ducted, Centrally Ducted | 19000 | 13200 | 2.67 | 12800 | 2.32
LENNOX | MMA SERIES | 212348045 | HRCU-A-CB | MPC024S4S-1P | MMA024SM4-*P | Singlezone Ducted, Centrally Ducted | 25000 | 17000 | 2.98 | 18000 | 1.9
LENNOX | MMA SERIES | 212348049 | HRCU-A-CB | MLB018S4S-1P | MMA018SM4-*P | Singlezone Ducted, Centrally Ducted | 19000 | 15400 | 2.7 | 18295 | 2
LENNOX |  | 207699109 | HMSV-A-CB | MLB048S4M-2P |  | Multizone Mix of Ducted and Non-Ducted | 49500 | 29000 | 2.62 | 48000 | 1.99
LG | Multi F LGRED | 10445374 | HMSR-A-CB-O | LMU240HHV |  | Multizone All Non-Ducted | 26000 | 17400 | 2.8 | 26000 | 2.1
LG | Multi F Max LGRED | 10445376 | HMSR-A-CB-O | LMU300HHV |  | Multizone All Non-Ducted | 28600 | 18900 | 2.8 | 28600 | 2.16
LG | Multi F Max | 206716999 | HMSR-A-CB-O | LMU481HV |  | Multizone All Non-Ducted | 54000 | 33800 | 2.5 | 38120 | 2.13
LG | Multi F Max LGRED | 206717007 | HMSR-A-CB-O | LMU361HHV |  | Multizone All Non-Ducted | 45000 | 29600 | 2.8 | 45000 | 2.27
LG | Multi F Max LGRED | 206717001 | HMSR-A-CB-O | LMU421HHV |  | Multizone All Non-Ducted | 48000 | 31600 | 2.72 | 48000 | 2.29
LG | Multi F Max LGRED | 206717002 | HMSR-A-CB-O | LMU480HHV |  | Multizone All Non-Ducted | 52500 | 35000 | 2.63 | 52500 | 2.34
LG | Multi F | 208131886 | HMSR-A-CB-O | LMU243HV |  | Multizone All Non-Ducted | 24600 | 14900 | 2.93 | 18400 | 2.51
LG | Multi F | 208131884 | HMSR-A-CB-O | LMU183HV |  | Multizone All Non-Ducted | 22000 | 13800 | 2.7 | 17700 | 2.3
LG | Multi F | 208131888 | HMSR-A-CB-O | LMU303HV |  | Multizone All Non-Ducted | 32000 | 20000 | 2.73 | 24000 | 2.68
LG | Multi F | 208131890 | HMSR-A-CB-O | LMU363HV |  | Multizone All Non-Ducted | 36000 | 21000 | 2.7 | 25200 | 2.38
LG | Multi F Max | 210529233 | HMSR-A-CB-O | LMU483HV |  | Multizone All Non-Ducted | 54000 | 33800 | 2.5 | 38120 | 2.13
LG | LUU480HV | 211234516 | HRCU-A-CB | LUU480HV | LVN480HV | Singlezone Ducted, Centrally Ducted | 50000 | 30800 | 2.69 | 39500 | 1.93
LG | LH188HHV1 | 212578842 | HRCU-A-CB | LUU180HHV | LHN188HV1 | Singlezone Ducted, Compact Ducted | 20000 | 11400 | 2.61 | 17000 | 1.9
LG | LH248HV1 | 212578843 | HRCU-A-CB | LUU240HV | LHN248HV1 | Singlezone Ducted, Compact Ducted | 27000 | 17500 | 2.64 | 24000 | 2.1
LG | LH188HV1 | 212578844 | HRCU-A-CB | LUU180HV | LHN188HV1 | Singlezone Ducted, Compact Ducted | 20000 | 12400 | 2.67 | 16000 | 1.9
LG | LH128HV1 | 212578845 | HRCU-A-CB | LUU120HV | LHN128HV1 | Singlezone Ducted, Compact Ducted | 15000 | 10400 | 2.8 | 11000 | 2.3
LG | LH090HV1 | 212578846 | HRCU-A-CB | LUU090HV | LHN098HV1 | Singlezone Ducted, Compact Ducted | 13500 | 9300 | 2.87 | 11000 | 2.3
LG | LUU240HV | 213307504 | HRCU-A-CB | LUU240HV | C74B(A,H)MX24C-B | Singlezone Ducted, Centrally Ducted | 26000 | 16500 | 2.52 | 21400 | 1.91
LG | LMU601HV | 206717003 | HMSV-A-CB | LMU601HV |  | Multizone All Ducted | 64000 | 42000 | 2.74 | 43496 | 2.46
LG |  | 7947563 | HRCU-A-CB-O | LAU090HYV1 | LAN090HYV1 | Singlezone Non-Ducted, Wall Placement | 11000 | 6750 | 3.47 | 11220 | 2.88
LG | Prestige (Canada) | 6233140 | HRCU-A-CB-O | LAU120HYV | LAN120HYV | Singlezone Non-Ducted, Wall Placement | 13600 | 8400 | 3.57 | 13720 | 2.74
LG |  | 10570124 | HRCU-A-CB-O | LGU121HSV3 | LGN121HSV3 | Singlezone Non-Ducted, Wall Placement | 13600 | 8200 | 2.79 | 11930 | 2.38
LG | MULTI V S HR/HP | 10070563 | HMSV-A-CB | ARUN024GSS4 |  | Multizone All Ducted | 31200 | 18900 | 2.55 | 32571 | 3.59
LG | Single Zone Cassette | 211234508 | HRCU-A-CB-O | LUU360HV | LCN369HV | Singlezone Non-Ducted, Ceiling Placement | 40000 | 24000 | 2.65 | 37000 | 2.1
LG | Single V.AHU | 211234507 | HRCU-A-CB | LUU240HV | LVN241HV4 | Singlezone Ducted, Centrally Ducted | 27000 | 18700 | 2.6 | 21400 | 2.15
LG | Single HSD | 211234506 | HRCU-A-CB | LUU240HV | LHN248HV | Singlezone Ducted, Compact Ducted | 27000 | 17500 | 2.64 | 21400 | 1.94
LG | Single V.AHU | 211234505 | HRCU-A-CB | LUU180HV | LVN181HV4 | Singlezone Ducted, Centrally Ducted | 20000 | 13000 | 2.66 | 16200 | 2.02
LG | Single Zone Console | 211234503 | HRCU-A-CB-O | LUU120HV | LQN120HV4 | Singlezone Non-Ducted, Floor Placement | 13000 | 9200 | 2.72 | 10800 | 2.1
LG | Single Zone Cassette | 211234502 | HRCU-A-CB-O | LUU120HV | LCN128HV4 | Singlezone Non-Ducted, Ceiling Placement | 14000 | 9100 | 2.72 | 10700 | 2.13
LG | Single Zone Console | 211234501 | HRCU-A-CB-O | LUU090HV | LQN090HV4 | Singlezone Non-Ducted, Floor Placement | 10100 | 6800 | 2.89 | 10200 | 1.94
LG | Single Zone Cassette | 211234500 | HRCU-A-CB-O | LUU090HV | LCN098HV4 | Singlezone Non-Ducted, Ceiling Placement | 11000 | 7000 | 2.93 | 10100 | 2.11
LG |  | 207348503 | HRCU-A-CB-O | LSU181HSV5 | LSN181HSV5 | Singlezone Non-Ducted, Wall Placement | 21600 | 13000 | 2.78 | 19300 | 2.28
LG |  | 207462345 | HRCU-A-CB-O | LSU181HSV5 | LAN181HSV5 | Singlezone Non-Ducted, Wall Placement | 21600 | 13000 | 2.78 | 19300 | 2.28
LG | Single Zone Console | 205049408 | HRCU-A-CB-O | LUU097HV | LQN090HV4 | Singlezone Non-Ducted, Floor Placement | 10100 | 6800 | 2.89 | 10200 | 1.94
LG |  | 204825181 | HRCU-A-CB-O | LAU240HYV3 | LAN240HYV3 | Singlezone Non-Ducted, Wall Placement | 26000 | 15800 | 2.82 | 23700 | 2.24
LG |  | 204825180 | HRCU-A-CB-O | LAU180HYV3 | LAN180HYV3 | Singlezone Non-Ducted, Wall Placement | 21600 | 13100 | 3.15 | 21600 | 2.44
LG |  | 204825182 | HRCU-A-CB-O | LSU243HLV3 | LSN243HLV3 | Singlezone Non-Ducted, Wall Placement | 26000 | 15800 | 2.82 | 23700 | 2.24
LG | Single Zone Console | 205049407 | HRCU-A-CB-O | LUU127HV | LQN120HV4 | Singlezone Non-Ducted, Floor Placement | 13000 | 9200 | 2.72 | 10800 | 2.1
LG | Single Zone Cassette | 203381526 | HRCU-A-CB-O | LUU097HV | LCN098HV4 | Singlezone Non-Ducted, Ceiling Placement | 11000 | 7000 | 2.93 | 10100 | 2.11
LG | Single V.AHU | 203161351 | HRCU-A-CB | LUU189HV | LVN181HV4 | Singlezone Ducted, Centrally Ducted | 20000 | 13000 | 2.66 | 16200 | 2.02
LG | Multi F Max LGRED | 206717014 | HMSV-A-CB | LMU480HHV |  | Multizone Mix of Ducted and Non-Ducted | 52500 | 35000 | 2.59 | 52500 | 2.33
LG | Multi F Max LGRED | 206717009 | HMSV-A-CB | LMU480HHV |  | Multizone All Ducted | 52500 | 35000 | 2.55 | 52500 | 2.33
LG | Multi F Max LGRED | 206717008 | HMSV-A-CB | LMU421HHV |  | Multizone All Ducted | 48000 | 31600 | 2.6 | 48000 | 2.27
LG |  | 10567393 | HRCU-A-CB-O | LSU090HSV5 | LAN090HSV5 | Singlezone Non-Ducted, Wall Placement | 10900 | 6600 | 3.45 | 9570 | 2.8
LG |  | 10570122 | HRCU-A-CB-O | LSU120HSV5 | LAN120HSV5 | Singlezone Non-Ducted, Wall Placement | 13600 | 8200 | 2.86 | 11930 | 2.38
LG |  | 10567394 | HRCU-A-CB-O | LSU090HSV5 | LSN090HSV5 | Singlezone Non-Ducted, Wall Placement | 10900 | 6600 | 3.45 | 9570 | 2.8
LG |  | 10567390 | HRCU-A-CB-O | LSU180HSV5 | LAN180HSV5 | Singlezone Non-Ducted, Wall Placement | 21600 | 13000 | 2.72 | 19300 | 2.28
LG |  | 10567391 | HRCU-A-CB-O | LSU180HSV5 | LSN180HSV5 | Singlezone Non-Ducted, Wall Placement | 21600 | 13000 | 2.72 | 19300 | 2.28
LG |  | 10570123 | HRCU-A-CB-O | LSU120HSV5 | LSN120HSV5 | Singlezone Non-Ducted, Wall Placement | 13600 | 8200 | 2.86 | 11930 | 2.38
LG |  | 204825177 | HRCU-A-CB-O | LAU090HYV3 | LAN090HYV3 | Singlezone Non-Ducted, Wall Placement | 11000 | 6700 | 3.51 | 11000 | 3.13
LG |  | 204825178 | HRCU-A-CB-O | LAU120HYV3 | LAN120HYV3 | Singlezone Non-Ducted, Wall Placement | 13600 | 8300 | 3.16 | 13600 | 2.91
LG | Single Zone Cassette | 203381517 | HRCU-A-CB-O | LUU127HV | LCN128HV4 | Singlezone Non-Ducted, Ceiling Placement | 14000 | 9100 | 2.72 | 10700 | 2.13
LG | Single V.AHU LGRED | 205788777 | HRCU-A-CB | LUU480HHV | LVN480HV | Singlezone Ducted, Centrally Ducted | 50000 | 30800 | 2.84 | 40500 | 2.25
LG | Single HSD LGRED | 205788772 | HRCU-A-CB | LUU480HHV | LHN488HV | Singlezone Ducted, Compact Ducted | 50000 | 31600 | 2.92 | 41000 | 2.07
LG | Single Cassette LGRED | 205788765 | HRCU-A-CB-O | LUU420HHV | LCN429HV | Singlezone Non-Ducted, Ceiling Placement | 48000 | 29200 | 3.1 | 40000 | 2.2
LG | Single V.AHU LGRED | 205788776 | HRCU-A-CB | LUU420HHV | LVN420HV | Singlezone Ducted, Centrally Ducted | 48000 | 29200 | 2.87 | 40000 | 2.27
LG | Single HSD LGRED | 205788770 | HRCU-A-CB | LUU420HHV | LHN428HV | Singlezone Ducted, Compact Ducted | 48000 | 28400 | 2.92 | 39500 | 2.07
LG | Single Cassette LGRED | 205788771 | HRCU-A-CB-O | LUU480HHV | LCN489HV | Singlezone Non-Ducted, Ceiling Placement | 52000 | 32600 | 2.99 | 40500 | 2.2
LG | Single V.AHU LGRED | 205788774 | HRCU-A-CB | LUU180HHV | LVN181HV4 | Singlezone Ducted, Centrally Ducted | 20000 | 13400 | 2.57 | 16500 | 2.09
LG | Single Cassette LGRED | 205788768 | HRCU-A-CB-O | LUU360HHV | LCN369HV | Singlezone Non-Ducted, Ceiling Placement | 40000 | 25400 | 2.81 | 37000 | 2.1
LG |  | 204825179 | HRCU-A-CB-O | LAU150HYV3 | LAN150HYV3 | Singlezone Non-Ducted, Wall Placement | 18000 | 10900 | 3.59 | 18950 | 2.55
LG | Multi F | 208132540 | HMSV-A-CB | LMU363HV |  | Multizone Mix of Ducted and Non-Ducted | 35000 | 20400 | 2.67 | 25000 | 2.36
LG | Multi F | 208131891 | HMSV-A-CB | LMU363HV |  | Multizone All Ducted | 34000 | 20000 | 2.55 | 24000 | 2.24
LG | Multi F Max LGRED | 206717013 | HMSV-A-CB | LMU421HHV |  | Multizone Mix of Ducted and Non-Ducted | 48000 | 31600 | 2.66 | 48000 | 2.28
LG | Multi F Max LGRED | 206717006 | HMSV-A-CB | LMU361HHV |  | Multizone All Ducted | 45000 | 29600 | 2.65 | 45000 | 2.25
LG | Single HSD | 203161353 | HRCU-A-CB | LUU249HV | LHN248HV | Singlezone Ducted, Compact Ducted | 27000 | 17500 | 2.64 | 21400 | 1.94
LG | Multi F | 208132539 | HMSV-A-CB | LMU303HV |  | Multizone Mix of Ducted and Non-Ducted | 31000 | 19000 | 2.76 | 23800 | 2.57
LG | Multi F | 208131889 | HMSV-A-CB | LMU303HV |  | Multizone All Ducted | 30000 | 18000 | 2.64 | 23200 | 2.43
LG | Multi F | 208132538 | HMSV-A-CB | LMU243HV |  | Multizone Mix of Ducted and Non-Ducted | 23800 | 14700 | 2.87 | 18100 | 2.38
LG | Multi F | 208132537 | HMSV-A-CB | LMU183HV |  | Multizone Mix of Ducted and Non-Ducted | 21000 | 13600 | 2.64 | 17450 | 2.25
LG | Multi F | 208131885 | HMSV-A-CB | LMU183HV |  | Multizone All Ducted | 20000 | 13400 | 2.58 | 17200 | 2.21
LG | Multi F Max LGRED | 206717012 | HMSV-A-CB | LMU361HHV |  | Multizone Mix of Ducted and Non-Ducted | 45000 | 29600 | 2.72 | 45000 | 2.26
LG | Multi F Max LGRED | 10445377 | HMSV-A-CB | LMU300HHV |  | Multizone All Ducted | 27000 | 17700 | 2.51 | 27000 | 2
LG | Multi F Max LGRED | 10525928 | HMSV-A-CB | LMU300HHV |  | Multizone Mix of Ducted and Non-Ducted | 27800 | 18300 | 2.66 | 27800 | 2.08
LG | Multi F LGRED | 10516997 | HMSV-A-CB | LMU240HHV |  | Multizone Mix of Ducted and Non-Ducted | 25000 | 16300 | 2.54 | 25000 | 2
LPS Legacy | DLC-series | 211756601 | HRCU-A-CB-O | DLCERBH09AAK | DLFEHBH09XAK | Singlezone Non-Ducted, Wall Placement | 10000 | 6000 | 2.51 | 6933 | 1.97
LPS LEGACY | DLC series | 211756514 | HRCU-A-CB-O | DLCSRBH12AAJ | DLFSHCH12XAJ | Singlezone Non-Ducted, Wall Placement | 12000 | 8400 | 2.8 | 7094 | 2.19
LPS LEGACY | DLC-series | 211756602 | HRCU-A-CB-O | DLCSRBH09AAK | DLFSHCH09XAK | Singlezone Non-Ducted, Wall Placement | 12000 | 9500 | 2.53 | 11109 | 1.97
LPS LEGACY | DLC-series | 211756600 | HRCU-A-CB-O | DLCSRBH06AAK | DLFSHCH06XAK | Singlezone Non-Ducted, Wall Placement | 7000 | 8500 | 2.9 | 8581 | 2.19
LPS LEGACY | DLC-series | 211756560 | HRCU-A-CB-O | DLCSRBH24AAK | DLFSCBH24XAK | Singlezone Non-Ducted, Wall Placement | 25000 | 21000 | 2.64 | 26000 | 1.95
LPS LEGACY | DLC-series | 211756591 | HRCU-A-CB-O | DLCSRBH12AAK | DLFSFBH12XAK | Singlezone Non-Ducted, Wall Placement | 12000 | 10200 | 2.72 | 12300 | 2.1
LPS LEGACY | DLC-series | 211756590 | HRCU-A-CB | DLCSRBH24AAK | DLFSDAH24XHK | Singlezone Ducted, Compact Ducted | 25000 | 21000 | 2.75 | 24000 | 2
LPS LEGACY | DLC-series | 211756586 | HRCU-A-CB | DLCSRBH18AAK | DLFSDAH18XHK | Singlezone Ducted, Compact Ducted | 19000 | 15700 | 2.6 | 18000 | 2.2
LPS LEGACY | DLC-series | 211756593 | HRCU-A-CB-O | DLCSRBH06AAK | DLFSOAH09XAK | Singlezone Non-Ducted, Ceiling Placement | 7100 | 5700 | 2.61 | 8500 | 2.03
LPS LEGACY | Dlseries | 211756651 | HRCU-A-CB | DLCURAH60ABK | DLFUAAH60XAK | Singlezone Ducted, Centrally Ducted | 59000 | 42000 | 2.6 | 54356 | 1.91
LPS LEGACY | DL series | 213372196 | HRCU-A-C | DLCURAH18ABK | DLFULAH24XBX + CI | Singlezone Ducted, Centrally Ducted | 19000 | 14700 | 2.6 | 15000 | 2.2
LPS LEGACY | DLC-series | 211756564 | HRCU-A-CB-O | DLCSRBH12AAK | DLFSHBH12XAK | Singlezone Non-Ducted, Wall Placement | 12000 | 10300 | 2.56 | 12113 | 1.9
LPS LEGACY | DLC-series | 211756518 | HRCU-A-CB-O | DLCSRBH12AAJ | DLFSHBH12XAJ | Singlezone Non-Ducted, Wall Placement | 12000 | 8900 | 2.75 | 6858 | 2.07
LPS LEGACY | DLC-series | 211756558 | HRCU-A-CB-O | DLCSRBH06AAK | DLFSHBH06XAK | Singlezone Non-Ducted, Wall Placement | 7000 | 7500 | 2.5 | 7200 | 1.92
LUXAIRE | LX SERIES | 214397430 | HRCU-A-CB | HH860E2S11 | CTF60D5CGS1+JMVT20DC2N1 | Singlezone Ducted, Centrally Ducted | 44500 | 33000 | 2.56 | 33400 | 2
LUXAIRE | LX SERIES | 214397021 | HRCU-A-CB | HH860E2S11 | CTF60C5CGS1+JMET16CS2N1 | Singlezone Ducted, Centrally Ducted | 45500 | 34400 | 2.58 | 34200 | 2
LUXAIRE | LX SERIES | 214584602 | HRCU-A-CB | HH860E2S11 | CTF60C5CGS1 | Singlezone Ducted, Centrally Ducted | 45500 | 33800 | 2.52 | 34000 | 2
LUXAIRE | LX SERIES | 214397168 | HRCU-A-CB | HH860E2S11 | CTF60D5CHS1+JMC20D2SN1 | Singlezone Ducted, Centrally Ducted | 53000 | 36600 | 2.6 | 38000 | 2
LUXAIRE | LX SERIES | 214584612 | HRCU-A-CB | HH860E2S11 | CTF60C5CGS1 | Singlezone Ducted, Centrally Ducted | 44500 | 33000 | 2.5 | 33400 | 2
LUXAIRE | LX SERIES | 214397460 | HRCU-A-CB | HH860E2S11 | CTF60C5CGS1 | Singlezone Ducted, Centrally Ducted | 45000 | 33400 | 2.5 | 33800 | 2
LUXAIRE | LX SERIES | 214397455 | HRCU-A-CB | HH860E2S11 | CTF60C5CGS1 | Singlezone Ducted, Centrally Ducted | 45000 | 33400 | 2.5 | 33800 | 2
LUXAIRE | LX SERIES | 214398291 | HRCU-A-CB | HH860E2S11 | CTF60C5CGS1+JME16C2SN1 | Singlezone Ducted, Centrally Ducted | 45500 | 34200 | 2.58 | 33800 | 2
LUXAIRE | LX SERIES | 214584752 | HRCU-A-CB | HH860E2S11 | CTF60C5CGS1 | Singlezone Ducted, Centrally Ducted | 44500 | 32600 | 2.5 | 33400 | 2
LUXAIRE | LX SERIES | 214398252 | HRCU-A-CB | HH860E2S11 | CTF60C5CGS1+JMC17C2SN1 | Singlezone Ducted, Centrally Ducted | 44000 | 32400 | 2.5 | 33200 | 2
LUXAIRE | LX SERIES | 214609117 | HRCU-A-CB | HH860E2S11 | CTF60C5CGS1 | Singlezone Ducted, Centrally Ducted | 47000 | 33800 | 2.5 | 34000 | 2
LUXAIRE | LX SERIES | 214584717 | HRCU-A-CB | HH860E2S11 | CTF60C5CGS1 | Singlezone Ducted, Centrally Ducted | 44500 | 32800 | 2.5 | 33400 | 2
LUXAIRE | LX SERIES | 214397031 | HRCU-A-CB | HH860E2S11 | CTF60D5CGS1+JME18D2SN1 | Singlezone Ducted, Centrally Ducted | 45500 | 34400 | 2.62 | 33800 | 2
LUXAIRE | LX SERIES | 214397855 | HRCU-A-CB | HH860E2S11 | CTF60D5CGS1+JMC20D2SN1 | Singlezone Ducted, Centrally Ducted | 44500 | 33000 | 2.56 | 33400 | 2
LUXAIRE | LX SERIES | 214396580 | HRCU-A-CB | HH860E2S11 | CTF60C5CGS1+JMC16C2SN1 | Singlezone Ducted, Centrally Ducted | 44000 | 32400 | 2.5 | 33200 | 2
LUXAIRE | LX SERIES | 214397835 | HRCU-A-CB | HH860E2S11 | CTF60C5CGS1+JMVT17CC2N1 | Singlezone Ducted, Centrally Ducted | 44000 | 32400 | 2.5 | 33200 | 2
LUXAIRE | LX SERIES | 214396741 | HRCU-A-CB | HH860E2S11 | CTF60D5CHS1+JME18D2SN1 | Singlezone Ducted, Centrally Ducted | 53500 | 36600 | 2.62 | 38500 | 2
LUXAIRE | LX SERIES | 214397588 | HRCU-A-CB | HH860E2S11 | CTF60D5CHS1+JMET18DS2N1 | Singlezone Ducted, Centrally Ducted | 53500 | 36600 | 2.6 | 38500 | 2
LUXAIRE | LX SERIES | 214398375 | HRCU-A-CB | HH824E2S11 | CTF30B5ACS1+JMET12BS2N1 | Singlezone Ducted, Centrally Ducted | 23000 | 18400 | 2.78 | 18100 | 2
LUXAIRE | LX SERIES | 214396694 | HRCU-A-CB | HH824E2S11 | CTF30B5ACS1+JMC12B2SN1 | Singlezone Ducted, Centrally Ducted | 23000 | 18600 | 2.84 | 18300 | 2
LUXAIRE | LX SERIES | 214397924 | HRCU-A-CB | HH824E2S11 | CTF36B5ADS1+JMVT12BC2N1 | Singlezone Ducted, Centrally Ducted | 23000 | 18200 | 2.88 | 17700 | 2
LUXAIRE | LX SERIES | 214397121 | HRCU-A-CB | HH824E2S11 | CTF30B5ACS1+JMET08BS2N1 | Singlezone Ducted, Centrally Ducted | 23000 | 18200 | 2.74 | 17900 | 2
LUXAIRE | LX SERIES | 214397524 | HRCU-A-CB | HH824E2S11 | CTF36B5ADS1+JMET12BS2N1 | Singlezone Ducted, Centrally Ducted | 22800 | 17700 | 2.77 | 17400 | 2
LUXAIRE | LX SERIES | 214397096 | HRCU-A-CB | HH824E2S11 | CTF36B5ADS1+JMET08BS2N1 | Singlezone Ducted, Centrally Ducted | 22400 | 17400 | 2.71 | 17100 | 2
LUXAIRE | LX SERIES | 214396258 | HRCU-A-CB | HH824E2S11 | CTF30B5ACS1+JMVT12BC2N1 | Singlezone Ducted, Centrally Ducted | 23000 | 18600 | 2.84 | 18300 | 2
LUXAIRE | LX SERIES | 214397929 | HRCU-A-CB | HH824E2S11 | CTF36B5ADS1+JME12B2SN1 | Singlezone Ducted, Centrally Ducted | 23000 | 18200 | 2.88 | 17700 | 2
LUXAIRE | LX SERIES | 214397961 | HRCU-A-CB | HH824E2S11 | CTF30B5ACS1+JME08B2SN1 | Singlezone Ducted, Centrally Ducted | 23000 | 18400 | 2.79 | 18000 | 2
LUXAIRE | LX SERIES | 214397101 | HRCU-A-CB | HH824E2S11 | CTF36B5ADS1+JME08B2SN1 | Singlezone Ducted, Centrally Ducted | 22800 | 17600 | 2.77 | 17400 | 2
LUXAIRE | LX SERIES | 214397971 | HRCU-A-CB | HH824E2S11 | CTF30B5ACS1+JME12B2SN1 | Singlezone Ducted, Centrally Ducted | 23000 | 18700 | 2.85 | 18400 | 2
LUXAIRE | LX SERIES | 214398348 | HRCU-A-CB | HH824E2S11 | CTF36B5ADS1+JMC12B2SN1 | Singlezone Ducted, Centrally Ducted | 23000 | 18200 | 2.88 | 17700 | 2
LUXAIRE | LX SERIES | 214397534 | HRCU-A-CB | HH824E2S11 | CTF36B5ADS1 | Singlezone Ducted, Centrally Ducted | 23000 | 18400 | 2.78 | 17900 | 2
LUXAIRE | LX SERIES | 214584652 | HRCU-A-CB | HH860E2S11 | CTM60C5CGS1 | Singlezone Ducted, Centrally Ducted | 44500 | 33000 | 2.5 | 33400 | 2
LUXAIRE | LX SERIES | 214398672 | HRCU-A-CB | HH860E2S11 | CTM60C5CGS1+JME16C2SN1 | Singlezone Ducted, Centrally Ducted | 44000 | 32200 | 2.5 | 33000 | 2
LUXAIRE | LX SERIES | 214398667 | HRCU-A-CB | HH860E2S11 | CTM60C5CGS1+JMC16C2SN1 | Singlezone Ducted, Centrally Ducted | 44500 | 33000 | 2.54 | 33400 | 2
LUXAIRE | LX SERIES | 214398633 | HRCU-A-CB | HH860E2S11 | JHE48D5CG2SS1 | Singlezone Ducted, Centrally Ducted | 44500 | 33200 | 2.56 | 33400 | 2
LUXAIRE | LX SERIES | 214396392 | HRCU-A-CB | HH836E2S11 | CTF36B5CDS1+JMVT12BC2N1 | Singlezone Ducted, Centrally Ducted | 31000 | 27200 | 2.5 | 25000 | 2
LUXAIRE | LX SERIES | 214584582 | HRCU-A-CB | HH860E2S11 | CTF60D5CHS1 | Singlezone Ducted, Centrally Ducted | 53500 | 37000 | 2.6 | 39000 | 2
LUXAIRE | LX SERIES | 214396761 | HRCU-A-CB | HH860E2S11 | JHC60D5CH2SS1 | Singlezone Ducted, Centrally Ducted | 53000 | 36200 | 2.6 | 38000 | 2
LUXAIRE | LX SERIES | 214584632 | HRCU-A-CB | HH860E2S11 | CTF60C5CHS1 | Singlezone Ducted, Centrally Ducted | 53500 | 36600 | 2.56 | 38500 | 2
LUXAIRE | LX SERIES | 214396736 | HRCU-A-CB | HH860E2S11 | CTF60D5CHS1+JMVT20DC2N1 | Singlezone Ducted, Centrally Ducted | 53000 | 36600 | 2.6 | 38000 | 2
LUXAIRE | LX SERIES | 214397161 | HRCU-A-CB | HH824E2S11 | CTF30B5ACS1 | Singlezone Ducted, Centrally Ducted | 23000 | 18200 | 2.67 | 17700 | 2
LUXAIRE | LX SERIES | 214397156 | HRCU-A-CB | HH824E2S11 | CTF30B5ACS1 | Singlezone Ducted, Centrally Ducted | 23000 | 18200 | 2.67 | 17700 | 2
LUXAIRE | LX SERIES | 214397151 | HRCU-A-CB | HH824E2S11 | CTF30B5ACS1 | Singlezone Ducted, Centrally Ducted | 23000 | 18200 | 2.67 | 17700 | 2
LUXAIRE | LX SERIES | 214397146 | HRCU-A-CB | HH824E2S11 | CTF30B5ACS1 | Singlezone Ducted, Centrally Ducted | 23000 | 18400 | 2.72 | 18000 | 2
LUXAIRE | LX SERIES | 214397141 | HRCU-A-CB | HH824E2S11 | CTF30B5ACS1 | Singlezone Ducted, Centrally Ducted | 23000 | 18400 | 2.72 | 18000 | 2
LUXAIRE | LX SERIES | 214397136 | HRCU-A-CB | HH824E2S11 | CTM30B5ACS1 | Singlezone Ducted, Centrally Ducted | 23000 | 18700 | 2.7 | 18300 | 2
LUXAIRE | LX SERIES | 214397131 | HRCU-A-CB | HH824E2S11 | CTF30B5ACS1 | Singlezone Ducted, Centrally Ducted | 23000 | 18800 | 2.71 | 18400 | 2
LUXAIRE | LX SERIES | 214397126 | HRCU-A-CB | HH824E2S11 | CTF30B5ACS1 | Singlezone Ducted, Centrally Ducted | 23000 | 18700 | 2.74 | 18300 | 2
LUXAIRE | LX SERIES | 214584722 | HRCU-A-CB | HH824E2S11 | CTF30A5ADS1 | Singlezone Ducted, Centrally Ducted | 23000 | 18600 | 2.85 | 18100 | 2
LUXAIRE | LX SERIES | 214397111 | HRCU-A-CB | HH824E2S11 | CTF36B5ADS1 | Singlezone Ducted, Centrally Ducted | 23000 | 18500 | 2.78 | 18000 | 2
LUXAIRE | LX SERIES | 214397106 | HRCU-A-CB | HH824E2S11 | CTF36B5ADS1 | Singlezone Ducted, Centrally Ducted | 23000 | 18000 | 2.76 | 17600 | 2
MDV | MSAB series | 207591137 | HRCU-A-CB-O | MOX430-18HFN1-MU0W | MSABE-18HRFN1-MW5W | Singlezone Non-Ducted, Wall Placement | 18000 | 14000 | 2.61 | 12600 | 2.35
MDV | MSAG series | 213301876 | HMSR-A-CB-O | M4OX630-36HFN1-M1X |  | Multizone All Non-Ducted | 36000 | 27400 | 2.5 | 36000 | 1.95
MDV | MSAG series | 207641232 | HMSR-A-CB-O | M2OA-18HFN1-M* |  | Multizone All Non-Ducted | 19000 | 14400 | 2.5 | 14000 | 2.22
MDV | MSAG series | 207641236 | HMSR-A-CB-O | M2OI-18HFN1-M* |  | Multizone All Non-Ducted | 20000 | 13500 | 2.5 | 20000 | 2
MDV | MSAG series | 207641238 | HMSR-A-CB-O | M5OG-48HFN1-M-[X]-20* |  | Multizone All Non-Ducted | 49000 | 39000 | 2.5 | 46000 | 2.05
MDV | MSAB series | 207339191 | HMSR-A-CB-O | M2OA-18HFN1-MQ1 |  | Multizone All Non-Ducted | 19000 | 13500 | 2.6 | 14000 | 2
MDV | MSAB series | 207339192 | HMSR-A-CB-O | M3OH-27HFN1-MQ1 |  | Multizone All Non-Ducted | 27000 | 20000 | 2.5 | 20000 | 2
MDV | MSEP seris | 207617649 | HMSR-A-CB-O | M3OJ-24HFN1-M |  | Multizone All Non-Ducted | 25000 | 20400 | 2.5 | 20000 | 2.06
MDV |  | 207617657 | HMSR-A-CB-O | M5OG-42HFN1-M-[X] | MSEPB-09HRFN1-MY5W(GA) | Multizone All Non-Ducted | 48000 | 30000 | 2.5 | 48000 | 2
MDV | MSEP seris | 206716986 | HMSR-A-CB-O | M2OI-18HFN1-M |  | Multizone All Non-Ducted | 20000 | 15000 | 2.5 | 20000 | 1.93
MDV | MSEP seris | 206714975 | HMSR-A-CB-O | M3OJ-27HFN1-M |  | Multizone All Non-Ducted | 28000 | 21000 | 2.5 | 20000 | 2.11
MDV |  | 8994415 | HMSR-A-CB-O | M4OH-36HFN1-M | CS11M-09HRFN1-MX0W(A) | Multizone All Non-Ducted | 36000 | 23200 | 2.78 | 36037 | 1.96
MDV |  | 8856675 | HMSR-A-CB-O | M2OF-18HFN1-M | CS11M-09HRFN1-MX0W(A) | Multizone All Non-Ducted | 19000 | 12000 | 2.79 | 10205 | 1.97
MDV |  | 8856676 | HMSR-A-CB-O | M3OF-27HFN1-M | CS11M-09HRFN1-MX0W(A) | Multizone All Non-Ducted | 28000 | 17200 | 2.8 | 17040 | 1.97
MDV | MTI series | 210299844 | HRCU-A-CB | MOD30-24HFN1-MU0W | MTI-24HWFN1-MSP5 | Singlezone Ducted, Compact Ducted | 25000 | 21000 | 2.75 | 24000 | 2
MDV | MTI series | 210299845 | HRCU-A-CB | MOX430-17HFN1-MT0W | MTI-18HWFN1-MSP0 | Singlezone Ducted, Compact Ducted | 19000 | 15700 | 2.6 | 18000 | 2.2
MDV | MSEP seris | 208132541 | HMSR-A-CB-O | M5OA-55HFN1-M-[X] |  | Multizone All Non-Ducted | 55000 | 34400 | 2.5 | 47000 | 1.94
MDV |  | 9101403 | HRCU-A-CB-O | MOCA31-18HFN1-MT0W | CS11M-18HRFN1-MT0W | Singlezone Non-Ducted, Wall Placement | 18000 | 11400 | 2.72 | 11178 | 2.02
MDV |  | 9101401 | HRCU-A-CB-O | MOBA30-09HFN1-MT0W | CS11M-09HRFN1-MX0W(A) | Singlezone Non-Ducted, Wall Placement | 9800 | 5800 | 2.74 | 7989 | 2
MDV |  | 202415590 | HRCU-A-CB-O | MOD30-22HFN1-MW5W | MSAB2F-22HRFN1-MW5W | Singlezone Non-Ducted, Wall Placement | 24000 | 15400 | 3.01 | 25624 | 2.1
MDV |  | 8719215 | HRCU-A-CB-O | MOCA31-18HFN1-MT0W | MSABE-18HRFN1-MT0W | Singlezone Non-Ducted, Wall Placement | 18000 | 10400 | 2.72 | 10953 | 1.9
MDV |  | 200059281 | HRCU-A-CB-O | MOCA30-09HFN1-MZA5W | MSOP1B-09HRFN1-MZA5W | Singlezone Non-Ducted, Wall Placement | 10000 | 7200 | 2.78 | 13047 | 1.91
MDV |  | 200059283 | HRCU-A-CB-O | MOCA30-12HFN1-MZ50W | MSOP1B-12HRFN1-MZ50W | Singlezone Non-Ducted, Wall Placement | 12000 | 6800 | 2.62 | 13873 | 2.03
MDV |  | 200059299 | HRCU-A-CB | MOD31-24HFN1-MT0W | MTIU-24HWFN1-M | Singlezone Ducted, Compact Ducted | 24400 | 16000 | 2.69 | 18500 | 2.04
MDV |  | 8740675 | HRCU-A-CB-O | MOD31-24HFN1-MT0W | MUEU-24HRFN1-M(C) | Singlezone Non-Ducted, Floor Placement | 24000 | 15000 | 2.85 | 17817 | 1.9
MDV |  | 205767337 | HRCU-A-CB | MOE30U-36HFN1-M-[X] | MTI-36HWFN1-M | Singlezone Ducted, Compact Ducted | 40000 | 28000 | 2.75 | 43000 | 2.1
MDV |  | 200059289 | HRCU-A-CB | MOB30-09HFN1-MX0W | MTIU-09HWFN1-M | Singlezone Ducted, Compact Ducted | 10000 | 7200 | 2.74 | 8300 | 2.06
MDV |  | 200059297 | HRCU-A-CB | MOCA31-18HFN1-MT0W | MTIU-18HWFN1-M | Singlezone Ducted, Compact Ducted | 18000 | 12000 | 2.61 | 10300 | 1.95
MDV |  | 205993851 | HRCU-A-CB-O | MOX230-12HFN1-BW0W | MS11M-12HRFN1-BV0W | Singlezone Non-Ducted, Wall Placement | 12400 | 6800 | 2.55 | 5688 | 2.01
MDV |  | 205746254 | HRCU-A-CB-O | MOX430-17HFN1-MT0W | CS11M-18HRFN1-MT0W | Singlezone Non-Ducted, Wall Placement | 18000 | 10900 | 2.58 | 16497 | 1.9
MDV |  | 202415591 | HRCU-A-CB-O | MOD30-18HFN1-MZ22W | MSAB2F-18HRFN1-MZ22W | Singlezone Non-Ducted, Wall Placement | 18000 | 12300 | 3.19 | 17920 | 2.13
MDV |  | 205993852 | HRCU-A-CB-O | MOX330-09HFN1-MY5W | CS11M-09HRFN1-MX0W(A) | Singlezone Non-Ducted, Wall Placement | 11500 | 7100 | 2.85 | 9898 | 1.9
MDV |  | 205746255 | HRCU-A-CB-O | MOD30-24HFN1-MU0W | CS11M-23HRFN1-MT0W | Singlezone Non-Ducted, Wall Placement | 26000 | 19400 | 2.95 | 26000 | 2.07
MDV |  | 207617659 | HMSV-A-CB | M5OG-42HFN1-M-[X] | MTIU-09HWFN1-M | Multizone All Ducted | 49000 | 28000 | 2.53 | 48000 | 1.99
MDV | M2O series | 206716987 | HMSV-A-CB | M2OA-18HFN1-M |  | Multizone Mix of Ducted and Non-Ducted | 19000 | 14500 | 2.5 | 14000 | 2.17
MDV | M2O series | 207641240 | HMSV-A-CB | M2OA-18HFN1-M* |  | Multizone Mix of Ducted and Non-Ducted | 19000 | 14600 | 2.5 | 14000 | 2.17
MDV | MTI series | 207617651 | HMSV-A-CB | M3OJ-24HFN1-M |  | Multizone All Ducted | 24000 | 21600 | 2.61 | 20000 | 2.11
MDV | M3O series | 207618258 | HMSV-A-CB | M3OJ-24HFN1-M |  | Multizone Mix of Ducted and Non-Ducted | 24400 | 21000 | 2.55 | 20000 | 2.09
MDV | MTI series | 206714981 | HMSV-A-CB | M3OJ-27HFN1-M |  | Multizone All Ducted | 28000 | 22000 | 2.6 | 20000 | 2.14
MDV | M3O series | 206716989 | HMSV-A-CB | M3OJ-27HFN1-M |  | Multizone Mix of Ducted and Non-Ducted | 28000 | 21400 | 2.55 | 20000 | 2.13
MDV | MTI series | 207641243 | HMSV-A-CB | M3OJ-27HFN1-M* |  | Multizone All Ducted | 28000 | 22000 | 2.6 | 20000 | 2.14
MDV | MTI series | 206714974 | HMSV-A-CB | M2OI-18HFN1-M |  | Multizone All Ducted | 20000 | 16000 | 2.61 | 20000 | 1.95
MDV | M2O series | 206716988 | HMSV-A-CB | M2OI-18HFN1-M |  | Multizone Mix of Ducted and Non-Ducted | 20000 | 15500 | 2.55 | 20000 | 1.95
MDV | MTI series | 207641256 | HMSV-A-CB | M2OI-18HFN1-M* |  | Multizone All Ducted | 20000 | 16000 | 2.61 | 20000 | 1.95
MDV | M2O series | 207641257 | HMSV-A-CB | M2OI-18HFN1-M* |  | Multizone Mix of Ducted and Non-Ducted | 20000 | 14700 | 2.55 | 20000 | 1.98
MDV |  | 213156951 | HRCU-A-CB | MOX430U-18HFN1-M | MVBE-18HWFN1-MM3E | Singlezone Ducted, Centrally Ducted | 19000 | 15800 | 2.82 | 18800 | 2.3
MDV | MAC SERIES | 211497142 | HRCU-A-CB | MOD30-24HFN1-MW-[X1] | MVC-24HWFN1-MSQ4 | Singlezone Ducted, Centrally Ducted | 24000 | 19200 | 2.5 | 24071 | 1.91
MDV |  | 212924805 | HRCU-A-CB | MOD30-24HFN1-MW | MVBE-24HWFN1-MM3E | Singlezone Ducted, Centrally Ducted | 26000 | 20000 | 2.7 | 24000 | 2
MDV | MCD series | 207338218 | HRCU-A-CB-O | MOD33-24HFN1-MT0W | MCD1-24HRFN1-MT0W(GA) | Singlezone Non-Ducted, Wall Placement | 25000 | 19000 | 2.6 | 18900 | 1.96
MDV | MFA series | 209248923 | HRCU-A-CB-O | MOX330-09HFN1-MY6W | MFA2U-09HRFN1-MY6W | Singlezone Non-Ducted, Wall Placement | 9000 | 10600 | 2.85 | 12300 | 2.1
MDV | MFA series | 209248924 | HRCU-A-CB-O | MOX330-12HFN1-MW5W | MFA2U-12HRFN1-MW5W | Singlezone Non-Ducted, Wall Placement | 12000 | 10200 | 2.72 | 12300 | 2.1
MDV | MFA series | 209248925 | HRCU-A-CB-O | MOX230-09HFN1-MY2W | MFA2U-09HRFN1-MY6W | Singlezone Non-Ducted, Wall Placement | 9000 | 9400 | 2.9 | 8600 | 2.45
MDV | MCBU series | 209270208 | HRCU-A-CB-O | MOX430-18HFN1-MU0W | MCBU-18HRFN1-MU2W | Singlezone Non-Ducted, Ceiling Placement | 19000 | 12200 | 2.79 | 13100 | 2.3
MDV | MCBU series | 209270209 | HRCU-A-CB-O | MOX230-09HFN1-MW5W | MCBU-09HRFN1-MW0W | Singlezone Non-Ducted, Ceiling Placement | 11000 | 8000 | 2.66 | 8500 | 2.37
MDV | MCBU series | 209270213 | HRCU-A-CB-O | MOX230-09HFN1-MW5W | MCBU-06HRFN1-MV0W | Singlezone Non-Ducted, Ceiling Placement | 7100 | 5700 | 2.61 | 8500 | 2.03
MDV | MCA series | 206330119 | HRCU-A-CB-O | MOX230-12HFN1-MV5W | MCA3U-12HRFN1-M(C) | Singlezone Non-Ducted, Ceiling Placement | 12000 | 8900 | 2.75 | 8000 | 2.28
MDV | MFA series | 206330125 | HRCU-A-CB-O | MOX230-12HFN1-MV5W | MFAU-12HRFN1-M(C) | Singlezone Non-Ducted, Wall Placement | 12000 | 9000 | 2.69 | 8400 | 2.26
MDV | MCA series | 206330126 | HRCU-A-CB-O | MOX330-12HFN1-MW5W | MCA3U-12HRFN1-M(C) | Singlezone Non-Ducted, Ceiling Placement | 12000 | 9900 | 2.55 | 11500 | 1.9
MDV | MUE series | 206330134 | HRCU-A-CB-O | MOD30-24HFN1-MU0W | MUEU-24HRFN1-M(C) | Singlezone Non-Ducted, Floor Placement | 25000 | 19000 | 2.64 | 25000 | 2.1
MDV | MUE series | 207614046 | HRCU-A-CB-O | MOX430-18HFN1-MU0W | MUEU-18HRFN1-M(C) | Singlezone Non-Ducted, Floor Placement | 20000 | 12800 | 2.52 | 13000 | 2.08
MDV | MCA series | 207614047 | HRCU-A-CB-O | MOX430-18HFN1-MU0W | MCA3U-18HRFN1-M(C) | Singlezone Non-Ducted, Ceiling Placement | 19000 | 12000 | 2.51 | 12700 | 2.16
MDV | MTI series | 206330133 | HRCU-A-CB | MOD33-24HFN1-MT0W | MTIU-24HWFN1-M | Singlezone Ducted, Compact Ducted | 25000 | 20000 | 2.61 | 20000 | 2.3
MDV | MTI series | 207614049 | HRCU-A-CB | MOX430-17HFN1-MT0W | MTIU-24HWFN1-M | Singlezone Ducted, Compact Ducted | 19000 | 15800 | 2.63 | 16000 | 2
MDV | MTI series | 206330121 | HRCU-A-CB | MOX230-09HFN1-MW5W | MTIU-09HWFN1-M | Singlezone Ducted, Compact Ducted | 10000 | 7700 | 2.59 | 8000 | 2.09
MDV | MTI series | 206330124 | HRCU-A-CB | MOX230-12HFN1-MV5W | MTIU-12HWFN1-M | Singlezone Ducted, Compact Ducted | 12000 | 9300 | 2.78 | 8400 | 2.26
MDV | MTI series | 206330136 | HRCU-A-CB | MOD30-24HFN1-MU0W | MTIU-24HWFN1-M | Singlezone Ducted, Compact Ducted | 25000 | 21000 | 2.64 | 27000 | 2
MDV | MTI series | 206330127 | HRCU-A-CB | MOX330-12HFN1-MW5W | MTIU-12HWFN1-M | Singlezone Ducted, Compact Ducted | 12500 | 10600 | 2.51 | 12100 | 1.96
MDV | MTI series | 207614048 | HRCU-A-CB | MOX430-18HFN1-MU0W | MTIU-18HWFN1-M | Singlezone Ducted, Compact Ducted | 20000 | 12600 | 2.66 | 13000 | 2.4
MDV | MSEP seris | 205993844 | HRCU-A-CB-O | MOX230-12HFN1-BW0W | MSEPB-12HRFN1-BW0W | Singlezone Non-Ducted, Wall Placement | 12000 | 8400 | 2.8 | 7094 | 2.19
MDV | MSEP seris | 205993845 | HRCU-A-CB-O | MOX330-09HFN1-MY5W | MSEPB-09HRFN1-MY5W(GA) | Singlezone Non-Ducted, Wall Placement | 12000 | 9500 | 2.53 | 11109 | 1.97
MDV | MSAG series | 206369511 | HRCU-A-CB-O | MOX230-09HFN1-MT0W | MSAG11A-09HRFN1-MT0W | Singlezone Non-Ducted, Wall Placement | 10000 | 6000 | 2.51 | 6933 | 1.97
MDV | MSEP seris | 206369558 | HRCU-A-CB-O | MOX230-09HFN1-MW5W | MSEPB-09HRFN1-MY5W(GA) | Singlezone Non-Ducted, Wall Placement | 10000 | 8500 | 2.8 | 8581 | 2.19
MDV | MSEP seris | 206369559 | HRCU-A-CB-O | MOX230-12HFN1-MV5W | MSEPB-12HRFN1-MW5W(GA) | Singlezone Non-Ducted, Wall Placement | 12000 | 9000 | 2.69 | 8981 | 2.19
MDV | MSAG series | 206361861 | HRCU-A-CB-O | MOX330-12HFN1-MW5W | MSAG11B-12HRFN1-MV0W(GA) | Singlezone Non-Ducted, Wall Placement | 12000 | 10300 | 2.56 | 12113 | 1.9
MDV | MSAG series | 206361864 | HRCU-A-CB-O | MOX230-12HFN1-BW0W | MSAG11B-12HRFN1-BU5W | Singlezone Non-Ducted, Wall Placement | 12000 | 8900 | 2.75 | 6858 | 2.07
MDV | MSAG series | 207215956 | HRCU-A-CB-O | MOX230-09HFN1-MW5W | MSAG11B-09HRFN1-MX7W(GA) | Singlezone Non-Ducted, Wall Placement | 10000 | 8100 | 2.7 | 8564 | 2.22
MDV | MSAG series | 206361866 | HRCU-A-CB-O | MOX230-12HFN1-MV5W | MSAG11B-12HRFN1-MV0W(GA) | Singlezone Non-Ducted, Wall Placement | 12000 | 10000 | 2.69 | 8820 | 2.25
MDV | MSAG series | 206361859 | HRCU-A-CB-O | MOX430-18HFN1-MT8W | MSAG11D-18HRFN1-MT8W | Singlezone Non-Ducted, Wall Placement | 18000 | 14100 | 2.65 | 12829 | 2.35
MDV | MSAG series | 207613861 | HRCU-A-CB-O | MOX430-18HFN1-MU0W | MSAG11D-18HRFN1-MT8W | Singlezone Non-Ducted, Wall Placement | 18000 | 14100 | 2.65 | 12829 | 2.35
MDV | MSAB series | 207338220 | HRCU-A-CB-O | MOX230-12HFN1-BV0Q1W | MSABB-12HRFN1-BV0Q1W | Singlezone Non-Ducted, Wall Placement | 12000 | 7500 | 2.59 | 6400 | 1.95
MDV | MSAB series | 207338221 | HRCU-A-CB-O | MOX430-18HFN1-MT2Q1W | MSABE-18HRFN1-MT2Q1W | Singlezone Non-Ducted, Wall Placement | 18000 | 13800 | 2.54 | 11700 | 2.05
MDV | MSAB series | 207591139 | HRCU-A-CB-O | MOX230-09HFN1-BW0W | MSABB-09HRFN1-BW0W | Singlezone Non-Ducted, Wall Placement | 10000 | 6000 | 2.79 | 6725 | 2.07
MDV | MSAB series | 207591136 | HRCU-A-CB-O | MOX230-12HFN1-BW0W | MSABB-12HRFN1-BU5W | Singlezone Non-Ducted, Wall Placement | 12000 | 8400 | 2.77 | 6725 | 2.07
MDV | MSAB series | 207591144 | HRCU-A-CB-O | MOX230-09HFN1-MW5W | MSABB-09HRFN1-MX0W | Singlezone Non-Ducted, Wall Placement | 10000 | 8300 | 2.67 | 6544 | 1.98
MDV | MSEP seris | 207178564 | HRCU-A-CB-O | MOX230-09HFN1-MW5W | MSEPB-06HRFN1-MY5W | Singlezone Non-Ducted, Wall Placement | 7000 | 8500 | 2.9 | 8581 | 2.19
MDV | MSAG series | 206909896 | HRCU-A-CB-O | MOX230-12HFN1-BW0W-9K | MSAG11B-12HRFN1-BU5W-9K | Singlezone Non-Ducted, Wall Placement | 10000 | 5900 | 2.93 | 6858 | 2.07
MDV | MSAG series | 210434543 | HRCU-A-CB-O | MOX230-12HFN1-BW0W-9K | MSAG11B-12HRFN1-BU5W-6K | Singlezone Non-Ducted, Wall Placement | 7000 | 5900 | 2.93 | 6858 | 2.07
MDV | MSAB series | 207591132 | HRCU-A-CB-O | MOX230-09HFN1-MT0W | MSABA-09HRFN1-MU5W | Singlezone Non-Ducted, Wall Placement | 10000 | 6900 | 2.53 | 6400 | 1.95
MDV | MSAG series | 207178565 | HRCU-A-CB-O | MOX230-09HFN1-MW5W | MSAG11A-06HRFN1-MU0W | Singlezone Non-Ducted, Wall Placement | 7000 | 7500 | 2.5 | 7200 | 1.92
MDV | MCBU series | 210857291 | HRCU-A-CB-O | MOX230-09HFN1-MW5W | MCBU-09HRFN1-MU0-CA | Singlezone Non-Ducted, Ceiling Placement | 7100 | 5700 | 2.61 | 8500 | 2.03
MIDEA | MVBL Series | 214594892 | HRCU-A-CB | MOD30-24HFN1-MW | MVBL-24HWFN1-MI3 | Singlezone Ducted, Centrally Ducted | 27400 | 19200 | 2.61 | 24000 | 1.91
MIDEA | MVBL Series | 214594891 | HRCU-A-CB | MOX430U-18HFN1-M | MVBL-18HWFN1-MH3 | Singlezone Ducted, Centrally Ducted | 19000 | 13500 | 2.6 | 18000 | 2
MIDEA | DLC-series | 208447748 | HRCU-A-CB-O | DLCERBH09AAK | DLFEHBH09XAK | Singlezone Non-Ducted, Wall Placement | 10000 | 6000 | 2.51 | 6933 | 1.97
MIDEA | DLC-series | 208447668 | HRCU-A-CB-O | DLCSRBH12AAJ | DLFSHCH12XAJ | Singlezone Non-Ducted, Wall Placement | 12000 | 8400 | 2.8 | 7094 | 2.19
MIDEA | DLC-series | 208447665 | HRCU-A-CB-O | DLCSRBH09AAK | DLFSHCH09XAK | Singlezone Non-Ducted, Wall Placement | 12000 | 9500 | 2.53 | 11109 | 1.97
MIDEA | DLC-series | 208447669 | HRCU-A-CB-O | DLCSRBH06AAK | DLFSHCH06XAK | Singlezone Non-Ducted, Wall Placement | 7000 | 8500 | 2.9 | 8581 | 2.19
MIDEA | DLC-series | 207683369 | HRCU-A-CB-O | DLCSRBH24AAK | DLFSCBH24XAK | Singlezone Non-Ducted, Wall Placement | 25000 | 21000 | 2.64 | 26000 | 1.95
MIDEA | DLC-series | 209948197 | HRCU-A-CB-O | DLCSRBH12AAK | DLFSFBH12XAK | Singlezone Non-Ducted, Wall Placement | 12000 | 10200 | 2.72 | 12300 | 2.1
MIDEA | DLC-series | 211132736 | HRCU-A-CB | DLCSRBH24AAK | DLFSDAH24XHK | Singlezone Ducted, Compact Ducted | 25000 | 21000 | 2.75 | 24000 | 2
MIDEA | DLC-series | 211132697 | HRCU-A-CB | DLCSRBH18AAK | DLFSDAH18XHK | Singlezone Ducted, Compact Ducted | 19000 | 15700 | 2.6 | 18000 | 2.2
MIDEA | DLC-series | 210857450 | HRCU-A-CB-O | DLCSRBH06AAK | DLFSOAH09XAK | Singlezone Non-Ducted, Ceiling Placement | 7100 | 5700 | 2.61 | 8500 | 2.03
MIDEA | Dlseries | 210025747 | HRCU-A-CB | DLCURAH60ABK | DLFUAAH60XAK | Singlezone Ducted, Centrally Ducted | 59000 | 42000 | 2.6 | 54356 | 1.91
MIDEA | 38M series | 213372236 | HRCU-A-C | 38MURAQ18AB3 | 40MULAQ24XBX + CI | Singlezone Ducted, Centrally Ducted | 19000 | 14700 | 2.6 | 15000 | 2.2
MIDEA | DL series | 213372164 | HRCU-A-C | DLCURAH18ABK | DLFULAH24XBX + CI | Singlezone Ducted, Centrally Ducted | 19000 | 14700 | 2.6 | 15000 | 2.2
MIDEA | DLC-series | 206361900 | HRCU-A-CB-O | DLCSRBH12AAK | DLFSHBH12XAK | Singlezone Non-Ducted, Wall Placement | 12000 | 10300 | 2.56 | 12113 | 1.9
MIDEA | DLC-series | 206361898 | HRCU-A-CB-O | DLCSRBH12AAJ | DLFSHBH12XAJ | Singlezone Non-Ducted, Wall Placement | 12000 | 8900 | 2.75 | 6858 | 2.07
MIDEA | DLC-series | 207188923 | HRCU-A-CB-O | DLCSRBH06AAK | DLFSHBH06XAK | Singlezone Non-Ducted, Wall Placement | 7000 | 7500 | 2.5 | 7200 | 1.92
MIDEA | Excel | 201847071 | HMSV-A-CB | 38MGRQ18B--3 |  | Multizone All Ducted | 18500 | 11500 | 2.7 | 14400 | 2.1
MIDEA | Excel | 201846987 | HRCU-A-CB-O | 38MAQB12R--1 | DHMSHAQ12XA1 | Singlezone Non-Ducted, Wall Placement | 12000 | 7600 | 2.59 | 6490 | 1.94
MIDEA |  | 201753972 | HRCU-A-CB-O | DLCPRAH09AAK | DLFPHAH09XAK | Singlezone Non-Ducted, Wall Placement | 10000 | 7200 | 2.78 | 13047 | 1.97
MIDEA |  | 201753971 | HRCU-A-CB-O | 38MPRAQ12AA3 | DHMPHAQ12XA3 | Singlezone Non-Ducted, Wall Placement | 12000 | 6800 | 2.66 | 13887 | 2
MIDEA |  | 201753970 | HRCU-A-CB-O | 38MPRAQ09AA3 | DHMPHAQ09XA3 | Singlezone Non-Ducted, Wall Placement | 10000 | 7200 | 2.78 | 13000 | 2.01
MIDEA | Elevate | 202463640 | HRCU-A-CB-O | 38MPRAQ18AA3 | DHMPHAQ18XA3 | Singlezone Non-Ducted, Wall Placement | 18000 | 12300 | 3.19 | 18000 | 2
MIDEA | Elevate | 202463641 | HRCU-A-CB-O | 38MPRAQ24AA3 | DHMPHAQ24XA3 | Singlezone Non-Ducted, Wall Placement | 24000 | 15450 | 3 | 24000 | 2
MIDEA | Max | 202463655 | HRCU-A-CB-O | DLCPRAH24AAK | DLFPHAH24XAK | Singlezone Non-Ducted, Wall Placement | 24000 | 15450 | 3 | 24000 | 2
MIDEA | Excel | 201846989 | HRCU-A-CB-O | 38MAQB12R--3 | DHMSHAQ12XA3 | Singlezone Non-Ducted, Wall Placement | 12000 | 7800 | 2.66 | 12010 | 1.98
MIDEA | Excel | 206350317 | HRCU-A-CB-O | 38MARBQ12AA1 | DHMAHBQ12XA1 | Singlezone Non-Ducted, Wall Placement | 12100 | 7400 | 2.64 | 6980 | 2.18
MIDEA | Excel | 206396052 | HRCU-A-CB-O | 38MAQB12R--3 | DHMAHBQ12XA3 | Singlezone Non-Ducted, Wall Placement | 12000 | 7500 | 2.56 | 12010 | 1.98
MIDEA | Excel | 206350380 | HRCU-A-CB | 38MARBQ24AA3 | 40MBDQ24--3 | Singlezone Ducted, Compact Ducted | 24600 | 14500 | 2.8 | 27910 | 2.01
MIDEA | Excel | 206350457 | HRCU-A-CB | DLCSRBH24AAK | DLFSDAH24XAK | Singlezone Ducted, Compact Ducted | 24600 | 14500 | 2.8 | 27910 | 2.01
MIDEA | Excel | 207642964 | HMSV-A-CB | 38MGHBQ24CA3 |  | Multizone All Ducted | 24000 | 18500 | 2.85 | 21500 | 1.95
MIDEA | Performance Series | 207643127 | HMSV-A-CB | DLCMHBH48EAK |  | Multizone Mix of Ducted and Non-Ducted | 49000 | 31000 | 2.65 | 48000 | 1.9
MIDEA | Performance Series | 207643117 | HMSV-A-CB | DLCMHBH24CAK |  | Multizone All Ducted | 24000 | 18500 | 2.85 | 21500 | 1.95
MIDEA | Performance Series | 207643125 | HMSR-A-CB-O | DLCMHBH48EAK |  | Multizone All Non-Ducted | 48000 | 34000 | 2.83 | 48000 | 2
MIDEA | Performance Series | 207643119 | HMSR-A-CB-O | DLCMHBH30DAK |  | Multizone All Non-Ducted | 30000 | 18500 | 2.98 | 29400 | 1.9
MIDEA | Excel | 207642972 | HMSR-A-CB-O | 38MGHBQ48EA3 |  | Multizone All Non-Ducted | 49000 | 30000 | 2.5 | 48000 | 2
MIDEA | Excel | 207642966 | HMSR-A-CB-O | 38MGHBQ30DA3 |  | Multizone All Non-Ducted | 30000 | 17500 | 2.82 | 29400 | 1.9
MIDEA | Excel | 201847005 | HMSR-A-CB-O | 38MGRQ48E--3 |  | Multizone All Non-Ducted | 48000 | 29600 | 2.7 | 36340 | 1.98
MIDEA | Excel | 201847004 | HMSR-A-CB-O | 38MGRQ36D--3 |  | Multizone All Non-Ducted | 36000 | 23200 | 2.78 | 36080 | 1.96
MIDEA | Excel | 201847001 | HMSR-A-CB-O | 38MGRQ18B--3 |  | Multizone All Non-Ducted | 19000 | 12000 | 2.79 | 13990 | 2.15
MIDEA | MVC series | 208650610 | HRCU-A-CB | MOX430U-24HFN1-MR0 | MVC-24HWFN1-M | Singlezone Ducted, Centrally Ducted | 26000 | 21000 | 2.8 | 19400 | 2.1
MIDEA |  | 208447921 | HRCU-A-CB | 38MURAQ18AB3 | 40MUAAQ18XA3 | Singlezone Ducted, Centrally Ducted | 19000 | 13500 | 2.5 | 18000 | 2
MIDEA |  | 209852102 | HRCU-A-CB | DLCURAH18ABK | DLFUAAH18XAK | Singlezone Ducted, Centrally Ducted | 19000 | 13500 | 2.5 | 18000 | 2
MIDEA | Excel | 207826680 | HMSV-A-CB | 38MARBQ24AA3 | 40MBABQ24XB3 | Singlezone Ducted, Centrally Ducted | 26000 | 16200 | 2.79 | 21511 | 1.95
MIDEA | Advantage | 207826606 | HMSV-A-CB | DLCSRBH24AAK | DLFSABH24XBK | Singlezone Ducted, Centrally Ducted | 26000 | 16200 | 2.79 | 21523 | 1.95
MIDEA | Max | 202463654 | HRCU-A-CB-O | DLCPRAH18AAK | DLFPHAH18XAK | Singlezone Non-Ducted, Wall Placement | 18000 | 12300 | 3.19 | 18000 | 2
Mitsubishi Electric | Smart Multi | 211016463 | HMSV-A-CB | MXZ-SM60NAM2 |  | Multizone Mix of Ducted and Non-Ducted | 66000 | 41000 | 2.69 | 46500 | 1.9
Mitsubishi Electric | Smart Multi | 211016457 | HMSV-A-CB | MXZ-SM48NAM2 |  | Multizone Mix of Ducted and Non-Ducted | 50000 | 33200 | 2.54 | 35400 | 2.02
Mitsubishi Electric | Smart Multi | 211016454 | HMSV-A-CB | MXZ-SM42NAMHZ2 |  | Multizone Mix of Ducted and Non-Ducted | 48000 | 32000 | 2.63 | 44000 | 1.92
Mitsubishi Electric | Smart Multi | 211016451 | HMSV-A-CB | MXZ-SM36NAMHZ2 |  | Multizone Mix of Ducted and Non-Ducted | 42000 | 29600 | 2.74 | 38500 | 1.92
Mitsubishi Electric | Smart Multi | 211016480 | HMSV-A-CB | MXZ-SM36NAM2 |  | Multizone Mix of Ducted and Non-Ducted | 41000 | 26400 | 2.73 | 29000 | 2.1
MITSUBISHI ELECTRIC | M-Series | 207679243 | HRCU-A-CB-O | MUZ-GS12NA*** | MSZ-GS12NA*** | Singlezone Non-Ducted, Wall Placement | 14400 | 9000 | 2.64 | 10100 | 2
MITSUBISHI ELECTRIC | M-Series | 207679244 | HRCU-A-CB-O | MUZ-GS15NA*** | MSZ-GS15NA*** | Singlezone Non-Ducted, Wall Placement | 18000 | 12100 | 2.67 | 14000 | 2.03
MITSUBISHI ELECTRIC | M-Series | 207679249 | HRCU-A-CB-O | MUZ-GS15NAH*** | MSZ-GS15NA*** | Singlezone Non-Ducted, Wall Placement | 18000 | 12100 | 2.67 | 14000 | 1.91
MITSUBISHI ELECTRIC | M-Series | 211626454 | HRCU-A-CB-O | MUZ-FW06NAHZ*** | MSZ-FW06NA*** | Singlezone Non-Ducted, Wall Placement | 9000 | 6100 | 3.58 | 12700 | 2.37
MITSUBISHI ELECTRIC | M-Series | 211626455 | HRCU-A-CB-O | MUZ-FW09NAHZ*** | MSZ-FW09NA*** | Singlezone Non-Ducted, Wall Placement | 12000 | 7500 | 3.49 | 16200 | 2.26
MITSUBISHI ELECTRIC | M-Series | 209424920 | HMSR-A-CB-O | MXZ-2C20NA4*** |  | Multizone All Non-Ducted | 22000 | 13500 | 2.91 | 11100 | 2.03
MITSUBISHI ELECTRIC | P-Series H2i | 211273264 | HRCU-A-CB-O | PUZ-HA24NHA1 | PLA-A24EA* | Singlezone Non-Ducted, Ceiling Placement | 28000 | 17300 | 2.79 | 26000 | 1.92
MITSUBISHI ELECTRIC | M-Series | 211289244 | HRCU-A-CB-O | SUZ-KA09NA2 | SLZ-KF09NA* | Singlezone Non-Ducted, Ceiling Placement | 11000 | 6900 | 2.5 | 5600 | 3.04
MITSUBISHI ELECTRIC | M-Series | 207702711 | HRCU-A-CB | SUZ-KA18NA2 | PEAD-A18AA* | Singlezone Ducted, Compact Ducted | 21600 | 14000 | 2.85 | 12000 | 2.86
MITSUBISHI ELECTRIC | P-Series H2i | 211259279 | HRCU-A-CB | PUZ-HA36NKA | PVA-A36AA* | Singlezone Ducted, Centrally Ducted | 40000 | 24600 | 2.55 | 38000 | 2
MITSUBISHI ELECTRIC | M-Series | 211289259 | HRCU-A-CB | SUZ-KA18NA2 | SVZ-KP18NA* | Singlezone Ducted, Centrally Ducted | 21600 | 14000 | 2.81 | 12200 | 2.88
MITSUBISHI ELECTRIC | P-Series H2i | 211259275 | HRCU-A-CB-O | PUZ-HA36NKA | PLA-A36EA* | Singlezone Non-Ducted, Ceiling Placement | 40000 | 24200 | 2.62 | 38000 | 2.04
MITSUBISHI ELECTRIC | M-Series | 207702706 | HRCU-A-CB | SUZ-KA12NAHZ | PEAD-A12AA* | Singlezone Ducted, Compact Ducted | 15000 | 8800 | 2.66 | 15000 | 2.09
MITSUBISHI ELECTRIC | M-Series | 211289257 | HRCU-A-CB | SUZ-KA12NA2 | SVZ-KP12NA* | Singlezone Ducted, Centrally Ducted | 15000 | 9900 | 2.59 | 7800 | 2.75
MITSUBISHI ELECTRIC | M-Series | 211289254 | HRCU-A-CB-O | SUZ-KA18NA2 | SLZ-KF18NA* | Singlezone Non-Ducted, Ceiling Placement | 19700 | 12900 | 2.68 | 9800 | 2.37
MITSUBISHI ELECTRIC | M-Series | 207699122 | HRCU-A-CB-O | SUZ-KA12NA2 | MLZ-KP12NA* | Singlezone Non-Ducted, Ceiling Placement | 15400 | 9900 | 2.84 | 7900 | 2.36
MITSUBISHI ELECTRIC | M-Series | 207702701 | HRCU-A-CB | SUZ-KA12NA2 | PEAD-A12AA* | Singlezone Ducted, Compact Ducted | 15000 | 9700 | 2.66 | 7900 | 2.86
MITSUBISHI ELECTRIC | M-Series | 209836197 | HMSR-A-CB-O | MXZ-2C20NA3*** |  | Multizone All Non-Ducted | 22000 | 13500 | 3.04 | 11100 | 2.03
MITSUBISHI ELECTRIC | M-Series | 212925868 | HMSR-A-CB-O | MXZ-3C30NAHZ4-** |  | Multizone All Non-Ducted | 28600 | 18000 | 2.65 | 28600 | 1.95
MITSUBISHI ELECTRIC | M-Series | 212925537 | HMSR-A-CB-O | MXZ-3C24NAHZ4-** |  | Multizone All Non-Ducted | 25000 | 14000 | 2.53 | 25000 | 1.95
MITSUBISHI ELECTRIC | M-Series | 212927578 | HMSR-A-CB-O | MXZ-2C20NA4-** |  | Multizone All Non-Ducted | 22000 | 13500 | 2.91 | 11100 | 2.03
MITSUBISHI ELECTRIC | Smart Multi | 207517153 | HMSV-A-CB | MXZ-SM36NAMHZ |  | Multizone All Ducted | 42000 | 26600 | 2.7 | 42000 | 1.9
MITSUBISHI ELECTRIC | Smart Multi | 207525855 | HMSV-A-CB | MXZ-SM36NAMHZ |  | Multizone Mix of Ducted and Non-Ducted | 42000 | 29600 | 2.75 | 42000 | 1.95
MITSUBISHI ELECTRIC | Smart Multi | 207517152 | HMSR-A-CB-O | MXZ-SM36NAMHZ |  | Multizone All Non-Ducted | 42000 | 32600 | 2.8 | 42000 | 2
MITSUBISHI ELECTRIC | M-Series | 209832208 | HRCU-A-CB-O | MUZ-FS18NAH*** | MSZ-FS18NA*** | Singlezone Non-Ducted, Wall Placement | 19000 | 12800 | 2.93 | 23000 | 2.07
MITSUBISHI ELECTRIC | M-Series | 209832207 | HRCU-A-CB-O | MUZ-FS18NA*** | MSZ-FS18NA*** | Singlezone Non-Ducted, Wall Placement | 19000 | 12800 | 3.23 | 23000 | 2.15
MITSUBISHI ELECTRIC | M-Series | 209832204 | HRCU-A-CB-O | MUZ-FS12NAH*** | MSZ-FS12NA*** | Singlezone Non-Ducted, Wall Placement | 12300 | 8400 | 3.33 | 14690 | 2.25
MITSUBISHI ELECTRIC | M-Series | 209832203 | HRCU-A-CB-O | MUZ-FS12NA*** | MSZ-FS12NA*** | Singlezone Non-Ducted, Wall Placement | 12300 | 8400 | 4.04 | 14690 | 2.42
MITSUBISHI ELECTRIC | M-Series | 209832202 | HRCU-A-CB-O | MUZ-FS09NAH*** | MSZ-FS09NA*** | Singlezone Non-Ducted, Wall Placement | 9600 | 5900 | 2.98 | 11590 | 2.21
MITSUBISHI ELECTRIC | M-Series | 209832201 | HRCU-A-CB-O | MUZ-FS09NA*** | MSZ-FS09NA*** | Singlezone Non-Ducted, Wall Placement | 9600 | 5900 | 3.84 | 11590 | 2.41
MITSUBISHI ELECTRIC | M-Series | 209832200 | HRCU-A-CB-O | MUZ-FS06NAH*** | MSZ-FS06NA*** | Singlezone Non-Ducted, Wall Placement | 8700 | 5900 | 3.33 | 10500 | 2.23
MITSUBISHI ELECTRIC | M-Series | 209832199 | HRCU-A-CB-O | MUZ-FS06NA*** | MSZ-FS06NA*** | Singlezone Non-Ducted, Wall Placement | 8700 | 5900 | 4.43 | 10500 | 2.46
MITSUBISHI ELECTRIC | M-Series | 211289251 | HRCU-A-CB-O | SUZ-KA15NA2 | SLZ-KF15NA | Singlezone Non-Ducted, Ceiling Placement | 18000 | 11900 | 2.7 | 8900 | 2.29
Mitsubishi Electric | M-Series | 207679251 | HRCU-A-CB-O | MUZ-GS24NAH*** | MSZ-GS24NA*** | Singlezone Non-Ducted, Wall Placement | 27600 | 17600 | 2.67 | 19640 | 2.15
Mitsubishi Electric | M-Series | 207679247 | HRCU-A-CB-O | MUZ-GS09NAH*** | MSZ-GS09NA*** | Singlezone Non-Ducted, Wall Placement | 10900 | 6500 | 2.61 | 7900 | 1.9
MITSUBISHI ELECTRIC | Nv Series | 206709488 | HRCU-A-CB-O | NTXSPF09A112A* | MFZ-KJ09NA*** | Singlezone Non-Ducted, Floor Placement | 11000 | 7500 | 2.75 | 11000 | 2.01
MITSUBISHI ELECTRIC | Nv Series | 206709491 | HRCU-A-CB-O | NTXSPF18A112A* | MFZ-KJ18NA*** | Singlezone Non-Ducted, Floor Placement | 21000 | 12800 | 2.62 | 21000 | 2.05
MITSUBISHI ELECTRIC | M-Series | 207679256 | HRCU-A-CB-O | MUZ-GS24NAHZ*** | MSZ-GS24NA*** | Singlezone Non-Ducted, Wall Placement | 21200 | 13300 | 2.78 | 21200 | 1.95
MITSUBISHI ELECTRIC | M-Series | 207679246 | HRCU-A-CB-O | MUZ-GS24NA*** | MSZ-GS24NA*** | Singlezone Non-Ducted, Wall Placement | 27600 | 17600 | 2.67 | 19640 | 2.25
MITSUBISHI ELECTRIC | M-Series | 207679245 | HRCU-A-CB-O | MUZ-GS18NA*** | MSZ-GS18NA*** | Singlezone Non-Ducted, Wall Placement | 21600 | 13300 | 2.67 | 14780 | 2.27
MITSUBISHI ELECTRIC | M-Series | 207679254 | HRCU-A-CB-O | MUZ-GS15NAHZ*** | MSZ-GS15NA*** | Singlezone Non-Ducted, Wall Placement | 14000 | 8700 | 2.68 | 14000 | 1.91
MITSUBISHI ELECTRIC | M-Series | 207679252 | HRCU-A-CB-O | MUZ-GS09NAHZ*** | MSZ-GS09NA*** | Singlezone Non-Ducted, Wall Placement | 9600 | 5700 | 2.57 | 9600 | 2.01
MITSUBISHI ELECTRIC | M-Series | 207679242 | HRCU-A-CB-O | MUZ-GS09NA*** | MSZ-GS09NA*** | Singlezone Non-Ducted, Wall Placement | 10900 | 6500 | 2.61 | 7900 | 2.12
MITSUBISHI ELECTRIC | M-Series | 209832206 | HRCU-A-CB-O | MUZ-FS15NAH*** | MSZ-FS15NA*** | Singlezone Non-Ducted, Wall Placement | 16000 | 10000 | 3.08 | 19360 | 2.08
MITSUBISHI ELECTRIC | M-Series | 209832205 | HRCU-A-CB-O | MUZ-FS15NA*** | MSZ-FS15NA*** | Singlezone Non-Ducted, Wall Placement | 16000 | 10000 | 3.53 | 19360 | 2.17
MITSUBISHI ELECTRIC | M-Series | 209836203 | HMSR-A-CB-O | MXZ-3C24NAHZ3*** |  | Multizone All Non-Ducted | 25000 | 14000 | 2.53 | 25000 | 1.95
MITSUBISHI ELECTRIC | M-Series | 209836198 | HMSR-A-CB-O | MXZ-3C24NA3*** |  | Multizone All Non-Ducted | 25000 | 14600 | 3.01 | 18200 | 2.31
MITSUBISHI ELECTRIC | P-Series | 201754470 | HRCU-A-CB-O | PUZ-A30NHA7*** | PLA-A30EA* | Singlezone Non-Ducted, Ceiling Placement | 32600 | 18100 | 2.82 | 16800 | 2.9
MITSUBISHI ELECTRIC | P-Series | 201754475 | HRCU-A-CB | PUZ-A36NKA7*** | PEAD-A36AA* | Singlezone Ducted, Compact Ducted | 40500 | 20400 | 2.54 | 19800 | 2.23
MITSUBISHI ELECTRIC | P-Series | 201754319 | HRCU-A-CB-O | PUZ-A36NKA7*** | PLA-A36EA* | Singlezone Non-Ducted, Ceiling Placement | 42000 | 22000 | 2.5 | 21600 | 2.43
MITSUBISHI ELECTRIC | M-Series | 207699119 | HRCU-A-CB-O | SUZ-KA09NA2 | MLZ-KP09NA* | Singlezone Non-Ducted, Ceiling Placement | 12000 | 7700 | 3.22 | 6100 | 3.08
MITSUBISHI ELECTRIC | M-Series | 210819459 | HRCU-A-CB-O | MUFZ-KJ09NAHZ*** | MFZ-KJ09NA*** | Singlezone Non-Ducted, Floor Placement | 11000 | 7500 | 2.75 | 11000 | 2.01
MITSUBISHI ELECTRIC | M-Series | 204629572 | HRCU-A-CB-O | MUFZ-KJ09NAHZ*** | NAXFKS09A112A* | Singlezone Non-Ducted, Floor Placement | 11000 | 7500 | 2.75 | 11000 | 2.01
MITSUBISHI ELECTRIC | M-Series | 204629177 | HRCU-A-CB-O | MUFZ-KJ09NAHZ*** | NTXFKS09A112A* | Singlezone Non-Ducted, Floor Placement | 11000 | 7500 | 2.75 | 11000 | 2.01
MITSUBISHI ELECTRIC | M-Series | 210819460 | HRCU-A-CB-O | MUFZ-KJ12NAHZ*** | MFZ-KJ12NA*** | Singlezone Non-Ducted, Floor Placement | 13000 | 8800 | 2.77 | 13000 | 2.1
MITSUBISHI ELECTRIC | M-Series | 204629573 | HRCU-A-CB-O | MUFZ-KJ12NAHZ*** | NAXFKS12A112A* | Singlezone Non-Ducted, Floor Placement | 13000 | 8800 | 2.77 | 13000 | 2.1
MITSUBISHI ELECTRIC | M-Series | 204629178 | HRCU-A-CB-O | MUFZ-KJ12NAHZ*** | NTXFKS12A112A* | Singlezone Non-Ducted, Floor Placement | 13000 | 8800 | 2.77 | 13000 | 2.1
MITSUBISHI ELECTRIC | M-Series | 210819448 | HRCU-A-CB-O | MUFZ-KJ18NAHZ*** | MFZ-KJ18NA*** | Singlezone Non-Ducted, Floor Placement | 21000 | 12800 | 2.62 | 21000 | 2.05
MITSUBISHI ELECTRIC | M-Series | 204629180 | HRCU-A-CB-O | MUFZ-KJ18NAHZ*** | NTXFKS18A112A* | Singlezone Non-Ducted, Floor Placement | 21000 | 12800 | 2.62 | 21000 | 2.05
MITSUBISHI ELECTRIC | M-Series | 204629575 | HRCU-A-CB-O | MUFZ-KJ18NAHZ*** | NAXFKS18A112A* | Singlezone Non-Ducted, Floor Placement | 21000 | 12800 | 2.62 | 21000 | 2.05
MITSUBISHI ELECTRIC | M-Series | 202680594 | HRCU-A-CB-O | MUZ-GL09NA*** | MSZ-GL09NA*** | Singlezone Non-Ducted, Wall Placement | 10900 | 6700 | 3.12 | 8000 | 2.76
MITSUBISHI ELECTRIC | M-Series | 202680595 | HRCU-A-CB-O | MUZ-GL12NA*** | MSZ-GL12NA*** | Singlezone Non-Ducted, Wall Placement | 14400 | 9200 | 3.1 | 10200 | 2.93
MITSUBISHI ELECTRIC | M-Series | 209949000 | HMSV-A-CB | MXZ-3C24NA3*** |  | Multizone Mix of Ducted and Non-Ducted | 24800 | 14000 | 2.75 | 18200 | 2.42
MITSUBISHI ELECTRIC | Smart Multi | 207525854 | HMSV-A-CB | MXZ-SM36NAM |  | Multizone Mix of Ducted and Non-Ducted | 42000 | 26400 | 2.73 | 25200 | 2.09
MITSUBISHI ELECTRIC | Smart Multi | 207517151 | HMSV-A-CB | MXZ-SM36NAM |  | Multizone All Ducted | 42000 | 26600 | 2.7 | 25200 | 1.99
MITSUBISHI ELECTRIC | Smart Multi | 207517150 | HMSR-A-CB-O | MXZ-SM36NAM |  | Multizone All Non-Ducted | 42000 | 26400 | 2.8 | 25200 | 2.2
MITSUBISHI ELECTRIC | Smart Multi | 207525856 | HMSV-A-CB | MXZ-SM42NAMHZ |  | Multizone Mix of Ducted and Non-Ducted | 48000 | 32000 | 2.64 | 48000 | 1.95
MITSUBISHI ELECTRIC | Smart Multi | 207517154 | HMSR-A-CB-O | MXZ-SM42NAMHZ |  | Multizone All Non-Ducted | 48000 | 32000 | 2.8 | 48000 | 2
MITSUBISHI ELECTRIC | Smart Multi | 207525857 | HMSV-A-CB | MXZ-SM48NAM |  | Multizone Mix of Ducted and Non-Ducted | 54000 | 33200 | 2.53 | 32400 | 2.04
MITSUBISHI ELECTRIC | Smart Multi | 207517156 | HMSR-A-CB-O | MXZ-SM48NAM |  | Multizone All Non-Ducted | 54000 | 31400 | 2.7 | 32400 | 2.1
MITSUBISHI ELECTRIC | Smart Multi | 207525858 | HMSV-A-CB | MXZ-SM48NAMHZ |  | Multizone Mix of Ducted and Non-Ducted | 54000 | 40500 | 2.54 | 54000 | 1.95
MITSUBISHI ELECTRIC | Smart Multi | 207517158 | HMSR-A-CB-O | MXZ-SM48NAMHZ |  | Multizone All Non-Ducted | 54000 | 39000 | 2.7 | 54000 | 2
MITSUBISHI ELECTRIC | Smart Multi | 207525859 | HMSV-A-CB | MXZ-SM60NAM |  | Multizone Mix of Ducted and Non-Ducted | 66000 | 41000 | 2.74 | 57000 | 1.95
MITSUBISHI ELECTRIC | Smart Multi | 207517160 | HMSR-A-CB-O | MXZ-SM60NAM |  | Multizone All Non-Ducted | 66000 | 41500 | 2.9 | 57000 | 2
MITSUBISHI ELECTRIC | P-Series | 201754318 | HRCU-A-CB-O | PUZ-A24NHA7*** | PLA-A24EA* | Singlezone Non-Ducted, Ceiling Placement | 29000 | 14900 | 2.73 | 13000 | 2.72
MITSUBISHI ELECTRIC | P-Series | 201754462 | HRCU-A-CB-O | PUZ-A24NHA7*** | PKA-A24KA* | Singlezone Non-Ducted, Wall Placement | 28000 | 15700 | 2.63 | 15200 | 1.94
MITSUBISHI ELECTRIC | P-Series | 201754460 | HRCU-A-CB-O | PUZ-A24NHA7*** | PCA-A24KA* | Singlezone Non-Ducted, Ceiling Placement | 28000 | 15400 | 2.65 | 14900 | 2.3
MITSUBISHI ELECTRIC | P-Series | 201754463 | HRCU-A-CB | PUZ-A24NHA7*** | PVA-A24AA* | Singlezone Ducted, Centrally Ducted | 28000 | 15000 | 2.5 | 14500 | 2.24
MITSUBISHI ELECTRIC | P-Series | 201754461 | HRCU-A-CB | PUZ-A24NHA7*** | PEAD-A24AA* | Singlezone Ducted, Compact Ducted | 29400 | 15400 | 2.77 | 14300 | 2.33
MITSUBISHI ELECTRIC | P-Series H2i | 211259269 | HRCU-A-CB-O | PUZ-HA24NHA1 | PKA-A24KA* | Singlezone Non-Ducted, Wall Placement | 28000 | 17200 | 2.51 | 26000 | 1.91
MITSUBISHI ELECTRIC | M-Series | 209836204 | HMSR-A-CB-O | MXZ-3C30NAHZ3*** |  | Multizone All Non-Ducted | 28600 | 18000 | 2.65 | 28600 | 1.95
MITSUBISHI ELECTRIC | M-Series | 204629215 | HRCU-A-CB | SUZ-KA18NA2 | NTXAMT18A112A* | Singlezone Ducted, Centrally Ducted | 21600 | 14000 | 2.81 | 12200 | 2.88
MITSUBISHI ELECTRIC | M-Series | 204629248 | HRCU-A-CB | SUZ-KA18NA2 | NAXAMT18A112A* | Singlezone Ducted, Centrally Ducted | 21600 | 14000 | 2.81 | 12200 | 2.88
MITSUBISHI ELECTRIC | M-Series | 204629202 | HRCU-A-CB-O | SUZ-KA18NA2 | NTXCKS18A112A* | Singlezone Non-Ducted, Ceiling Placement | 19700 | 12900 | 2.68 | 9800 | 2.37
MITSUBISHI ELECTRIC | M-Series | 204629201 | HRCU-A-CB-O | SUZ-KA15NA2 | NTXCKS15A112A* | Singlezone Non-Ducted, Ceiling Placement | 18000 | 11900 | 2.7 | 8900 | 2.29
MITSUBISHI ELECTRIC | M-Series | 204629247 | HRCU-A-CB | SUZ-KA12NA2 | NAXAMT12A112A* | Singlezone Ducted, Centrally Ducted | 15000 | 9900 | 2.59 | 7800 | 2.75
MITSUBISHI ELECTRIC | M-Series | 204629214 | HRCU-A-CB | SUZ-KA12NA2 | NTXAMT12A112A* | Singlezone Ducted, Centrally Ducted | 15000 | 9900 | 2.59 | 7800 | 2.75
MOOVAIR | DM series | 212361759 | HRCU-A-C | DMA24HOS20230E7 | CUB24HAC20BWT7A | Singlezone Ducted, Centrally Ducted | 25000 | 21000 | 2.58 | 20000 | 1.95
MOOVAIR |  | 207742541 | HMSR-A-CB-O | DMA18HOM25230X3 |  | Multizone All Non-Ducted | 20000 | 15000 | 2.5 | 20000 | 1.93
MOOVAIR |  | 207742532 | HMSR-A-CB-O | DMA27HOM23230X2 |  | Multizone All Non-Ducted | 28000 | 21000 | 2.5 | 20000 | 2.11
MOOVAIR |  | 204005752 | HMSR-A-CB-O | DM36HOM25230X3 |  | Multizone All Non-Ducted | 36000 | 23200 | 2.78 | 36037 | 1.96
MOOVAIR |  | 202635804 | HMSR-A-CB-O | DM27HOM23230X2 |  | Multizone All Non-Ducted | 28000 | 17200 | 2.8 | 17040 | 1.97
MOOVAIR |  | 202635803 | HMSR-A-CB-O | DM18HOM23230X2 |  | Multizone All Non-Ducted | 19000 | 12000 | 2.79 | 10205 | 1.97
MOOVAIR |  | 203238518 | HMSR-A-CB-O | DM27HOM23230X2 |  | Multizone All Non-Ducted | 28000 | 17200 | 2.8 | 17040 | 1.97
MOOVAIR |  | 203238516 | HMSR-A-CB-O | DM18HOM23230X2 |  | Multizone All Non-Ducted | 19000 | 12000 | 2.79 | 10205 | 1.97
MOOVAIR | DM series | 210295923 | HRCU-A-CB | DMA60HOS20230E7 | FMA60HIAHUU230X7 | Singlezone Ducted, Centrally Ducted | 59000 | 42000 | 2.6 | 54356 | 1.91
MRCOOL | Universal Series Inverter Packaged Heat Pump | 214097894 | HSP-A | MDPH180244 |  | Multizone All Ducted | 24000 | 23400 | 3.63 | 24000 | 2.61
MRCOOL |  | 207339195 | HMSR-A-CB-O | DIY-MULTI3-27HP230C |  | Multizone All Non-Ducted | 27000 | 20000 | 2.5 | 20000 | 2
MRCOOL |  | 207339196 | HMSR-A-CB-O | DIY-MULTI2-18HP230C |  | Multizone All Non-Ducted | 19000 | 13500 | 2.6 | 14000 | 2
MRCOOL |  | 8977707 | HMSR-A-CB-O | MULTI2-18HP230V1 |  | Multizone All Non-Ducted | 19000 | 12000 | 2.79 | 10205 | 1.97
MRCOOL |  | 8977708 | HMSR-A-CB-O | MULTI3-27HP230V1 |  | Multizone All Non-Ducted | 28000 | 17200 | 2.8 | 17040 | 1.97
MRCOOL |  | 208552834 | HMSR-A-CB-O | MULTI3-27HP230B |  | Multizone All Non-Ducted | 28000 | 21000 | 2.5 | 20000 | 2.11
MRCOOL |  | 204783911 | HRCU-A-CB-O | O-ES-09-HP-C-230 | O-09-HP-WMAH-230A | Singlezone Non-Ducted, Wall Placement | 9800 | 5800 | 2.74 | 7989 | 2
MRCOOL |  | 204469768 | HRCU-A-CB | O-HH-09-HP-C-230 | DUCT-09HP-230 | Singlezone Ducted, Compact Ducted | 10000 | 7200 | 2.74 | 8300 | 2.06
MRCOOL |  | 204783913 | HRCU-A-CB-O | O-ES-18-HP-C-230 | O-18-HP-WMAH-230A | Singlezone Non-Ducted, Wall Placement | 18000 | 11400 | 2.72 | 11178 | 2.02
MRCOOL |  | 204469763 | HRCU-A-CB | O-ES-18-HP-C-230 | DUCT-18HP-230 | Singlezone Ducted, Compact Ducted | 18000 | 12000 | 2.61 | 10300 | 1.95
MRCOOL |  | 204469764 | HRCU-A-CB | O-ES-24-HP-C-230 | DUCT-24HP-230 | Singlezone Ducted, Compact Ducted | 24400 | 16000 | 2.69 | 18500 | 2.04
MRCOOL |  | 204711123 | HRCU-A-CB-O | DIY-18-HP-C-230B | DIY-18-HP-WMAH-230B | Singlezone Non-Ducted, Wall Placement | 18000 | 11300 | 2.81 | 12357 | 2.17
MRCOOL |  | 208552813 | HRCU-A-CB-O | O-ES-12-HP-C-230B | O-12-HP-WMAH-230B | Singlezone Non-Ducted, Wall Placement | 12000 | 9000 | 2.69 | 8981 | 2.19
MRCOOL |  | 208552787 | HRCU-A-CB-O | DIY-12-HP-C-115C25 | DIY-12-HP-WMAH-115C25 | Singlezone Non-Ducted, Wall Placement | 12000 | 7500 | 2.59 | 6400 | 1.95
MRCOOL |  | 207339187 | HRCU-A-CB-O | DIY-12-HP-C-115C | DIY-12-HP-WMAH-115C25 | Singlezone Non-Ducted, Wall Placement | 12000 | 7500 | 2.59 | 6400 | 1.95
MRCOOL |  | 207339188 | HRCU-A-CB-O | DIY-18-HP-C-230C | DIY-18-HP-WMAH-230C25 | Singlezone Non-Ducted, Wall Placement | 18000 | 13800 | 2.54 | 11700 | 2.05
MRCOOL |  | 208552788 | HRCU-A-CB-O | DIY-18-HP-C-230C25 | DIY-18-HP-WMAH-230C25 | Singlezone Non-Ducted, Wall Placement | 18000 | 13800 | 2.54 | 11700 | 2.05
MRCOOL | MULTI | 208552955 | HMSV-A-CB | MULTI3-27HP230B |  | Multizone Mix of Ducted and Non-Ducted | 28000 | 21400 | 2.55 | 20000 | 2.13
MRCOOL | MULTI | 208552832 | HMSV-A-CB | MULTI2-18HP230B |  | Multizone Mix of Ducted and Non-Ducted | 19000 | 14500 | 2.5 | 14000 | 2.17
MRCOOL | MVP series | 211644119 | HRCU-A-CB | MVP-18-HP-C-230-25 | MVP-18-HP-MUAH-230-25 | Singlezone Ducted, Centrally Ducted | 18000 | 14800 | 2.89 | 12400 | 2.22
MRCOOL | CENTRAL | 208960635 | HRCU-A-CB | CENTRAL-18-HP-C-23025 | CENTRAL-18-HP-MUAH-23025 | Singlezone Ducted, Centrally Ducted | 18000 | 14800 | 2.89 | 12400 | 2.22
MRCOOL | CENTRAL | 210279124 | HRCU-A-CB | CENTRAL-60-HP-C-230A00 | CENTRAL-60-HP-MUAH230A00 | Singlezone Ducted, Centrally Ducted | 59000 | 42000 | 2.6 | 54356 | 1.91
MRCOOL | DIYH | 210295926 | HRCU-A-CB | DIYH-18-HP-C-230C25 | DIYH-18-HP-MUAH-230C25 | Singlezone Ducted, Centrally Ducted | 20000 | 15000 | 2.71 | 18500 | 2.13
MRCOOL |  | 207339161 | HRCU-A-CB-O | O-HH-09-HP-C-230A | O-09-HP-WMAH-230B | Singlezone Non-Ducted, Wall Placement | 12000 | 9500 | 2.53 | 11109 | 1.97
MRCOOL |  | 208552819 | HRCU-A-CB-O | O-HH-09-HP-C-230B | O-09-HP-WMAH-230B | Singlezone Non-Ducted, Wall Placement | 12000 | 9500 | 2.53 | 11109 | 1.97
MRCOOL |  | 208552953 | HMSV-A-CB | MULTI3-27HP230B |  | Multizone All Ducted | 28000 | 22000 | 2.6 | 20000 | 2.14
MRCOOL | CENTRAL SERIES | 211497151 | HRCU-A-CB | CENTRAL-24-HP-C-230A00 | CENTRAL-24-HP-MUAH230A00 | Singlezone Ducted, Centrally Ducted | 24000 | 19200 | 2.5 | 24071 | 1.91
NAPOLEON |  | 203363530 | HMSR-A-CB-O | NMZO-27F-B |  | Multizone All Non-Ducted | 28000 | 17200 | 2.8 | 17040 | 1.97
NAPOLEON |  | 205309935 | HRCU-A-CB-O | NH21-09F-O | NH25-09F-I | Singlezone Non-Ducted, Wall Placement | 9800 | 5800 | 2.74 | 7989 | 2
NAPOLEON |  | 205309937 | HRCU-A-CB-O | NH21-18F-O | NH25-18F-I | Singlezone Non-Ducted, Wall Placement | 18000 | 11400 | 2.72 | 11178 | 2.02
NAPOLEON |  | 8952863 | HRCU-A-CB-O | NH21-18F-O | NH21-18F-I | Singlezone Non-Ducted, Wall Placement | 18000 | 10400 | 2.72 | 10953 | 1.9
NAPOLEON |  | 206598613 | HRCU-A-CB-O | NH25-24H-O | NH25-24F-I | Singlezone Non-Ducted, Wall Placement | 26000 | 19400 | 2.95 | 26000 | 2.07
NAPOLEON |  | 206597272 | HRCU-A-CB-O | NH25-18H-O | NH25-24F-I | Singlezone Non-Ducted, Wall Placement | 26000 | 19400 | 2.95 | 26000 | 2.07
NAPOLEON |  | 207683230 | HRCU-A-CB-O | NDHAS22-12-O | NDHAS22-12-I | Singlezone Non-Ducted, Wall Placement | 12000 | 10000 | 2.69 | 8820 | 2.25
NAPOLEON |  | 207683233 | HRCU-A-CB-O | NDHAS26-09-O | NDHAS26-09-I | Singlezone Non-Ducted, Wall Placement | 12000 | 9500 | 2.53 | 11109 | 1.97
NAPOLEON |  | 207683231 | HRCU-A-CB-O | NDHAS22-18-O | NDHAS22-18-I | Singlezone Non-Ducted, Wall Placement | 18000 | 14100 | 2.65 | 12829 | 2.35
NG TRADE | OMEG series | 214377799 | HRCU-A-CB-O | OMEGA121E | IMEGA121E | Singlezone Non-Ducted, Wall Placement | 12000 | 10300 | 2.56 | 12113 | 1.9
NG TRADE | OMEG series | 214377798 | HRCU-A-CB-O | OMEGA091E | IMEGA091E | Singlezone Non-Ducted, Wall Placement | 12000 | 9300 | 2.5 | 11300 | 1.9
NG TRADE |  | 213307862 | HMSR-A-CB-O | MOBMH180C |  | Multizone All Non-Ducted | 19000 | 14400 | 2.5 | 14000 | 2.22
NG TRADE | OMEG series | 214377797 | HRCU-A-CB-O | OMEGA120E | IMEGA120E | Singlezone Non-Ducted, Wall Placement | 12000 | 8900 | 2.75 | 6858 | 2.07
NG TRADE |  | 213307866 | HMSV-A-CB | MOBMH270C |  | Multizone All Ducted | 28000 | 22000 | 2.6 | 20000 | 2.14
NG TRADE |  | 213307864 | HMSV-A-CB | MOBMH180C |  | Multizone Mix of Ducted and Non-Ducted | 19000 | 14600 | 2.5 | 14000 | 2.17
NG Trade | OMEG series | 214442655 | HRCU-A-CB-O | OMEGA181E | IMEGA181E* | Singlezone Non-Ducted, Wall Placement | 18000 | 14100 | 2.65 | 12829 | 2.35
PANASONIC | CU series | 212396505 | HRCU-A-C | CU-HE24YAHK6 | CS-HE24YAC6 | Singlezone Ducted, Centrally Ducted | 25000 | 21000 | 2.58 | 20000 | 1.95
PANASONIC |  | 10208229 | HMSR-A-CB-O | CU-2E18SBU-5 |  | Multizone All Non-Ducted | 19800 | 17400 | 2.52 | 14500 | 2.08
PANASONIC | CU series | 213160450 | HRCU-A-C | CU-HE18YAHK6 | CS-HE24YAC6* | Singlezone Ducted, Centrally Ducted | 19000 | 14700 | 2.6 | 15000 | 2.2
PANASONIC | CU series | 213082093 | HRCU-A-C | CU-HE18YAHK6 | CS-HE24YAC6 | Singlezone Ducted, Centrally Ducted | 19000 | 14700 | 2.6 | 15000 | 2.2
PANASONIC | CU series | 212396493 | HRCU-A-CB | CU-HE24YAHK6 | CS-HE24YAHK6 | Singlezone Ducted, Centrally Ducted | 24000 | 19200 | 2.5 | 24071 | 1.91
PANASONIC | CU series | 212396492 | HRCU-A-CB | CU-HE18YAHK6 | CS-HE18YAHK6 | Singlezone Ducted, Centrally Ducted | 19000 | 13500 | 2.6 | 18629 | 2.04
PANASONIC | ClimaPure XE Series | 205047852 | HRCU-A-CB-O | CU-XE12WKUA | CS-XE12WKUAW | Singlezone Non-Ducted, Wall Placement | 12000 | 10000 | 2.79 | 12000 | 2.21
PANASONIC | ClimaPure XE Series | 205047853 | HRCU-A-CB-O | CU-XE15WKUA | CS-XE15WKUAW | Singlezone Non-Ducted, Wall Placement | 17200 | 11000 | 3.16 | 17200 | 2.1
PANASONIC | Low-Profile Ducted | 9125308 | HRCU-A-CB | CU-E9SD3UA | CS-E9SD3UAW | Singlezone Ducted, Compact Ducted | 9000 | 7900 | 2.54 | 7800 | 2.06
PANASONIC | Exterios E | 7958200 | HRCU-A-CB-O | CU-E18RKUA | CS-E18RKUAW | Singlezone Non-Ducted, Wall Placement | 21600 | 12000 | 2.71 | 10100 | 2.24
PANASONIC | ClimaPure XE Series | 205047854 | HRCU-A-CB-O | CU-XE18WKUA | CS-XE18WKUAW | Singlezone Non-Ducted, Wall Placement | 20400 | 14000 | 2.93 | 20400 | 2.31
PANASONIC | ClimaPure XE Series | 205047851 | HRCU-A-CB-O | CU-XE9WKUA | CS-XE9WKUAW | Singlezone Non-Ducted, Wall Placement | 12500 | 8000 | 3.13 | 11000 | 2.3
PANASONIC | RAC Multi E | 10221199 | HMSR-A-CB-O | CU-3E19RBU-5 |  | Multizone All Non-Ducted | 26000 | 20800 | 2.57 | 18900 | 2.1
PAYNE | 38MH-series | 208447849 | HRCU-A-CB-O | 38MHRCQ09AA3 | 40MHHAQ09XA3 | Singlezone Non-Ducted, Wall Placement | 10000 | 6000 | 2.51 | 7300 | 2.14
PAYNE | 38M series | 213372220 | HRCU-A-C | 38MURAQ18AB3 | 40MULAQ24XBX + CI | Singlezone Ducted, Centrally Ducted | 19000 | 14700 | 2.6 | 15000 | 2.2
PAYNE | Mid-tier | 201847066 | HMSV-A-CB | 38MGRQ18B--3 |  | Multizone All Ducted | 18500 | 11500 | 2.7 | 14400 | 2.1
PAYNE | Mid-tier | 201846967 | HRCU-A-CB-O | 38MAQB12R--1 | DHMSHAQ12XA1 | Singlezone Non-Ducted, Wall Placement | 12000 | 7600 | 2.59 | 6490 | 1.94
PAYNE |  | 201753413 | HRCU-A-CB-O | 38MPRAQ12AA3 | DHMPHAQ12XA3 | Singlezone Non-Ducted, Wall Placement | 12000 | 6800 | 2.66 | 13887 | 2
PAYNE |  | 201753410 | HRCU-A-CB-O | 38MPRAQ09AA3 | DHMPHAQ09XA3 | Singlezone Non-Ducted, Wall Placement | 10000 | 7200 | 2.78 | 13000 | 2.01
PAYNE | High Tier | 202463639 | HRCU-A-CB-O | 38MPRAQ24AA3 | DHMPHAQ24XA3 | Singlezone Non-Ducted, Wall Placement | 24000 | 15450 | 3 | 24000 | 2
PAYNE | High Tier | 202463638 | HRCU-A-CB-O | 38MPRAQ18AA3 | DHMPHAQ18XA3 | Singlezone Non-Ducted, Wall Placement | 18000 | 12300 | 3.19 | 18000 | 2
PAYNE | Mid-tier | 201846969 | HRCU-A-CB-O | 38MAQB12R--3 | DHMSHAQ12XA3 | Singlezone Non-Ducted, Wall Placement | 12000 | 7800 | 2.66 | 12010 | 1.98
PAYNE | Mid-Tier | 206350312 | HRCU-A-CB-O | 38MARBQ12AA1 | DHMAHBQ12XA1 | Singlezone Non-Ducted, Wall Placement | 12100 | 7400 | 2.68 | 6980 | 2.18
PAYNE | Mid-Tier | 206396045 | HRCU-A-CB-O | 38MAQB12R--3 | DHMAHBQ12XA3 | Singlezone Non-Ducted, Wall Placement | 12000 | 7500 | 2.56 | 12010 | 1.98
PAYNE | Mid-Tier | 206350358 | HRCU-A-CB | 38MARBQ24AA3 | 40MBDQ24--3 | Singlezone Ducted, Compact Ducted | 24600 | 14500 | 2.8 | 27910 | 2.01
PAYNE | Mid-tier | 207642922 | HMSV-A-CB | 38MGHBQ24CA3 |  | Multizone All Ducted | 24000 | 18500 | 2.85 | 21500 | 1.95
PAYNE | Mid-tier | 207642930 | HMSR-A-CB-O | 38MGHBQ48EA3 |  | Multizone All Non-Ducted | 49000 | 30000 | 2.5 | 48000 | 2
PAYNE | Mid-tier | 207642924 | HMSR-A-CB-O | 38MGHBQ30DA3 |  | Multizone All Non-Ducted | 30000 | 17500 | 2.82 | 29400 | 1.9
PAYNE | Mid-tier | 201846985 | HMSR-A-CB-O | 38MGRQ48E--3 |  | Multizone All Non-Ducted | 48000 | 29600 | 2.7 | 36340 | 1.98
PAYNE | Mid-tier | 201846984 | HMSR-A-CB-O | 38MGRQ36D--3 |  | Multizone All Non-Ducted | 36000 | 23200 | 2.78 | 36080 | 1.96
PAYNE | Mid-tier | 201846981 | HMSR-A-CB-O | 38MGRQ18B--3 |  | Multizone All Non-Ducted | 19000 | 12000 | 2.79 | 13990 | 2.15
PAYNE |  | 208447903 | HRCU-A-CB | 38MURAQ18AB3 | 40MUAAQ18XA3 | Singlezone Ducted, Centrally Ducted | 19000 | 13500 | 2.5 | 18000 | 2
PERFECTAIRE | 3PAMS | 207614055 | HRCU-A-CB-O | 3PAMSHH12-SZO | 3PAMSHH12-UVW | Singlezone Non-Ducted, Wall Placement | 12000 | 10300 | 2.56 | 12113 | 1.9
PERFECTAIRE | 3PAMS | 207614054 | HRCU-A-CB-O | 3PAMSHH09-SZO | 3PAMSHH09-UVW | Singlezone Non-Ducted, Wall Placement | 12000 | 9300 | 2.5 | 11300 | 1.9
PERFECTAIRE |  | 207657335 | HMSR-A-CB-O | 3PAMS18-HH-MZO2 |  | Multizone All Non-Ducted | 20000 | 13500 | 2.5 | 20000 | 2
PERFECTAIRE |  | 202585746 | HMSR-A-CB-O | 2PAMSH27-MZO3 |  | Multizone All Non-Ducted | 28000 | 17200 | 2.82 | 16820 | 1.95
PERFECTAIRE |  | 205653642 | HRCU-A-CB-O | 3PAMSHQCO12 | 3PAMSHQCW12 | Singlezone Non-Ducted, Wall Placement | 13000 | 7500 | 2.71 | 7377 | 2.08
PERFECTAIRE |  | 205653643 | HRCU-A-CB-O | 3PAMSHQCO18 | 3PAMSHQCW18 | Singlezone Non-Ducted, Wall Placement | 19000 | 11600 | 3.01 | 13146 | 2.11
PERFECTAIRE |  | 207192288 | HRCU-A-CB | 1PAMSHH09-SZO-25 | 2PAMSDH09 | Singlezone Ducted, Compact Ducted | 10000 | 7200 | 2.74 | 8300 | 2.06
PERFECTAIRE |  | 207192283 | HRCU-A-CB-O | 2PAMSH18-MZO | 2PAMSH18-MZW | Singlezone Non-Ducted, Wall Placement | 18000 | 10400 | 2.72 | 10953 | 1.9
PERFECTAIRE |  | 206348127 | HRCU-A-CB | 1KARDA24SZO20.5 | 2PAMSDH24 | Singlezone Ducted, Compact Ducted | 25000 | 21000 | 2.64 | 27000 | 2
PERFECTAIRE |  | 207192291 | HRCU-A-CB | 1PAMSHH24-SZW-20.5 | 2PAMSDH24 | Singlezone Ducted, Compact Ducted | 25000 | 21000 | 2.64 | 27000 | 2
PERFECTAIRE |  | 207796636 | HRCU-A-CB | 3PAMSHH24-SZO | 3PAMSDH24 | Singlezone Ducted, Compact Ducted | 25000 | 21000 | 2.64 | 27000 | 2
PERFECTAIRE |  | 207796635 | HRCU-A-CB-O | 3PAMSHH24-SZO | 3PAMSCH24 | Singlezone Non-Ducted, Wall Placement | 25000 | 21000 | 2.64 | 26000 | 1.95
PERFECTAIRE | 3PAMS | 207657337 | HMSV-A-CB | 3PAMS18-HH-MZO2 |  | Multizone Mix of Ducted and Non-Ducted | 20000 | 14700 | 2.55 | 20000 | 1.98
PERFECTAIRE | 3PAMS | 207657349 | HMSV-A-CB | 3PAMSH18-MZO2 |  | Multizone Mix of Ducted and Non-Ducted | 19000 | 14600 | 2.5 | 14000 | 2.17
PERFECTAIRE | 3PAHH series | 211253523 | HRCU-A-CB | 3PAHHSD18-SZO | 3PAHHSD18-AHU | Singlezone Ducted, Centrally Ducted | 19000 | 13500 | 2.6 | 18629 | 2.04
PERFECTAIRE | 3PAHH series | 211253524 | HRCU-A-CB | 3PAHHSD24-SZO | 3PAHHSD24-AHU | Singlezone Ducted, Centrally Ducted | 24000 | 19200 | 2.5 | 24071 | 1.91
PERFECTAIRE | 3PAHH series | 211253528 | HRCU-A-CB | 3PAHHSD60-SZO | 3PAHHSD60-AHU | Singlezone Ducted, Centrally Ducted | 59000 | 42000 | 2.6 | 54356 | 1.91
PERFECTAIRE |  | 211253533 | HMSV-A-CB | 3PAMS55-HH-MZO5 |  | Multizone All Ducted | 55000 | 35200 | 2.5 | 47000 | 1.94
PERFECTAIRE |  | 211253535 | HRCU-A-CB-O | 3PAMSHH06-SZO | 3PAMSHH06-UVW | Singlezone Non-Ducted, Wall Placement | 7000 | 7500 | 2.5 | 7200 | 1.92
PERFECTAIRE |  | 207796630 | HRCU-A-CB | 3PAMSHH12-SZO | 3PAMSDH12 | Singlezone Ducted, Compact Ducted | 12500 | 10600 | 2.51 | 12100 | 1.96
PERFECTAIRE |  | 207796629 | HRCU-A-CB-O | 3PAMSHH12-SZO | 3PAMSCH12 | Singlezone Non-Ducted, Ceiling Placement | 12000 | 9900 | 2.55 | 11500 | 1.9
PERFECTAIRE |  | 210410111 | HRCU-A-CB-O | 3PAMSHH12-SZO | 3PAMSCONH12-2 | Singlezone Non-Ducted, Wall Placement | 12000 | 10200 | 2.72 | 12300 | 2.1
PERFECTAIRE |  | 207657336 | HMSV-A-CB | 3PAMS18-HH-MZO2 |  | Multizone All Ducted | 20000 | 16000 | 2.61 | 20000 | 1.95
PIONEER | YN series | 208101240 | HRCU-A-CB-O | YN018GMFI22RPE | WS018GMFI22HLE | Singlezone Non-Ducted, Wall Placement | 18000 | 14000 | 2.61 | 12600 | 2.35
PIONEER |  | 208121961 | HMSR-A-CB-O | YN020GMFI22M2E |  | Multizone All Non-Ducted | 19000 | 14400 | 2.5 | 14000 | 2.22
PIONEER |  | 8819851 | HRCU-A-CB-O | YN018GMFI22RPD | WS018GMFI22HLD | Singlezone Non-Ducted, Wall Placement | 18000 | 10400 | 2.72 | 10953 | 1.9
PIONEER |  | 208141954 | HRCU-A-CB | YN024GMFI22RPE | RB024GMFILDFHD | Singlezone Ducted, Compact Ducted | 25000 | 20000 | 2.61 | 20000 | 2.3
PIONEER | Diamante Ultra | 207698169 | HMSV-A-CB | YN040GLFI22M4D | YN040GLFI22M4D | Multizone All Non-Ducted | 35000 | 23000 | 2.87 | 23200 | 2.12
PIONEER | Diamante Ultra | 207698163 | HMSV-A-CB | YN030GLFI22M3D | YN030GLFI22M3D | Multizone All Non-Ducted | 26000 | 16400 | 2.67 | 16250 | 2.27
PIONEER | Diamante Ultra | 207743771 | HRCU-A-CB-O | YN024GLFI22RPD | WT024GLFI22HLD | Singlezone Non-Ducted, Wall Placement | 24000 | 13900 | 2.75 | 16720 | 2.01
PIONEER | Diamante Ultra | 207743770 | HRCU-A-CB-O | YN018GLFI22RPD | WT018GLFI22HLD | Singlezone Non-Ducted, Wall Placement | 18000 | 10000 | 2.85 | 12600 | 2.21
PIONEER |  | 208121947 | HRCU-A-CB-O | YN024GMFI20RPD | CB024GMFILDFHE | Singlezone Non-Ducted, Wall Placement | 25000 | 19000 | 2.6 | 18900 | 1.96
PIONEER |  | 208191864 | HRCU-A-CB-O | YN024GMFI22RPE | CB024GMFILDFHE | Singlezone Non-Ducted, Wall Placement | 25000 | 19000 | 2.6 | 18900 | 1.96
PIONEER | YN series | 208121963 | HMSV-A-CB | YN020GMFI22M2E |  | Multizone Mix of Ducted and Non-Ducted | 19000 | 14600 | 2.5 | 14000 | 2.17
PIONEER |  | 208141955 | HRCU-A-CB-O | YN012GMFI22RPE | FB012GMFILDFHE | Singlezone Non-Ducted, Wall Placement | 12000 | 9000 | 2.69 | 8400 | 2.26
PIONEER |  | 208141952 | HRCU-A-CB | YN012GMFI22RPE | RB012GMFILDFHD | Singlezone Ducted, Compact Ducted | 12000 | 9300 | 2.78 | 8400 | 2.26
PIONEER |  | 208141951 | HRCU-A-CB | YN009GMFI22RPE | RB009GMFILDFHD | Singlezone Ducted, Compact Ducted | 10000 | 7700 | 2.59 | 8000 | 2.09
PIONEER |  | 208191861 | HRCU-A-CB-O | YN012GMFI22RPE | CB012GMFILCFHD | Singlezone Non-Ducted, Ceiling Placement | 12000 | 8900 | 2.75 | 8000 | 2.28
PIONEER |  | 208121945 | HRCU-A-CB-O | YN012GMFI20RPD | CB012GMFILCFHD | Singlezone Non-Ducted, Ceiling Placement | 12000 | 8900 | 2.75 | 8000 | 2.28
PIONEER | Hyperformance | 211583711 | HRCU-A-CB-O | YN009GHFI25RPH | WF009GHFI25HLH | Singlezone Non-Ducted, Wall Placement | 10000 | 5500 | 2.93 | 8600 | 1.94
PIONEER |  | 208121965 | HMSV-A-CB | YN030GMFI22M3E |  | Multizone All Ducted | 28000 | 22000 | 2.6 | 20000 | 2.14
POLARWAVE | EZ Series | 214810606 | HRCU-A-CB-O | EZ-18ZPL-HP230 | EZ-18W-M | Singlezone Non-Ducted, Wall Placement | 18000 | 13800 | 2.54 | 11700 | 2.05
POLARWAVE | EZ Series | 214810605 | HRCU-A-CB-O | EZ-12ZPL-HP115 | EZ-12WPL-HP115 | Singlezone Non-Ducted, Wall Placement | 12000 | 7500 | 2.59 | 6400 | 1.95
POLARWAVE | ACIQ series | 212394345 | HRCU-A-C | ACIQ-24-HPB | ACIQ-24-ACL | Singlezone Ducted, Centrally Ducted | 25000 | 21000 | 2.58 | 20000 | 1.95
POLARWAVE | ACIQ series | 212394344 | HRCU-A-C | ACIQ-18-HPB | ACIQ-18-ACL | Singlezone Ducted, Centrally Ducted | 19000 | 14700 | 2.6 | 15000 | 2.2
POLARWAVE | ACIQ series | 213433291 | HRCU-A-CB | ACIQ-24-HPB | ACIQ-24W-P | Singlezone Ducted, Centrally Ducted | 27400 | 19200 | 2.61 | 24000 | 1.91
POLARWAVE | ACIQ series | 213433290 | HRCU-A-CB | ACIQ-18-HPB | ACIQ-18W-P | Singlezone Ducted, Centrally Ducted | 19000 | 13500 | 2.6 | 18000 | 2
POLARWAVE | ACIQ series | 213433286 | HRCU-A-CB | ACIQ-18-HPB | ACIQ-18W-WM | Singlezone Ducted, Centrally Ducted | 19000 | 15800 | 2.82 | 18800 | 2.3
POLARWAVE | ACIQ series | 213433287 | HRCU-A-CB | ACIQ-24-HPB | ACIQ-24W-WM | Singlezone Ducted, Centrally Ducted | 26000 | 20000 | 2.7 | 24000 | 2
POLARWAVE | ACIQ series | 213492156 | HRCU-A-C | ACIQ-18-HPB | ACIQ-24-ACL | Singlezone Ducted, Centrally Ducted | 19000 | 14700 | 2.6 | 15000 | 2.2
POLARWAVE | ACIQ | 212316119 | HMSV-A-CB | ACIQ-55Z-HH-M5B |  | Multizone Mix of Ducted and Non-Ducted | 55000 | 34800 | 2.5 | 47000 | 1.94
POLARWAVE | ES SERIES | 212316125 | HMSV-A-CB | ES-27Z-M3B |  | Multizone Mix of Ducted and Non-Ducted | 28000 | 21400 | 2.55 | 20000 | 2.13
POLARWAVE | ACIQ | 212316087 | HMSV-A-CB | ACIQ-18Z-HH-M2B |  | Multizone Mix of Ducted and Non-Ducted | 20000 | 15500 | 2.55 | 20000 | 1.95
POLARWAVE | ES SERIES | 212316122 | HMSV-A-CB | ES-18Z-M2B |  | Multizone Mix of Ducted and Non-Ducted | 19000 | 14500 | 2.5 | 14000 | 2.17
PREMIUM LEVELLA | PIAW series | 214232461 | HRCU-A-CB-O | PIAW1232580B | PIAW1232579A | Singlezone Non-Ducted, Wall Placement | 12000 | 10300 | 2.56 | 12113 | 1.9
PREMIUM LEVELLA | PIAW series | 214232463 | HRCU-A-CB-O | PIAW932580B | PIAW932579A | Singlezone Non-Ducted, Wall Placement | 12000 | 9300 | 2.5 | 11300 | 1.9
PREMIUM LEVELLA | PIACWMZ series | 214717543 | HRCU-A-CB-O | PIACWMZ9082280B | PIACWMZ9082279A | Singlezone Non-Ducted, Ceiling Placement | 11000 | 8000 | 2.66 | 8500 | 2.37
RHEEM |  | 214066927 | HRCU-A-CB | RD17AZ36AJ3N | RCFZ3621MTANM | Singlezone Ducted, Centrally Ducted | 34200 | 23000 | 2.7 | 17900 | 2.3
RHEEM |  | 214066911 | HRCU-A-CB | RD17AZ36AJ3N | RCFZ3621MTANM | Singlezone Ducted, Centrally Ducted | 34200 | 23000 | 2.7 | 17900 | 2.3
RHEEM |  | 214066888 | HRCU-A-CB | RD17AZ36AJ3N | RCFZ3621MTANM | Singlezone Ducted, Centrally Ducted | 34200 | 23200 | 2.7 | 18000 | 2.3
RHEEM |  | 214066881 | HRCU-A-CB | RD17AZ36AJ3N | RCFZ3621MTANM | Singlezone Ducted, Centrally Ducted | 34200 | 23200 | 2.7 | 18000 | 2.3
RHEEM |  | 214066868 | HRCU-A-CB | RD17AZ36AJ3N | RCFZ3621MTANM | Singlezone Ducted, Centrally Ducted | 34200 | 23000 | 2.7 | 17900 | 2.3
RHEEM |  | 214066852 | HRCU-A-CB | RD17AZ36AJ3N | RCFZ3621MTANM | Singlezone Ducted, Centrally Ducted | 34200 | 23000 | 2.7 | 17900 | 2.3
RHEEM |  | 214066823 | HRCU-A-CB | RD17AZ36AJ3N | RCFZ3621MTANM | Singlezone Ducted, Centrally Ducted | 34200 | 23200 | 2.7 | 17900 | 2.3
RHEEM |  | 214066803 | HRCU-A-CB | RD17AZ36AJ3N | RCFZ3621MTANM | Singlezone Ducted, Centrally Ducted | 34200 | 23000 | 2.7 | 17900 | 2.3
RHEEM |  | 214066779 | HRCU-A-CB | RD17AZ36AJ3N | RCFZ3621MTANM | Singlezone Ducted, Centrally Ducted | 34200 | 23000 | 2.7 | 17900 | 2.3
RHEEM |  | 214066758 | HRCU-A-CB | RD17AZ36AJ3N | RCFZ3621MTANM | Singlezone Ducted, Centrally Ducted | 34200 | 23000 | 2.7 | 17900 | 2.3
RHEEM |  | 214066702 | HRCU-A-CB | RD17AZ36AJ3N | RCFZ3621MTANM | Singlezone Ducted, Centrally Ducted | 34200 | 23200 | 2.7 | 17900 | 2.3
RHEEM |  | 214066671 | HRCU-A-CB | RD17AZ36AJ3N | RCFZ3621MTANM | Singlezone Ducted, Centrally Ducted | 34200 | 23200 | 2.7 | 18000 | 2.3
RHEEM |  | 214066656 | HRCU-A-CB | RD17AZ36AJ3N | RCFZ3621MTANM | Singlezone Ducted, Centrally Ducted | 34200 | 23200 | 2.7 | 17900 | 2.3
RHEEM |  | 214066650 | HRCU-A-CB | RD17AZ36AJ3N | RCFZ3621MTANM | Singlezone Ducted, Centrally Ducted | 34200 | 23000 | 2.7 | 17900 | 2.3
RHEEM |  | 214066633 | HRCU-A-CB | RD17AZ36AJ3N | RCFZ3621MTANM | Singlezone Ducted, Centrally Ducted | 34200 | 23200 | 2.7 | 17900 | 2.3
RHEEM |  | 214066606 | HRCU-A-CB | RD17AZ36AJ3N | RCFZ3621MTANM | Singlezone Ducted, Centrally Ducted | 34200 | 23200 | 2.7 | 18000 | 2.3
RHEEM |  | 214066599 | HRCU-A-CB | RD17AZ36AJ3N | RCFZ3621MTANM | Singlezone Ducted, Centrally Ducted | 34200 | 23200 | 2.7 | 18000 | 2.3
RHEEM |  | 214066591 | HRCU-A-CB | RD17AZ36AJ3N | RCFZ3621MTANM | Singlezone Ducted, Centrally Ducted | 34200 | 23000 | 2.7 | 17900 | 2.3
RHEEM |  | 214066584 | HRCU-A-CB | RD17AZ36AJ3N | RCFZ3621MTANM | Singlezone Ducted, Centrally Ducted | 34200 | 23200 | 2.7 | 18000 | 2.3
RHEEM |  | 214066572 | HRCU-A-CB | RD17AZ36AJ3N | RCFZ3621MTANM | Singlezone Ducted, Centrally Ducted | 34200 | 23000 | 2.8 | 17800 | 2.3
RHEEM |  | 214066567 | HRCU-A-CB | RD17AZ36AJ3N | RCFZ3621MTANM | Singlezone Ducted, Centrally Ducted | 34200 | 23000 | 2.7 | 17900 | 2.3
RHEEM |  | 214066555 | HRCU-A-CB | RD17AZ36AJ3N | RCFZ3621MTANM | Singlezone Ducted, Centrally Ducted | 34200 | 23000 | 2.7 | 17900 | 2.3
RHEEM |  | 214066552 | HRCU-A-CB | RD17AZ36AJ3N | RCFZ3621MTANM | Singlezone Ducted, Centrally Ducted | 34200 | 23000 | 2.8 | 17800 | 2.3
RHEEM |  | 214066542 | HRCU-A-CB | RD17AZ36AJ3N | RCFZ3621MTANM | Singlezone Ducted, Centrally Ducted | 34200 | 23000 | 2.7 | 17900 | 2.3
RHEEM |  | 214066536 | HRCU-A-CB | RD17AZ36AJ3N | RCFZ3621MTANM | Singlezone Ducted, Centrally Ducted | 34200 | 31600 | 3.62 | 29800 | 1.9
RHEEM |  | 214066515 | HRCU-A-CB | RD17AZ36AJ3N | RCFZ3621MTANM | Singlezone Ducted, Centrally Ducted | 34200 | 23200 | 2.7 | 17900 | 2.3
RHEEM |  | 214066503 | HRCU-A-CB | RD17AZ36AJ3N | RCFZ3621MTAAM | Singlezone Ducted, Centrally Ducted | 34200 | 23400 | 2.8 | 18100 | 2.3
RHEEM |  | 214066500 | HRCU-A-CB | RD17AZ36AJ3N | RCFZ3621MTAAM | Singlezone Ducted, Centrally Ducted | 34200 | 23400 | 2.8 | 18100 | 2.3
RHEEM |  | 214066499 | HRCU-A-CB | RD17AZ36AJ3N | RCFZ3621MTAAM | Singlezone Ducted, Centrally Ducted | 34200 | 23600 | 2.7 | 18200 | 2.3
RHEEM |  | 214066493 | HRCU-A-CB | RD17AZ36AJ3N | RCFZ3621MTANM | Singlezone Ducted, Centrally Ducted | 34200 | 23400 | 2.72 | 18100 | 2.3
RHEEM |  | 214066466 | HRCU-A-CB | RD17AZ36AJ3N | RCFZ3621MTANM | Singlezone Ducted, Centrally Ducted | 34200 | 23400 | 2.72 | 18100 | 2.3
RHEEM |  | 214066445 | HRCU-A-CB | RD17AZ36AJ3N | RH2TZ3621MTANN | Singlezone Ducted, Centrally Ducted | 34200 | 22800 | 2.77 | 17800 | 2.3
RHEEM |  | 214066444 | HRCU-A-CB | RD17AZ36AJ3N | RH2TZ3621MTANA | Singlezone Ducted, Centrally Ducted | 34200 | 23200 | 2.7 | 18000 | 2.3
RHEEM |  | 214075564 | HRCU-A-CB | RD17AZ24AJ3N | RCFZ2417MTANM | Singlezone Ducted, Centrally Ducted | 22600 | 19000 | 3.2 | 16900 | 2
RHEEM |  | 214075562 | HRCU-A-CB | RD17AZ24AJ3N | RCFZ2417MTANM | Singlezone Ducted, Centrally Ducted | 22600 | 18900 | 3.22 | 16800 | 2
RHEEM |  | 214075559 | HRCU-A-CB | RD17AZ24AJ3N | RCFZ2417MTANM | Singlezone Ducted, Centrally Ducted | 22600 | 19000 | 3.2 | 16900 | 2
RHEEM |  | 214075546 | HRCU-A-CB | RD17AZ24AJ3N | RCFZ2417MTANM | Singlezone Ducted, Centrally Ducted | 22600 | 19000 | 3.2 | 16900 | 2
RHEEM |  | 214075542 | HRCU-A-CB | RD17AZ24AJ3N | RCFZ2417MTANM | Singlezone Ducted, Centrally Ducted | 22600 | 19000 | 3.08 | 17000 | 2
RHEEM |  | 214075530 | HRCU-A-CB | RD17AZ24AJ3N | RCFZ2417MTANM | Singlezone Ducted, Centrally Ducted | 22400 | 19100 | 3.08 | 17100 | 2
RHEEM |  | 214075529 | HRCU-A-CB | RD17AZ24AJ3N | RCFZ2417MTANM | Singlezone Ducted, Centrally Ducted | 22600 | 19000 | 3.2 | 16900 | 2
RHEEM |  | 214075527 | HRCU-A-CB | RD17AZ24AJ3N | RCFZ2417MTANM | Singlezone Ducted, Centrally Ducted | 22600 | 18900 | 3.22 | 16800 | 2.1
RHEEM |  | 214075526 | HRCU-A-CB | RD17AZ24AJ3N | RCFZ2417MTANM | Singlezone Ducted, Centrally Ducted | 22600 | 19000 | 3.2 | 16900 | 2
RHEEM |  | 214075517 | HRCU-A-CB | RD17AZ24AJ3N | RCFZ2417MTANM | Singlezone Ducted, Centrally Ducted | 22600 | 19000 | 3.2 | 16900 | 2
RHEEM |  | 214075515 | HRCU-A-CB | RD17AZ24AJ3N | RCFZ2417MTANM | Singlezone Ducted, Centrally Ducted | 22600 | 19000 | 3.2 | 16900 | 2
RHEEM |  | 214075511 | HRCU-A-CB | RD17AZ24AJ3N | RCFZ2417MTANM | Singlezone Ducted, Centrally Ducted | 22600 | 18900 | 3.22 | 16800 | 2.1
RHEEM |  | 214075508 | HRCU-A-CB | RD17AZ24AJ3N | RCFZ2417MTANM | Singlezone Ducted, Centrally Ducted | 22600 | 19000 | 3.2 | 16900 | 2
RHEEM |  | 214075506 | HRCU-A-CB | RD17AZ24AJ3N | RCFZ2417MTANM | Singlezone Ducted, Centrally Ducted | 22600 | 18900 | 3.22 | 16800 | 2.1
RHEEM |  | 214075502 | HRCU-A-CB | RD17AZ24AJ3N | RCFZ2417MTANM | Singlezone Ducted, Centrally Ducted | 22600 | 19000 | 3.2 | 16900 | 2
RHEEM |  | 214075488 | HRCU-A-CB | RD17AZ24AJ3N | RCFZ2417MTANM | Singlezone Ducted, Centrally Ducted | 22600 | 19000 | 3.2 | 16900 | 2
RHEEM |  | 214075485 | HRCU-A-CB | RD17AZ24AJ3N | RCFZ2417MTANM | Singlezone Ducted, Centrally Ducted | 22600 | 19000 | 3.08 | 17000 | 2
RHEEM |  | 214075482 | HRCU-A-CB | RD17AZ24AJ3N | RCFZ2417MTANM | Singlezone Ducted, Centrally Ducted | 22400 | 19000 | 3.06 | 17000 | 2
RHEEM |  | 214075479 | HRCU-A-CB | RD17AZ24AJ3N | RCFZ2417MTANM | Singlezone Ducted, Centrally Ducted | 22600 | 18800 | 3.22 | 16800 | 2.1
RHEEM |  | 214075476 | HRCU-A-CB | RD17AZ24AJ3N | RCFZ2417MTANM | Singlezone Ducted, Centrally Ducted | 22600 | 19000 | 3.2 | 16900 | 2
RHEEM |  | 214075475 | HRCU-A-CB | RD17AZ24AJ3N | RCFZ2417MTANM | Singlezone Ducted, Centrally Ducted | 22600 | 19000 | 3.2 | 16900 | 2
RHEEM |  | 214075469 | HRCU-A-CB | RD17AZ24AJ3N | RCFZ2417MTANM | Singlezone Ducted, Centrally Ducted | 22600 | 19000 | 3.2 | 16900 | 2
RHEEM |  | 214075466 | HRCU-A-CB | RD17AZ24AJ3N | RCFZ2417MTANM | Singlezone Ducted, Centrally Ducted | 22600 | 18900 | 3.22 | 16800 | 2.1
RHEEM |  | 214075463 | HRCU-A-CB | RD17AZ24AJ3N | RCFZ2417MTANM | Singlezone Ducted, Centrally Ducted | 22400 | 19100 | 3.08 | 17000 | 2
RHEEM |  | 214075457 | HRCU-A-CB | RD17AZ24AJ3N | RCFZ2417MTANM | Singlezone Ducted, Centrally Ducted | 22600 | 18800 | 3.22 | 16800 | 2.1
RHEEM |  | 214075442 | HRCU-A-CB | RD17AZ24AJ3N | RCFZ2417MTANM | Singlezone Ducted, Centrally Ducted | 22600 | 19000 | 3.2 | 16900 | 2
RHEEM |  | 214075440 | HRCU-A-CB | RD17AZ24AJ3N | RCFZ2417MTANM | Singlezone Ducted, Centrally Ducted | 22600 | 18900 | 3.22 | 16800 | 2.1
RHEEM |  | 214075430 | HRCU-A-CB | RD17AZ24AJ3N | RCFZ2417MTANM | Singlezone Ducted, Centrally Ducted | 22600 | 19000 | 3.2 | 16900 | 2
RHEEM |  | 214075429 | HRCU-A-CB | RD17AZ24AJ3N | RCFZ2417MTANM | Singlezone Ducted, Centrally Ducted | 22600 | 18900 | 3.24 | 16800 | 2.1
RHEEM |  | 214075426 | HRCU-A-CB | RD17AZ24AJ3N | RCFZ2417MTANM | Singlezone Ducted, Centrally Ducted | 22600 | 19000 | 3.2 | 16900 | 2
RHEEM |  | 214075415 | HRCU-A-CB | RD17AZ24AJ3N | RCFZ2417MTANM | Singlezone Ducted, Centrally Ducted | 22600 | 18900 | 3.24 | 16800 | 2.1
RHEEM |  | 214075413 | HRCU-A-CB | RD17AZ24AJ3N | RCFZ2417MTANM | Singlezone Ducted, Centrally Ducted | 22600 | 19000 | 3.08 | 17000 | 2
RHEEM |  | 214075409 | HRCU-A-CB | RD17AZ24AJ3N | RCFZ2417MTANM | Singlezone Ducted, Centrally Ducted | 22600 | 19000 | 3.2 | 16900 | 2
RHEEM |  | 214075585 | HRCU-A-CB | RD17AZ24AJ3N | RCFZ2417MTANM | Singlezone Ducted, Centrally Ducted | 22600 | 19000 | 3.2 | 16900 | 2
RHEEM |  | 214075583 | HRCU-A-CB | RD17AZ24AJ3N | RCFZ2417MTANM | Singlezone Ducted, Centrally Ducted | 22600 | 18900 | 3.24 | 16800 | 2.1
RHEEM |  | 214075570 | HRCU-A-CB | RD17AZ24AJ3N | RCFZ2417MTANM | Singlezone Ducted, Centrally Ducted | 22600 | 19000 | 3.2 | 16900 | 2
RHEEM |  | 214075568 | HRCU-A-CB | RD17AZ24AJ3N | RCFZ2417MTANM | Singlezone Ducted, Centrally Ducted | 22600 | 18900 | 3.22 | 16800 | 2
RHEEM |  | 214075566 | HRCU-A-CB | RD17AZ24AJ3N | RCFZ2417MTANM | Singlezone Ducted, Centrally Ducted | 22600 | 18900 | 3.24 | 16800 | 2.1
RHEEM |  | 214075565 | HRCU-A-CB | RD17AZ24AJ3N | RCFZ2417MTANM | Singlezone Ducted, Centrally Ducted | 22600 | 19000 | 3.2 | 16900 | 2
RHEEM |  | 214233325 | HRCU-A-CB | RD17AZ36AJ3N | RH3VZ4821STACN | Singlezone Ducted, Centrally Ducted | 34200 | 31200 | 3.79 | 29400 | 2
RHEEM |  | 214097945 | HRCU-A-CB | RD17AZ48AJ3N | RH3VZ6024STACN | Singlezone Ducted, Centrally Ducted | 45500 | 43000 | 3.76 | 40000 | 2.1
RHEEM |  | 214095455 | HRCU-A-CB | RD17AZ24AJ3N | RH3VZ3617STACN | Singlezone Ducted, Centrally Ducted | 22600 | 18700 | 3.22 | 16700 | 2.1
RHEEM |  | 214075927 | HRCU-A-CB | RD17AZ24AJ3N | RH2VZ3617STANN | Singlezone Ducted, Centrally Ducted | 22800 | 15100 | 2.6 | 11900 | 2.19
RHEEM |  | 214066465 | HRCU-A-CB | RD17AZ36AJ3N | RH2VZ3621MTANN | Singlezone Ducted, Centrally Ducted | 34200 | 23200 | 2.82 | 17900 | 2.3
RHEEM |  | 214066455 | HRCU-A-CB | RD17AZ36AJ3N | RH2VZ3621MTANA | Singlezone Ducted, Centrally Ducted | 34200 | 23400 | 2.8 | 18000 | 2.3
RHEEM |  | 208552857 | HRCU-A-CB | RP18AZ36AJVC | RHMVZ6021SEACA | Singlezone Ducted, Centrally Ducted | 32000 | 38000 | 2.5 | 40500 | 2.1
RHEEM |  | 209872699 | HRCU-A-CB | RP18AZ36AJVC | RCFZ6021SEAAM | Singlezone Ducted, Centrally Ducted | 34200 | 41000 | 2.5 | 43500 | 2.2
RHEEM |  | 209872701 | HRCU-A-CB | RP18AZ36AJVC | RCFZ6021SEAAM | Singlezone Ducted, Centrally Ducted | 34200 | 40500 | 2.5 | 43000 | 2.2
RHEEM |  | 209872702 | HRCU-A-CB | RP18AZ36AJVC | RCFZ6021SEAAM | Singlezone Ducted, Centrally Ducted | 34200 | 40500 | 2.5 | 43000 | 2.2
RHEEM |  | 209872703 | HRCU-A-CB | RP18AZ36AJVC | RCFZ6021SEAAM | Singlezone Ducted, Centrally Ducted | 34200 | 40500 | 2.5 | 43000 | 2.2
RHEEM |  | 209872704 | HRCU-A-CB | RP18AZ36AJVC | RCFZ6021SEAAM | Singlezone Ducted, Centrally Ducted | 34200 | 40500 | 2.5 | 43000 | 2.2
RHEEM |  | 209872705 | HRCU-A-CB | RP18AZ36AJVC | RCFZ6021SEAAM | Singlezone Ducted, Centrally Ducted | 34200 | 41000 | 2.5 | 43500 | 2.2
RHEEM |  | 209872706 | HRCU-A-CB | RP18AZ36AJVC | RCFZ6021SEAAM | Singlezone Ducted, Centrally Ducted | 34200 | 41000 | 2.5 | 43500 | 2.2
RHEEM |  | 209872707 | HRCU-A-CB | RP18AZ36AJVC | RCFZ6021SEAAM | Singlezone Ducted, Centrally Ducted | 34200 | 40500 | 2.5 | 43000 | 2.2
RHEEM |  | 209872708 | HRCU-A-CB | RP18AZ36AJVC | RCFZ6021SEAAM | Singlezone Ducted, Centrally Ducted | 34200 | 41000 | 2.5 | 43500 | 2.2
RHEEM |  | 210589387 | HRCU-A-CB | RP18AZ36AJVC | RCFZ6021SEAAM | Singlezone Ducted, Centrally Ducted | 34200 | 40500 | 2.5 | 43000 | 2.2
RHEEM |  | 210589388 | HRCU-A-CB | RP18AZ36AJVC | RCFZ6021SEAAM | Singlezone Ducted, Centrally Ducted | 34200 | 40500 | 2.5 | 43000 | 2.2
RHEEM |  | 210589389 | HRCU-A-CB | RP18AZ36AJVC | RCFZ6021SEAAM | Singlezone Ducted, Centrally Ducted | 34200 | 40500 | 2.5 | 43000 | 2.2
RHEEM |  | 210589390 | HRCU-A-CB | RP18AZ36AJVC | RCFZ6021SEAAM | Singlezone Ducted, Centrally Ducted | 34200 | 40500 | 2.5 | 43000 | 2.2
RHEEM |  | 210589391 | HRCU-A-CB | RP18AZ36AJVC | RCFZ6021SEAAM | Singlezone Ducted, Centrally Ducted | 34200 | 40500 | 2.5 | 43000 | 2.2
RHEEM |  | 212609342 | HRCU-A-CB | RP18AZ36AJVC | RCFZ6021SEAAM | Singlezone Ducted, Centrally Ducted | 34200 | 40500 | 2.5 | 43000 | 2.2
RHEEM |  | 212609344 | HRCU-A-CB | RP18AZ36AJVC | RCFZ6021SEAAM | Singlezone Ducted, Centrally Ducted | 34200 | 41000 | 2.5 | 43500 | 2.2
RHEEM |  | 212609350 | HRCU-A-CB | RP18AZ36AJVC | RCFZ6021SEAAM | Singlezone Ducted, Centrally Ducted | 34200 | 40500 | 2.5 | 43000 | 2.2
RHEEM |  | 212609359 | HRCU-A-CB | RP18AZ36AJVC | RCFZ6021SEAAM | Singlezone Ducted, Centrally Ducted | 34200 | 40500 | 2.5 | 43000 | 2.2
RHEEM |  | 212609365 | HRCU-A-CB | RP18AZ36AJVC | RCFZ6021SEAAM | Singlezone Ducted, Centrally Ducted | 34200 | 40500 | 2.5 | 43000 | 2.2
RHEEM |  | 212609368 | HRCU-A-CB | RP18AZ36AJVC | RCFZ6021SEAAM | Singlezone Ducted, Centrally Ducted | 34200 | 40500 | 2.5 | 43000 | 2.2
RHEEM |  | 213163990 | HRCU-A-CB | RP18AZ36AJVC | RCFZ6021SEAAM | Singlezone Ducted, Centrally Ducted | 34200 | 40500 | 2.5 | 43000 | 2.2
RHEEM | Endeavor | 211044463 | HMSV-A-CB | RO3HFZ24AJ1H |  | Multizone All Non-Ducted | 25000 | 15400 | 2.61 | 25500 | 2.09
RHEEM | Endeavor | 211781753 | HRCU-A-CB | RD16AZ30AJHUA | RHMVZ3021SNAUNJ | Singlezone Ducted, Centrally Ducted | 32000 | 21600 | 3.03 | 33000 | 1.93
RHEEM | Endeavor | 210824765 | HMSV-A-CB | RO4HFZ36AJ1H |  | Multizone All Non-Ducted | 36400 | 21400 | 2.64 | 36407 | 2.02
RHEEM | Endeavor | 210824722 | HRCU-A-CB | RO1HHZ12AJ8S | RIMHHZ12AJ8S | Singlezone Ducted, Centrally Ducted | 16000 | 10500 | 3.05 | 16000 | 2.08
RHEEM | Endeavor | 210368094 | HRCU-A-CB-O | RO1HHZ09AJ2H | RIWHHZ09AJ2S | Singlezone Non-Ducted, Wall Placement | 12000 | 7400 | 3.19 | 9480 | 2.17
RHEEM | Endeavor | 210368114 | HRCU-A-CB-O | RO1HHZ18AJ2S | RIWHHZ18AJ2S | Singlezone Non-Ducted, Wall Placement | 21600 | 13600 | 3.11 | 21600 | 2.01
RHEEM | Endeavor | 210368112 | HRCU-A-CB-O | RO1HHZ09AJ3S | RIWHHZ09AJ3S | Singlezone Non-Ducted, Wall Placement | 10000 | 6200 | 2.8 | 6700 | 2.07
RHEEM | Endeavor | 210824705 | HRCU-A-CB-O | RO1HHZ09AJ8S | RICHHZ09AJ8S | Singlezone Non-Ducted, Ceiling Placement | 12000 | 7800 | 3.17 | 10120 | 2.23
RHEEM | Endeavor | 210824712 | HRCU-A-CB-O | RO1HHZ12AJ8S | RICHHZ12AJ8S | Singlezone Non-Ducted, Ceiling Placement | 16000 | 10700 | 2.99 | 16000 | 2.08
RHEEM | Endeavor | 210824718 | HRCU-A-CB-O | RO1HHZ18AJ8S | RICHHZ18AJ8S | Singlezone Non-Ducted, Ceiling Placement | 21600 | 14700 | 2.93 | 17500 | 2.33
RHEEM | Endeavor | 210368088 | HRCU-A-CB-O | RO1HFZ18AJ2H | RIWHFZ18AJ2S | Singlezone Non-Ducted, Wall Placement | 21600 | 14600 | 3.01 | 21600 | 2.3
RHEEM | Endeavor | 210368078 | HRCU-A-CB-O | RO1HFZ12AJ2S | RIFHFZ12AJ2S | Singlezone Non-Ducted, Floor Placement | 16000 | 10600 | 2.61 | 15000 | 2.03
RHEEM | Endeavor | 210368090 | HRCU-A-CB-O | RO1HFZ24AJ2H | RIWHFZ24AJ2S | Singlezone Non-Ducted, Wall Placement | 25200 | 18000 | 2.5 | 25220 | 2.06
RHEEM | Endeavor | 210368128 | HRCU-A-CB-O | RO1HHZ12AJ2S | RIWHHZ12AJ2S | Singlezone Non-Ducted, Wall Placement | 14500 | 8800 | 3.03 | 10700 | 2.45
RHEEM | Endeavor | 211781747 | HRCU-A-CB-O | RO1HHZ18AJ8S | RISHHZ18AJ8S | Singlezone Non-Ducted, Ceiling Placement | 21600 | 15800 | 2.91 | 16800 | 2.22
RHEEM | Endeavor | 211781748 | HRCU-A-CB-O | RO1HHZ24AJ8S | RISHHZ24AJ8S | Singlezone Non-Ducted, Ceiling Placement | 27000 | 17500 | 3.07 | 23600 | 2.08
RHEEM | Endeavor | 211781751 | HRCU-A-CB | RD16AZ24AJVUA | RHMVZ2421MNAUNJ | Singlezone Ducted, Centrally Ducted | 27000 | 18700 | 2.85 | 23000 | 1.94
RHEEM | Endeavor | 211781739 | HRCU-A-CB | RO1HHZ18AJ8S | RIMHHZ18AJ8S | Singlezone Ducted, Compact Ducted | 21600 | 15500 | 2.89 | 16800 | 2.12
RHEEM | Endeavor | 211781740 | HRCU-A-CB | RO1HHZ24AJ8S | RIMHHZ24AJ8S | Singlezone Ducted, Compact Ducted | 27000 | 18100 | 2.9 | 23200 | 2
RHEEM | Endeavor | 211781743 | HRCU-A-CB-O | RO1HHZ18AJ8S | RIGHHZ18AJ8S | Singlezone Non-Ducted, Ceiling Placement | 21600 | 15100 | 3.01 | 16800 | 2.24
RHEEM | Endeavor | 211781744 | HRCU-A-CB-O | RO1HHZ24AJ8S | RIGHHZ24AJ8S | Singlezone Non-Ducted, Ceiling Placement | 27000 | 18000 | 3.08 | 23600 | 2.12
RHEEM | Endeavor | 211781745 | HRCU-A-CB-O | RO1HHZ30AJ8S | RIGHHZ30AJ8S | Singlezone Non-Ducted, Ceiling Placement | 32000 | 20800 | 3.17 | 28000 | 2.12
RHEEM | Endeavor | 210368092 | HRCU-A-CB-O | RO1HFZ30AJ2H | RIWHFZ30AJ2S | Singlezone Non-Ducted, Wall Placement | 32000 | 18900 | 2.56 | 32030 | 2.06
RHEEM | Endeavor | 210368076 | HRCU-A-CB-O | RO1HFZ09AJ2S | RIFHFZ09AJ2S | Singlezone Non-Ducted, Floor Placement | 12000 | 7500 | 2.82 | 14220 | 1.98
RHEEM | Endeavor | 210368080 | HRCU-A-CB-O | RO1HFZ15AJ2S | RIFHFZ15AJ2S | Singlezone Non-Ducted, Floor Placement | 18000 | 11600 | 2.62 | 18960 | 1.91
RHEEM | Endeavor | 210368084 | HRCU-A-CB-O | RO1HFZ12AJ2H | RIFHFZ12AJ2S | Singlezone Non-Ducted, Floor Placement | 16000 | 10600 | 2.61 | 15050 | 1.9
RHEEM | Endeavor | 210368108 | HRCU-A-CB-O | RO1HGZ15AJ1H | RIWHGZ15AJ1S | Singlezone Non-Ducted, Wall Placement | 18000 | 11200 | 3.16 | 21000 | 2.12
RHEEM | Endeavor | 210368098 | HRCU-A-CB-O | RO1HGZ09AJ1S | RIWHGZ09AJ1S | Singlezone Non-Ducted, Wall Placement | 12000 | 7400 | 3.61 | 15400 | 2.15
RHEEM | Endeavor | 210368100 | HRCU-A-CB-O | RO1HGZ09AJ1H | RIWHGZ09AJ1S | Singlezone Non-Ducted, Wall Placement | 12000 | 7400 | 3.5 | 15400 | 2.01
RHEEM | Endeavor | 210368106 | HRCU-A-CB-O | RO1HGZ15AJ1S | RIWHGZ15AJ1S | Singlezone Non-Ducted, Wall Placement | 18000 | 11200 | 3.25 | 21000 | 2.24
RHEEM | Endeavor | 210368126 | HRCU-A-CB-O | RO1HHZ09AJ2S | RIWHHZ09AJ2S | Singlezone Non-Ducted, Wall Placement | 12000 | 7400 | 3.19 | 10200 | 2.35
RHEEM | Endeavor | 210368116 | HRCU-A-CB-O | RO1HHZ24AJ2S | RIWHHZ24AJ2S | Singlezone Non-Ducted, Wall Placement | 25200 | 15700 | 3.05 | 25500 | 2.08
RHEEM | Endeavor | 210368102 | HRCU-A-CB-O | RO1HGZ12AJ1S | RIWHGZ12AJ1S | Singlezone Non-Ducted, Wall Placement | 16000 | 10000 | 3.33 | 16600 | 2.32
RHEEM | Endeavor | 210368104 | HRCU-A-CB-O | RO1HGZ12AJ1H | RIWHGZ12AJ1S | Singlezone Non-Ducted, Wall Placement | 16000 | 10000 | 3.22 | 16600 | 2.16
RUNTRU |  | 207642984 | HRCU-A-CB-O | M4THS2309A11N** | M4MHW2309A1N0** | Singlezone Non-Ducted, Ceiling Placement | 11000 | 7300 | 2.61 | 9000 | 1.93
RUNTRU |  | 207642986 | HRCU-A-CB-O | M4THS2312A11N** | M4MHW2312A1N0** | Singlezone Non-Ducted, Ceiling Placement | 12000 | 7700 | 2.59 | 9200 | 1.93
RUNTRU |  | 210488274 | HMSR-A-CB-O | M4THM1918A12N** |  | Multizone All Non-Ducted | 18000 | 14700 | 2.63 | 13600 | 2.23
RUSSELL |  | 214066929 | HRCU-A-CB | RD17AZ36AJ3N | TCFZ3621MTANM | Singlezone Ducted, Centrally Ducted | 34200 | 23000 | 2.8 | 17800 | 2.3
RUSSELL |  | 214066925 | HRCU-A-CB | RD17AZ36AJ3N | TCFZ3621MTANM | Singlezone Ducted, Centrally Ducted | 34200 | 23000 | 2.7 | 17900 | 2.3
RUSSELL |  | 214066897 | HRCU-A-CB | RD17AZ36AJ3N | TCFZ3621MTANM | Singlezone Ducted, Centrally Ducted | 34200 | 23200 | 2.7 | 18000 | 2.3
RUSSELL |  | 214066894 | HRCU-A-CB | RD17AZ36AJ3N | TCFZ3621MTANM | Singlezone Ducted, Centrally Ducted | 34200 | 23000 | 2.7 | 17900 | 2.3
RUSSELL |  | 214066880 | HRCU-A-CB | RD17AZ36AJ3N | TCFZ3621MTANM | Singlezone Ducted, Centrally Ducted | 34200 | 31400 | 3.65 | 29600 | 1.9
RUSSELL |  | 214066861 | HRCU-A-CB | RD17AZ36AJ3N | TCFZ3621MTANM | Singlezone Ducted, Centrally Ducted | 34200 | 23200 | 2.7 | 17900 | 2.3
RUSSELL |  | 214066821 | HRCU-A-CB | RD17AZ36AJ3N | TCFZ3621MTANM | Singlezone Ducted, Centrally Ducted | 34200 | 23000 | 2.7 | 17900 | 2.3
RUSSELL |  | 214066802 | HRCU-A-CB | RD17AZ36AJ3N | TCFZ3621MTANM | Singlezone Ducted, Centrally Ducted | 34200 | 23000 | 2.7 | 17900 | 2.3
RUSSELL |  | 214066784 | HRCU-A-CB | RD17AZ36AJ3N | TCFZ3621MTANM | Singlezone Ducted, Centrally Ducted | 34200 | 23000 | 2.7 | 17900 | 2.3
RUSSELL |  | 214066775 | HRCU-A-CB | RD17AZ36AJ3N | TCFZ3621MTANM | Singlezone Ducted, Centrally Ducted | 34200 | 31200 | 3.63 | 29400 | 1.9
RUSSELL |  | 214066766 | HRCU-A-CB | RD17AZ36AJ3N | TCFZ3621MTANM | Singlezone Ducted, Centrally Ducted | 34200 | 23200 | 2.7 | 18000 | 2.3
RUSSELL |  | 214066711 | HRCU-A-CB | RD17AZ36AJ3N | TCFZ3621MTANM | Singlezone Ducted, Centrally Ducted | 34200 | 23000 | 2.7 | 17900 | 2.3
RUSSELL |  | 214066703 | HRCU-A-CB | RD17AZ36AJ3N | TCFZ3621MTANM | Singlezone Ducted, Centrally Ducted | 34200 | 23200 | 2.7 | 18000 | 2.3
RUSSELL |  | 214066686 | HRCU-A-CB | RD17AZ36AJ3N | TCFZ3621MTANM | Singlezone Ducted, Centrally Ducted | 34200 | 23000 | 2.8 | 17800 | 2.3
RUSSELL |  | 214066682 | HRCU-A-CB | RD17AZ36AJ3N | TCFZ3621MTANM | Singlezone Ducted, Centrally Ducted | 34200 | 23000 | 2.7 | 17900 | 2.3
RUSSELL |  | 214066655 | HRCU-A-CB | RD17AZ36AJ3N | TCFZ3621MTANM | Singlezone Ducted, Centrally Ducted | 34200 | 23200 | 2.7 | 17900 | 2.3
RUSSELL |  | 214066619 | HRCU-A-CB | RD17AZ36AJ3N | TCFZ3621MTANM | Singlezone Ducted, Centrally Ducted | 34200 | 23000 | 2.7 | 17900 | 2.3
RUSSELL |  | 214066614 | HRCU-A-CB | RD17AZ36AJ3N | TCFZ3621MTANM | Singlezone Ducted, Centrally Ducted | 34200 | 23000 | 2.7 | 17900 | 2.3
RUSSELL |  | 214066592 | HRCU-A-CB | RD17AZ36AJ3N | TCFZ3621MTANM | Singlezone Ducted, Centrally Ducted | 34200 | 23000 | 2.7 | 17900 | 2.3
RUSSELL |  | 214066586 | HRCU-A-CB | RD17AZ36AJ3N | TCFZ3621MTANM | Singlezone Ducted, Centrally Ducted | 34200 | 23200 | 2.7 | 18000 | 2.3
RUSSELL |  | 214066580 | HRCU-A-CB | RD17AZ36AJ3N | TCFZ3621MTANM | Singlezone Ducted, Centrally Ducted | 34200 | 23200 | 2.7 | 18000 | 2.3
RUSSELL |  | 214066575 | HRCU-A-CB | RD17AZ36AJ3N | TCFZ3621MTANM | Singlezone Ducted, Centrally Ducted | 34200 | 23200 | 2.7 | 17900 | 2.3
RUSSELL |  | 214066563 | HRCU-A-CB | RD17AZ36AJ3N | TCFZ3621MTANM | Singlezone Ducted, Centrally Ducted | 34200 | 23200 | 2.7 | 18000 | 2.3
RUSSELL |  | 214066554 | HRCU-A-CB | RD17AZ36AJ3N | TCFZ3621MTANM | Singlezone Ducted, Centrally Ducted | 34200 | 23200 | 2.7 | 17900 | 2.3
RUSSELL |  | 214066553 | HRCU-A-CB | RD17AZ36AJ3N | TCFZ3621MTANM | Singlezone Ducted, Centrally Ducted | 34200 | 23000 | 2.7 | 17900 | 2.3
RUSSELL |  | 214066549 | HRCU-A-CB | RD17AZ36AJ3N | TCFZ3621MTANM | Singlezone Ducted, Centrally Ducted | 34200 | 23000 | 2.7 | 17900 | 2.3
RUSSELL |  | 214066539 | HRCU-A-CB | RD17AZ36AJ3N | TCFZ3621MTANM | Singlezone Ducted, Centrally Ducted | 34200 | 23200 | 2.7 | 17900 | 2.3
RUSSELL |  | 214066484 | HRCU-A-CB | RD17AZ36AJ3N | TCFZ3621MTAAM | Singlezone Ducted, Centrally Ducted | 34200 | 23600 | 2.8 | 18100 | 2.3
RUSSELL |  | 214066479 | HRCU-A-CB | RD17AZ36AJ3N | TCFZ3621MTANM | Singlezone Ducted, Centrally Ducted | 34200 | 23400 | 2.72 | 18100 | 2.3
RUSSELL |  | 214066475 | HRCU-A-CB | RD17AZ36AJ3N | TCFZ3621MTAAM | Singlezone Ducted, Centrally Ducted | 34200 | 23800 | 2.7 | 18400 | 2.2
RUSSELL |  | 214066469 | HRCU-A-CB | RD17AZ36AJ3N | TCFZ3621MTAAM | Singlezone Ducted, Centrally Ducted | 34200 | 23600 | 2.7 | 18300 | 2.3
RUSSELL |  | 214066449 | HRCU-A-CB | RD17AZ36AJ3N | SH2CZ3621MTANA | Singlezone Ducted, Centrally Ducted | 34200 | 23200 | 2.7 | 18000 | 2.3
RUSSELL |  | 214066440 | HRCU-A-CB | RD17AZ36AJ3N | SH2CZ3621MTANN | Singlezone Ducted, Centrally Ducted | 34200 | 22800 | 2.77 | 17800 | 2.3
RUSSELL |  | 214075560 | HRCU-A-CB | RD17AZ24AJ3N | TCFZ2417MTANM | Singlezone Ducted, Centrally Ducted | 22600 | 19000 | 3.2 | 16900 | 2
RUSSELL |  | 214075558 | HRCU-A-CB | RD17AZ24AJ3N | TCFZ2417MTANM | Singlezone Ducted, Centrally Ducted | 22600 | 19000 | 3.2 | 16900 | 2
RUSSELL |  | 214075557 | HRCU-A-CB | RD17AZ24AJ3N | TCFZ2417MTANM | Singlezone Ducted, Centrally Ducted | 22600 | 18900 | 3.22 | 16800 | 2.1
RUSSELL |  | 214075556 | HRCU-A-CB | RD17AZ24AJ3N | TCFZ2417MTANM | Singlezone Ducted, Centrally Ducted | 22600 | 18900 | 3.24 | 16800 | 2.1
RUSSELL |  | 214075552 | HRCU-A-CB | RD17AZ24AJ3N | TCFZ2417MTANM | Singlezone Ducted, Centrally Ducted | 22600 | 19000 | 3.2 | 16900 | 2
RUSSELL |  | 214075539 | HRCU-A-CB | RD17AZ24AJ3N | TCFZ2417MTANM | Singlezone Ducted, Centrally Ducted | 22600 | 19000 | 3.2 | 16900 | 2
RUSSELL |  | 214075537 | HRCU-A-CB | RD17AZ24AJ3N | TCFZ2417MTANM | Singlezone Ducted, Centrally Ducted | 22600 | 19000 | 3.2 | 16900 | 2
RUSSELL |  | 214075535 | HRCU-A-CB | RD17AZ24AJ3N | TCFZ2417MTANM | Singlezone Ducted, Centrally Ducted | 22400 | 19000 | 3.06 | 17000 | 2
RUSSELL |  | 214075518 | HRCU-A-CB | RD17AZ24AJ3N | TCFZ2417MTANM | Singlezone Ducted, Centrally Ducted | 22600 | 18800 | 3.22 | 16800 | 2.1
RUSSELL |  | 214075499 | HRCU-A-CB | RD17AZ24AJ3N | TCFZ2417MTANM | Singlezone Ducted, Centrally Ducted | 22600 | 18900 | 3.22 | 16800 | 2.1
RUSSELL |  | 214075495 | HRCU-A-CB | RD17AZ24AJ3N | TCFZ2417MTANM | Singlezone Ducted, Centrally Ducted | 22600 | 18900 | 3.22 | 16800 | 2.1
RUSSELL |  | 214075487 | HRCU-A-CB | RD17AZ24AJ3N | TCFZ2417MTANM | Singlezone Ducted, Centrally Ducted | 22600 | 19000 | 3.08 | 17000 | 2
RUSSELL |  | 214075486 | HRCU-A-CB | RD17AZ24AJ3N | TCFZ2417MTANM | Singlezone Ducted, Centrally Ducted | 22400 | 19100 | 3.08 | 17100 | 2
RUSSELL |  | 214075472 | HRCU-A-CB | RD17AZ24AJ3N | TCFZ2417MTANM | Singlezone Ducted, Centrally Ducted | 22600 | 19000 | 3.2 | 16900 | 2
RUSSELL |  | 214075464 | HRCU-A-CB | RD17AZ24AJ3N | TCFZ2417MTANM | Singlezone Ducted, Centrally Ducted | 22600 | 19000 | 3.2 | 16900 | 2
RUSSELL |  | 214075461 | HRCU-A-CB | RD17AZ24AJ3N | TCFZ2417MTANM | Singlezone Ducted, Centrally Ducted | 22600 | 18900 | 3.24 | 16800 | 2.1
RUSSELL |  | 214075458 | HRCU-A-CB | RD17AZ24AJ3N | TCFZ2417MTANM | Singlezone Ducted, Centrally Ducted | 22600 | 19000 | 3.08 | 17000 | 2
RUSSELL |  | 214075455 | HRCU-A-CB | RD17AZ24AJ3N | TCFZ2417MTANM | Singlezone Ducted, Centrally Ducted | 22600 | 19000 | 3.2 | 16900 | 2
RUSSELL |  | 214075448 | HRCU-A-CB | RD17AZ24AJ3N | TCFZ2417MTANM | Singlezone Ducted, Centrally Ducted | 22600 | 19000 | 3.2 | 16900 | 2
RUSSELL |  | 214075447 | HRCU-A-CB | RD17AZ24AJ3N | TCFZ2417MTANM | Singlezone Ducted, Centrally Ducted | 22600 | 19000 | 3.2 | 16900 | 2
RUSSELL |  | 214075446 | HRCU-A-CB | RD17AZ24AJ3N | TCFZ2417MTANM | Singlezone Ducted, Centrally Ducted | 22600 | 19000 | 3.2 | 16900 | 2
RUSSELL |  | 214075434 | HRCU-A-CB | RD17AZ24AJ3N | TCFZ2417MTANM | Singlezone Ducted, Centrally Ducted | 22600 | 18900 | 3.24 | 16800 | 2.1
RUSSELL |  | 214075431 | HRCU-A-CB | RD17AZ24AJ3N | TCFZ2417MTANM | Singlezone Ducted, Centrally Ducted | 22600 | 19000 | 3.2 | 16900 | 2
RUSSELL |  | 214075428 | HRCU-A-CB | RD17AZ24AJ3N | TCFZ2417MTANM | Singlezone Ducted, Centrally Ducted | 22600 | 19000 | 3.2 | 16900 | 2
RUSSELL |  | 214075425 | HRCU-A-CB | RD17AZ24AJ3N | TCFZ2417MTANM | Singlezone Ducted, Centrally Ducted | 22600 | 19000 | 3.2 | 16900 | 2
RUSSELL |  | 214075423 | HRCU-A-CB | RD17AZ24AJ3N | TCFZ2417MTANM | Singlezone Ducted, Centrally Ducted | 22600 | 19000 | 3.08 | 17000 | 2
RUSSELL |  | 214075422 | HRCU-A-CB | RD17AZ24AJ3N | TCFZ2417MTANM | Singlezone Ducted, Centrally Ducted | 22600 | 19000 | 3.2 | 16900 | 2
RUSSELL |  | 214075417 | HRCU-A-CB | RD17AZ24AJ3N | TCFZ2417MTANM | Singlezone Ducted, Centrally Ducted | 22600 | 18900 | 3.22 | 16800 | 2
RUSSELL |  | 214075414 | HRCU-A-CB | RD17AZ24AJ3N | TCFZ2417MTANM | Singlezone Ducted, Centrally Ducted | 22600 | 18900 | 3.22 | 16800 | 2
RUSSELL |  | 214075594 | HRCU-A-CB | RD17AZ24AJ3N | TCFZ2417MTANM | Singlezone Ducted, Centrally Ducted | 22400 | 19100 | 3.08 | 17000 | 2
RUSSELL |  | 214075590 | HRCU-A-CB | RD17AZ24AJ3N | TCFZ2417MTANM | Singlezone Ducted, Centrally Ducted | 22600 | 18800 | 3.22 | 16800 | 2.1
RUSSELL |  | 214075588 | HRCU-A-CB | RD17AZ24AJ3N | TCFZ2417MTANM | Singlezone Ducted, Centrally Ducted | 22600 | 19000 | 3.2 | 16900 | 2
RUSSELL |  | 214075584 | HRCU-A-CB | RD17AZ24AJ3N | TCFZ2417MTANM | Singlezone Ducted, Centrally Ducted | 22600 | 19000 | 3.2 | 16900 | 2
RUSSELL |  | 214075582 | HRCU-A-CB | RD17AZ24AJ3N | TCFZ2417MTANM | Singlezone Ducted, Centrally Ducted | 22600 | 19000 | 3.2 | 16900 | 2
RUSSELL |  | 214075577 | HRCU-A-CB | RD17AZ24AJ3N | TCFZ2417MTANM | Singlezone Ducted, Centrally Ducted | 22600 | 18900 | 3.22 | 16800 | 2.1
RUSSELL |  | 214075576 | HRCU-A-CB | RD17AZ24AJ3N | TCFZ2417MTANM | Singlezone Ducted, Centrally Ducted | 22600 | 18900 | 3.24 | 16800 | 2.1
RUSSELL |  | 214075574 | HRCU-A-CB | RD17AZ24AJ3N | TCFZ2417MTANM | Singlezone Ducted, Centrally Ducted | 22600 | 19000 | 3.2 | 16900 | 2
RUSSELL |  | 214075567 | HRCU-A-CB | RD17AZ24AJ3N | TCFZ2417MTANM | Singlezone Ducted, Centrally Ducted | 22600 | 18900 | 3.22 | 16800 | 2.1
RUSSELL |  | 214233328 | HRCU-A-CB | RD17AZ36AJ3N | SH3VZ4821STACN | Singlezone Ducted, Centrally Ducted | 34200 | 31200 | 3.79 | 29400 | 2
RUSSELL |  | 214075923 | HRCU-A-CB | RD17AZ24AJ3N | SH2VZ3617STANN | Singlezone Ducted, Centrally Ducted | 22800 | 15100 | 2.6 | 11900 | 2.19
RUSSELL |  | 214066463 | HRCU-A-CB | RD17AZ36AJ3N | SH2VZ3621MTANA | Singlezone Ducted, Centrally Ducted | 34200 | 23400 | 2.8 | 18000 | 2.3
RUSSELL |  | 214066453 | HRCU-A-CB | RD17AZ36AJ3N | SH2VZ3621MTANN | Singlezone Ducted, Centrally Ducted | 34200 | 23200 | 2.82 | 17900 | 2.3
RUUD |  | 214066919 | HRCU-A-CB | RD17AZ36AJ3N | RCFZ3621MTANM | Singlezone Ducted, Centrally Ducted | 34200 | 31400 | 3.65 | 29600 | 1.9
RUUD |  | 214066909 | HRCU-A-CB | RD17AZ36AJ3N | RCFZ3621MTANM | Singlezone Ducted, Centrally Ducted | 34200 | 23000 | 2.7 | 17900 | 2.3
RUUD |  | 214066884 | HRCU-A-CB | RD17AZ36AJ3N | RCFZ3621MTANM | Singlezone Ducted, Centrally Ducted | 34200 | 23200 | 2.7 | 17900 | 2.3
RUUD |  | 214066869 | HRCU-A-CB | RD17AZ36AJ3N | RCFZ3621MTANM | Singlezone Ducted, Centrally Ducted | 34200 | 23200 | 2.7 | 17900 | 2.3
RUUD |  | 214066859 | HRCU-A-CB | RD17AZ36AJ3N | RCFZ3621MTANM | Singlezone Ducted, Centrally Ducted | 34200 | 23000 | 2.7 | 17900 | 2.3
RUUD |  | 214066845 | HRCU-A-CB | RD17AZ36AJ3N | RCFZ3621MTANM | Singlezone Ducted, Centrally Ducted | 34200 | 23200 | 2.7 | 18000 | 2.3
RUUD |  | 214066843 | HRCU-A-CB | RD17AZ36AJ3N | RCFZ3621MTANM | Singlezone Ducted, Centrally Ducted | 34200 | 23000 | 2.7 | 17900 | 2.3
RUUD |  | 214066842 | HRCU-A-CB | RD17AZ36AJ3N | RCFZ3621MTANM | Singlezone Ducted, Centrally Ducted | 34200 | 23000 | 2.7 | 17900 | 2.3
RUUD |  | 214066836 | HRCU-A-CB | RD17AZ36AJ3N | RCFZ3621MTANM | Singlezone Ducted, Centrally Ducted | 34200 | 23000 | 2.7 | 17900 | 2.3
RUUD |  | 214066827 | HRCU-A-CB | RD17AZ36AJ3N | RCFZ3621MTANM | Singlezone Ducted, Centrally Ducted | 34200 | 23000 | 2.7 | 17900 | 2.3
RUUD |  | 214066760 | HRCU-A-CB | RD17AZ36AJ3N | RCFZ3621MTANM | Singlezone Ducted, Centrally Ducted | 34200 | 23200 | 2.7 | 17900 | 2.3
RUUD |  | 214066750 | HRCU-A-CB | RD17AZ36AJ3N | RCFZ3621MTANM | Singlezone Ducted, Centrally Ducted | 34200 | 23200 | 2.7 | 18000 | 2.3
RUUD |  | 214066745 | HRCU-A-CB | RD17AZ36AJ3N | RCFZ3621MTANM | Singlezone Ducted, Centrally Ducted | 34200 | 23200 | 2.7 | 18000 | 2.3
RUUD |  | 214066720 | HRCU-A-CB | RD17AZ36AJ3N | RCFZ3621MTANM | Singlezone Ducted, Centrally Ducted | 34200 | 23200 | 2.7 | 17900 | 2.3
RUUD |  | 214066714 | HRCU-A-CB | RD17AZ36AJ3N | RCFZ3621MTANM | Singlezone Ducted, Centrally Ducted | 34200 | 23200 | 2.7 | 18000 | 2.3
RUUD |  | 214066700 | HRCU-A-CB | RD17AZ36AJ3N | RCFZ3621MTANM | Singlezone Ducted, Centrally Ducted | 34200 | 23000 | 2.7 | 17900 | 2.3
RUUD |  | 214066693 | HRCU-A-CB | RD17AZ36AJ3N | RCFZ3621MTANM | Singlezone Ducted, Centrally Ducted | 34200 | 23000 | 2.8 | 17800 | 2.3
RUUD |  | 214066691 | HRCU-A-CB | RD17AZ36AJ3N | RCFZ3621MTANM | Singlezone Ducted, Centrally Ducted | 34200 | 23000 | 2.7 | 17900 | 2.3
RUUD |  | 214066684 | HRCU-A-CB | RD17AZ36AJ3N | RCFZ3621MTANM | Singlezone Ducted, Centrally Ducted | 34200 | 23000 | 2.7 | 17900 | 2.3
RUUD |  | 214066638 | HRCU-A-CB | RD17AZ36AJ3N | RCFZ3621MTANM | Singlezone Ducted, Centrally Ducted | 34200 | 23200 | 2.7 | 17900 | 2.3
RUUD |  | 214066578 | HRCU-A-CB | RD17AZ36AJ3N | RCFZ3621MTANM | Singlezone Ducted, Centrally Ducted | 34200 | 23200 | 2.7 | 18000 | 2.3
RUUD |  | 214066574 | HRCU-A-CB | RD17AZ36AJ3N | RCFZ3621MTANM | Singlezone Ducted, Centrally Ducted | 34200 | 23000 | 2.7 | 17900 | 2.3
RUUD |  | 214066559 | HRCU-A-CB | RD17AZ36AJ3N | RCFZ3621MTANM | Singlezone Ducted, Centrally Ducted | 34200 | 23000 | 2.8 | 17800 | 2.3
RUUD |  | 214066533 | HRCU-A-CB | RD17AZ36AJ3N | RCFZ3621MTANM | Singlezone Ducted, Centrally Ducted | 34200 | 23000 | 2.7 | 17900 | 2.3
RUUD |  | 214066524 | HRCU-A-CB | RD17AZ36AJ3N | RCFZ3621MTANM | Singlezone Ducted, Centrally Ducted | 34200 | 23000 | 2.7 | 17900 | 2.3
RUUD |  | 214066511 | HRCU-A-CB | RD17AZ36AJ3N | RCFZ3621MTANM | Singlezone Ducted, Centrally Ducted | 34200 | 23400 | 2.72 | 18100 | 2.3
RUUD |  | 214066508 | HRCU-A-CB | RD17AZ36AJ3N | RCFZ3621MTAAM | Singlezone Ducted, Centrally Ducted | 34200 | 23600 | 2.7 | 18300 | 2.3
RUUD |  | 214066506 | HRCU-A-CB | RD17AZ36AJ3N | RCFZ3624MTANM | Singlezone Ducted, Centrally Ducted | 34200 | 23400 | 2.7 | 18200 | 2.3
RUUD |  | 214066502 | HRCU-A-CB | RD17AZ36AJ3N | RCFZ3624MTANM | Singlezone Ducted, Centrally Ducted | 34200 | 23400 | 2.7 | 18100 | 2.3
RUUD |  | 214066492 | HRCU-A-CB | RD17AZ36AJ3N | RCFZ3621MTAAM | Singlezone Ducted, Centrally Ducted | 34200 | 23600 | 2.7 | 18200 | 2.3
RUUD |  | 214066489 | HRCU-A-CB | RD17AZ36AJ3N | RCFZ3621MTAAM | Singlezone Ducted, Centrally Ducted | 34200 | 23800 | 2.7 | 18300 | 2.2
RUUD |  | 214066487 | HRCU-A-CB | RD17AZ36AJ3N | RCFZ3624MTANM | Singlezone Ducted, Centrally Ducted | 34200 | 23400 | 2.7 | 18100 | 2.3
RUUD |  | 214066482 | HRCU-A-CB | RD17AZ36AJ3N | RCFZ3621MTAAM | Singlezone Ducted, Centrally Ducted | 34200 | 23600 | 2.8 | 18100 | 2.3
RUUD |  | 214066476 | HRCU-A-CB | RD17AZ36AJ3N | RCFZ3621MTAAM | Singlezone Ducted, Centrally Ducted | 34200 | 23600 | 2.7 | 18300 | 2.3
RUUD |  | 214066472 | HRCU-A-CB | RD17AZ36AJ3N | RCFZ3621MTANM | Singlezone Ducted, Centrally Ducted | 34200 | 23400 | 2.72 | 18100 | 2.3
RUUD |  | 214066447 | HRCU-A-CB | RD17AZ36AJ3N | RH2TZ3621MTANN | Singlezone Ducted, Centrally Ducted | 34200 | 22800 | 2.77 | 17800 | 2.3
RUUD |  | 214066443 | HRCU-A-CB | RD17AZ36AJ3N | RH2TZ3621MTANA | Singlezone Ducted, Centrally Ducted | 34200 | 23200 | 2.7 | 18000 | 2.3
RUUD |  | 214075563 | HRCU-A-CB | RD17AZ24AJ3N | RCFZ2417MTANM | Singlezone Ducted, Centrally Ducted | 22400 | 19000 | 3.06 | 17000 | 2
RUUD |  | 214075555 | HRCU-A-CB | RD17AZ24AJ3N | RCFZ2417MTANM | Singlezone Ducted, Centrally Ducted | 22600 | 18900 | 3.22 | 16800 | 2.1
RUUD |  | 214075551 | HRCU-A-CB | RD17AZ24AJ3N | RCFZ2417MTANM | Singlezone Ducted, Centrally Ducted | 22600 | 18800 | 3.22 | 16800 | 2.1
RUUD |  | 214075550 | HRCU-A-CB | RD17AZ24AJ3N | RCFZ2417MTANM | Singlezone Ducted, Centrally Ducted | 22600 | 19000 | 3.2 | 16900 | 2
RUUD |  | 214075541 | HRCU-A-CB | RD17AZ24AJ3N | RCFZ2417MTANM | Singlezone Ducted, Centrally Ducted | 22600 | 19000 | 3.08 | 17000 | 2
RUUD |  | 214075538 | HRCU-A-CB | RD17AZ24AJ3N | RCFZ2417MTANM | Singlezone Ducted, Centrally Ducted | 22600 | 19000 | 3.2 | 16900 | 2
RUUD |  | 214075536 | HRCU-A-CB | RD17AZ24AJ3N | RCFZ2417MTANM | Singlezone Ducted, Centrally Ducted | 22600 | 18900 | 3.22 | 16800 | 2
RUUD |  | 214075533 | HRCU-A-CB | RD17AZ24AJ3N | RCFZ2417MTANM | Singlezone Ducted, Centrally Ducted | 22400 | 19100 | 3.08 | 17100 | 2
RUUD |  | 214075532 | HRCU-A-CB | RD17AZ24AJ3N | RCFZ2417MTANM | Singlezone Ducted, Centrally Ducted | 22600 | 18800 | 3.22 | 16800 | 2.1
RUUD |  | 214075531 | HRCU-A-CB | RD17AZ24AJ3N | RCFZ2417MTANM | Singlezone Ducted, Centrally Ducted | 22600 | 18900 | 3.22 | 16800 | 2.1
RUUD |  | 214075522 | HRCU-A-CB | RD17AZ24AJ3N | RCFZ2417MTANM | Singlezone Ducted, Centrally Ducted | 22600 | 19000 | 3.2 | 16900 | 2
RUUD |  | 214075521 | HRCU-A-CB | RD17AZ24AJ3N | RCFZ2417MTANM | Singlezone Ducted, Centrally Ducted | 22600 | 19000 | 3.2 | 16900 | 2
RUUD |  | 214075520 | HRCU-A-CB | RD17AZ24AJ3N | RCFZ2417MTANM | Singlezone Ducted, Centrally Ducted | 22600 | 19000 | 3.2 | 16900 | 2
RUUD |  | 214075519 | HRCU-A-CB | RD17AZ24AJ3N | RCFZ2417MTANM | Singlezone Ducted, Centrally Ducted | 22600 | 18900 | 3.22 | 16800 | 2.1
RUUD |  | 214075516 | HRCU-A-CB | RD17AZ24AJ3N | RCFZ2417MTANM | Singlezone Ducted, Centrally Ducted | 22600 | 19000 | 3.2 | 16900 | 2
RUUD |  | 214075513 | HRCU-A-CB | RD17AZ24AJ3N | RCFZ2417MTANM | Singlezone Ducted, Centrally Ducted | 22600 | 19000 | 3.2 | 16900 | 2
RUUD |  | 214075512 | HRCU-A-CB | RD17AZ24AJ3N | RCFZ2417MTANM | Singlezone Ducted, Centrally Ducted | 22400 | 19100 | 3.08 | 17000 | 2
RUUD |  | 214075507 | HRCU-A-CB | RD17AZ24AJ3N | RCFZ2417MTANM | Singlezone Ducted, Centrally Ducted | 22600 | 18900 | 3.22 | 16800 | 2.1
RUUD |  | 214075504 | HRCU-A-CB | RD17AZ24AJ3N | RCFZ2417MTANM | Singlezone Ducted, Centrally Ducted | 22600 | 19000 | 3.2 | 16900 | 2
RUUD |  | 214075503 | HRCU-A-CB | RD17AZ24AJ3N | RCFZ2417MTANM | Singlezone Ducted, Centrally Ducted | 22600 | 19000 | 3.2 | 16900 | 2
RUUD |  | 214075492 | HRCU-A-CB | RD17AZ24AJ3N | RCFZ2417MTANM | Singlezone Ducted, Centrally Ducted | 22600 | 19000 | 3.2 | 16900 | 2
RUUD |  | 214075477 | HRCU-A-CB | RD17AZ24AJ3N | RCFZ2417MTANM | Singlezone Ducted, Centrally Ducted | 22600 | 18900 | 3.24 | 16800 | 2.1
RUUD |  | 214075468 | HRCU-A-CB | RD17AZ24AJ3N | RCFZ2417MTANM | Singlezone Ducted, Centrally Ducted | 22600 | 19000 | 3.08 | 17000 | 2
RUUD |  | 214075465 | HRCU-A-CB | RD17AZ24AJ3N | RCFZ2417MTANM | Singlezone Ducted, Centrally Ducted | 22600 | 18900 | 3.22 | 16800 | 2
RUUD |  | 214075462 | HRCU-A-CB | RD17AZ24AJ3N | RCFZ2417MTANM | Singlezone Ducted, Centrally Ducted | 22600 | 19000 | 3.2 | 16900 | 2
RUUD |  | 214075459 | HRCU-A-CB | RD17AZ24AJ3N | RCFZ2417MTANM | Singlezone Ducted, Centrally Ducted | 22600 | 19000 | 3.2 | 16900 | 2
RUUD |  | 214075456 | HRCU-A-CB | RD17AZ24AJ3N | RCFZ2417MTANM | Singlezone Ducted, Centrally Ducted | 22600 | 18900 | 3.24 | 16800 | 2.1
RUUD |  | 214075453 | HRCU-A-CB | RD17AZ24AJ3N | RCFZ2417MTANM | Singlezone Ducted, Centrally Ducted | 22600 | 19000 | 3.2 | 16900 | 2
RUUD |  | 214075449 | HRCU-A-CB | RD17AZ24AJ3N | RCFZ2417MTANM | Singlezone Ducted, Centrally Ducted | 22600 | 18900 | 3.24 | 16800 | 2.1
RUUD |  | 214075437 | HRCU-A-CB | RD17AZ24AJ3N | RCFZ2417MTANM | Singlezone Ducted, Centrally Ducted | 22600 | 18900 | 3.24 | 16800 | 2.1
RUUD |  | 214075435 | HRCU-A-CB | RD17AZ24AJ3N | RCFZ2417MTANM | Singlezone Ducted, Centrally Ducted | 22600 | 19000 | 3.2 | 16900 | 2
RUUD |  | 214075432 | HRCU-A-CB | RD17AZ24AJ3N | RCFZ2417MTANM | Singlezone Ducted, Centrally Ducted | 22600 | 19000 | 3.08 | 17000 | 2
RUUD |  | 214075416 | HRCU-A-CB | RD17AZ24AJ3N | RCFZ2417MTANM | Singlezone Ducted, Centrally Ducted | 22600 | 19000 | 3.2 | 16900 | 2
RUUD |  | 214075411 | HRCU-A-CB | RD17AZ24AJ3N | RCFZ2417MTANM | Singlezone Ducted, Centrally Ducted | 22600 | 18900 | 3.22 | 16800 | 2.1
RUUD |  | 214075408 | HRCU-A-CB | RD17AZ24AJ3N | RCFZ2417MTANM | Singlezone Ducted, Centrally Ducted | 22600 | 19000 | 3.2 | 16900 | 2
RUUD |  | 214075592 | HRCU-A-CB | RD17AZ24AJ3N | RCFZ2417MTANM | Singlezone Ducted, Centrally Ducted | 22600 | 19000 | 3.2 | 16900 | 2
RUUD |  | 214075581 | HRCU-A-CB | RD17AZ24AJ3N | RCFZ2417MTANM | Singlezone Ducted, Centrally Ducted | 22600 | 19000 | 3.2 | 16900 | 2
RUUD |  | 214075573 | HRCU-A-CB | RD17AZ24AJ3N | RCFZ2417MTANM | Singlezone Ducted, Centrally Ducted | 22600 | 19000 | 3.2 | 16900 | 2
RUUD |  | 214233326 | HRCU-A-CB | RD17AZ36AJ3N | RH3VZ4821STACN | Singlezone Ducted, Centrally Ducted | 34200 | 31200 | 3.79 | 29400 | 2
RUUD |  | 214097946 | HRCU-A-CB | RD17AZ48AJ3N | RH3VZ6024STACN | Singlezone Ducted, Centrally Ducted | 45500 | 43000 | 3.76 | 40000 | 2.1
RUUD |  | 214095454 | HRCU-A-CB | RD17AZ24AJ3N | RH3VZ3617STACN | Singlezone Ducted, Centrally Ducted | 22600 | 18700 | 3.22 | 16700 | 2.1
RUUD |  | 214075925 | HRCU-A-CB | RD17AZ24AJ3N | RH2VZ3617STANN | Singlezone Ducted, Centrally Ducted | 22800 | 15100 | 2.6 | 11900 | 2.19
RUUD |  | 214066461 | HRCU-A-CB | RD17AZ36AJ3N | RH2VZ3621MTANA | Singlezone Ducted, Centrally Ducted | 34200 | 23400 | 2.8 | 18000 | 2.3
RUUD |  | 214066457 | HRCU-A-CB | RD17AZ36AJ3N | RH2VZ3621MTANN | Singlezone Ducted, Centrally Ducted | 34200 | 23200 | 2.82 | 17900 | 2.3
RUUD |  | 208553291 | HRCU-A-CB | UP18AZ36AJVC | RHMVZ6021SEACA | Singlezone Ducted, Centrally Ducted | 32000 | 38000 | 2.5 | 40500 | 2.1
RUUD |  | 209872709 | HRCU-A-CB | UP18AZ36AJVC | RCFZ6021SEAAM | Singlezone Ducted, Centrally Ducted | 34200 | 41000 | 2.5 | 43500 | 2.2
RUUD |  | 209872711 | HRCU-A-CB | UP18AZ36AJVC | RCFZ6021SEAAM | Singlezone Ducted, Centrally Ducted | 34200 | 40500 | 2.5 | 43000 | 2.2
RUUD |  | 209872712 | HRCU-A-CB | UP18AZ36AJVC | RCFZ6021SEAAM | Singlezone Ducted, Centrally Ducted | 34200 | 40500 | 2.5 | 43000 | 2.2
RUUD |  | 209872713 | HRCU-A-CB | UP18AZ36AJVC | RCFZ6021SEAAM | Singlezone Ducted, Centrally Ducted | 34200 | 40500 | 2.5 | 43000 | 2.2
RUUD |  | 209872714 | HRCU-A-CB | UP18AZ36AJVC | RCFZ6021SEAAM | Singlezone Ducted, Centrally Ducted | 34200 | 40500 | 2.5 | 43000 | 2.2
RUUD |  | 209872715 | HRCU-A-CB | UP18AZ36AJVC | RCFZ6021SEAAM | Singlezone Ducted, Centrally Ducted | 34200 | 41000 | 2.5 | 43500 | 2.2
RUUD |  | 209872716 | HRCU-A-CB | UP18AZ36AJVC | RCFZ6021SEAAM | Singlezone Ducted, Centrally Ducted | 34200 | 41000 | 2.5 | 43500 | 2.2
RUUD |  | 209872717 | HRCU-A-CB | UP18AZ36AJVC | RCFZ6021SEAAM | Singlezone Ducted, Centrally Ducted | 34200 | 40500 | 2.5 | 43000 | 2.2
RUUD |  | 209872718 | HRCU-A-CB | UP18AZ36AJVC | RCFZ6021SEAAM | Singlezone Ducted, Centrally Ducted | 34200 | 41000 | 2.5 | 43500 | 2.2
RUUD |  | 210589396 | HRCU-A-CB | UP18AZ36AJVC | RCFZ6021SEAAM | Singlezone Ducted, Centrally Ducted | 34200 | 40500 | 2.5 | 43000 | 2.2
RUUD |  | 210589397 | HRCU-A-CB | UP18AZ36AJVC | RCFZ6021SEAAM | Singlezone Ducted, Centrally Ducted | 34200 | 40500 | 2.5 | 43000 | 2.2
RUUD |  | 210589398 | HRCU-A-CB | UP18AZ36AJVC | RCFZ6021SEAAM | Singlezone Ducted, Centrally Ducted | 34200 | 40500 | 2.5 | 43000 | 2.2
RUUD |  | 210589399 | HRCU-A-CB | UP18AZ36AJVC | RCFZ6021SEAAM | Singlezone Ducted, Centrally Ducted | 34200 | 40500 | 2.5 | 43000 | 2.2
RUUD |  | 210589400 | HRCU-A-CB | UP18AZ36AJVC | RCFZ6021SEAAM | Singlezone Ducted, Centrally Ducted | 34200 | 40500 | 2.5 | 43000 | 2.2
RUUD |  | 212609347 | HRCU-A-CB | UP18AZ36AJVC | RCFZ6021SEAAM | Singlezone Ducted, Centrally Ducted | 34200 | 40500 | 2.5 | 43000 | 2.2
RUUD |  | 212609351 | HRCU-A-CB | UP18AZ36AJVC | RCFZ6021SEAAM | Singlezone Ducted, Centrally Ducted | 34200 | 41000 | 2.5 | 43500 | 2.2
RUUD |  | 212609352 | HRCU-A-CB | UP18AZ36AJVC | RCFZ6021SEAAM | Singlezone Ducted, Centrally Ducted | 34200 | 40500 | 2.5 | 43000 | 2.2
RUUD |  | 212609358 | HRCU-A-CB | UP18AZ36AJVC | RCFZ6021SEAAM | Singlezone Ducted, Centrally Ducted | 34200 | 40500 | 2.5 | 43000 | 2.2
RUUD |  | 212609362 | HRCU-A-CB | UP18AZ36AJVC | RCFZ6021SEAAM | Singlezone Ducted, Centrally Ducted | 34200 | 40500 | 2.5 | 43000 | 2.2
RUUD |  | 212609370 | HRCU-A-CB | UP18AZ36AJVC | RCFZ6021SEAAM | Singlezone Ducted, Centrally Ducted | 34200 | 40500 | 2.5 | 43000 | 2.2
RUUD |  | 213163997 | HRCU-A-CB | UP18AZ36AJVC | RCFZ6021SEAAM | Singlezone Ducted, Centrally Ducted | 34200 | 40500 | 2.5 | 43000 | 2.2
RUUD | Endeavor | 211044464 | HMSV-A-CB | RO3HFZ24AJ1H |  | Multizone All Non-Ducted | 25000 | 15400 | 2.61 | 25500 | 2.09
RUUD | Endeavor | 211781770 | HRCU-A-CB | RD16AZ30AJHUA | RHMVZ3021SNAUNJ | Singlezone Ducted, Centrally Ducted | 32000 | 21600 | 3.03 | 33000 | 1.93
RUUD | Endeavor | 210824767 | HMSV-A-CB | RO4HFZ36AJ1H |  | Multizone All Non-Ducted | 36400 | 21400 | 2.64 | 36407 | 2.02
RUUD | Endeavor | 210824724 | HRCU-A-CB | RO1HHZ12AJ8S | RIMHHZ12AJ8S | Singlezone Ducted, Centrally Ducted | 16000 | 10500 | 3.05 | 16000 | 2.08
RUUD | Endeavor | 210368095 | HRCU-A-CB-O | RO1HHZ09AJ2H | UIWHHZ09AJ2S | Singlezone Non-Ducted, Wall Placement | 12000 | 7400 | 3.19 | 9480 | 2.17
RUUD | Endeavor | 210368115 | HRCU-A-CB-O | RO1HHZ18AJ2S | UIWHHZ18AJ2S | Singlezone Non-Ducted, Wall Placement | 21600 | 13600 | 3.11 | 21600 | 2.01
RUUD | Endeavor | 210368113 | HRCU-A-CB-O | RO1HHZ09AJ3S | UIWHHZ09AJ3S | Singlezone Non-Ducted, Wall Placement | 10000 | 6200 | 2.8 | 6700 | 2.07
RUUD | Endeavor | 210824709 | HRCU-A-CB-O | RO1HHZ09AJ8S | RICHHZ09AJ8S | Singlezone Non-Ducted, Ceiling Placement | 12000 | 7800 | 3.17 | 10120 | 2.23
RUUD | Endeavor | 210824714 | HRCU-A-CB-O | RO1HHZ12AJ8S | RICHHZ12AJ8S | Singlezone Non-Ducted, Ceiling Placement | 16000 | 10700 | 2.99 | 16000 | 2.08
RUUD | Endeavor | 210824720 | HRCU-A-CB-O | RO1HHZ18AJ8S | RICHHZ18AJ8S | Singlezone Non-Ducted, Ceiling Placement | 21600 | 14700 | 2.93 | 17500 | 2.33
RUUD | Endeavor | 210368089 | HRCU-A-CB-O | RO1HFZ18AJ2H | UIWHFZ18AJ2S | Singlezone Non-Ducted, Wall Placement | 21600 | 14600 | 3.01 | 21600 | 2.3
RUUD | Endeavor | 210368079 | HRCU-A-CB-O | RO1HFZ12AJ2S | RIFHFZ12AJ2S | Singlezone Non-Ducted, Floor Placement | 16000 | 10600 | 2.61 | 15000 | 2.03
RUUD | Endeavor | 210368091 | HRCU-A-CB-O | RO1HFZ24AJ2H | UIWHFZ24AJ2S | Singlezone Non-Ducted, Wall Placement | 25200 | 18000 | 2.5 | 25220 | 2.06
RUUD | Endeavor | 210368129 | HRCU-A-CB-O | RO1HHZ12AJ2S | UIWHHZ12AJ2S | Singlezone Non-Ducted, Wall Placement | 14500 | 8800 | 3.03 | 10700 | 2.45
RUUD | Endeavor | 211781764 | HRCU-A-CB-O | RO1HHZ18AJ8S | RISHHZ18AJ8S | Singlezone Non-Ducted, Ceiling Placement | 21600 | 15800 | 2.91 | 16800 | 2.22
RUUD | Endeavor | 211781765 | HRCU-A-CB-O | RO1HHZ24AJ8S | RISHHZ24AJ8S | Singlezone Non-Ducted, Ceiling Placement | 27000 | 17500 | 3.07 | 23600 | 2.08
RUUD | Endeavor | 211781768 | HRCU-A-CB | RD16AZ24AJVUA | RHMVZ2421MNAUNJ | Singlezone Ducted, Centrally Ducted | 27000 | 18700 | 2.85 | 23000 | 1.94
RUUD | Endeavor | 211781756 | HRCU-A-CB | RO1HHZ18AJ8S | RIMHHZ18AJ8S | Singlezone Ducted, Compact Ducted | 21600 | 15500 | 2.89 | 16800 | 2.12
RUUD | Endeavor | 211781757 | HRCU-A-CB | RO1HHZ24AJ8S | RIMHHZ24AJ8S | Singlezone Ducted, Compact Ducted | 27000 | 18100 | 2.9 | 23200 | 2
RUUD | Endeavor | 211781760 | HRCU-A-CB-O | RO1HHZ18AJ8S | RIGHHZ18AJ8S | Singlezone Non-Ducted, Ceiling Placement | 21600 | 15100 | 3.01 | 16800 | 2.24
RUUD | Endeavor | 211781761 | HRCU-A-CB-O | RO1HHZ24AJ8S | RIGHHZ24AJ8S | Singlezone Non-Ducted, Ceiling Placement | 27000 | 18000 | 3.08 | 23600 | 2.12
RUUD | Endeavor | 211781762 | HRCU-A-CB-O | RO1HHZ30AJ8S | RIGHHZ30AJ8S | Singlezone Non-Ducted, Ceiling Placement | 32000 | 20800 | 3.17 | 28000 | 2.12
RUUD | Endeavor | 210368093 | HRCU-A-CB-O | RO1HFZ30AJ2H | UIWHFZ30AJ2S | Singlezone Non-Ducted, Wall Placement | 32000 | 18900 | 2.56 | 32030 | 2.06
RUUD | Endeavor | 210368077 | HRCU-A-CB-O | RO1HFZ09AJ2S | RIFHFZ09AJ2S | Singlezone Non-Ducted, Floor Placement | 12000 | 7500 | 2.82 | 14220 | 1.98
RUUD | Endeavor | 210368081 | HRCU-A-CB-O | RO1HFZ15AJ2S | RIFHFZ15AJ2S | Singlezone Non-Ducted, Floor Placement | 18000 | 11600 | 2.62 | 18960 | 1.91
RUUD | Endeavor | 210368085 | HRCU-A-CB-O | RO1HFZ12AJ2H | RIFHFZ12AJ2S | Singlezone Non-Ducted, Floor Placement | 16000 | 10600 | 2.61 | 15050 | 1.9
RUUD | Endeavor | 210368109 | HRCU-A-CB-O | RO1HGZ15AJ1H | UIWHGZ15AJ1S | Singlezone Non-Ducted, Wall Placement | 18000 | 11200 | 3.16 | 21000 | 2.12
RUUD | Endeavor | 210368099 | HRCU-A-CB-O | RO1HGZ09AJ1S | UIWHGZ09AJ1S | Singlezone Non-Ducted, Wall Placement | 12000 | 7400 | 3.61 | 15400 | 2.15
RUUD | Endeavor | 210368101 | HRCU-A-CB-O | RO1HGZ09AJ1H | UIWHGZ09AJ1S | Singlezone Non-Ducted, Wall Placement | 12000 | 7400 | 3.5 | 15400 | 2.01
RUUD | Endeavor | 210368107 | HRCU-A-CB-O | RO1HGZ15AJ1S | UIWHGZ15AJ1S | Singlezone Non-Ducted, Wall Placement | 18000 | 11200 | 3.25 | 21000 | 2.24
RUUD | Endeavor | 210368127 | HRCU-A-CB-O | RO1HHZ09AJ2S | UIWHHZ09AJ2S | Singlezone Non-Ducted, Wall Placement | 12000 | 7400 | 3.19 | 10200 | 2.35
RUUD | Endeavor | 210368117 | HRCU-A-CB-O | RO1HHZ24AJ2S | UIWHHZ24AJ2S | Singlezone Non-Ducted, Wall Placement | 25200 | 15700 | 3.05 | 25500 | 2.08
RUUD | Endeavor | 210368103 | HRCU-A-CB-O | RO1HGZ12AJ1S | UIWHGZ12AJ1S | Singlezone Non-Ducted, Wall Placement | 16000 | 10000 | 3.33 | 16600 | 2.32
RUUD | Endeavor | 210368105 | HRCU-A-CB-O | RO1HGZ12AJ1H | UIWHGZ12AJ1S | Singlezone Non-Ducted, Wall Placement | 16000 | 10000 | 3.22 | 16600 | 2.16
SAMSUNG | FJM Max Heat | 207349917 | HMSR-A-CB-O | AJ020BXS3CH |  | Multizone All Non-Ducted | 22000 | 13100 | 3.28 | 22000 | 1.95
SAMSUNG | DVM S Eco | 205230040 | HMSR-A-CB-O | AM053TXMDCH |  | Multizone All Non-Ducted | 61000 | 36400 | 2.67 | 43000 | 2.14
SAMSUNG | DVM S Eco | 205142810 | HMSR-A-CB-O | AM048TXMDCH |  | Multizone All Non-Ducted | 54000 | 31600 | 2.81 | 38000 | 2.06
SAMSUNG | DVM S Eco | 205142809 | HMSR-A-CB-O | AM036TXMDCH |  | Multizone All Non-Ducted | 42000 | 25000 | 2.93 | 31000 | 2.09
SAMSUNG | DVM S Eco | 202098116 | HMSR-A-CB-O | AM036NXMDCR |  | Multizone All Non-Ducted | 42000 | 25000 | 2.93 | 31000 | 2.09
SAMSUNG | DVM S Eco | 202083810 | HMSR-A-CB-O | AM053NXMDCR |  | Multizone All Non-Ducted | 61000 | 36400 | 2.67 | 43000 | 2.14
SAMSUNG | DVM S Eco | 202057118 | HMSR-A-CB-O | AM048NXMDCR |  | Multizone All Non-Ducted | 54000 | 31600 | 2.81 | 38000 | 2.06
SAMSUNG | FJM Max Heat | 213353370 | HMSR-A-CB-O | AJ036CXS4CH |  | Multizone All Non-Ducted | 36600 | 23000 | 2.84 | 36600 | 2.04
SAMSUNG | FJM Max Heat | 213353367 | HMSR-A-CB-O | AJ020CXS3CH |  | Multizone All Non-Ducted | 22000 | 13400 | 2.95 | 22000 | 1.95
SAMSUNG | FJM Max Heat | 207349920 | HMSR-A-CB-O | AJ036BXS4CH |  | Multizone All Non-Ducted | 36600 | 21600 | 2.89 | 36600 | 2.04
SAMSUNG | WindFree™ Max Heat® 3.0 | 210436265 | HRCU-A-CB-O | AR15CSDACWKX | AR15CSDABWKN | Singlezone Non-Ducted, Wall Placement | 15000 | 20400 | 4.98 | 18000 | 2.03
SAMSUNG | WindFree™ 3.0 (RAC) | 210445759 | HRCU-A-CB-O | AR12CSDABWKX | AR12CSDABWKN | Singlezone Non-Ducted, Wall Placement | 12000 | 11400 | 4.77 | 13800 | 2.11
SAMSUNG | WindFree™ 3.0 (RAC) | 210445757 | HRCU-A-CB-O | AR09CSDABWKX | AR09CSDABWKN | Singlezone Non-Ducted, Wall Placement | 11000 | 10000 | 4.88 | 12000 | 2.25
SAMSUNG | WindFree™ 3.0 (RAC) | 210445761 | HRCU-A-CB-O | AR15CSDABWKX | AR15CSDABWKN | Singlezone Non-Ducted, Wall Placement | 15000 | 20400 | 4.98 | 18000 | 2.03
SAMSUNG | WindFree™ Max Heat® 3.0 | 210436264 | HRCU-A-CB-O | AR12CSDACWKX | AR12CSDABWKN | Singlezone Non-Ducted, Wall Placement | 12000 | 11400 | 4.77 | 13800 | 2.11
SAMSUNG | WindFree™ Max Heat® 3.0 | 210445758 | HRCU-A-CB-O | AR09CSDACWKX | AR09CSDABWKN | Singlezone Non-Ducted, Wall Placement | 11000 | 10000 | 4.88 | 12000 | 2.25
SENVILLE |  | 207641332 | HMSR-A-CB-O | SENA/30HF/MOQ |  | Multizone All Non-Ducted | 28000 | 21000 | 2.5 | 20000 | 2.11
SENVILLE |  | 8858355 | HMSR-A-CB-O | SENA/30HF/MOZ |  | Multizone All Non-Ducted | 28000 | 17200 | 2.8 | 17040 | 1.97
SENVILLE |  | 8858354 | HMSR-A-CB-O | SENA/18HF/MOZ |  | Multizone All Non-Ducted | 19000 | 12000 | 2.79 | 10205 | 1.97
SENVILLE |  | 213732651 | HMSV-A-CB | SENA-18HF-MOB |  | Multizone All Ducted | 20000 | 16000 | 2.61 | 20000 | 1.95
SENVILLE |  | 213732650 | HMSR-A-CB-O | SENA-18HF-MOB |  | Multizone All Non-Ducted | 20000 | 15000 | 2.5 | 20000 | 1.93
SENVILLE |  | 213732652 | HMSV-A-CB | SENA-18HF-MOB |  | Multizone Mix of Ducted and Non-Ducted | 20000 | 15500 | 2.55 | 20000 | 1.95
SENVILLE | SENDC | 213386472 | HRCU-A-CB | SENDC-24HF-OM | SENDC-24HF-IM | Singlezone Ducted, Centrally Ducted | 24000 | 19200 | 2.5 | 24071 | 1.91
SENVILLE |  | 205921390 | HRCU-A-CB | SENA/09HF/OZ | SENA/09HF/ID | Singlezone Ducted, Compact Ducted | 10000 | 7200 | 2.74 | 8300 | 2.06
SENVILLE | SEN series | 207641334 | HMSV-A-CB | SENA/30HF/MOQ |  | Multizone Mix of Ducted and Non-Ducted | 28000 | 21400 | 2.55 | 20000 | 2.13
SENVILLE | SEN series | 207641331 | HMSV-A-CB | SENA/18HF/MOQ |  | Multizone Mix of Ducted and Non-Ducted | 19000 | 14500 | 2.5 | 14000 | 2.17
SENVILLE |  | 210372990 | HRCU-A-CB-O | SENA/12HF/OQ | SENA-12HF-IFU | Singlezone Non-Ducted, Wall Placement | 12000 | 10200 | 2.72 | 12300 | 2.1
SENVILLE |  | 207613965 | HRCU-A-CB-O | SENL/09CD220/OY | SENL/09CD220/IY | Singlezone Non-Ducted, Wall Placement | 10000 | 6900 | 2.53 | 6400 | 1.95
SENVILLE |  | 207641348 | HRCU-A-CB | SENA/24HF/OQ | SENA/24HF/ID | Singlezone Ducted, Compact Ducted | 25000 | 21000 | 2.64 | 27000 | 2
SENVILLE |  | 207641351 | HRCU-A-CB-O | SENA/24HF/OQ | SENA/24HF/IF | Singlezone Non-Ducted, Floor Placement | 25000 | 19000 | 2.64 | 25000 | 2.1
SENVILLE |  | 207641333 | HMSV-A-CB | SENA/30HF/MOQ |  | Multizone All Ducted | 28000 | 22000 | 2.6 | 20000 | 2.14
SENVILLE |  | 207641346 | HRCU-A-CB | SENA/12HF/OQ | SENA/12HF/ID | Singlezone Ducted, Compact Ducted | 12500 | 10600 | 2.51 | 12100 | 1.96
SENVILLE |  | 207641342 | HRCU-A-CB-O | SENA/12HF/OQ | SENA/12HF/ICZ | Singlezone Non-Ducted, Ceiling Placement | 12000 | 9900 | 2.55 | 11500 | 1.9
SENVILLE |  | 207657627 | HRCU-A-CB-O | SENA/09HF/OQ | SENA/09HF/IQ | Singlezone Non-Ducted, Wall Placement | 12000 | 9500 | 2.53 | 11109 | 1.97
SHARP |  | 213927543 | HMSV-A-CB | AE-X3M24BU | AY-XPC9/12/18BU | Multizone All Non-Ducted | 26000 | 25000 | 2.53 | 21200 | 2.34
SHARP | Eco-inverter | 8950554 | HMSV-A-CB | AE-X2M20TU |  | Multizone All Non-Ducted | 22000 | 14000 | 2.89 | 12000 | 2.27
SHARP |  | 209423517 | HRCU-A-CB-O | AE-X15ZU | AY-XPC15ZU | Singlezone Non-Ducted, Wall Placement | 18000 | 11000 | 2.69 | 15300 | 2.11
SHARP |  | 209424784 | HRCU-A-CB-O | AE-X18ZHU | AY-XP18ZHU | Singlezone Non-Ducted, Wall Placement | 21600 | 14000 | 3.21 | 19500 | 2.2
SMART COMFORT | DLC-series | 208447764 | HRCU-A-CB-O | DLCERBH09AAK | DLFEHBH09XAK | Singlezone Non-Ducted, Wall Placement | 10000 | 6000 | 2.51 | 6933 | 1.97
SMART COMFORT | DLC-series | 208447684 | HRCU-A-CB-O | DLCSRBH12AAJ | DLFSHCH12XAJ | Singlezone Non-Ducted, Wall Placement | 12000 | 8400 | 2.8 | 7094 | 2.19
SMART COMFORT | DLC-series | 208447681 | HRCU-A-CB-O | DLCSRBH09AAK | DLFSHCH09XAK | Singlezone Non-Ducted, Wall Placement | 12000 | 9500 | 2.53 | 11109 | 1.97
SMART COMFORT | DLC-series | 208447685 | HRCU-A-CB-O | DLCSRBH06AAK | DLFSHCH06XAK | Singlezone Non-Ducted, Wall Placement | 7000 | 8500 | 2.9 | 8581 | 2.19
SMART COMFORT | DLC-series | 207683383 | HRCU-A-CB-O | DLCSRBH24AAK | DLFSCBH24XAK | Singlezone Non-Ducted, Wall Placement | 25000 | 21000 | 2.64 | 26000 | 1.95
SMART COMFORT | DLC-series | 209948199 | HRCU-A-CB-O | DLCSRBH12AAK | DLFSFBH12XAK | Singlezone Non-Ducted, Wall Placement | 12000 | 10200 | 2.72 | 12300 | 2.1
SMART COMFORT | DLC-series | 211132744 | HRCU-A-CB | DLCSRBH24AAK | DLFSDAH24XHK | Singlezone Ducted, Compact Ducted | 25000 | 21000 | 2.75 | 24000 | 2
SMART COMFORT | DLC-series | 211132703 | HRCU-A-CB | DLCSRBH18AAK | DLFSDAH18XHK | Singlezone Ducted, Compact Ducted | 19000 | 15700 | 2.6 | 18000 | 2.2
SMART COMFORT | DLC-series | 210857458 | HRCU-A-CB-O | DLCSRBH06AAK | DLFSOAH09XAK | Singlezone Non-Ducted, Ceiling Placement | 7100 | 5700 | 2.61 | 8500 | 2.03
SMART COMFORT | Dlseries | 210025749 | HRCU-A-CB | DLCURAH60ABK | DLFUAAH60XAK | Singlezone Ducted, Centrally Ducted | 59000 | 42000 | 2.6 | 54356 | 1.91
SMART COMFORT | DL series | 213372180 | HRCU-A-C | DLCURAH18ABK | DLFULAH24XBX + CI | Singlezone Ducted, Centrally Ducted | 19000 | 14700 | 2.6 | 15000 | 2.2
SMART COMFORT | DLC-series | 206361910 | HRCU-A-CB-O | DLCSRBH12AAK | DLFSHBH12XAK | Singlezone Non-Ducted, Wall Placement | 12000 | 10300 | 2.56 | 12113 | 1.9
SMART COMFORT | DLC-series | 206361908 | HRCU-A-CB-O | DLCSRBH12AAJ | DLFSHBH12XAJ | Singlezone Non-Ducted, Wall Placement | 12000 | 8900 | 2.75 | 6858 | 2.07
SMART COMFORT | DLC-series | 207188929 | HRCU-A-CB-O | DLCSRBH06AAK | DLFSHBH06XAK | Singlezone Non-Ducted, Wall Placement | 7000 | 7500 | 2.5 | 7200 | 1.92
SMART COMFORT | High Tier | 202463659 | HRCU-A-CB-O | DLCPRAH24AAK | DLFPHAH24XAK | Singlezone Non-Ducted, Wall Placement | 24000 | 15450 | 3 | 24000 | 2
SMART COMFORT | Performance Series | 207643169 | HMSV-A-CB | DLCMHBH48EAK |  | Multizone Mix of Ducted and Non-Ducted | 49000 | 31000 | 2.65 | 48000 | 1.9
SMART COMFORT | Performance Series | 207643159 | HMSV-A-CB | DLCMHBH24CAK |  | Multizone All Ducted | 24000 | 18500 | 2.85 | 21500 | 1.95
SMART COMFORT | Performance Series | 207643167 | HMSR-A-CB-O | DLCMHBH48EAK |  | Multizone All Non-Ducted | 48000 | 34000 | 2.83 | 48000 | 2
SMART COMFORT | Performance Series | 207643161 | HMSR-A-CB-O | DLCMHBH30DAK |  | Multizone All Non-Ducted | 30000 | 18500 | 2.98 | 29400 | 1.9
SMART COMFORT |  | 209852124 | HRCU-A-CB | DLCURAH18ABK | DLFUAAH18XAK | Singlezone Ducted, Centrally Ducted | 19000 | 13500 | 2.5 | 18000 | 2
SMART COMFORT | High Tier | 202463658 | HRCU-A-CB-O | DLCPRAH18AAK | DLFPHAH18XAK | Singlezone Non-Ducted, Wall Placement | 18000 | 12300 | 3.19 | 18000 | 2
Star Air Kontrol |  | 211726667 | HMSV-A-CB | SAK-18-21MUZ/220(OUT)* |  | Multizone Mix of Ducted and Non-Ducted | 19000 | 14600 | 2.5 | 14000 | 2.17
STEALTH | ACIQ series | 212394355 | HRCU-A-C | ACIQ-18-HPB | ACIQ-18-ACL | Singlezone Ducted, Centrally Ducted | 19000 | 14700 | 2.6 | 15000 | 2.2
STEALTH | ACIQ series | 213433310 | HRCU-A-CB | ACIQ-24-HPB | ACIQ-24W-P | Singlezone Ducted, Centrally Ducted | 27400 | 19200 | 2.61 | 24000 | 1.91
STEALTH | ACIQ series | 213433309 | HRCU-A-CB | ACIQ-18-HPB | ACIQ-18W-P | Singlezone Ducted, Centrally Ducted | 19000 | 13500 | 2.6 | 18000 | 2
STEALTH | ACIQ series | 213433305 | HRCU-A-CB | ACIQ-18-HPB | ACIQ-18W-WM | Singlezone Ducted, Centrally Ducted | 19000 | 15800 | 2.82 | 18800 | 2.3
STEALTH | ACIQ series | 213433306 | HRCU-A-CB | ACIQ-24-HPB | ACIQ-24W-WM | Singlezone Ducted, Centrally Ducted | 26000 | 20000 | 2.7 | 24000 | 2
STEALTH | ACIQ series | 213492167 | HRCU-A-C | ACIQ-18-HPB | ACIQ-24-ACL | Singlezone Ducted, Centrally Ducted | 19000 | 14700 | 2.6 | 15000 | 2.2
STEALTH | ACIQ | 212316205 | HMSV-A-CB | ACIQ-55Z-HH-M5B |  | Multizone Mix of Ducted and Non-Ducted | 55000 | 34800 | 2.5 | 47000 | 1.94
STEALTH | ES SERIES | 212316211 | HMSV-A-CB | ES-27Z-M3B |  | Multizone Mix of Ducted and Non-Ducted | 28000 | 21400 | 2.55 | 20000 | 2.13
STEALTH | ACIQ | 212316173 | HMSV-A-CB | ACIQ-18Z-HH-M2B |  | Multizone Mix of Ducted and Non-Ducted | 20000 | 15500 | 2.55 | 20000 | 1.95
STEALTH | ES SERIES | 212316208 | HMSV-A-CB | ES-18Z-M2B |  | Multizone Mix of Ducted and Non-Ducted | 19000 | 14500 | 2.5 | 14000 | 2.17
SURE |  | 214066928 | HRCU-A-CB | RD17AZ36AJ3N | TCFZ3621MTANM | Singlezone Ducted, Centrally Ducted | 34200 | 31200 | 3.63 | 29600 | 1.9
SURE |  | 214066915 | HRCU-A-CB | RD17AZ36AJ3N | TCFZ3621MTANM | Singlezone Ducted, Centrally Ducted | 34200 | 23000 | 2.7 | 17900 | 2.3
SURE |  | 214066905 | HRCU-A-CB | RD17AZ36AJ3N | TCFZ3621MTANM | Singlezone Ducted, Centrally Ducted | 34200 | 23000 | 2.7 | 17900 | 2.3
SURE |  | 214066899 | HRCU-A-CB | RD17AZ36AJ3N | TCFZ3621MTANM | Singlezone Ducted, Centrally Ducted | 34200 | 23200 | 2.7 | 18000 | 2.3
SURE |  | 214066865 | HRCU-A-CB | RD17AZ36AJ3N | TCFZ3621MTANM | Singlezone Ducted, Centrally Ducted | 34200 | 23200 | 2.7 | 17900 | 2.3
SURE |  | 214066813 | HRCU-A-CB | RD17AZ36AJ3N | TCFZ3621MTANM | Singlezone Ducted, Centrally Ducted | 34200 | 23000 | 2.7 | 17900 | 2.3
SURE |  | 214066805 | HRCU-A-CB | RD17AZ36AJ3N | TCFZ3621MTANM | Singlezone Ducted, Centrally Ducted | 34200 | 23000 | 2.7 | 17900 | 2.3
SURE |  | 214066798 | HRCU-A-CB | RD17AZ36AJ3N | TCFZ3621MTANM | Singlezone Ducted, Centrally Ducted | 34200 | 23200 | 2.7 | 18000 | 2.3
SURE |  | 214066796 | HRCU-A-CB | RD17AZ36AJ3N | TCFZ3621MTANM | Singlezone Ducted, Centrally Ducted | 34200 | 31400 | 3.65 | 29600 | 1.9
SURE |  | 214066789 | HRCU-A-CB | RD17AZ36AJ3N | TCFZ3621MTANM | Singlezone Ducted, Centrally Ducted | 34200 | 23000 | 2.8 | 17800 | 2.3
SURE |  | 214066783 | HRCU-A-CB | RD17AZ36AJ3N | TCFZ3621MTANM | Singlezone Ducted, Centrally Ducted | 34200 | 23000 | 2.7 | 17900 | 2.3
SURE |  | 214066776 | HRCU-A-CB | RD17AZ36AJ3N | TCFZ3621MTANM | Singlezone Ducted, Centrally Ducted | 34200 | 23000 | 2.7 | 17900 | 2.3
SURE |  | 214066748 | HRCU-A-CB | RD17AZ36AJ3N | TCFZ3621MTANM | Singlezone Ducted, Centrally Ducted | 34200 | 31600 | 3.62 | 29800 | 1.9
SURE |  | 214066736 | HRCU-A-CB | RD17AZ36AJ3N | TCFZ3621MTANM | Singlezone Ducted, Centrally Ducted | 34200 | 23000 | 2.7 | 17900 | 2.3
SURE |  | 214066697 | HRCU-A-CB | RD17AZ36AJ3N | TCFZ3621MTANM | Singlezone Ducted, Centrally Ducted | 34200 | 23200 | 2.7 | 18000 | 2.3
SURE |  | 214066685 | HRCU-A-CB | RD17AZ36AJ3N | TCFZ3621MTANM | Singlezone Ducted, Centrally Ducted | 34200 | 23000 | 2.8 | 17800 | 2.3
SURE |  | 214066665 | HRCU-A-CB | RD17AZ36AJ3N | TCFZ3621MTANM | Singlezone Ducted, Centrally Ducted | 34200 | 23200 | 2.7 | 17900 | 2.3
SURE |  | 214066664 | HRCU-A-CB | RD17AZ36AJ3N | TCFZ3621MTANM | Singlezone Ducted, Centrally Ducted | 34200 | 23000 | 2.7 | 17900 | 2.3
SURE |  | 214066611 | HRCU-A-CB | RD17AZ36AJ3N | TCFZ3621MTANM | Singlezone Ducted, Centrally Ducted | 34200 | 23000 | 2.7 | 17900 | 2.3
SURE |  | 214066607 | HRCU-A-CB | RD17AZ36AJ3N | TCFZ3621MTANM | Singlezone Ducted, Centrally Ducted | 34200 | 23200 | 2.7 | 18000 | 2.3
SURE |  | 214066597 | HRCU-A-CB | RD17AZ36AJ3N | TCFZ3621MTANM | Singlezone Ducted, Centrally Ducted | 34200 | 23200 | 2.7 | 17900 | 2.3
SURE |  | 214066588 | HRCU-A-CB | RD17AZ36AJ3N | TCFZ3621MTANM | Singlezone Ducted, Centrally Ducted | 34200 | 23000 | 2.7 | 17900 | 2.3
SURE |  | 214066581 | HRCU-A-CB | RD17AZ36AJ3N | TCFZ3621MTANM | Singlezone Ducted, Centrally Ducted | 34200 | 23200 | 2.7 | 18000 | 2.3
SURE |  | 214066568 | HRCU-A-CB | RD17AZ36AJ3N | TCFZ3621MTANM | Singlezone Ducted, Centrally Ducted | 34200 | 23000 | 2.7 | 17900 | 2.3
SURE |  | 214066565 | HRCU-A-CB | RD17AZ36AJ3N | TCFZ3621MTANM | Singlezone Ducted, Centrally Ducted | 34200 | 23200 | 2.7 | 18000 | 2.3
SURE |  | 214066558 | HRCU-A-CB | RD17AZ36AJ3N | TCFZ3621MTANM | Singlezone Ducted, Centrally Ducted | 34200 | 23200 | 2.7 | 17900 | 2.3
SURE |  | 214066551 | HRCU-A-CB | RD17AZ36AJ3N | TCFZ3621MTANM | Singlezone Ducted, Centrally Ducted | 34200 | 23000 | 2.7 | 17900 | 2.3
SURE |  | 214066544 | HRCU-A-CB | RD17AZ36AJ3N | TCFZ3621MTANM | Singlezone Ducted, Centrally Ducted | 34200 | 23200 | 2.7 | 17900 | 2.3
SURE |  | 214066496 | HRCU-A-CB | RD17AZ36AJ3N | TCFZ3621MTAAM | Singlezone Ducted, Centrally Ducted | 34200 | 23800 | 2.7 | 18400 | 2.2
SURE |  | 214066494 | HRCU-A-CB | RD17AZ36AJ3N | TCFZ3621MTANM | Singlezone Ducted, Centrally Ducted | 34200 | 23400 | 2.72 | 18100 | 2.3
SURE |  | 214066490 | HRCU-A-CB | RD17AZ36AJ3N | TCFZ3621MTAAM | Singlezone Ducted, Centrally Ducted | 34200 | 23600 | 2.7 | 18300 | 2.3
SURE |  | 214066480 | HRCU-A-CB | RD17AZ36AJ3N | TCFZ3621MTAAM | Singlezone Ducted, Centrally Ducted | 34200 | 23600 | 2.8 | 18100 | 2.3
SURE |  | 214066477 | HRCU-A-CB | RD17AZ36AJ3N | TCFZ3624MTANM | Singlezone Ducted, Centrally Ducted | 34200 | 23400 | 2.7 | 18100 | 2.3
SURE |  | 214066474 | HRCU-A-CB | RD17AZ36AJ3N | TCFZ3621MTAAM | Singlezone Ducted, Centrally Ducted | 34200 | 23600 | 2.7 | 18300 | 2.3
SURE |  | 214066471 | HRCU-A-CB | RD17AZ36AJ3N | TCFZ3621MTANM | Singlezone Ducted, Centrally Ducted | 34200 | 23400 | 2.72 | 18100 | 2.3
SURE |  | 214066448 | HRCU-A-CB | RD17AZ36AJ3N | SH2CZ3621MTANA | Singlezone Ducted, Centrally Ducted | 34200 | 23200 | 2.7 | 18000 | 2.3
SURE |  | 214066441 | HRCU-A-CB | RD17AZ36AJ3N | SH2CZ3621MTANN | Singlezone Ducted, Centrally Ducted | 34200 | 22800 | 2.77 | 17800 | 2.3
SURE |  | 214075561 | HRCU-A-CB | RD17AZ24AJ3N | TCFZ2417MTANM | Singlezone Ducted, Centrally Ducted | 22600 | 19000 | 3.2 | 16900 | 2
SURE |  | 214075554 | HRCU-A-CB | RD17AZ24AJ3N | TCFZ2417MTANM | Singlezone Ducted, Centrally Ducted | 22600 | 18900 | 3.22 | 16800 | 2.1
SURE |  | 214075553 | HRCU-A-CB | RD17AZ24AJ3N | TCFZ2417MTANM | Singlezone Ducted, Centrally Ducted | 22600 | 18900 | 3.24 | 16800 | 2.1
SURE |  | 214075549 | HRCU-A-CB | RD17AZ24AJ3N | TCFZ2417MTANM | Singlezone Ducted, Centrally Ducted | 22600 | 19000 | 3.2 | 16900 | 2
SURE |  | 214075544 | HRCU-A-CB | RD17AZ24AJ3N | TCFZ2417MTANM | Singlezone Ducted, Centrally Ducted | 22600 | 19000 | 3.2 | 16900 | 2
SURE |  | 214075543 | HRCU-A-CB | RD17AZ24AJ3N | TCFZ2417MTANM | Singlezone Ducted, Centrally Ducted | 22400 | 19000 | 3.06 | 17000 | 2
SURE |  | 214075540 | HRCU-A-CB | RD17AZ24AJ3N | TCFZ2417MTANM | Singlezone Ducted, Centrally Ducted | 22600 | 19000 | 3.2 | 16900 | 2
SURE |  | 214075525 | HRCU-A-CB | RD17AZ24AJ3N | TCFZ2417MTANM | Singlezone Ducted, Centrally Ducted | 22600 | 18800 | 3.22 | 16800 | 2.1
SURE |  | 214075514 | HRCU-A-CB | RD17AZ24AJ3N | TCFZ2417MTANM | Singlezone Ducted, Centrally Ducted | 22400 | 19100 | 3.08 | 17000 | 2
SURE |  | 214075509 | HRCU-A-CB | RD17AZ24AJ3N | TCFZ2417MTANM | Singlezone Ducted, Centrally Ducted | 22600 | 18900 | 3.22 | 16800 | 2.1
SURE |  | 214075494 | HRCU-A-CB | RD17AZ24AJ3N | TCFZ2417MTANM | Singlezone Ducted, Centrally Ducted | 22600 | 18900 | 3.22 | 16800 | 2.1
SURE |  | 214075483 | HRCU-A-CB | RD17AZ24AJ3N | TCFZ2417MTANM | Singlezone Ducted, Centrally Ducted | 22600 | 19000 | 3.08 | 17000 | 2
SURE |  | 214075474 | HRCU-A-CB | RD17AZ24AJ3N | TCFZ2417MTANM | Singlezone Ducted, Centrally Ducted | 22600 | 19000 | 3.2 | 16900 | 2
SURE |  | 214075473 | HRCU-A-CB | RD17AZ24AJ3N | TCFZ2417MTANM | Singlezone Ducted, Centrally Ducted | 22600 | 19000 | 3.2 | 16900 | 2
SURE |  | 214075470 | HRCU-A-CB | RD17AZ24AJ3N | TCFZ2417MTANM | Singlezone Ducted, Centrally Ducted | 22400 | 19100 | 3.08 | 17100 | 2
SURE |  | 214075467 | HRCU-A-CB | RD17AZ24AJ3N | TCFZ2417MTANM | Singlezone Ducted, Centrally Ducted | 22600 | 19000 | 3.2 | 16900 | 2
SURE |  | 214075460 | HRCU-A-CB | RD17AZ24AJ3N | TCFZ2417MTANM | Singlezone Ducted, Centrally Ducted | 22600 | 18900 | 3.24 | 16800 | 2.1
SURE |  | 214075454 | HRCU-A-CB | RD17AZ24AJ3N | TCFZ2417MTANM | Singlezone Ducted, Centrally Ducted | 22600 | 19000 | 3.2 | 16900 | 2
SURE |  | 214075451 | HRCU-A-CB | RD17AZ24AJ3N | TCFZ2417MTANM | Singlezone Ducted, Centrally Ducted | 22600 | 19000 | 3.2 | 16900 | 2
SURE |  | 214075450 | HRCU-A-CB | RD17AZ24AJ3N | TCFZ2417MTANM | Singlezone Ducted, Centrally Ducted | 22600 | 19000 | 3.2 | 16900 | 2
SURE |  | 214075441 | HRCU-A-CB | RD17AZ24AJ3N | TCFZ2417MTANM | Singlezone Ducted, Centrally Ducted | 22600 | 19000 | 3.2 | 16900 | 2
SURE |  | 214075438 | HRCU-A-CB | RD17AZ24AJ3N | TCFZ2417MTANM | Singlezone Ducted, Centrally Ducted | 22600 | 18900 | 3.22 | 16800 | 2
SURE |  | 214075436 | HRCU-A-CB | RD17AZ24AJ3N | TCFZ2417MTANM | Singlezone Ducted, Centrally Ducted | 22600 | 19000 | 3.08 | 17000 | 2
SURE |  | 214075433 | HRCU-A-CB | RD17AZ24AJ3N | TCFZ2417MTANM | Singlezone Ducted, Centrally Ducted | 22600 | 19000 | 3.2 | 16900 | 2
SURE |  | 214075427 | HRCU-A-CB | RD17AZ24AJ3N | TCFZ2417MTANM | Singlezone Ducted, Centrally Ducted | 22600 | 19000 | 3.2 | 16900 | 2
SURE |  | 214075424 | HRCU-A-CB | RD17AZ24AJ3N | TCFZ2417MTANM | Singlezone Ducted, Centrally Ducted | 22600 | 19000 | 3.2 | 16900 | 2
SURE |  | 214075420 | HRCU-A-CB | RD17AZ24AJ3N | TCFZ2417MTANM | Singlezone Ducted, Centrally Ducted | 22600 | 18900 | 3.24 | 16800 | 2.1
SURE |  | 214075419 | HRCU-A-CB | RD17AZ24AJ3N | TCFZ2417MTANM | Singlezone Ducted, Centrally Ducted | 22600 | 18900 | 3.22 | 16800 | 2
SURE |  | 214075418 | HRCU-A-CB | RD17AZ24AJ3N | TCFZ2417MTANM | Singlezone Ducted, Centrally Ducted | 22600 | 19000 | 3.08 | 17000 | 2
SURE |  | 214075412 | HRCU-A-CB | RD17AZ24AJ3N | TCFZ2417MTANM | Singlezone Ducted, Centrally Ducted | 22600 | 19000 | 3.2 | 16900 | 2
SURE |  | 214075595 | HRCU-A-CB | RD17AZ24AJ3N | TCFZ2417MTANM | Singlezone Ducted, Centrally Ducted | 22600 | 19000 | 3.2 | 16900 | 2
SURE |  | 214075593 | HRCU-A-CB | RD17AZ24AJ3N | TCFZ2417MTANM | Singlezone Ducted, Centrally Ducted | 22600 | 18900 | 3.22 | 16800 | 2.1
SURE |  | 214075591 | HRCU-A-CB | RD17AZ24AJ3N | TCFZ2417MTANM | Singlezone Ducted, Centrally Ducted | 22600 | 18800 | 3.22 | 16800 | 2.1
SURE |  | 214075589 | HRCU-A-CB | RD17AZ24AJ3N | TCFZ2417MTANM | Singlezone Ducted, Centrally Ducted | 22600 | 19000 | 3.2 | 16900 | 2
SURE |  | 214075586 | HRCU-A-CB | RD17AZ24AJ3N | TCFZ2417MTANM | Singlezone Ducted, Centrally Ducted | 22600 | 18900 | 3.24 | 16800 | 2.1
SURE |  | 214075580 | HRCU-A-CB | RD17AZ24AJ3N | TCFZ2417MTANM | Singlezone Ducted, Centrally Ducted | 22600 | 19000 | 3.2 | 16900 | 2
SURE |  | 214075578 | HRCU-A-CB | RD17AZ24AJ3N | TCFZ2417MTANM | Singlezone Ducted, Centrally Ducted | 22600 | 18900 | 3.22 | 16800 | 2.1
SURE |  | 214075575 | HRCU-A-CB | RD17AZ24AJ3N | TCFZ2417MTANM | Singlezone Ducted, Centrally Ducted | 22600 | 19000 | 3.2 | 16900 | 2
SURE |  | 214233327 | HRCU-A-CB | RD17AZ36AJ3N | SH3VZ4821STACN | Singlezone Ducted, Centrally Ducted | 34200 | 31200 | 3.79 | 29400 | 2
SURE |  | 214075922 | HRCU-A-CB | RD17AZ24AJ3N | SH2VZ3617STANN | Singlezone Ducted, Centrally Ducted | 22800 | 15100 | 2.6 | 11900 | 2.19
SURE |  | 214066462 | HRCU-A-CB | RD17AZ36AJ3N | SH2VZ3621MTANA | Singlezone Ducted, Centrally Ducted | 34200 | 23400 | 2.8 | 18000 | 2.3
SURE |  | 214066458 | HRCU-A-CB | RD17AZ36AJ3N | SH2VZ3621MTANN | Singlezone Ducted, Centrally Ducted | 34200 | 23200 | 2.82 | 17900 | 2.3
TCL |  | 207688892 | HRCU-A-CB-O | TSC-24HA2/I3TI20 | TSC-24HA2/I3TI20-I | Singlezone Non-Ducted, Wall Placement | 24000 | 13900 | 2.75 | 16720 | 1.96
TCL |  | 207688891 | HRCU-A-CB-O | TSC-18HA2/I3TI21 | TSC-18HA2/I3TI21-I | Singlezone Non-Ducted, Wall Placement | 18000 | 10000 | 2.85 | 12600 | 2.21
TCL |  | 209424844 | HMSR-A-CB-O | TUM-27HA2/I2I21-21ES |  | Multizone All Non-Ducted | 26000 | 18100 | 2.95 | 16250 | 2.27
TCL |  | 209424845 | HMSR-A-CB-O | TUM-36HA2/I2I21-21ES |  | Multizone All Non-Ducted | 35600 | 21200 | 2.64 | 23200 | 2.12
TEMPSTAR | DLC-series | 208447756 | HRCU-A-CB-O | DLCERBH09AAK | DLFEHBH09XAK | Singlezone Non-Ducted, Wall Placement | 10000 | 6000 | 2.51 | 6933 | 1.97
TEMPSTAR | DLC-series | 208447676 | HRCU-A-CB-O | DLCSRBH12AAJ | DLFSHCH12XAJ | Singlezone Non-Ducted, Wall Placement | 12000 | 8400 | 2.8 | 7094 | 2.19
TEMPSTAR | DLC-series | 208447673 | HRCU-A-CB-O | DLCSRBH09AAK | DLFSHCH09XAK | Singlezone Non-Ducted, Wall Placement | 12000 | 9500 | 2.53 | 11109 | 1.97
TEMPSTAR | DLC-series | 208447677 | HRCU-A-CB-O | DLCSRBH06AAK | DLFSHCH06XAK | Singlezone Non-Ducted, Wall Placement | 7000 | 8500 | 2.9 | 8581 | 2.19
TEMPSTAR | DLC-series | 207683376 | HRCU-A-CB-O | DLCSRBH24AAK | DLFSCBH24XAK | Singlezone Non-Ducted, Wall Placement | 25000 | 21000 | 2.64 | 26000 | 1.95
TEMPSTAR | DLC-series | 209948198 | HRCU-A-CB-O | DLCSRBH12AAK | DLFSFBH12XAK | Singlezone Non-Ducted, Wall Placement | 12000 | 10200 | 2.72 | 12300 | 2.1
TEMPSTAR | DLC-series | 211132740 | HRCU-A-CB | DLCSRBH24AAK | DLFSDAH24XHK | Singlezone Ducted, Compact Ducted | 25000 | 21000 | 2.75 | 24000 | 2
TEMPSTAR | DLC-series | 211132700 | HRCU-A-CB | DLCSRBH18AAK | DLFSDAH18XHK | Singlezone Ducted, Compact Ducted | 19000 | 15700 | 2.6 | 18000 | 2.2
TEMPSTAR | DLC-series | 210857454 | HRCU-A-CB-O | DLCSRBH06AAK | DLFSOAH09XAK | Singlezone Non-Ducted, Ceiling Placement | 7100 | 5700 | 2.61 | 8500 | 2.03
TEMPSTAR | Dlseries | 210025748 | HRCU-A-CB | DLCURAH60ABK | DLFUAAH60XAK | Singlezone Ducted, Centrally Ducted | 59000 | 42000 | 2.6 | 54356 | 1.91
TEMPSTAR | DL series | 213372172 | HRCU-A-C | DLCURAH18ABK | DLFULAH24XBX + CI | Singlezone Ducted, Centrally Ducted | 19000 | 14700 | 2.6 | 15000 | 2.2
TEMPSTAR | DLC-series | 206361905 | HRCU-A-CB-O | DLCSRBH12AAK | DLFSHBH12XAK | Singlezone Non-Ducted, Wall Placement | 12000 | 10300 | 2.56 | 12113 | 1.9
TEMPSTAR | DLC-series | 206361903 | HRCU-A-CB-O | DLCSRBH12AAJ | DLFSHBH12XAJ | Singlezone Non-Ducted, Wall Placement | 12000 | 8900 | 2.75 | 6858 | 2.07
TEMPSTAR | DLC-series | 207188926 | HRCU-A-CB-O | DLCSRBH06AAK | DLFSHBH06XAK | Singlezone Non-Ducted, Wall Placement | 7000 | 7500 | 2.5 | 7200 | 1.92
TEMPSTAR |  | 201835748 | HRCU-A-CB-O | DLCPRAH09AAK | DLFPHAH09XAK | Singlezone Non-Ducted, Wall Placement | 10000 | 7200 | 2.78 | 13047 | 1.97
TEMPSTAR | High Tier | 202463657 | HRCU-A-CB-O | DLCPRAH24AAK | DLFPHAH24XAK | Singlezone Non-Ducted, Wall Placement | 24000 | 15450 | 3 | 24000 | 2
TEMPSTAR | QuietComfort | 206350468 | HRCU-A-CB | DLCSRBH24AAK | DLFSDAH24XAK | Singlezone Ducted, Compact Ducted | 24600 | 14500 | 2.8 | 27910 | 2.01
TEMPSTAR | Performance Series | 207643148 | HMSV-A-CB | DLCMHBH48EAK |  | Multizone Mix of Ducted and Non-Ducted | 49000 | 31000 | 2.65 | 48000 | 1.9
TEMPSTAR | Performance Series | 207643138 | HMSV-A-CB | DLCMHBH24CAK |  | Multizone All Ducted | 24000 | 18500 | 2.85 | 21500 | 1.95
TEMPSTAR | SMARTCOMFORT DELUXE 18 VS HP | 210458487 | HRCU-A-CB | TVH837GKA2*+TSTAT | EA*4X37L21A* | Singlezone Ducted, Centrally Ducted | 47500 | 30800 | 2.52 | 24400 | 1.98
TEMPSTAR | SMARTCOMFORT DELUXE 18 VS HP | 210459744 | HRCU-A-CB | TVH837GKA2*+TSTAT | EA*4X43L21A* | Singlezone Ducted, Centrally Ducted | 47500 | 30800 | 2.52 | 24400 | 1.98
TEMPSTAR | SMARTCOMFORT DELUXE 18 VS HP | 210461333 | HRCU-A-CB | TVH837GKA2*+TSTAT | EA*4X61L21A* | Singlezone Ducted, Centrally Ducted | 46500 | 30400 | 2.5 | 24200 | 1.96
TEMPSTAR | SMARTCOMFORT DELUXE 18 VS HP | 210461421 | HRCU-A-CB | TVH837GKA2*+TSTAT | EA*4X61L21A* | Singlezone Ducted, Centrally Ducted | 47000 | 30600 | 2.5 | 24400 | 1.98
TEMPSTAR | SMARTCOMFORT DELUXE 18 VS HP | 210461434 | HRCU-A-CB | TVH837GKA2*+TSTAT | EA*4X61L21A* | Singlezone Ducted, Centrally Ducted | 47000 | 30600 | 2.5 | 24400 | 1.98
TEMPSTAR | SMARTCOMFORT DELUXE 18 VS HP | 210461457 | HRCU-A-CB | TVH837GKA2*+TSTAT | EA*4X61L21A* | Singlezone Ducted, Centrally Ducted | 46500 | 30600 | 2.5 | 24400 | 1.96
TEMPSTAR | SMARTCOMFORT DELUXE 18 VS HP | 210461755 | HRCU-A-CB | TVH837GKA2*+TSTAT | EA*4X61L24A* | Singlezone Ducted, Centrally Ducted | 46500 | 30600 | 2.5 | 24200 | 1.98
TEMPSTAR | SMARTCOMFORT DELUXE 18 VS HP | 210461767 | HRCU-A-CB | TVH837GKA2*+TSTAT | EA*4X61L24A* | Singlezone Ducted, Centrally Ducted | 46500 | 30400 | 2.5 | 24200 | 1.98
TEMPSTAR | SMARTCOMFORT DELUXE 18 VS HP | 210461800 | HRCU-A-CB | TVH837GKA2*+TSTAT | EA*4X61L24A* | Singlezone Ducted, Centrally Ducted | 47000 | 30600 | 2.5 | 24400 | 1.96
TEMPSTAR | SMARTCOMFORT DELUXE 18 VS HP | 210461811 | HRCU-A-CB | TVH837GKA2*+TSTAT | EA*4X61L24A* | Singlezone Ducted, Centrally Ducted | 47000 | 30600 | 2.5 | 24400 | 1.98
TEMPSTAR | SMARTCOMFORT DELUXE 18 VS HP | 210461833 | HRCU-A-CB | TVH837GKA2*+TSTAT | EA*4X61L24A* | Singlezone Ducted, Centrally Ducted | 46500 | 30400 | 2.5 | 24000 | 1.96
TEMPSTAR | SMARTCOMFORT DELUXE 18 VS HP | 210461844 | HRCU-A-CB | TVH837GKA2*+TSTAT | EA*4X61L24A* | Singlezone Ducted, Centrally Ducted | 47000 | 30600 | 2.5 | 24400 | 1.98
TEMPSTAR | SMARTCOMFORT DELUXE 18 VS HP | 210461968 | HRCU-A-CB | TVH837GKA2*+TSTAT | EA*4X61L24A* | Singlezone Ducted, Centrally Ducted | 47000 | 30600 | 2.5 | 24400 | 1.98
TEMPSTAR | SMARTCOMFORT DELUXE 18 VS HP | 210462023 | HRCU-A-CB | TVH837GKA2*+TSTAT | EA*4X61L24A* | Singlezone Ducted, Centrally Ducted | 47000 | 30800 | 2.52 | 24400 | 1.98
TEMPSTAR | SMARTCOMFORT DELUXE 18 VS HP | 210464176 | HRCU-A-CB | TVH837GKA2*+TSTAT | EN(A,D,W)4X48L21** | Singlezone Ducted, Centrally Ducted | 47500 | 30800 | 2.5 | 24200 | 1.96
TEMPSTAR | SMARTCOMFORT DELUXE 18 VS HP | 210464311 | HRCU-A-CB | TVH837GKA2*+TSTAT | EN(A,D,W)4X48L21** | Singlezone Ducted, Centrally Ducted | 48000 | 31000 | 2.5 | 24400 | 1.94
TEMPSTAR | SMARTCOMFORT DELUXE 18 VS HP | 210464466 | HRCU-A-CB | TVH837GKA2*+TSTAT | EN(A,D,W)4X48L21** | Singlezone Ducted, Centrally Ducted | 48000 | 31000 | 2.5 | 24400 | 1.94
TEMPSTAR | SMARTCOMFORT DELUXE 18 VS HP | 210464609 | HRCU-A-CB | TVH837GKA2*+TSTAT | EN(A,D)4X48L24** | Singlezone Ducted, Centrally Ducted | 48000 | 31000 | 2.5 | 24400 | 1.96
TEMPSTAR | SMARTCOMFORT DELUXE 18 VS HP | 210464621 | HRCU-A-CB | TVH837GKA2*+TSTAT | EN(A,D)4X48L24** | Singlezone Ducted, Centrally Ducted | 47500 | 30800 | 2.5 | 24200 | 1.96
TEMPSTAR | SMARTCOMFORT DELUXE 18 VS HP | 210464687 | HRCU-A-CB | TVH837GKA2*+TSTAT | EN(A,D)4X48L24** | Singlezone Ducted, Centrally Ducted | 47500 | 30600 | 2.5 | 24200 | 1.94
TEMPSTAR | SMARTCOMFORT DELUXE 18 VS HP | 210464822 | HRCU-A-CB | TVH837GKA2*+TSTAT | EN(A,D)4X48L24** | Singlezone Ducted, Centrally Ducted | 48000 | 31000 | 2.5 | 24400 | 1.94
TEMPSTAR | SMARTCOMFORT DELUXE 18 VS HP | 210465010 | HRCU-A-CB | TVH837GKA2*+TSTAT | EN(A,D,W)4X60L24** | Singlezone Ducted, Centrally Ducted | 47000 | 30600 | 2.5 | 24000 | 1.96
TEMPSTAR | SMARTCOMFORT DELUXE 18 VS HP | 210468214 | HRCU-A-CB | TVH837GKA2*+TSTAT | EHD4X60AAL | Singlezone Ducted, Centrally Ducted | 47000 | 30600 | 2.52 | 24200 | 1.98
TEMPSTAR | SMARTCOMFORT DELUXE 18 VS HP | 210468324 | HRCU-A-CB | TVH837GKA2*+TSTAT | EHD4X60AAL | Singlezone Ducted, Centrally Ducted | 46500 | 30400 | 2.5 | 24200 | 1.98
TEMPSTAR | Performance Series | 207643146 | HMSR-A-CB-O | DLCMHBH48EAK |  | Multizone All Non-Ducted | 48000 | 34000 | 2.83 | 48000 | 2
TEMPSTAR | Performance Series | 207643140 | HMSR-A-CB-O | DLCMHBH30DAK |  | Multizone All Non-Ducted | 30000 | 18500 | 2.98 | 29400 | 1.9
TEMPSTAR | SMARTCOMFORT DELUXE 18 VS HP | 206766040 | HRCU-A-CB | TVH825GKA3* | EA*4X37L21A*+WALLCON | Singlezone Ducted, Centrally Ducted | 21000 | 20400 | 2.54 | 18100 | 2.24
TEMPSTAR | SMARTCOMFORT DELUXE 18 VS HP | 210473247 | HRCU-A-CB | TVH825GKA3* | EA*4X43L21A*+WALLCON | Singlezone Ducted, Centrally Ducted | 21000 | 20400 | 2.54 | 18100 | 2.24
TEMPSTAR | SMARTCOMFORT DELUXE 18 VS HP | 206771279 | HRCU-A-CB | TVH837GKA2* | EA*4X37L21A*+WALLCON | Singlezone Ducted, Centrally Ducted | 33000 | 31800 | 2.52 | 28000 | 2.2
TEMPSTAR | SMARTCOMFORT DELUXE 18 VS HP | 206771333 | HRCU-A-CB | TVH837GKA2* | EA*4X37L21A*+WALLCON | Singlezone Ducted, Centrally Ducted | 32800 | 31800 | 2.54 | 28000 | 2.22
TEMPSTAR | SMARTCOMFORT DELUXE 18 VS HP | 206771351 | HRCU-A-CB | TVH837GKA2* | EA*4X37L21A*+WALLCON | Singlezone Ducted, Centrally Ducted | 32800 | 31800 | 2.54 | 28000 | 2.22
TEMPSTAR | SMARTCOMFORT DELUXE 18 VS HP | 206771360 | HRCU-A-CB | TVH837GKA2* | EA*4X37L21A*+WALLCON | Singlezone Ducted, Centrally Ducted | 32800 | 31800 | 2.54 | 27800 | 2.22
TEMPSTAR | SMARTCOMFORT DELUXE 18 VS HP | 206771630 | HRCU-A-CB | TVH837GKA2* | EA*4X43L21A*+WALLCON | Singlezone Ducted, Centrally Ducted | 33000 | 32000 | 2.52 | 28000 | 2.2
TEMPSTAR | SMARTCOMFORT DELUXE 18 VS HP | 206771648 | HRCU-A-CB | TVH837GKA2* | EA*4X43L21A*+WALLCON | Singlezone Ducted, Centrally Ducted | 32800 | 31800 | 2.54 | 28000 | 2.2
TEMPSTAR | SMARTCOMFORT DELUXE 18 VS HP | 206771702 | HRCU-A-CB | TVH837GKA2* | EA*4X43L21A*+WALLCON | Singlezone Ducted, Centrally Ducted | 32800 | 31800 | 2.54 | 27800 | 2.22
TEMPSTAR | SMARTCOMFORT DELUXE 18 VS HP | 206771720 | HRCU-A-CB | TVH837GKA2* | EA*4X43L21A*+WALLCON | Singlezone Ducted, Centrally Ducted | 32800 | 31800 | 2.54 | 27800 | 2.22
TEMPSTAR | SMARTCOMFORT DELUXE 18 VS HP | 206771729 | HRCU-A-CB | TVH837GKA2* | EA*4X43L21A*+WALLCON | Singlezone Ducted, Centrally Ducted | 32800 | 31800 | 2.56 | 27800 | 2.22
TEMPSTAR | SMARTCOMFORT DELUXE 18 VS HP | 206771783 | HRCU-A-CB | TVH837GKA2* | EA*4X48L21A*+WALLCON | Singlezone Ducted, Centrally Ducted | 32600 | 31400 | 2.52 | 27800 | 2.2
TEMPSTAR | SMARTCOMFORT DELUXE 18 VS HP | 206771837 | HRCU-A-CB | TVH837GKA2* | EA*4X48L21A*+WALLCON | Singlezone Ducted, Centrally Ducted | 32400 | 31400 | 2.52 | 27600 | 2.2
TEMPSTAR | SMARTCOMFORT DELUXE 18 VS HP | 206771855 | HRCU-A-CB | TVH837GKA2* | EA*4X48L21A*+WALLCON | Singlezone Ducted, Centrally Ducted | 32400 | 31400 | 2.52 | 27600 | 2.2
TEMPSTAR | SMARTCOMFORT DELUXE 18 VS HP | 206771864 | HRCU-A-CB | TVH837GKA2* | EA*4X48L21A*+WALLCON | Singlezone Ducted, Centrally Ducted | 32400 | 31400 | 2.52 | 27600 | 2.2
TEMPSTAR | SMARTCOMFORT DELUXE 18 VS HP | 206771900 | HRCU-A-CB | TVH837GKA2* | EA*4X48L24A*+WALLCON | Singlezone Ducted, Centrally Ducted | 32400 | 31400 | 2.52 | 27600 | 2.2
TEMPSTAR | SMARTCOMFORT DELUXE 18 VS HP | 206771909 | HRCU-A-CB | TVH837GKA2* | EA*4X48L24A*+WALLCON | Singlezone Ducted, Centrally Ducted | 32400 | 31400 | 2.54 | 27600 | 2.22
TEMPSTAR | SMARTCOMFORT DELUXE 18 VS HP | 206771918 | HRCU-A-CB | TVH837GKA2* | EA*4X48L24A*+WALLCON | Singlezone Ducted, Centrally Ducted | 32400 | 31400 | 2.54 | 27600 | 2.22
TEMPSTAR | SMARTCOMFORT DELUXE 18 VS HP | 206771936 | HRCU-A-CB | TVH837GKA2* | EA*4X48L24A*+WALLCON | Singlezone Ducted, Centrally Ducted | 32400 | 31400 | 2.52 | 27600 | 2.22
TEMPSTAR | SMARTCOMFORT DELUXE 18 VS HP | 206771945 | HRCU-A-CB | TVH837GKA2* | EA*4X48L24A*+WALLCON | Singlezone Ducted, Centrally Ducted | 32600 | 31400 | 2.52 | 27800 | 2.2
TEMPSTAR | SMARTCOMFORT DELUXE 18 VS HP | 206771963 | HRCU-A-CB | TVH837GKA2* | EA*4X48L24A*+WALLCON | Singlezone Ducted, Centrally Ducted | 32400 | 31400 | 2.52 | 27600 | 2.22
TEMPSTAR | SMARTCOMFORT DELUXE 18 VS HP | 210470274 | HRCU-A-CB | TVH837GKA2* | EA*4X60L24A*+WALLCON | Singlezone Ducted, Centrally Ducted | 31800 | 31000 | 2.5 | 27400 | 2.2
TEMPSTAR | SMARTCOMFORT DELUXE 18 VS HP | 210470285 | HRCU-A-CB | TVH837GKA2* | EA*4X60L24A*+WALLCON | Singlezone Ducted, Centrally Ducted | 31800 | 31000 | 2.52 | 27400 | 2.22
TEMPSTAR | SMARTCOMFORT DELUXE 18 VS HP | 210470296 | HRCU-A-CB | TVH837GKA2* | EA*4X60L24A*+WALLCON | Singlezone Ducted, Centrally Ducted | 31800 | 31000 | 2.52 | 27400 | 2.22
TEMPSTAR | SMARTCOMFORT DELUXE 18 VS HP | 210470318 | HRCU-A-CB | TVH837GKA2* | EA*4X60L24A*+WALLCON | Singlezone Ducted, Centrally Ducted | 31800 | 31000 | 2.52 | 27400 | 2.22
TEMPSTAR | SMARTCOMFORT DELUXE 18 VS HP | 210470329 | HRCU-A-CB | TVH837GKA2* | EA*4X60L24A*+WALLCON | Singlezone Ducted, Centrally Ducted | 32000 | 31200 | 2.5 | 27600 | 2.2
TEMPSTAR | SMARTCOMFORT DELUXE 18 VS HP | 210470351 | HRCU-A-CB | TVH837GKA2* | EA*4X60L24A*+WALLCON | Singlezone Ducted, Centrally Ducted | 31800 | 31000 | 2.52 | 27400 | 2.22
TEMPSTAR | SMARTCOMFORT DELUXE 18 VS HP | 210470439 | HRCU-A-CB | TVH837GKA2* | EA*4X61L21A*+WALLCON | Singlezone Ducted, Centrally Ducted | 32200 | 31400 | 2.5 | 27800 | 2.2
TEMPSTAR | SMARTCOMFORT DELUXE 18 VS HP | 210470450 | HRCU-A-CB | TVH837GKA2* | EA*4X61L21A*+WALLCON | Singlezone Ducted, Centrally Ducted | 32000 | 31200 | 2.52 | 27600 | 2.22
TEMPSTAR | SMARTCOMFORT DELUXE 18 VS HP | 210470472 | HRCU-A-CB | TVH837GKA2* | EA*4X61L21A*+WALLCON | Singlezone Ducted, Centrally Ducted | 32000 | 31200 | 2.52 | 27600 | 2.22
TEMPSTAR | SMARTCOMFORT DELUXE 18 VS HP | 210470494 | HRCU-A-CB | TVH837GKA2* | EA*4X61L21A*+WALLCON | Singlezone Ducted, Centrally Ducted | 32000 | 31200 | 2.52 | 27600 | 2.22
TEMPSTAR | SMARTCOMFORT DELUXE 18 VS HP | 210470505 | HRCU-A-CB | TVH837GKA2* | EA*4X61L21A*+WALLCON | Singlezone Ducted, Centrally Ducted | 32000 | 31200 | 2.54 | 27600 | 2.22
TEMPSTAR | SMARTCOMFORT DELUXE 18 VS HP | 210470560 | HRCU-A-CB | TVH837GKA2* | EA*4X61L24A*+WALLCON | Singlezone Ducted, Centrally Ducted | 32000 | 31200 | 2.52 | 27600 | 2.22
TEMPSTAR | SMARTCOMFORT DELUXE 18 VS HP | 210470571 | HRCU-A-CB | TVH837GKA2* | EA*4X61L24A*+WALLCON | Singlezone Ducted, Centrally Ducted | 32000 | 31200 | 2.54 | 27400 | 2.24
TEMPSTAR | SMARTCOMFORT DELUXE 18 VS HP | 210470582 | HRCU-A-CB | TVH837GKA2* | EA*4X61L24A*+WALLCON | Singlezone Ducted, Centrally Ducted | 32000 | 31200 | 2.54 | 27600 | 2.22
TEMPSTAR | SMARTCOMFORT DELUXE 18 VS HP | 210470604 | HRCU-A-CB | TVH837GKA2* | EA*4X61L24A*+WALLCON | Singlezone Ducted, Centrally Ducted | 32000 | 31200 | 2.54 | 27600 | 2.22
TEMPSTAR | SMARTCOMFORT DELUXE 18 VS HP | 210470615 | HRCU-A-CB | TVH837GKA2* | EA*4X61L24A*+WALLCON | Singlezone Ducted, Centrally Ducted | 32000 | 31200 | 2.52 | 27600 | 2.22
TEMPSTAR | SMARTCOMFORT DELUXE 18 VS HP | 210470637 | HRCU-A-CB | TVH837GKA2* | EA*4X61L24A*+WALLCON | Singlezone Ducted, Centrally Ducted | 32000 | 31200 | 2.54 | 27600 | 2.22
TEMPSTAR |  | 209852113 | HRCU-A-CB | DLCURAH18ABK | DLFUAAH18XAK | Singlezone Ducted, Centrally Ducted | 19000 | 13500 | 2.5 | 18000 | 2
TEMPSTAR | QuietComfort | 207826608 | HMSV-A-CB | DLCSRBH24AAK | DLFSABH24XBK | Singlezone Ducted, Centrally Ducted | 26000 | 16200 | 2.79 | 21526 | 1.95
TEMPSTAR | High Tier | 202463656 | HRCU-A-CB-O | DLCPRAH18AAK | DLFPHAH18XAK | Singlezone Non-Ducted, Wall Placement | 18000 | 12300 | 3.19 | 18000 | 2
TOSHIBA CARRIER | Toshiba-Carrier VRF | 10052879 | HMSR-A-CB-O | MCY-MAP0487HS-UL |  | Multizone All Non-Ducted | 54000 | 32000 | 2.87 | 38800 | 2.09
TOSOT | Lomo Plus | 10062019 | HRCU-A-CB-O | TW12HQ3D6DO | TW12HQ3D6DI | Singlezone Non-Ducted, Wall Placement | 12200 | 8100 | 2.86 | 13000 | 1.91
TOSOT | Pular | 211177521 | HRCU-A-CB-O | TW12HXP2A1DO | TW12HXP2A1DI | Singlezone Non-Ducted, Wall Placement | 12000 | 7000 | 2.81 | 9000 | 1.9
TOSOT | Pular | 210485386 | HRCU-A-CB-O | TWH12AG25A2DO | TWH12AG25A2DI | Singlezone Non-Ducted, Wall Placement | 12000 | 7000 | 2.81 | 9000 | 1.9
TOSOT | 17 SEER DC inverter rooftop unit | 213386671 | HSP-A | TK-H02TCNAA-TU |  | Multizone All Ducted | 24000 | 23400 | 3.63 | 24000 | 2.61
TOSOT | Pular | 213319288 | HRCU-A-CB-O | TW12HP2AIDO | TW12HP2AIDI | Singlezone Non-Ducted, Wall Placement | 13000 | 7700 | 2.59 | 9110 | 1.98
TOSOT | Lomo | 9108746 | HRCU-A-CB-O | TW12HQ2C2DO | TW12HQ2C2DI | Singlezone Non-Ducted, Wall Placement | 13000 | 7700 | 2.59 | 9110 | 1.98
TOSOT | Lomo Plus | 10062018 | HRCU-A-CB-O | TW09HQ3D6DO | TW09HQ3D6DI | Singlezone Non-Ducted, Wall Placement | 9000 | 5600 | 2.88 | 12977 | 2.09
TOSOT | Pular | 211177522 | HRCU-A-CB-O | TW18HXP2A1DO | TW18HXP2A1DI | Singlezone Non-Ducted, Wall Placement | 18000 | 11000 | 2.8 | 13500 | 1.9
TOSOT | Pular | 210921188 | HRCU-A-CB-O | TWH18AG25A2DO | TWH18AG25A2DI | Singlezone Non-Ducted, Wall Placement | 18000 | 11000 | 2.8 | 13500 | 1.9
TOSOT | Lomo | 10062021 | HRCU-A-CB-O | TW24HQ3D6DO | TW24HQ3D6DI | Singlezone Non-Ducted, Wall Placement | 24000 | 15500 | 2.86 | 24000 | 1.9
TOSOT | M-Series | 211164239 | HMSR-A-CB-O | TM18HX4O |  | Multizone All Non-Ducted | 18000 | 14700 | 2.63 | 13600 | 2.23
TOSOT | M-Series | 211727021 | HMSR-A-CB-O | TM18HMO |  | Multizone All Non-Ducted | 18000 | 14700 | 2.63 | 13600 | 2.23
TRANE |  | 207526359 | HRCU-A-CB | 4TWV8X48A1 | TEM8A0C60V51+TDR | Singlezone Ducted, Centrally Ducted | 44500 | 36800 | 4.49 | 28520 | 1.92
TRANE |  | 10093495 | HRCU-A-CB | 4TWV0036A1 | TAM9A0B30V31 | Singlezone Ducted, Centrally Ducted | 32600 | 26200 | 3.17 | 20220 | 1.92
TRANE |  | 207526400 | HRCU-A-CB | 4TWV8X36A1 | 4TXCB006DS3 | Singlezone Ducted, Centrally Ducted | 33000 | 26600 | 3.3 | 21000 | 1.92
TRANE |  | 207526474 | HRCU-A-CB | 4TWV8X36A1 | 4TXCB006DS3 | Singlezone Ducted, Centrally Ducted | 33000 | 26600 | 3.3 | 21000 | 1.92
TRANE |  | 207526475 | HRCU-A-CB | 4TWV8X36A1 | 4TXCB006DS3 | Singlezone Ducted, Centrally Ducted | 32800 | 26400 | 3.31 | 20800 | 1.9
TRANE |  | 207526473 | HRCU-A-CB | 4TWV8X36A1 | 4TXCB006DS3 | Singlezone Ducted, Centrally Ducted | 33000 | 26400 | 3.31 | 20740 | 1.9
TRANE |  | 207629143 | HRCU-A-CB-O | 4TXK2509A10N0** | 4MXW2509A10N0** | Singlezone Non-Ducted, Ceiling Placement | 11000 | 7300 | 2.61 | 9000 | 1.93
TRANE |  | 210435405 | HMSR-A-CB-O | 4TXM2118A12N0** |  | Multizone All Non-Ducted | 18000 | 14700 | 2.63 | 13600 | 2.23
TRANE |  | 207629149 | HRCU-A-CB-O | 4TXK2512A10N0** | 4MXW2512A10N0** | Singlezone Non-Ducted, Ceiling Placement | 12000 | 7700 | 2.59 | 9200 | 1.93
TRANE / MITSUBISHI ELECTRIC | M-Series | 209832988 | HRCU-A-CB-O | NTXSPB09B112A* | MSZ-FS09NA*** | Singlezone Non-Ducted, Wall Placement | 9600 | 5900 | 2.98 | 11590 | 2.21
Trane / Mitsubishi Electric | Smart Multi | 211016479 | HMSV-A-CB | NTXMSM60A182B* |  | Multizone Mix of Ducted and Non-Ducted | 66000 | 41000 | 2.69 | 46500 | 1.9
Trane / Mitsubishi Electric | Smart Multi | 211016627 | HMSV-A-CB | NTXMSM48A182B* |  | Multizone Mix of Ducted and Non-Ducted | 50000 | 33200 | 2.54 | 35400 | 2.02
Trane / Mitsubishi Electric | Smart Multi | 211016466 | HMSV-A-CB | NTXMSM36A142B* |  | Multizone Mix of Ducted and Non-Ducted | 41000 | 26400 | 2.73 | 29000 | 2.1
Trane / Mitsubishi Electric | Smart Multi | 211016472 | HMSV-A-CB | NTXMSH42A152B* |  | Multizone Mix of Ducted and Non-Ducted | 48000 | 32000 | 2.63 | 44000 | 1.92
Trane / Mitsubishi Electric | Smart Multi | 211016469 | HMSV-A-CB | NTXMSH36A142B* |  | Multizone Mix of Ducted and Non-Ducted | 42000 | 29600 | 2.74 | 38500 | 1.92
TRANE / MITSUBISHI ELECTRIC |  | 212925488 | HMSR-A-CB-O | NTXMMX20A122C** |  | Multizone All Non-Ducted | 22000 | 13500 | 2.91 | 11100 | 2.03
TRANE / MITSUBISHI ELECTRIC |  | 209424923 | HMSR-A-CB-O | NTXMMX20A122C* |  | Multizone All Non-Ducted | 22000 | 13500 | 2.91 | 11100 | 2.03
TRANE / MITSUBISHI ELECTRIC | M-Series | 207705480 | HRCU-A-CB-O | MUZ-GS12NA*** | NTXWST12B112** | Singlezone Non-Ducted, Wall Placement | 14400 | 9000 | 2.64 | 10100 | 2
TRANE / MITSUBISHI ELECTRIC | M-Series | 207705482 | HRCU-A-CB-O | MUZ-GS15NA*** | NTXWST15B112** | Singlezone Non-Ducted, Wall Placement | 18000 | 12100 | 2.67 | 14000 | 2.03
TRANE / MITSUBISHI ELECTRIC | P-Series | 211497102 | HRCU-A-CB-O | TRUZA0241HA70** | TPLA0A0241EA*** | Singlezone Non-Ducted, Ceiling Placement | 29000 | 14900 | 2.73 | 13000 | 2.72
TRANE / MITSUBISHI ELECTRIC | P-Series H2i | 211497074 | HRCU-A-CB-O | TRUZH0241HA10NA | TPLA0A0241EA*** | Singlezone Non-Ducted, Ceiling Placement | 28000 | 17300 | 2.79 | 26000 | 1.92
TRANE / MITSUBISHI ELECTRIC | NV-Series | 211497097 | HRCU-A-CB-O | NTXSKS09A112AA | NTXCKS09A112** | Singlezone Non-Ducted, Ceiling Placement | 11000 | 6900 | 2.5 | 5600 | 3.04
TRANE / MITSUBISHI ELECTRIC | NV-Series | 207702765 | HRCU-A-CB | NTXSKS18A112** | PEAD-A18AA* | Singlezone Ducted, Compact Ducted | 21600 | 14000 | 2.85 | 12000 | 2.86
TRANE / MITSUBISHI ELECTRIC | NV-Series | 207702767 | HRCU-A-CB | NTXSKS18A112** | TPEADA0181AA*** | Singlezone Ducted, Compact Ducted | 21600 | 14000 | 2.85 | 12000 | 2.86
TRANE / MITSUBISHI ELECTRIC | P-Series H2i | 211497058 | HRCU-A-CB | TRUZH0361KA00NA | TPVA0A0361AA*** | Singlezone Ducted, Centrally Ducted | 40000 | 24600 | 2.55 | 38000 | 2
TRANE / MITSUBISHI ELECTRIC | NV-Series | 211497070 | HRCU-A-CB | NTXSKS18A112AA | NAXAMT18A112** | Singlezone Ducted, Centrally Ducted | 21600 | 14000 | 2.81 | 12200 | 2.88
TRANE / MITSUBISHI ELECTRIC | NV-Series | 202392239 | HRCU-A-CB | NTXSKS18A112AA | NTXAMT18A112AA | Singlezone Ducted, Centrally Ducted | 21600 | 14000 | 2.81 | 12200 | 2.88
TRANE / MITSUBISHI ELECTRIC | P-Series H2i | 211497076 | HRCU-A-CB-O | TRUZH0361KA00NA | TPLA0A0361EA*** | Singlezone Non-Ducted, Ceiling Placement | 40000 | 24200 | 2.62 | 38000 | 2.04
TRANE / MITSUBISHI ELECTRIC | NV-Series | 207702735 | HRCU-A-CB | NTXSKH12A112** | PEAD-A12AA* | Singlezone Ducted, Compact Ducted | 15000 | 8800 | 2.66 | 15000 | 2.09
TRANE / MITSUBISHI ELECTRIC | NV-Series | 207702736 | HRCU-A-CB | NTXSKH12A112** | TPEADA0121AA*** | Singlezone Ducted, Compact Ducted | 15000 | 8800 | 2.66 | 15000 | 2.09
TRANE / MITSUBISHI ELECTRIC | M-Series | 202392223 | HRCU-A-CB | NTXSKS12A112AA | NTXAMT12A112AA | Singlezone Ducted, Centrally Ducted | 15000 | 9900 | 2.59 | 7800 | 2.75
TRANE / MITSUBISHI ELECTRIC | M-Series | 211497069 | HRCU-A-CB | NTXSKS12A112AA | NAXAMT12A112** | Singlezone Ducted, Centrally Ducted | 15000 | 9900 | 2.59 | 7800 | 2.75
TRANE / MITSUBISHI ELECTRIC | M-Series | 211497094 | HRCU-A-CB-O | NTXSKS18A112AA | NTXCKS18A112** | Singlezone Non-Ducted, Ceiling Placement | 19700 | 12900 | 2.68 | 9800 | 2.37
TRANE / MITSUBISHI ELECTRIC | M-Series | 207699141 | HRCU-A-CB-O | NTXSKS12A112** | NTXUKS12A112** | Singlezone Non-Ducted, Ceiling Placement | 15400 | 9900 | 2.84 | 7900 | 2.36
TRANE / MITSUBISHI ELECTRIC | P-Series | 211497113 | HRCU-A-CB | TRUZA0241HA70** | TPVA0A0241AA*** | Singlezone Ducted, Centrally Ducted | 28000 | 15000 | 2.5 | 14500 | 2.24
TRANE / MITSUBISHI ELECTRIC | NV-Series | 207702759 | HRCU-A-CB | NTXSKS12A112** | PEAD-A12AA* | Singlezone Ducted, Compact Ducted | 15000 | 9700 | 2.66 | 7900 | 2.86
TRANE / MITSUBISHI ELECTRIC | NV-Series | 207702760 | HRCU-A-CB | NTXSKS12A112** | TPEADA0121AA*** | Singlezone Ducted, Compact Ducted | 15000 | 9700 | 2.66 | 7900 | 2.86
TRANE / MITSUBISHI ELECTRIC | P-Series | 207702848 | HRCU-A-CB | TRUZH0241HA10** | TPEADA0241AA*** | Singlezone Ducted, Compact Ducted | 28000 | 18000 | 2.51 | 25000 | 1.91
TRANE / MITSUBISHI ELECTRIC | NV-Series | 212925516 | HMSR-A-CB-O | NTXMPH30A132C** |  | Multizone All Non-Ducted | 28600 | 18000 | 2.65 | 28600 | 1.95
TRANE / MITSUBISHI ELECTRIC | NV-Series | 212925533 | HMSR-A-CB-O | NTXMPH24A132C** |  | Multizone All Non-Ducted | 25000 | 14500 | 2.62 | 25000 | 1.95
TRANE / MITSUBISHI ELECTRIC | NV-Series | 202373719 | HRCU-A-CB-O | NTXSPF18A112A* | NTXFKS18A112A* | Singlezone Non-Ducted, Floor Placement | 21000 | 12800 | 2.62 | 21000 | 2.05
TRANE / MITSUBISHI ELECTRIC | NV-Series | 202373717 | HRCU-A-CB-O | NTXSPF12A112A* | NTXFKS12A112A* | Singlezone Non-Ducted, Floor Placement | 13000 | 8800 | 2.77 | 13000 | 2.1
TRANE / MITSUBISHI ELECTRIC | M-Series | 213361523 | HRCU-A-CB-O | NTXSPB18B112A* | NAXWPH18B112A* | Singlezone Non-Ducted, Wall Placement | 19000 | 12800 | 2.93 | 23000 | 2.07
TRANE / MITSUBISHI ELECTRIC | M-Series | 213361521 | HRCU-A-CB-O | NTXSPB15B112A* | NAXWPH15B112A* | Singlezone Non-Ducted, Wall Placement | 16000 | 10000 | 3.08 | 19360 | 2.08
TRANE / MITSUBISHI ELECTRIC | M-Series | 213361519 | HRCU-A-CB-O | NTXSPB12B112A* | NAXWPH12B112A* | Singlezone Non-Ducted, Wall Placement | 12300 | 8400 | 3.33 | 14690 | 2.25
TRANE / MITSUBISHI ELECTRIC | M-Series | 213361517 | HRCU-A-CB-O | NTXSPB09B112A* | NAXWPH09B112A* | Singlezone Non-Ducted, Wall Placement | 9600 | 5900 | 2.98 | 11590 | 2.21
TRANE / MITSUBISHI ELECTRIC | M-Series | 213361515 | HRCU-A-CB-O | NTXSPB06B112A* | NAXWPH06B112A* | Singlezone Non-Ducted, Wall Placement | 8700 | 5900 | 3.33 | 10500 | 2.23
TRANE / MITSUBISHI ELECTRIC | M-Series | 213361522 | HRCU-A-CB-O | NTXSPB18B112A* | NTXWPH18B112A* | Singlezone Non-Ducted, Wall Placement | 19000 | 12800 | 2.93 | 23000 | 2.07
TRANE / MITSUBISHI ELECTRIC | M-Series | 213361520 | HRCU-A-CB-O | NTXSPB15B112A* | NTXWPH15B112A* | Singlezone Non-Ducted, Wall Placement | 16000 | 10000 | 3.08 | 19360 | 2.08
TRANE / MITSUBISHI ELECTRIC | M-Series | 213361518 | HRCU-A-CB-O | NTXSPB12B112A* | NTXWPH12B112A* | Singlezone Non-Ducted, Wall Placement | 12300 | 8400 | 3.33 | 14690 | 2.25
TRANE / MITSUBISHI ELECTRIC | M-Series | 213361516 | HRCU-A-CB-O | NTXSPB09B112A* | NTXWPH09B112A* | Singlezone Non-Ducted, Wall Placement | 9600 | 5900 | 2.98 | 11590 | 2.21
TRANE / MITSUBISHI ELECTRIC | M-Series | 213361514 | HRCU-A-CB-O | NTXSPB06B112A* | NTXWPH06B112A* | Singlezone Non-Ducted, Wall Placement | 8700 | 5900 | 3.33 | 10500 | 2.23
TRANE / MITSUBISHI ELECTRIC | M-Series | 209832993 | HRCU-A-CB-O | NTXSPB12B112A* | MSZ-FS12NA*** | Singlezone Non-Ducted, Wall Placement | 12300 | 8400 | 3.33 | 14690 | 2.25
TRANE / MITSUBISHI ELECTRIC | Nv-Series | 207525861 | HMSV-A-CB | NTXMSH36A142A* |  | Multizone Mix of Ducted and Non-Ducted | 42000 | 29600 | 2.75 | 42000 | 1.95
TRANE / MITSUBISHI ELECTRIC | Smart Multi | 207517164 | HMSR-A-CB-O | NTXMSH42A152A* |  | Multizone All Non-Ducted | 48000 | 32000 | 2.8 | 48000 | 2
TRANE / MITSUBISHI ELECTRIC | Smart Multi | 207518837 | HMSV-A-CB | NTXMSH36A142A* |  | Multizone All Ducted | 42000 | 26600 | 2.7 | 42000 | 1.9
TRANE / MITSUBISHI ELECTRIC | Smart Multi | 207517163 | HMSR-A-CB-O | NTXMSH36A142A* |  | Multizone All Non-Ducted | 42000 | 32600 | 2.8 | 42000 | 2
TRANE / MITSUBISHI ELECTRIC |  | 211497108 | HRCU-A-CB-O | TRUZA0361KA70** | TPLA0A0361EA*** | Singlezone Non-Ducted, Ceiling Placement | 42000 | 22000 | 2.59 | 21600 | 2.43
TRANE / MITSUBISHI ELECTRIC |  | 211497105 | HRCU-A-CB-O | TRUZA0301HA70** | TPLA0A0301EA*** | Singlezone Non-Ducted, Ceiling Placement | 32600 | 18100 | 2.82 | 16800 | 2.9
TRANE / MITSUBISHI ELECTRIC |  | 207702832 | HRCU-A-CB | TRUZA0241HA70** | TPEADA0241AA*** | Singlezone Ducted, Compact Ducted | 29400 | 15400 | 2.51 | 14300 | 2.33
TRANE / MITSUBISHI ELECTRIC | M-Series | 209833000 | HRCU-A-CB-O | MUZ-FS18NA*** | NTXWPH18B112A* | Singlezone Non-Ducted, Wall Placement | 19000 | 12800 | 3.23 | 23000 | 2.15
TRANE / MITSUBISHI ELECTRIC | M-Series | 209832990 | HRCU-A-CB-O | MUZ-FS12NA*** | NTXWPH12B112A* | Singlezone Non-Ducted, Wall Placement | 12300 | 8400 | 4.04 | 14690 | 2.42
TRANE / MITSUBISHI ELECTRIC | M-Series | 209832985 | HRCU-A-CB-O | MUZ-FS09NA*** | NTXWPH09B112A* | Singlezone Non-Ducted, Wall Placement | 9600 | 5900 | 3.84 | 11590 | 2.41
TRANE / MITSUBISHI ELECTRIC | M-Series | 209832980 | HRCU-A-CB-O | MUZ-FS06NA*** | NTXWPH06B112A* | Singlezone Non-Ducted, Wall Placement | 8700 | 5900 | 4.43 | 10500 | 2.46
TRANE / MITSUBISHI ELECTRIC | M-Series H2i | 202373716 | HRCU-A-CB-O | NTXSPF09A112A* | NTXFKS09A112A* | Singlezone Non-Ducted, Floor Placement | 11000 | 7500 | 2.75 | 11000 | 2.01
TRANE / MITSUBISHI ELECTRIC | M-Series | 207699145 | HRCU-A-CB-O | NTXSKS09A112** | NTXUKS09A112** | Singlezone Non-Ducted, Ceiling Placement | 12000 | 7700 | 3.22 | 6100 | 3.08
TRANE / MITSUBISHI ELECTRIC | M-Series | 211497095 | HRCU-A-CB-O | NTXSKS15A112AA | NTXCKS15A112** | Singlezone Non-Ducted, Ceiling Placement | 18000 | 11900 | 2.7 | 8900 | 2.29
TRANE / MITSUBISHI ELECTRIC | Nv-Series | 207517167 | HMSR-A-CB-O | NTXMSH48A182A* |  | Multizone All Non-Ducted | 54000 | 39000 | 2.7 | 54000 | 2
TRANE / MITSUBISHI ELECTRIC | Smart Multi | 207517162 | HMSR-A-CB-O | NTXMSM36A142A* |  | Multizone All Non-Ducted | 42000 | 26400 | 2.8 | 25200 | 2.2
TRANE / MITSUBISHI ELECTRIC | Smart Multi | 207518835 | HMSV-A-CB | NTXMSM36A142A* |  | Multizone All Ducted | 42000 | 26600 | 2.7 | 25200 | 1.99
TRANE / MITSUBISHI ELECTRIC | Smart Multi | 207525860 | HMSV-A-CB | NTXMSM36A142A* |  | Multizone Mix of Ducted and Non-Ducted | 42000 | 26400 | 2.73 | 25200 | 2.09
TRANE / MITSUBISHI ELECTRIC | Smart Multi | 207525863 | HMSV-A-CB | NTXMSM48A182A* |  | Multizone Mix of Ducted and Non-Ducted | 54000 | 33200 | 2.53 | 32400 | 2.04
TRANE / MITSUBISHI ELECTRIC | M-Series | 207705522 | HRCU-A-CB-O | NTXSST24B112** | NAXWST24B112** | Singlezone Non-Ducted, Wall Placement | 27600 | 17600 | 2.67 | 19640 | 2.25
TRANE / MITSUBISHI ELECTRIC | M-Series | 207705516 | HRCU-A-CB-O | NTXSST24B112** | NTXWST24B112** | Singlezone Non-Ducted, Wall Placement | 27600 | 17600 | 2.67 | 19640 | 2.25
TRANE / MITSUBISHI ELECTRIC | M-Series | 207705510 | HRCU-A-CB-O | NTXSST24B112** | MSZ-GS24NA*** | Singlezone Non-Ducted, Wall Placement | 27600 | 17600 | 2.67 | 19640 | 2.25
TRANE / MITSUBISHI ELECTRIC | M-Series | 207705520 | HRCU-A-CB-O | NTXSST15B112** | NAXWST15B112** | Singlezone Non-Ducted, Wall Placement | 18000 | 12100 | 2.67 | 14400 | 2.09
TRANE / MITSUBISHI ELECTRIC | M-Series | 207705513 | HRCU-A-CB-O | NTXSST15B112** | NTXWST15B112** | Singlezone Non-Ducted, Wall Placement | 18000 | 12100 | 2.67 | 14400 | 2.09
TRANE / MITSUBISHI ELECTRIC | M-Series | 207705508 | HRCU-A-CB-O | NTXSST15B112** | MSZ-GS15NA*** | Singlezone Non-Ducted, Wall Placement | 18000 | 12100 | 2.67 | 14400 | 2.09
TRANE / MITSUBISHI ELECTRIC | M-Series | 207705517 | HRCU-A-CB-O | NTXSST09B112** | NAXWST09B112** | Singlezone Non-Ducted, Wall Placement | 10900 | 6500 | 2.61 | 7900 | 2.12
TRANE / MITSUBISHI ELECTRIC | M-Series | 207705511 | HRCU-A-CB-O | NTXSST09B112** | NTXWST09B112** | Singlezone Non-Ducted, Wall Placement | 10900 | 6500 | 2.61 | 7900 | 2.12
TRANE / MITSUBISHI ELECTRIC | M-Series | 207705505 | HRCU-A-CB-O | NTXSST09B112** | MSZ-GS09NA*** | Singlezone Non-Ducted, Wall Placement | 10900 | 6500 | 2.61 | 7900 | 2.12
TRANE / MITSUBISHI ELECTRIC | M-Series | 207705528 | HRCU-A-CB-O | NTXSSH24A112** | MSZ-GS24NA*** | Singlezone Non-Ducted, Wall Placement | 21200 | 13300 | 2.78 | 21200 | 1.95
TRANE / MITSUBISHI ELECTRIC | M-Series | 207705535 | HRCU-A-CB-O | NTXSSH24A112** | NTXWST24B112** | Singlezone Non-Ducted, Wall Placement | 21200 | 13300 | 2.78 | 21200 | 1.95
TRANE / MITSUBISHI ELECTRIC | M-Series | 207705541 | HRCU-A-CB-O | NTXSSH24A112** | NAXWST24B112** | Singlezone Non-Ducted, Wall Placement | 21200 | 13300 | 2.78 | 21200 | 1.95
TRANE / MITSUBISHI ELECTRIC | M-Series | 207705526 | HRCU-A-CB-O | NTXSSH15A112** | MSZ-GS15NA*** | Singlezone Non-Ducted, Wall Placement | 14000 | 8700 | 2.68 | 14000 | 1.91
TRANE / MITSUBISHI ELECTRIC | M-Series | 207705532 | HRCU-A-CB-O | NTXSSH15A112** | NTXWST15B112** | Singlezone Non-Ducted, Wall Placement | 14000 | 8700 | 2.68 | 14000 | 1.91
TRANE / MITSUBISHI ELECTRIC | M-Series | 207705539 | HRCU-A-CB-O | NTXSSH15A112** | NAXWST15B112** | Singlezone Non-Ducted, Wall Placement | 14000 | 8700 | 2.68 | 14000 | 1.91
TRANE / MITSUBISHI ELECTRIC | M-Series | 207705524 | HRCU-A-CB-O | NTXSSH09A112** | MSZ-GS09NA*** | Singlezone Non-Ducted, Wall Placement | 9600 | 5700 | 2.57 | 9600 | 2.01
TRANE / MITSUBISHI ELECTRIC | M-Series | 207705529 | HRCU-A-CB-O | NTXSSH09A112** | NTXWST09B112** | Singlezone Non-Ducted, Wall Placement | 9600 | 5700 | 2.57 | 9600 | 2.01
TRANE / MITSUBISHI ELECTRIC | M-Series | 207705536 | HRCU-A-CB-O | NTXSSH09A112** | NAXWST09B112** | Singlezone Non-Ducted, Wall Placement | 9600 | 5700 | 2.57 | 9600 | 2.01
TRANE / MITSUBISHI ELECTRIC | M-Series | 209832262 | HRCU-A-CB-O | NTXSPH18B112A* | NTXWPH18B112A* | Singlezone Non-Ducted, Wall Placement | 19000 | 12800 | 3.23 | 23000 | 2.15
TRANE / MITSUBISHI ELECTRIC | M-Series | 209833001 | HRCU-A-CB-O | NTXSPH18B112A* | MSZ-FS18NA*** | Singlezone Non-Ducted, Wall Placement | 19000 | 12800 | 3.23 | 23000 | 2.15
TRANE / MITSUBISHI ELECTRIC | M-Series | 209833002 | HRCU-A-CB-O | NTXSPH18B112A* | NAXWPH18B112A* | Singlezone Non-Ducted, Wall Placement | 19000 | 12800 | 3.23 | 23000 | 2.15
TRANE / MITSUBISHI ELECTRIC | M-Series | 209832261 | HRCU-A-CB-O | NTXSPH15B112A* | NTXWPH15B112A* | Singlezone Non-Ducted, Wall Placement | 16000 | 10000 | 3.53 | 19360 | 2.17
TRANE / MITSUBISHI ELECTRIC | M-Series | 209832996 | HRCU-A-CB-O | NTXSPH15B112A* | MSZ-FS15NA*** | Singlezone Non-Ducted, Wall Placement | 16000 | 10000 | 3.53 | 19360 | 2.17
TRANE / MITSUBISHI ELECTRIC | M-Series | 209832997 | HRCU-A-CB-O | NTXSPH15B112A* | NAXWPH15B112A* | Singlezone Non-Ducted, Wall Placement | 16000 | 10000 | 3.53 | 19360 | 2.17
TRANE / MITSUBISHI ELECTRIC | M-Series | 209832260 | HRCU-A-CB-O | NTXSPH12B112A* | NTXWPH12B112A* | Singlezone Non-Ducted, Wall Placement | 12300 | 8400 | 4.04 | 14690 | 2.42
TRANE / MITSUBISHI ELECTRIC | M-Series | 209832991 | HRCU-A-CB-O | NTXSPH12B112A* | MSZ-FS12NA*** | Singlezone Non-Ducted, Wall Placement | 12300 | 8400 | 4.04 | 14690 | 2.42
TRANE / MITSUBISHI ELECTRIC | M-Series | 209832992 | HRCU-A-CB-O | NTXSPH12B112A* | NAXWPH12B112A* | Singlezone Non-Ducted, Wall Placement | 12300 | 8400 | 4.04 | 14690 | 2.42
TRANE / MITSUBISHI ELECTRIC | M-Series | 209832259 | HRCU-A-CB-O | NTXSPH09B112A* | NTXWPH09B112A* | Singlezone Non-Ducted, Wall Placement | 9600 | 5900 | 3.84 | 11590 | 2.41
TRANE / MITSUBISHI ELECTRIC | M-Series | 209832986 | HRCU-A-CB-O | NTXSPH09B112A* | MSZ-FS09NA*** | Singlezone Non-Ducted, Wall Placement | 9600 | 5900 | 3.84 | 11590 | 2.41
TRANE / MITSUBISHI ELECTRIC | M-Series | 209832987 | HRCU-A-CB-O | NTXSPH09B112A* | NAXWPH09B112A* | Singlezone Non-Ducted, Wall Placement | 9600 | 5900 | 3.84 | 11590 | 2.41
TRANE / MITSUBISHI ELECTRIC | M-Series | 209832258 | HRCU-A-CB-O | NTXSPH06B112A* | NTXWPH06B112A* | Singlezone Non-Ducted, Wall Placement | 8700 | 5900 | 4.43 | 10500 | 2.46
TRANE / MITSUBISHI ELECTRIC | M-Series | 209832981 | HRCU-A-CB-O | NTXSPH06B112A* | MSZ-FS06NA*** | Singlezone Non-Ducted, Wall Placement | 8700 | 5900 | 4.43 | 10500 | 2.46
TRANE / MITSUBISHI ELECTRIC | M-Series | 209832982 | HRCU-A-CB-O | NTXSPH06B112A* | NAXWPH06B112A* | Singlezone Non-Ducted, Wall Placement | 8700 | 5900 | 4.43 | 10500 | 2.46
TRANE / MITSUBISHI ELECTRIC | M-Series | 209833003 | HRCU-A-CB-O | NTXSPB18B112A* | MSZ-FS18NA*** | Singlezone Non-Ducted, Wall Placement | 19000 | 12800 | 2.93 | 23000 | 2.07
TRANE / MITSUBISHI ELECTRIC | M-Series | 209832998 | HRCU-A-CB-O | NTXSPB15B112A* | MSZ-FS15NA*** | Singlezone Non-Ducted, Wall Placement | 16000 | 10000 | 3.08 | 19360 | 2.08
TRANE / MITSUBISHI ELECTRIC | M-Series | 209832983 | HRCU-A-CB-O | NTXSPB06B112A* | MSZ-FS06NA*** | Singlezone Non-Ducted, Wall Placement | 8700 | 5900 | 3.33 | 10500 | 2.23
TRANE / MITSUBISHI ELECTRIC | M-Series | 207705497 | HRCU-A-CB-O | MUZ-GS24NAHZ*** | NTXWST24B112** | Singlezone Non-Ducted, Wall Placement | 21200 | 13300 | 2.78 | 21200 | 1.95
TRANE / MITSUBISHI ELECTRIC | M-Series | 207705484 | HRCU-A-CB-O | MUZ-GS24NA*** | NTXWST24B112** | Singlezone Non-Ducted, Wall Placement | 27600 | 17600 | 2.67 | 19640 | 2.25
TRANE / MITSUBISHI ELECTRIC | M-Series | 207705495 | HRCU-A-CB-O | MUZ-GS15NAHZ*** | NTXWST15B112** | Singlezone Non-Ducted, Wall Placement | 14000 | 8700 | 2.68 | 14000 | 1.91
TRANE / MITSUBISHI ELECTRIC | M-Series | 207705492 | HRCU-A-CB-O | MUZ-GS09NAHZ*** | NTXWST09B112** | Singlezone Non-Ducted, Wall Placement | 9600 | 5700 | 2.57 | 9600 | 2.01
TRANE / MITSUBISHI ELECTRIC | M-Series | 207705479 | HRCU-A-CB-O | MUZ-GS09NA*** | NTXWST09B112** | Singlezone Non-Ducted, Wall Placement | 10900 | 6500 | 2.61 | 7900 | 2.12
TRANE / MITSUBISHI ELECTRIC | M-Series | 209832995 | HRCU-A-CB-O | MUZ-FS15NA*** | NTXWPH15B112A* | Singlezone Non-Ducted, Wall Placement | 16000 | 10000 | 3.53 | 19360 | 2.17
TRANE / MITSUBISHI ELECTRIC | Smart Multi | 207518839 | HMSR-A-CB-O | NTXMSM48A182A* |  | Multizone All Non-Ducted | 54000 | 31400 | 2.7 | 32400 | 2.1
TRANE / MITSUBISHI ELECTRIC | Smart Multi | 207517169 | HMSR-A-CB-O | NTXMSM60A182A* |  | Multizone All Non-Ducted | 66000 | 41500 | 2.9 | 57000 | 2
Trane / Mitsubishi Electric | Smart Multi | 211016465 | HMSV-A-CB | NTXMSM36A142B* |  | Multizone All Ducted | 41000 | 26600 | 2.7 | 29000 | 2
TRANE / MITSUBISHI ELECTRIC | P-Series | 206720350 | HRCU-A-CB-O | TRUZH0241HA10** | PLA-A24EA**** | Singlezone Non-Ducted, Ceiling Placement | 28000 | 17300 | 2.79 | 26000 | 1.92
TRANE / MITSUBISHI ELECTRIC | P-Series | 206720342 | HRCU-A-CB-O | TRUZA0361KA70** | PLA-A36EA**** | Singlezone Non-Ducted, Ceiling Placement | 42000 | 22000 | 2.59 | 21600 | 2.43
TRANE / MITSUBISHI ELECTRIC | P-Series | 206720337 | HRCU-A-CB-O | TRUZA0301HA70** | PLA-A30EA**** | Singlezone Non-Ducted, Ceiling Placement | 32600 | 18100 | 2.82 | 16800 | 2.9
TRANE / MITSUBISHI ELECTRIC | P-Series | 206720332 | HRCU-A-CB-O | TRUZA0241HA70** | PLA-A24EA**** | Singlezone Non-Ducted, Ceiling Placement | 29000 | 14900 | 2.73 | 13000 | 2.72
TRANE / MITSUBISHI ELECTRIC | P-Series | 206720333 | HRCU-A-CB | TRUZA0241HA70** | PVA-A24AA**** | Singlezone Ducted, Centrally Ducted | 28000 | 15000 | 2.5 | 14500 | 2.24
TRANE / MITSUBISHI ELECTRIC | P-Series | 206720365 | HRCU-A-CB | TRUZA0241HA70** | PEAD-A24AA* | Singlezone Ducted, Compact Ducted | 29400 | 15400 | 2.51 | 14300 | 2.33
TRANE / MITSUBISHI ELECTRIC | M-Series | 207702813 | HRCU-A-CB | SUZ-KA18NA2 | TPEADA0181AA*** | Singlezone Ducted, Compact Ducted | 21600 | 14000 | 2.85 | 12000 | 2.86
TRANE / MITSUBISHI ELECTRIC | M-Series | 207699131 | HRCU-A-CB-O | SUZ-KA18NA2 | NTXUKS18A112** | Singlezone Non-Ducted, Ceiling Placement | 20000 | 13100 | 2.63 | 10700 | 2.55
TRANE / MITSUBISHI ELECTRIC | M-Series | 207702807 | HRCU-A-CB | SUZ-KA12NAHZ | TPEADA0121AA*** | Singlezone Ducted, Compact Ducted | 15000 | 8800 | 2.66 | 15000 | 2.09
TRANE / MITSUBISHI ELECTRIC | M-Series | 207699129 | HRCU-A-CB-O | SUZ-KA12NA2 | NTXUKS12A112** | Singlezone Non-Ducted, Ceiling Placement | 15400 | 9900 | 2.84 | 7900 | 2.36
TRANE / MITSUBISHI ELECTRIC | M-Series | 207702805 | HRCU-A-CB | SUZ-KA12NA2 | TPEADA0121AA*** | Singlezone Ducted, Compact Ducted | 15000 | 9700 | 2.66 | 7900 | 2.86
TRANE / MITSUBISHI ELECTRIC | M-Series | 204629199 | HRCU-A-CB-O | SUZ-KA09NA2 | NTXCKS09A112A* | Singlezone Non-Ducted, Ceiling Placement | 11000 | 6900 | 2.5 | 5600 | 3.04
TRANE / MITSUBISHI ELECTRIC | M-Series | 207699144 | HRCU-A-CB | SUZ-KA09NA2 | TPEADA0091AA*** | Singlezone Ducted, Compact Ducted | 12000 | 7600 | 2.53 | 6100 | 2.93
TRANE / MITSUBISHI ELECTRIC | P-Series H2i | 206717836 | HRCU-A-CB-O | PUZ-HA24NHA1 | TPLA0A0241EA70A | Singlezone Non-Ducted, Ceiling Placement | 28000 | 17300 | 2.79 | 26000 | 1.92
TRANE / MITSUBISHI ELECTRIC | P-Series H2i | 206717835 | HRCU-A-CB-O | PUZ-HA24NHA1 | TPKA0A0241KA70A | Singlezone Non-Ducted, Wall Placement | 28000 | 17200 | 2.51 | 26000 | 1.91
TRANE / MITSUBISHI ELECTRIC | P-Series | 206720320 | HRCU-A-CB-O | PUZ-A36NKA7*** | TPLA0A0361EA70* | Singlezone Non-Ducted, Ceiling Placement | 42000 | 22000 | 2.5 | 21600 | 2.43
TRANE / MITSUBISHI ELECTRIC | P-Series | 207702783 | HRCU-A-CB | PUZ-A36NKA7*** | TPEADA0361AA*** | Singlezone Ducted, Compact Ducted | 40500 | 20400 | 2.54 | 19800 | 2.23
TRANE / MITSUBISHI ELECTRIC | P-Series | 206720316 | HRCU-A-CB-O | PUZ-A30NHA7*** | TPLA0A0301EA70* | Singlezone Non-Ducted, Ceiling Placement | 32600 | 18100 | 2.82 | 16800 | 2.9
TRANE / MITSUBISHI ELECTRIC | P-Series | 207702781 | HRCU-A-CB | PUZ-A24NHA7*** | TPEADA0241AA*** | Singlezone Ducted, Compact Ducted | 29400 | 15400 | 2.77 | 14300 | 2.33
TRANE / MITSUBISHI ELECTRIC | P-Series | 206720313 | HRCU-A-CB | PUZ-A24NHA7*** | TPVA0A0241AA70* | Singlezone Ducted, Centrally Ducted | 28000 | 15000 | 2.5 | 14500 | 2.24
TRANE / MITSUBISHI ELECTRIC | P-Series | 206720310 | HRCU-A-CB-O | PUZ-A24NHA7*** | TPCA0A0241KA70* | Singlezone Non-Ducted, Ceiling Placement | 28000 | 15400 | 2.65 | 14900 | 2.3
TRANE / MITSUBISHI ELECTRIC | P-Series | 206720358 | HRCU-A-CB-O | PUZ-A24NHA7*** | TPKA0A0241KA70* | Singlezone Non-Ducted, Wall Placement | 28000 | 15700 | 2.63 | 15200 | 1.94
TRANE / MITSUBISHI ELECTRIC | P-Series | 206720312 | HRCU-A-CB-O | PUZ-A24NHA7*** | TPLA0A0241EA70* | Singlezone Non-Ducted, Ceiling Placement | 29000 | 14900 | 2.73 | 13000 | 2.72
TRANE / MITSUBISHI ELECTRIC | NV-Series | 206709470 | HRCU-A-CB-O | NTXSPF18A112A* | NAXFKS18A112A* | Singlezone Non-Ducted, Floor Placement | 21000 | 12800 | 2.62 | 21000 | 2.05
TRANE / MITSUBISHI ELECTRIC | NV-Series | 206709489 | HRCU-A-CB-O | NTXSPF12A112A* | MFZ-KJ12NA*** | Singlezone Non-Ducted, Floor Placement | 13000 | 8800 | 2.77 | 13000 | 2.1
TRANE / MITSUBISHI ELECTRIC | NV-Series | 206709468 | HRCU-A-CB-O | NTXSPF12A112A* | NAXFKS12A112A* | Singlezone Non-Ducted, Floor Placement | 13000 | 8800 | 2.77 | 13000 | 2.1
TRANE / MITSUBISHI ELECTRIC | M-Series H2i | 206709467 | HRCU-A-CB-O | NTXSPF09A112A* | NAXFKS09A112A* | Singlezone Non-Ducted, Floor Placement | 11000 | 7500 | 2.75 | 11000 | 2.01
TRANE / MITSUBISHI ELECTRIC | NV-Series | 204629302 | HRCU-A-CB | NTXSKS18A112A* | SVZ-KP18NA | Singlezone Ducted, Centrally Ducted | 21600 | 14000 | 2.81 | 12200 | 2.88
TRANE / MITSUBISHI ELECTRIC | M-Series | 204629289 | HRCU-A-CB-O | NTXSKS18A112A* | SLZ-KF18NA.TH | Singlezone Non-Ducted, Ceiling Placement | 19700 | 12900 | 2.68 | 9800 | 2.37
TRANE / MITSUBISHI ELECTRIC | M-Series | 207699142 | HRCU-A-CB-O | NTXSKS18A112** | MLZ-KP18NA* | Singlezone Non-Ducted, Ceiling Placement | 20000 | 13100 | 2.63 | 10700 | 2.55
TRANE / MITSUBISHI ELECTRIC | M-Series | 204629301 | HRCU-A-CB | NTXSKS12A112* | SVZ-KP12NA | Singlezone Ducted, Centrally Ducted | 15000 | 9900 | 2.59 | 7800 | 2.75
TRANE / MITSUBISHI ELECTRIC | M-Series | 207699140 | HRCU-A-CB-O | NTXSKS12A112* | MLZ-KP12NA* | Singlezone Non-Ducted, Ceiling Placement | 15400 | 9900 | 2.84 | 7900 | 2.36
TRANE / MITSUBISHI ELECTRIC | M-Series | 207699139 | HRCU-A-CB-O | NTXSKS09A112** | MLZ-KP09NA* | Singlezone Non-Ducted, Ceiling Placement | 12000 | 7700 | 3.22 | 6100 | 3.08
TRANE / MITSUBISHI ELECTRIC | M-Series | 213879429 | HRCU-A-CB-O | MUZ-FS18NAH*** | NTXWPH18B112A* | Singlezone Non-Ducted, Wall Placement | 19000 | 12800 | 2.93 | 23000 | 2.07
TRANE / MITSUBISHI ELECTRIC | M-Series | 213879428 | HRCU-A-CB-O | MUZ-FS15NAH*** | NTXWPH15B112A* | Singlezone Non-Ducted, Wall Placement | 16000 | 10000 | 3.08 | 19360 | 2.08
TRANE / MITSUBISHI ELECTRIC | M-Series | 213879427 | HRCU-A-CB-O | MUZ-FS12NAH*** | NTXWPH12B112A* | Singlezone Non-Ducted, Wall Placement | 12300 | 8400 | 3.33 | 14690 | 2.25
TRANE / MITSUBISHI ELECTRIC | M-Series | 213879426 | HRCU-A-CB-O | MUZ-FS09NAH*** | NTXWPH09B112A* | Singlezone Non-Ducted, Wall Placement | 9600 | 5900 | 2.98 | 11590 | 2.21
TRANE / MITSUBISHI ELECTRIC | M-Series | 213879425 | HRCU-A-CB-O | MUZ-FS06NAH*** | NTXWPH06B112A* | Singlezone Non-Ducted, Wall Placement | 8700 | 5900 | 3.33 | 10500 | 2.23
WEATHERMAKER | 38M series | 213372228 | HRCU-A-C | 38MURAQ18AB3 | 40MULAQ24XBX + CI | Singlezone Ducted, Centrally Ducted | 19000 | 14700 | 2.6 | 15000 | 2.2
WEATHERMAKER | Mid-Tier | 206350322 | HRCU-A-CB-O | 38MARBQ12AA1 | DHMAHBQ12XA1 | Singlezone Non-Ducted, Wall Placement | 12100 | 7400 | 2.68 | 6980 | 2.18
WEATHERMAKER | Mid-Tier | 206396059 | HRCU-A-CB-O | 38MAQB12R--3 | DHMAHBQ12XA3 | Singlezone Non-Ducted, Wall Placement | 12000 | 7500 | 2.56 | 12010 | 1.98
WEATHERMAKER | Mid-Tier | 206350369 | HRCU-A-CB | 38MARBQ24AA3 | 40MBDQ24--3 | Singlezone Ducted, Compact Ducted | 24600 | 14500 | 2.8 | 27910 | 2.01
WEATHERMAKER | Mid-Tier | 207642943 | HMSV-A-CB | 38MGHBQ24CA3 |  | Multizone All Ducted | 24000 | 18500 | 2.85 | 21500 | 1.95
WEATHERMAKER | Mid-Tier | 207642951 | HMSR-A-CB-O | 38MGHBQ48EA3 |  | Multizone All Non-Ducted | 49000 | 30000 | 2.5 | 48000 | 2
WEATHERMAKER | Mid-Tier | 207642945 | HMSR-A-CB-O | 38MGHBQ30DA3 |  | Multizone All Non-Ducted | 30000 | 17500 | 2.82 | 29400 | 1.9
WEATHERMAKER |  | 208447912 | HRCU-A-CB | 38MURAQ18AB3 | 40MUAAQ18XA3 | Singlezone Ducted, Centrally Ducted | 19000 | 13500 | 2.5 | 18000 | 2
WELLS | WSA Series | 214421470 | HRCU-A-CB-O | WSA-12HFMO | WSA-12HFMI | Singlezone Non-Ducted, Wall Placement | 12000 | 10300 | 2.56 | 12113 | 1.9
WELLS | WSA Series | 214421469 | HRCU-A-CB-O | WSA-09HFMO | WSA-09HFMI | Singlezone Non-Ducted, Wall Placement | 12000 | 9300 | 2.5 | 11300 | 1.9
WELLS |  | 213286781 | HMSR-A-CB-O | WMCA-48HFMO |  | Multizone All Non-Ducted | 49000 | 39000 | 2.5 | 46000 | 2.05
WELLS |  | 213286775 | HMSR-A-CB-O | WMCA-18HFMO |  | Multizone All Non-Ducted | 20000 | 13500 | 2.5 | 20000 | 2
WELLS |  | 213286760 | HMSR-A-CB-O | WMMA-18HFMO |  | Multizone All Non-Ducted | 19000 | 14400 | 2.5 | 14000 | 2.22
WELLS |  | 213307896 | HMSR-A-CB-O | WMCA-36HFMO |  | Multizone All Non-Ducted | 36000 | 27400 | 2.5 | 36000 | 1.95
WESTINGHOUSE |  | 207337195 | HRCU-A-CB-O | WHZ12SZA21S | WHZ12WMA21S | Singlezone Non-Ducted, Wall Placement | 12000 | 7000 | 2.77 | 9730 | 1.95
WESTINGHOUSE |  | 207337194 | HRCU-A-CB-O | WHZ09SZA21S | WHZ09WMA21S | Singlezone Non-Ducted, Wall Placement | 10000 | 6000 | 2.88 | 8050 | 2.05
WESTINGHOUSE |  | 207237538 | HRCU-A-CB-O | WHU24SZA21S | WHU24CTA21S | Singlezone Non-Ducted, Ceiling Placement | 26000 | 19000 | 2.61 | 19000 | 2.2
WESTINGHOUSE |  | 207237537 | HRCU-A-CB-O | WHU18SZA21S | WHU18CTA21S | Singlezone Non-Ducted, Ceiling Placement | 18800 | 12000 | 2.64 | 13200 | 2.36
WESTINGHOUSE |  | 207237536 | HRCU-A-CB-O | WHU12SZA21S | WHU12CTA21S | Singlezone Non-Ducted, Ceiling Placement | 12000 | 7600 | 2.72 | 8500 | 2.31
WESTINGHOUSE |  | 207237535 | HRCU-A-CB-O | WHU09SZA21S | WHU09CTA21S | Singlezone Non-Ducted, Ceiling Placement | 10000 | 7200 | 2.81 | 8300 | 2.25
WESTINGHOUSE |  | 207237540 | HRCU-A-CB | WHU09SZA21S | WHU09DHA21S | Singlezone Ducted, Compact Ducted | 10000 | 6500 | 2.65 | 7100 | 2.1
WILLIS | MultiHeat | 214810331 | HMSR-A-CB-O | MZUHW18KCH21S2-O |  | Multizone All Non-Ducted | 18000 | 14700 | 2.63 | 13600 | 2.23
WILLIS | Heatfinity | 214609738 | HRCU-A-CB-O | PUHW12KCH24S2-O | PUHW12KCH24S2-I | Singlezone Non-Ducted, Wall Placement | 12000 | 7000 | 2.81 | 9000 | 1.9
WILLIS | Heatfinity | 214609736 | HRCU-A-CB-O | PUHW18KCH23S2-O | PUHW18KCH23S2-I | Singlezone Non-Ducted, Wall Placement | 18000 | 10800 | 2.64 | 13500 | 1.9
YORK | LX SERIES | 214395639 | HRCU-A-CB | HH860E2S11 | CTF60D5CGS1+JMVT20DC2N1 | Singlezone Ducted, Centrally Ducted | 44500 | 33000 | 2.56 | 33400 | 2
YORK | LX SERIES | 214396148 | HRCU-A-CB | HH860E2S11 | CTF60C5CGS1+JMET16CS2N1 | Singlezone Ducted, Centrally Ducted | 45500 | 34400 | 2.58 | 34200 | 2
YORK | LX SERIES | 214395737 | HRCU-A-CB | HH860E2S11 | CTF60C5CGS1 | Singlezone Ducted, Centrally Ducted | 45500 | 33800 | 2.52 | 34000 | 2
YORK | LX SERIES | 214396181 | HRCU-A-CB | HH860E2S11 | CTF60D5CHS1+JMC20D2SN1 | Singlezone Ducted, Centrally Ducted | 53000 | 36600 | 2.6 | 38000 | 2
YORK | LX SERIES | 214395866 | HRCU-A-CB | HH860E2S11 | CTF60C5CGS1 | Singlezone Ducted, Centrally Ducted | 44500 | 33000 | 2.5 | 33400 | 2
YORK | LX SERIES | 214395645 | HRCU-A-CB | HH860E2S11 | CTF60C5CGS1 | Singlezone Ducted, Centrally Ducted | 45000 | 33400 | 2.5 | 33800 | 2
YORK | LX SERIES | 214395644 | HRCU-A-CB | HH860E2S11 | CTF60C5CGS1 | Singlezone Ducted, Centrally Ducted | 45000 | 33400 | 2.5 | 33800 | 2
YORK | LX SERIES | 214395853 | HRCU-A-CB | HH860E2S11 | CTF60C5CGS1+JME16C2SN1 | Singlezone Ducted, Centrally Ducted | 45500 | 34200 | 2.58 | 33800 | 2
YORK | LX SERIES | 214396149 | HRCU-A-CB | HH860E2S11 | CTF60C5CGS1 | Singlezone Ducted, Centrally Ducted | 44500 | 32600 | 2.5 | 33400 | 2
YORK | LX SERIES | 214395844 | HRCU-A-CB | HH860E2S11 | CTF60C5CGS1+JMC17C2SN1 | Singlezone Ducted, Centrally Ducted | 44000 | 32400 | 2.5 | 33200 | 2
YORK | LX SERIES | 214609029 | HRCU-A-CB | HH860E2S11 | CTF60C5CGS1 | Singlezone Ducted, Centrally Ducted | 47000 | 33800 | 2.5 | 34000 | 2
YORK | LX SERIES | 214395954 | HRCU-A-CB | HH860E2S11 | CTF60C5CGS1 | Singlezone Ducted, Centrally Ducted | 44500 | 32800 | 2.5 | 33400 | 2
YORK | LX SERIES | 214396151 | HRCU-A-CB | HH860E2S11 | CTF60D5CGS1+JME18D2SN1 | Singlezone Ducted, Centrally Ducted | 45500 | 34400 | 2.62 | 33800 | 2
YORK | LX SERIES | 214395745 | HRCU-A-CB | HH860E2S11 | CTF60D5CGS1+JMC20D2SN1 | Singlezone Ducted, Centrally Ducted | 44500 | 33000 | 2.56 | 33400 | 2
YORK | LX SERIES | 214396046 | HRCU-A-CB | HH860E2S11 | CTF60C5CGS1+JMC16C2SN1 | Singlezone Ducted, Centrally Ducted | 44000 | 32400 | 2.5 | 33200 | 2
YORK | LX SERIES | 214395741 | HRCU-A-CB | HH860E2S11 | CTF60C5CGS1+JMVT17CC2N1 | Singlezone Ducted, Centrally Ducted | 44000 | 32400 | 2.5 | 33200 | 2
YORK | LX SERIES | 214396084 | HRCU-A-CB | HH860E2S11 | CTF60D5CHS1+JME18D2SN1 | Singlezone Ducted, Centrally Ducted | 53500 | 36600 | 2.62 | 38500 | 2
YORK | LX SERIES | 214395677 | HRCU-A-CB | HH860E2S11 | CTF60D5CHS1+JMET18DS2N1 | Singlezone Ducted, Centrally Ducted | 53500 | 36600 | 2.6 | 38500 | 2
YORK | LX SERIES | 214395876 | HRCU-A-CB | HH824E2S11 | CTF30B5ACS1+JMET12BS2N1 | Singlezone Ducted, Centrally Ducted | 23000 | 18400 | 2.78 | 18100 | 2
YORK | LX SERIES | 214396074 | HRCU-A-CB | HH824E2S11 | CTF30B5ACS1+JMC12B2SN1 | Singlezone Ducted, Centrally Ducted | 23000 | 18600 | 2.84 | 18300 | 2
YORK | LX SERIES | 214395763 | HRCU-A-CB | HH824E2S11 | CTF36B5ADS1+JMVT12BC2N1 | Singlezone Ducted, Centrally Ducted | 23000 | 18200 | 2.88 | 17700 | 2
YORK | LX SERIES | 214396171 | HRCU-A-CB | HH824E2S11 | CTF30B5ACS1+JMET08BS2N1 | Singlezone Ducted, Centrally Ducted | 23000 | 18200 | 2.74 | 17900 | 2
YORK | LX SERIES | 214395659 | HRCU-A-CB | HH824E2S11 | CTF36B5ADS1+JMET12BS2N1 | Singlezone Ducted, Centrally Ducted | 22800 | 17700 | 2.77 | 17400 | 2
YORK | LX SERIES | 214396165 | HRCU-A-CB | HH824E2S11 | CTF36B5ADS1+JMET08BS2N1 | Singlezone Ducted, Centrally Ducted | 22400 | 17400 | 2.71 | 17100 | 2
YORK | LX SERIES | 214395970 | HRCU-A-CB | HH824E2S11 | CTF30B5ACS1+JMVT12BC2N1 | Singlezone Ducted, Centrally Ducted | 23000 | 18600 | 2.84 | 18300 | 2
YORK | LX SERIES | 214395764 | HRCU-A-CB | HH824E2S11 | CTF36B5ADS1+JME12B2SN1 | Singlezone Ducted, Centrally Ducted | 23000 | 18200 | 2.88 | 17700 | 2
YORK | LX SERIES | 214395771 | HRCU-A-CB | HH824E2S11 | CTF30B5ACS1+JME08B2SN1 | Singlezone Ducted, Centrally Ducted | 23000 | 18400 | 2.79 | 18000 | 2
YORK | LX SERIES | 214396166 | HRCU-A-CB | HH824E2S11 | CTF36B5ADS1+JME08B2SN1 | Singlezone Ducted, Centrally Ducted | 22800 | 17600 | 2.77 | 17400 | 2
YORK | LX SERIES | 214395773 | HRCU-A-CB | HH824E2S11 | CTF30B5ACS1+JME12B2SN1 | Singlezone Ducted, Centrally Ducted | 23000 | 18700 | 2.85 | 18400 | 2
YORK | LX SERIES | 214395867 | HRCU-A-CB | HH824E2S11 | CTF36B5ADS1+JMC12B2SN1 | Singlezone Ducted, Centrally Ducted | 23000 | 18200 | 2.88 | 17700 | 2
YORK | HMH7 | 211379736 | HRCU-A-CB | HMH72B341 | XAHC48FBCN1 | Singlezone Ducted, Centrally Ducted | 32400 | 25400 | 2.5 | 23800 | 2.06
YORK | LX SERIES | 214395661 | HRCU-A-CB | HH824E2S11 | CTF36B5ADS1 | Singlezone Ducted, Centrally Ducted | 23000 | 18400 | 2.78 | 17900 | 2
YORK | LX SERIES | 214395959 | HRCU-A-CB | HH860E2S11 | CTM60C5CGS1 | Singlezone Ducted, Centrally Ducted | 44500 | 33000 | 2.5 | 33400 | 2
YORK | LX SERIES | 214395944 | HRCU-A-CB | HH860E2S11 | CTM60C5CGS1+JME16C2SN1 | Singlezone Ducted, Centrally Ducted | 44000 | 32200 | 2.5 | 33000 | 2
YORK | LX SERIES | 214395943 | HRCU-A-CB | HH860E2S11 | CTM60C5CGS1+JMC16C2SN1 | Singlezone Ducted, Centrally Ducted | 44500 | 33000 | 2.54 | 33400 | 2
YORK | LX SERIES | 214395934 | HRCU-A-CB | HH860E2S11 | JHE48D5CG2SS1 | Singlezone Ducted, Centrally Ducted | 44500 | 33200 | 2.56 | 33400 | 2
YORK | LX SERIES | 214396001 | HRCU-A-CB | HH836E2S11 | CTF36B5CDS1+JMVT12BC2N1 | Singlezone Ducted, Centrally Ducted | 31000 | 27200 | 2.5 | 25000 | 2
YORK | LX SERIES | 214396090 | HRCU-A-CB | HH860E2S11 | CTF60D5CHS1 | Singlezone Ducted, Centrally Ducted | 53500 | 37000 | 2.6 | 39000 | 2
YORK | LX SERIES | 214396089 | HRCU-A-CB | HH860E2S11 | JHC60D5CH2SS1 | Singlezone Ducted, Centrally Ducted | 53000 | 36200 | 2.6 | 38000 | 2
YORK | LX SERIES | 214396087 | HRCU-A-CB | HH860E2S11 | CTF60C5CHS1 | Singlezone Ducted, Centrally Ducted | 53500 | 36600 | 2.56 | 38500 | 2
YORK | LX SERIES | 214396083 | HRCU-A-CB | HH860E2S11 | CTF60D5CHS1+JMVT20DC2N1 | Singlezone Ducted, Centrally Ducted | 53000 | 36600 | 2.6 | 38000 | 2
YORK | LX SERIES | 214396179 | HRCU-A-CB | HH824E2S11 | CTF30B5ACS1 | Singlezone Ducted, Centrally Ducted | 23000 | 18200 | 2.67 | 17700 | 2
YORK | LX SERIES | 214396178 | HRCU-A-CB | HH824E2S11 | CTF30B5ACS1 | Singlezone Ducted, Centrally Ducted | 23000 | 18200 | 2.67 | 17700 | 2
YORK | LX SERIES | 214396177 | HRCU-A-CB | HH824E2S11 | CTF30B5ACS1 | Singlezone Ducted, Centrally Ducted | 23000 | 18200 | 2.67 | 17700 | 2
YORK | LX SERIES | 214396176 | HRCU-A-CB | HH824E2S11 | CTF30B5ACS1 | Singlezone Ducted, Centrally Ducted | 23000 | 18400 | 2.72 | 18000 | 2
YORK | LX SERIES | 214396175 | HRCU-A-CB | HH824E2S11 | CTF30B5ACS1 | Singlezone Ducted, Centrally Ducted | 23000 | 18400 | 2.72 | 18000 | 2
YORK | LX SERIES | 214396174 | HRCU-A-CB | HH824E2S11 | CTM30B5ACS1 | Singlezone Ducted, Centrally Ducted | 23000 | 18700 | 2.7 | 18300 | 2
YORK | LX SERIES | 214396173 | HRCU-A-CB | HH824E2S11 | CTF30B5ACS1 | Singlezone Ducted, Centrally Ducted | 23000 | 18800 | 2.71 | 18400 | 2
YORK | LX SERIES | 214396172 | HRCU-A-CB | HH824E2S11 | CTF30B5ACS1 | Singlezone Ducted, Centrally Ducted | 23000 | 18700 | 2.74 | 18300 | 2
YORK | LX SERIES | 214396169 | HRCU-A-CB | HH824E2S11 | CTF30A5ADS1 | Singlezone Ducted, Centrally Ducted | 23000 | 18600 | 2.85 | 18100 | 2
YORK | LX SERIES | 214396168 | HRCU-A-CB | HH824E2S11 | CTF36B5ADS1 | Singlezone Ducted, Centrally Ducted | 23000 | 18500 | 2.78 | 18000 | 2
YORK | LX SERIES | 214396167 | HRCU-A-CB | HH824E2S11 | CTF36B5ADS1 | Singlezone Ducted, Centrally Ducted | 23000 | 18000 | 2.76 | 17600 | 2
YORK | Mini-VRF | 203994967 | HMSR-A-CB-O | YVAHP036B21S* | YIC4012B21S, YIC4012B21S, YIC4012B21S | Multizone All Non-Ducted | 40000 | 23800 | 3.24 | 37600 | 2.53
YORK | HMH7 | 211379012 | HRCU-A-CB | HMH72B341 | XAHD48FXXN1+TXV | Singlezone Ducted, Centrally Ducted | 31800 | 25000 | 2.5 | 23200 | 2.02
YORK | Mini-VRF | 203995168 | HMSV-A-CB | YVAHP048B21S* | NULL | Multizone Mix of Ducted and Non-Ducted | 54000 | 32000 | 2.88 | 39050 | 2.54
YORK | Mini-VRF | 203994968 | HMSV-A-CB | YVAHP048B21S* | YIC4012B21S, YIC4012B21S, YIC4012B21S, YIC4012B21S | Multizone All Non-Ducted | 54000 | 32000 | 2.86 | 36800 | 2.57
YORK | Mini-VRF | 203994974 | HMSV-A-CB | YVAHP048B21S* | YIDM024B21S, YIDM024B21S | Multizone All Ducted | 54000 | 32000 | 2.9 | 41300 | 2.51
YORK | Mini-VRF | 203995167 | HMSV-A-CB | YVAHP036B21S* | NULL | Multizone Mix of Ducted and Non-Ducted | 40000 | 23800 | 3.07 | 38950 | 2.46
YORK | Mini-VRF | 203994973 | HMSV-A-CB | YVAHP036B21S* | YIDM018B21S, YIDM018B21S | Multizone All Ducted | 40000 | 23800 | 2.92 | 40300 | 2.4
YORK | HMH7 | 211379952 | HRCU-A-CB | HMH72B341 | XAFD48FXXN1+TXV | Singlezone Ducted, Centrally Ducted | 32400 | 25400 | 2.56 | 23600 | 2.08
ZERO | ZMSB Series | 214232448 | HRCU-A-CB-O | ZMSB-12HV-USHHC | ZMSB-12HV-USHHC | Singlezone Non-Ducted, Wall Placement | 12000 | 10300 | 2.56 | 12113 | 1.9
ZERO | ZMSB Series | 214421475 | HRCU-A-CB-O | ZMSB-12HV-USHHC-O | ZMSB-12HV-USHHC-I | Singlezone Non-Ducted, Wall Placement | 12000 | 10300 | 2.56 | 12113 | 1.9
ZERO | ZMSB Series | 214421474 | HRCU-A-CB-O | ZMSB-09HV-USHHC-O | ZMSB-09HV-USHHC-I | Singlezone Non-Ducted, Wall Placement | 12000 | 9300 | 2.5 | 11300 | 1.9
ZERO | ZMSB Series | 214232447 | HRCU-A-CB-O | ZMSB-09HV-USHHC | ZMSB-09HV-USHHC | Singlezone Non-Ducted, Wall Placement | 12000 | 9300 | 2.5 | 11300 | 1.9
ZERO | Z3SOV Series | 214723151 | HMSV-A-CB | Z3SOV-18HDM-US |  | Multizone Mix of Ducted and Non-Ducted | 19000 | 14600 | 2.5 | 14000 | 2.19
ZERO | Z3SOV Series | 214723149 | HMSR-A-CB-O | Z3SOV-18HDM-US |  | Multizone All Non-Ducted | 19000 | 14400 | 2.5 | 14000 | 2.19
ZERO |  | 213917750 | HRCU-A-CB-O | ZMSB-18HV-USHH | ZMSB-18HV-USHH | Singlezone Non-Ducted, Wall Placement | 18000 | 14100 | 2.65 | 12829 | 2.35
ZERO |  | 213917748 | HRCU-A-CB-O | ZMSB-09HV-USHH | ZMSB-09HV-USHH | Singlezone Non-Ducted, Wall Placement | 10000 | 8100 | 2.7 | 8564 | 2.22
ZERO |  | 213917749 | HRCU-A-CB-O | ZMSB-12HV-USHH | ZMSB-12HV-USHH | Singlezone Non-Ducted, Wall Placement | 12000 | 10000 | 2.69 | 8820 | 2.25

## Sheet1 (hidden)
Manufacturer | Brand (if applicable) | Model Name | AHRI Certificate No. | Outdoor Unit Model | Indoor Unit Model(s) | AHRI Type | HSPF (Region IV): | SEER | EER (@ 95°F) | Cooling Capacity (Btuh) | ENERGY STAR Certified | Ductless or Centrally Ducted | If Ductless, Multi-zone or Single-zone? | Ductless Indoor Type | Minimum Capacity 47°F | Rated Capacity 47°F | Maximum Capacity 47°F | Input Power at Min. Capcaity 47°F | Rated Input Power 47°F | Input Power at Max. Capacity 47°F | COP at Min. Capacity 47°F | COP at Rated Capacity 47°F | COP at Max. Capacity 47°F | Minimum Capacity 17°F | Rated Capacity 17°F | Maximum Capacity 17°F | Input Power at Min. Capacity 17°F | Input Power at Rated Capacity 17°F | Input Power at Max. Capacity 17°F | COP at Min. Capacity 17°F | COP at Rated Capacity 17°F | COP at Max. Capacity 17°F | Minimum Capacity 5°F | Maximum Capacity 5°F | Input Power at Min. Capacity 5°F | Input Power at Max. Capacity 5°F | COP at Min. Capacity 5°F | COP at Max. Capacity 5°F | Maintenance Capacity (Max 5°F/Max 47°F) | Maintenance Capacity (Max 5°F/Max 17°F) | Integrated or Accessory (provide model #) | Input Power (W) | What determines when heater operates? | Outdoor Dry Bulb (°F) | Minimum Capactity X°F |  | Maximum Capacity X°F | Input Power at Min. Capacity X°F | Input Power at Max. Capacity X°F | COP at Min. Capacity X°F | COP at Max. Capacity X°F | 15 max cap- 5 max cap
American Standard | American Standard |  | 9150124 | 4TXK3812A10NUAA | 4MXW3812A10NUAA | HRCU-A-CB-O | 14 | 30.5 | 15.25 | 12000 | Yes | Ductless | Single-zone | Mini-Splits | 3000 | 12200 | 18700 | 0.25 | 0.94 | 1.6 | 3.5169 | 3.8037 | 3.4253 | 2800 | 8100 | 9000 | 0.23 | 0.74 | 1 | 3.5678 | 3.2079 | 2.6376 | 2600 | 13304 | 0.22 | 1.79 | 3.4636 | 2.1782 | 0.71144 | 1.4782 | Integrated | 72W | Heater on below 34°F | N/A | [7 empty] | -4304
Bryant | Bryant | Evolution Series | 9893607 | 280ANV036000 | FE4ANF002L | HRCU-A-CB | 10.5 | 18.5 | 12.5 | 33000 | Yes | Centrally Ducted | N/A | N/A | 14140.4 | 35404 | 35400 | 1.083 | 2.3598 | 2.3598 | 3.8265 | 4.3969 | 4.3964 | 14045 | 33496 | 30600 | 2.0862 | 3.762 | 3.762 | 1.9731 | 2.6094 | 2.6094 | 11310.2 | 33496 | 2.1432 | 3.5796 | 1.5466 | 2.7424 | 0.94621 | 1.0946 | N/A |  |  | N/A | [7 empty] | -2896
Carrier | Carrier |  | 9892658 | 25VNA036A030 | FE4ANF002L | HRCU-A-CB | 10.5 | 18.5 | 12.5 | 33000 | Yes | Centrally Ducted | N/A | N/A | 14140.4 | 35404 | 35400 | 1.083 | 2.3598 | 2.3598 | 3.8265 | 4.3969 | 4.3964 | 14045 | 33496 | 30600 | 2.0862 | 3.762 | 3.762 | 1.9731 | 2.6094 | 2.3838 | 11310.2 | 33496 | 2.1432 | 3.5796 | 1.5466 | 2.7424 | 0.94621 | 1.0946 | N/A |  |  | N/A | [7 empty] | -2896
Carrier | Bryant | Preferred Series | 9854627 | 38MGRQ30D--3 | Non-Ducted Indoor Units | HMSV-A-CB | 10 | 23.8 | 12.5 | 30000 | Yes | Ductless | Multi-zone | Non-Ducted Indoor Units | 6350 | 28000 | 37210 | 0.76 | 2.15 | 3.21 | 2.4487 | 3.8167 | 3.3973 | 5834 | 17400 | 27670 | 0.82 | 1.83 | 3.85 | 2.0851 | 2.7866 | 2.1063 | 5164 | 28220 | 0.86 | 4.05 | 1.7598 | 2.0421 | 0.7584 | 1.0199 | Integrated | 150 | 1.When the unit power on and changed in heating mode,and if the outdoor temperature continue lower than 3C for 30 seconds,after running for 25mins, the base pan heater will be actived for 5 minutes. 2.If be on the defrost mode and the outdoor temperature lower 1C for 10 seconds the base pan heater will be actived and will be 5 mins delay inactive after defrost. | N/A | [7 empty] | -550
Carrier | Carrier |  | 9854626 | 38MGRQ30D--3 | Non-Ducted Indoor Units | HMSV-A-CB | 10 | 23.8 | 12.5 | 30000 | Yes | Ductless | Multi-zone | Non-Ducted Indoor Units | 6350 | 28000 | 37210 | 0.76 | 2.15 | 3.21 | 2.4487 | 3.8167 | 3.3973 | 5834 | 17400 | 27670 | 0.82 | 1.83 | 3.85 | 2.0851 | 2.7866 | 2.1063 | 5164 | 28220 | 0.86 | 4.05 | 1.7598 | 2.0421 | 0.7584 | 1.0199 | Integrated | 150 | 1.When the unit power on and changed in heating mode,and if the outdoor temperature continue lower than 3C for 30 seconds,after running for 25mins, the base pan heater will be actived for 5 minutes. 2.If be on the defrost mode and the outdoor temperature lower 1C for 10 seconds the base pan heater will be actived and will be 5 mins delay inactive after defrost. | N/A |  | z | [5 empty] | -550
GD Midea Air-Conditioning Equipment Co.,Ltd | Willis |  | 9038628 | WSM18MH20S/O | WSM18MH20S/I | HRCU-A-CB-O | 10 | 22 | 13 | 18000 | Yes | Ductless | Single-zone | Mini-Splits | 6093 | 18000 | 19146 | 0.37915 | 1.6695 | 1.5896 | 4.7097 | 3.1599 | 3.5299 | 11100 | 11100 | 12396 | 1.1787 | 1.1787 | 1.5013 | 2.7599 | 2.7599 | 2.4199 | 10460.09 | 12500 | 1.5252 | 2.0816 | 2.0099 | 1.7599 | 0.65288 | 1.0084 | Integrated | 150 | 1.When the unit power is on/in heating mode,and if the outdoor temperature drops below 3C for 30 seconds,after running for 25mins, the base pan heater will be actived for 5 minutes. 2.In defrost mode and the outdoor temperature lower 1C for 10 seconds the base pan heater will be actived and will be 5 mins delay inactive after defrost. | N/A |  | z | [5 empty] | -104
Trane | Trane |  | 9150123 | 4TXK3812A10NUAA | 4MXW3812A10NUAA | HRCU-A-CB-O | 14 | 30.5 | 15.25 | 12000 | Yes | Ductless | Single-zone | Mini-Splits | 3000 | 12200 | 18700 | 0.25 | 0.94 | 1.6 | 3.5169 | 3.8037 | 3.4253 | 2800 | 8100 | 9000 | 0.23 | 0.74 | 1 | 3.5678 | 3.2079 | 2.6376 | 2600 | 13304 | 0.22 | 1.789 | 3.4636 | 2.1794 | 0.71144 | 1.4782 | Integrated | 72W | Heater on below 34°F | N/A | [7 empty] | -4304