## results_91425_allscenarios_noba
Source | index2 | Index | Assumption_Case | Scenario | Project_Type | Project_Size | Battery Flag | Battery Type | system_capacity | batt_simple_kw | batt_simple_duration | bos_equip_perwatt | om_capacity | electricityRate | scale_factor | debt_percent | loan_term | int_rate | module | inverter | pbi_sta_amount | NPV | LCOE | Bill_savings | IRR | Payback_period | PPA_price | Capex
no batt | 39 | 40 | Baseline | Reference | Serving Public Entity | >1.2-6.5 MWdc projects (>1-5 MWac) | 0 | 0 | 3254.9916 | 0 | 0 | 1945.5176 | 21.9998 | 0 | 127.4066 | 0.52778 | 19.5 | 0.065 | Qcells North America Q.PEAK DUO BLK-G6+ 340 | SolarEdge Technologies Ltd : SE14.4KUS [208V] | 0.1729 | 3259231.7152 | 11.2129 | 884415.7754 | 21.4674 | 7.1351 |  | 6328295.0766
no batt | 50 | 51 | Baseline | Reference | Rooftop | >1.2-6.5 MWdc projects (>1-5 MWac) | 0 | 0 | 3254.9916 | 0 | 0 | 1945.5176 | 21.9998 | 0 | 127.4066 | 0.52778 | 19.5 | 0.065 | Qcells North America Q.PEAK DUO BLK-G6+ 340 | SolarEdge Technologies Ltd : SE14.4KUS [208V] | 0.1729 | 3259231.7152 | 11.2129 | 884415.7754 | 21.4674 | 7.1351 |  | 6328295.0766
Batt Ref | 71 | 72 | Baseline | Reference | Serving Public Entity | >1.2-6.5 MWdc projects (>1-5 MWac) | 1 | 25% of PV Nameplate (kW), 2-hour duration | 3254.9916 | 813.7479 | 2 | 2059.1726 | 44.1735 | 0 | 127.4066 | 0.52778 | 19.5 | 0.065 | Qcells North America Q.PEAK DUO BLK-G6+ 340 | SolarEdge Technologies Ltd : SE14.4KUS [208V] | 0.18866 | 2383341.9358 | 13.4038 | 883889.3329 | 17.9117 | 8.1696 |  | 6697987.2649
Batt Ref | 102 | 103 | Baseline | Reference | Rooftop | >1.2-6.5 MWdc projects (>1-5 MWac) | 1 | 25% of PV Nameplate (kW), 2-hour duration | 3254.9916 | 813.7479 | 2 | 2059.1726 | 44.1735 | 0 | 127.4066 | 0.52778 | 19.5 | 0.065 | Qcells North America Q.PEAK DUO BLK-G6+ 340 | SolarEdge Technologies Ltd : SE14.4KUS [208V] | 0.18866 | 2383341.9358 | 13.4038 | 883889.3329 | 17.9117 | 8.1696 |  | 6697987.2649
Batt Ref | 123 | 124 | Baseline | Reference | Serving Public Entity | >1.2-6.5 MWdc projects (>1-5 MWac) | 1 | 25% of PV Nameplate (kW), 4-hour duration | 3254.9916 | 813.7479 | 4 | 2045.2865 | 44.1735 | 0 | 127.4066 | 0.52778 | 19.5 | 0.065 | Qcells North America Q.PEAK DUO BLK-G6+ 340 | SolarEdge Technologies Ltd : SE14.4KUS [208V] | 0.19342 | 2411839.99 | 13.411 | 883484.712 | 18.0641 | 8.1206 |  | 6652818.9379
Batt Ref | 154 | 155 | Baseline | Reference | Rooftop | >1.2-6.5 MWdc projects (>1-5 MWac) | 1 | 25% of PV Nameplate (kW), 4-hour duration | 3254.9916 | 813.7479 | 4 | 2045.2865 | 44.1735 | 0 | 127.4066 | 0.52778 | 19.5 | 0.065 | Qcells North America Q.PEAK DUO BLK-G6+ 340 | SolarEdge Technologies Ltd : SE14.4KUS [208V] | 0.19342 | 2411839.99 | 13.411 | 883484.712 | 18.0641 | 8.1206 |  | 6652818.9379
Batt Ref | 206 | 207 | Baseline | Reference | Rooftop | >1.2-6.5 MWdc projects (>1-5 MWac) | 1 | 25% of PV Nameplate (kW), 6-hour duration | 3254.9916 | 813.7479 | 6 | 2037.964 | 44.1735 | 0 | 127.4066 | 0.52778 | 19.5 | 0.065 | Qcells North America Q.PEAK DUO BLK-G6+ 340 | SolarEdge Technologies Ltd : SE14.4KUS [208V] | 0.1962 | 2426773.9196 | 13.4449 | 883132.2703 | 18.1446 | 8.0949 |  | 6629000.6503
Batt Ref | 175 | 176 | Baseline | Reference | Serving Public Entity | >1.2-6.5 MWdc projects (>1-5 MWac) | 1 | 25% of PV Nameplate (kW), 6-hour duration | 3254.9916 | 813.7479 | 6 | 2037.964 | 44.1735 | 0 | 127.4066 | 0.52778 | 19.5 | 0.065 | Qcells North America Q.PEAK DUO BLK-G6+ 340 | SolarEdge Technologies Ltd : SE14.4KUS [208V] | 0.1962 | 2426773.9196 | 13.4449 | 883132.2703 | 18.1446 | 8.0949 |  | 6629000.6503
no batt | 38 | 39 | Baseline | Reference | Serving Public Entity | >600 kW-1.2 MWdc projects (>500 kW-1.0 MWac) | 0 | 0 | 805.4008 | 0 | 0 | 2111.4073 | 21.7356 | 0 | 79.7896 | 0.38 | 10 | 0.0725 | Qcells North America Q.PEAK DUO BLK-G6+ 340 | SolarEdge Technologies Ltd : SE14.4KUS [208V] | 0.2513 | 847142.1517 | 13.5599 | 264127.8403 | 17.3292 | 6.5153 |  | 1696891.9149
no batt | 49 | 50 | Baseline | Reference | Rooftop | >600 kW-1.2 MWdc projects (>500 kW-1.0 MWac) | 0 | 0 | 805.4008 | 0 | 0 | 2111.4073 | 21.7356 | 0 | 79.7896 | 0.38 | 10 | 0.0725 | Qcells North America Q.PEAK DUO BLK-G6+ 340 | SolarEdge Technologies Ltd : SE14.4KUS [208V] | 0.2513 | 847142.1517 | 13.5599 | 264127.8403 | 17.3292 | 6.5153 |  | 1696891.9149
no batt | 4 | 5 | Baseline | Reference | Ground-Mount | >1.2-6.5 MWdc projects (>1-5 MWac) | 0 | 0 | 3254.9916 | 0 | 0 | 2561.7409 | 13.942 | 0 | 127.4066 | 0.52778 | 19.5 | 0.065 | Qcells North America Q.PEAK DUO BLK-G6+ 340 | SolarEdge Technologies Ltd : SE14.4KUS [208V] | 0.1729 | 2215069.6363 | 13.7195 | 884415.7754 | 15.8172 | 8.8998 |  | 8332719.314
no batt | 9 | 10 | Baseline | Reference | Brownfield | >1.2-6.5 MWdc projects (>1-5 MWac) | 0 | 0 | 3254.9916 | 0 | 0 | 2561.7409 | 13.942 | 0 | 127.4066 | 0.52778 | 19.5 | 0.065 | Qcells North America Q.PEAK DUO BLK-G6+ 340 | SolarEdge Technologies Ltd : SE14.4KUS [208V] | 0.1729 | 2215069.6363 | 13.7195 | 884415.7754 | 15.8172 | 8.8998 |  | 8332719.314
no batt | 19 | 20 | Baseline | Reference | Landfill | >1.2-6.5 MWdc projects (>1-5 MWac) | 0 | 0 | 3254.9916 | 0 | 0 | 2561.7409 | 13.942 | 0 | 127.4066 | 0.52778 | 19.5 | 0.065 | Qcells North America Q.PEAK DUO BLK-G6+ 340 | SolarEdge Technologies Ltd : SE14.4KUS [208V] | 0.1729 | 2215069.6363 | 13.7195 | 884415.7754 | 15.8172 | 8.8998 |  | 8332719.314
no batt | 37 | 38 | Baseline | Reference | Serving Public Entity | >275-600 kWdc projects (>250-500 kWac) | 0 | 0 | 373.4255 | 0 | 0 | 2313.7143 | 20.1772 | 0 | 56.8473 | 0.46875 | 10 | 0.07125 | Qcells North America Q.PEAK DUO BLK-G6+ 340 | SolarEdge Technologies Ltd : SE14.4KUS [208V] | 0.2882 | 359664.4657 | 14.3162 | 123505.1054 | 16.7161 | 7.0651 |  | 869225.1323
no batt | 48 | 49 | Baseline | Reference | Rooftop | >275-600 kWdc projects (>250-500 kWac) | 0 | 0 | 373.4255 | 0 | 0 | 2313.7143 | 20.1772 | 0 | 56.8473 | 0.46875 | 10 | 0.07125 | Qcells North America Q.PEAK DUO BLK-G6+ 340 | SolarEdge Technologies Ltd : SE14.4KUS [208V] | 0.2782 | 359664.4657 | 14.3162 | 123505.1054 | 16.7161 | 7.0651 |  | 869225.1323
Batt Ref | 227 | 228 | Baseline | Reference | Serving Public Entity | >1.2-6.5 MWdc projects (>1-5 MWac) | 1 | 50% of PV Nameplate (kW), 2-hour duration | 3254.9916 | 1627.4958 | 2 | 2172.8277 | 66.3471 | 0 | 127.4066 | 0.52778 | 19.5 | 0.065 | Qcells North America Q.PEAK DUO BLK-G6+ 340 | SolarEdge Technologies Ltd : SE14.4KUS [208V] | 0.20357 | 1507526.9288 | 15.6102 | 883473.8212 | 14.5515 | 9.3888 |  | 7067679.4531
Batt Ref | 258 | 259 | Baseline | Reference | Rooftop | >1.2-6.5 MWdc projects (>1-5 MWac) | 1 | 50% of PV Nameplate (kW), 2-hour duration | 3254.9916 | 1627.4958 | 2 | 2172.8277 | 66.3471 | 0 | 127.4066 | 0.52778 | 19.5 | 0.065 | Qcells North America Q.PEAK DUO BLK-G6+ 340 | SolarEdge Technologies Ltd : SE14.4KUS [208V] | 0.20357 | 1507526.9288 | 15.6102 | 883473.8212 | 14.5515 | 9.3888 |  | 7067679.4531
Batt Ref | 310 | 311 | Baseline | Reference | Rooftop | >1.2-6.5 MWdc projects (>1-5 MWac) | 1 | 50% of PV Nameplate (kW), 4-hour duration | 3254.9916 | 1627.4958 | 4 | 2145.0554 | 66.3471 | 0 | 127.4066 | 0.52778 | 19.5 | 0.065 | Qcells North America Q.PEAK DUO BLK-G6+ 340 | SolarEdge Technologies Ltd : SE14.4KUS [208V] | 0.21284 | 1564607.1402 | 15.6323 | 882789.3526 | 14.8162 | 9.2829 |  | 6977342.7991
Batt Ref | 279 | 280 | Baseline | Reference | Serving Public Entity | >1.2-6.5 MWdc projects (>1-5 MWac) | 1 | 50% of PV Nameplate (kW), 4-hour duration | 3254.9916 | 1627.4958 | 4 | 2145.0554 | 66.3471 | 0 | 127.4066 | 0.52778 | 19.5 | 0.065 | Qcells North America Q.PEAK DUO BLK-G6+ 340 | SolarEdge Technologies Ltd : SE14.4KUS [208V] | 0.21284 | 1564607.1402 | 15.6323 | 882789.3526 | 14.8162 | 9.2829 |  | 6977342.7991
Batt Ref | 362 | 363 | Baseline | Reference | Rooftop | >1.2-6.5 MWdc projects (>1-5 MWac) | 1 | 50% of PV Nameplate (kW), 6-hour duration | 3254.9916 | 1627.4958 | 6 | 2130.4104 | 66.3471 | 0 | 127.4066 | 0.52778 | 19.5 | 0.065 | Qcells North America Q.PEAK DUO BLK-G6+ 340 | SolarEdge Technologies Ltd : SE14.4KUS [208V] | 0.21826 | 1594578.8441 | 15.7044 | 882238.5311 | 14.9573 | 9.2273 |  | 6929706.224
Batt Ref | 331 | 332 | Baseline | Reference | Serving Public Entity | >1.2-6.5 MWdc projects (>1-5 MWac) | 1 | 50% of PV Nameplate (kW), 6-hour duration | 3254.9916 | 1627.4958 | 6 | 2130.4104 | 66.3471 | 0 | 127.4066 | 0.52778 | 19.5 | 0.065 | Qcells North America Q.PEAK DUO BLK-G6+ 340 | SolarEdge Technologies Ltd : SE14.4KUS [208V] | 0.21826 | 1594578.8441 | 15.7044 | 882238.5311 | 14.9573 | 9.2273 |  | 6929706.224
no batt | 14 | 15 | Baseline | Reference | Community Shared | >1.2-6.5 MWdc projects (>1-5 MWac) | 0 | 0 | 3254.9916 | 0 | 0 | 2981.25 | 14.1861 | 0 | 127.4066 | 0.52778 | 19.5 | 0.065 | Qcells North America Q.PEAK DUO BLK-G6+ 340 | SolarEdge Technologies Ltd : SE14.4KUS [208V] | 0.1729 | 1338841.0607 | 15.8229 | 884415.7754 | 12.685 | 10.1938 |  | 9697280.3991
Batt Ref | 56 | 57 | Baseline | Reference | Ground-Mount | >1.2-6.5 MWdc projects (>1-5 MWac) | 1 | 25% of PV Nameplate (kW), 2-hour duration | 3254.9916 | 813.7479 | 2 | 2675.3959 | 36.1157 | 0 | 127.4066 | 0.52778 | 19.5 | 0.065 | Qcells North America Q.PEAK DUO BLK-G6+ 340 | SolarEdge Technologies Ltd : SE14.4KUS [208V] | 0.18866 | 1339179.8569 | 15.9272 | 883889.3329 | 13.0841 | 10.0152 |  | 8702411.5023
Batt Ref | 61 | 62 | Baseline | Reference | Brownfield | >1.2-6.5 MWdc projects (>1-5 MWac) | 1 | 25% of PV Nameplate (kW), 2-hour duration | 3254.9916 | 813.7479 | 2 | 2675.3959 | 36.1157 | 0 | 127.4066 | 0.52778 | 19.5 | 0.065 | Qcells North America Q.PEAK DUO BLK-G6+ 340 | SolarEdge Technologies Ltd : SE14.4KUS [208V] | 0.18866 | 1339179.8569 | 15.9272 | 883889.3329 | 13.0841 | 10.0152 |  | 8702411.5023
Batt Ref | 91 | 92 | Baseline | Reference | Landfill | >1.2-6.5 MWdc projects (>1-5 MWac) | 1 | 25% of PV Nameplate (kW), 2-hour duration | 3254.9916 | 813.7479 | 2 | 2675.3959 | 36.1157 | 0 | 127.4066 | 0.52778 | 19.5 | 0.065 | Qcells North America Q.PEAK DUO BLK-G6+ 340 | SolarEdge Technologies Ltd : SE14.4KUS [208V] | 0.18866 | 1339179.8569 | 15.9272 | 883889.3329 | 13.0841 | 10.0152 |  | 8702411.5023
Batt Ref | 108 | 109 | Baseline | Reference | Ground-Mount | >1.2-6.5 MWdc projects (>1-5 MWac) | 1 | 25% of PV Nameplate (kW), 4-hour duration | 3254.9916 | 813.7479 | 4 | 2661.5097 | 36.1157 | 0 | 127.4066 | 0.52778 | 19.5 | 0.065 | Qcells North America Q.PEAK DUO BLK-G6+ 340 | SolarEdge Technologies Ltd : SE14.4KUS [208V] | 0.19342 | 1367677.9112 | 15.9488 | 883484.712 | 13.1866 | 9.9694 |  | 8657243.1753
Batt Ref | 113 | 114 | Baseline | Reference | Brownfield | >1.2-6.5 MWdc projects (>1-5 MWac) | 1 | 25% of PV Nameplate (kW), 4-hour duration | 3254.9916 | 813.7479 | 4 | 2661.5097 | 36.1157 | 0 | 127.4066 | 0.52778 | 19.5 | 0.065 | Qcells North America Q.PEAK DUO BLK-G6+ 340 | SolarEdge Technologies Ltd : SE14.4KUS [208V] | 0.19342 | 1367677.9112 | 15.9488 | 883484.712 | 13.1866 | 9.9694 |  | 8657243.1753
Batt Ref | 143 | 144 | Baseline | Reference | Landfill | >1.2-6.5 MWdc projects (>1-5 MWac) | 1 | 25% of PV Nameplate (kW), 4-hour duration | 3254.9916 | 813.7479 | 4 | 2661.5097 | 36.1157 | 0 | 127.4066 | 0.52778 | 19.5 | 0.065 | Qcells North America Q.PEAK DUO BLK-G6+ 340 | SolarEdge Technologies Ltd : SE14.4KUS [208V] | 0.19342 | 1367677.9112 | 15.9488 | 883484.712 | 13.1866 | 9.9694 |  | 8657243.1753
Batt Ref | 122 | 123 | Baseline | Reference | Serving Public Entity | >600 kW-1.2 MWdc projects (>500 kW-1.0 MWac) | 1 | 25% of PV Nameplate (kW), 4-hour duration | 805.4008 | 201.3502 | 4 | 2241.1325 | 43.9092 | 0 | 79.7896 | 0.38 | 10 | 0.0725 | Qcells North America Q.PEAK DUO BLK-G6+ 340 | SolarEdge Technologies Ltd : SE14.4KUS [208V] | 0.27182 | 592832.9251 | 15.9786 | 261547.7173 | 14.6152 | 7.4757 |  | 1801149.1843
Batt Ref | 153 | 154 | Baseline | Reference | Rooftop | >600 kW-1.2 MWdc projects (>500 kW-1.0 MWac) | 1 | 25% of PV Nameplate (kW), 4-hour duration | 805.4008 | 201.3502 | 4 | 2241.1325 | 43.9092 | 0 | 79.7896 | 0.38 | 10 | 0.0725 | Qcells North America Q.PEAK DUO BLK-G6+ 340 | SolarEdge Technologies Ltd : SE14.4KUS [208V] | 0.27182 | 592832.9251 | 15.9786 | 261547.7173 | 14.6152 | 7.4757 |  | 1801149.1843
Batt Ref | 174 | 175 | Baseline | Reference | Serving Public Entity | >600 kW-1.2 MWdc projects (>500 kW-1.0 MWac) | 1 | 25% of PV Nameplate (kW), 6-hour duration | 805.4008 | 201.3502 | 6 | 2231.6113 | 43.9092 | 0 | 79.7896 | 0.38 | 10 | 0.0725 | Qcells North America Q.PEAK DUO BLK-G6+ 340 | SolarEdge Technologies Ltd : SE14.4KUS [208V] | 0.2746 | 590763.7436 | 15.9794 | 260600.4616 | 14.6185 | 7.475 |  | 1793497.2674
Batt Ref | 205 | 206 | Baseline | Reference | Rooftop | >600 kW-1.2 MWdc projects (>500 kW-1.0 MWac) | 1 | 25% of PV Nameplate (kW), 6-hour duration | 805.4008 | 201.3502 | 6 | 2231.6113 | 43.9092 | 0 | 79.7896 | 0.38 | 10 | 0.0725 | Qcells North America Q.PEAK DUO BLK-G6+ 340 | SolarEdge Technologies Ltd : SE14.4KUS [208V] | 0.2746 | 590763.7436 | 15.9794 | 260600.4616 | 14.6185 | 7.475 |  | 1793497.2674
Batt Ref | 165 | 166 | Baseline | Reference | Brownfield | >1.2-6.5 MWdc projects (>1-5 MWac) | 1 | 25% of PV Nameplate (kW), 6-hour duration | 3254.9916 | 813.7479 | 6 | 2654.1872 | 36.1157 | 0 | 127.4066 | 0.52778 | 19.5 | 0.065 | Qcells North America Q.PEAK DUO BLK-G6+ 340 | SolarEdge Technologies Ltd : SE14.4KUS [208V] | 0.1962 | 1382611.8407 | 15.9962 | 883132.2703 | 13.2407 | 9.9452 |  | 8633424.8877
Batt Ref | 160 | 161 | Baseline | Reference | Ground-Mount | >1.2-6.5 MWdc projects (>1-5 MWac) | 1 | 25% of PV Nameplate (kW), 6-hour duration | 3254.9916 | 813.7479 | 6 | 2654.1872 | 36.1157 | 0 | 127.4066 | 0.52778 | 19.5 | 0.065 | Qcells North America Q.PEAK DUO BLK-G6+ 340 | SolarEdge Technologies Ltd : SE14.4KUS [208V] | 0.1962 | 1382611.8407 | 15.9962 | 883132.2703 | 13.2407 | 9.9452 |  | 8633424.8877
Batt Ref | 195 | 196 | Baseline | Reference | Landfill | >1.2-6.5 MWdc projects (>1-5 MWac) | 1 | 25% of PV Nameplate (kW), 6-hour duration | 3254.9916 | 813.7479 | 6 | 2654.1872 | 36.1157 | 0 | 127.4066 | 0.52778 | 19.5 | 0.065 | Qcells North America Q.PEAK DUO BLK-G6+ 340 | SolarEdge Technologies Ltd : SE14.4KUS [208V] | 0.1962 | 1382611.8407 | 15.9962 | 883132.2703 | 13.2407 | 9.9452 |  | 8633424.8877
Batt Ref | 70 | 71 | Baseline | Reference | Serving Public Entity | >600 kW-1.2 MWdc projects (>500 kW-1.0 MWac) | 1 | 25% of PV Nameplate (kW), 2-hour duration | 805.4008 | 201.3502 | 2 | 2259.188 | 43.9092 | 0 | 79.7896 | 0.38 | 10 | 0.0725 | Qcells North America Q.PEAK DUO BLK-G6+ 340 | SolarEdge Technologies Ltd : SE14.4KUS [208V] | 0.26706 | 591301.1714 | 16.0166 | 262693.6641 | 14.5596 | 7.4975 |  | 1815660.0632
Batt Ref | 101 | 102 | Baseline | Reference | Rooftop | >600 kW-1.2 MWdc projects (>500 kW-1.0 MWac) | 1 | 25% of PV Nameplate (kW), 2-hour duration | 805.4008 | 201.3502 | 2 | 2259.188 | 43.9092 | 0 | 79.7896 | 0.38 | 10 | 0.0725 | Qcells North America Q.PEAK DUO BLK-G6+ 340 | SolarEdge Technologies Ltd : SE14.4KUS [208V] | 0.26706 | 591301.1714 | 16.0166 | 262693.6641 | 14.5596 | 7.4975 |  | 1815660.0632
no batt | 44 | 45 | Baseline | Reference | Pollinator-Friendly | >1.2-6.5 MWdc projects (>1-5 MWac) | 0 | 0 | 3254.9916 | 0 | 0 | 2920 | 23.8059 | 0 | 127.4066 | 0.52778 | 19.5 | 0.065 | Qcells North America Q.PEAK DUO BLK-G6+ 340 | SolarEdge Technologies Ltd : SE14.4KUS [208V] | 0.1729 | 1188064.3786 | 16.1849 | 884415.7754 | 12.3538 | 10.3461 |  | 9498049.0618
Batt Ref | 173 | 174 | Baseline | Reference | Serving Public Entity | >275-600 kWdc projects (>250-500 kWac) | 1 | 25% of PV Nameplate (kW), 6-hour duration | 373.4255 | 93.3564 | 6 | 2452.6056 | 42.3508 | 0 | 56.8473 | 0.46875 | 10 | 0.07125 | Qcells North America Q.PEAK DUO BLK-G6+ 340 | SolarEdge Technologies Ltd : SE14.4KUS [208V] | 0.3115 | 241559.9119 | 16.7382 | 122609.9577 | 13.975 | 8.0676 |  | 921404.3428
Batt Ref | 204 | 205 | Baseline | Reference | Rooftop | >275-600 kWdc projects (>250-500 kWac) | 1 | 25% of PV Nameplate (kW), 6-hour duration | 373.4255 | 93.3564 | 6 | 2452.6056 | 42.3508 | 0 | 56.8473 | 0.46875 | 10 | 0.07125 | Qcells North America Q.PEAK DUO BLK-G6+ 340 | SolarEdge Technologies Ltd : SE14.4KUS [208V] | 0.3015 | 241559.9119 | 16.7382 | 122609.9577 | 13.975 | 8.0676 |  | 921404.3428
Batt Ref | 121 | 122 | Baseline | Reference | Serving Public Entity | >275-600 kWdc projects (>250-500 kWac) | 1 | 25% of PV Nameplate (kW), 4-hour duration | 373.4255 | 93.3564 | 4 | 2463.6069 | 42.3508 | 0 | 56.8473 | 0.46875 | 10 | 0.07125 | Qcells North America Q.PEAK DUO BLK-G6+ 340 | SolarEdge Technologies Ltd : SE14.4KUS [208V] | 0.30872 | 240239.7889 | 16.7732 | 122812.2329 | 13.9279 | 8.0866 |  | 925537.3538
Batt Ref | 152 | 153 | Baseline | Reference | Rooftop | >275-600 kWdc projects (>250-500 kWac) | 1 | 25% of PV Nameplate (kW), 4-hour duration | 373.4255 | 93.3564 | 4 | 2463.6069 | 42.3508 | 0 | 56.8473 | 0.46875 | 10 | 0.07125 | Qcells North America Q.PEAK DUO BLK-G6+ 340 | SolarEdge Technologies Ltd : SE14.4KUS [208V] | 0.29872 | 240239.7889 | 16.7732 | 122812.2329 | 13.9279 | 8.0866 |  | 925537.3538
Batt Ref | 69 | 70 | Baseline | Reference | Serving Public Entity | >275-600 kWdc projects (>250-500 kWac) | 1 | 25% of PV Nameplate (kW), 2-hour duration | 373.4255 | 93.3564 | 2 | 2484.4694 | 42.3508 | 0 | 56.8473 | 0.46875 | 10 | 0.07125 | Qcells North America Q.PEAK DUO BLK-G6+ 340 | SolarEdge Technologies Ltd : SE14.4KUS [208V] | 0.30396 | 236748.1815 | 16.8555 | 123078.6624 | 13.8196 | 8.1312 |  | 933375.0789
Batt Ref | 100 | 101 | Baseline | Reference | Rooftop | >275-600 kWdc projects (>250-500 kWac) | 1 | 25% of PV Nameplate (kW), 2-hour duration | 373.4255 | 93.3564 | 2 | 2484.4694 | 42.3508 | 0 | 56.8473 | 0.46875 | 10 | 0.07125 | Qcells North America Q.PEAK DUO BLK-G6+ 340 | SolarEdge Technologies Ltd : SE14.4KUS [208V] | 0.29396 | 236748.1815 | 16.8555 | 123078.6624 | 13.8196 | 8.1312 |  | 933375.0789
no batt | 34 | 35 | Baseline | Reference | Floating | >1.2-6.5 MWdc projects (>1-5 MWac) | 0 | 0 | 3254.9916 | 0 | 0 | 3150 | 19.065 | 0 | 127.4066 | 0.52778 | 19.5 | 0.065 | Qcells North America Q.PEAK DUO BLK-G6+ 340 | SolarEdge Technologies Ltd : SE14.4KUS [208V] | 0.1729 | 848376.3879 | 17.0003 | 884415.7754 | 11.2553 | 10.88 |  | 10246183.0632
no batt | 36 | 37 | Baseline | Reference | Serving Public Entity | >27.5-275 kWdc projects (>25-250 kWac) | 0 | 0 | 112.6517 | 0 | 0 | 2777.8125 | 24.4897 | 0 | 24.3365 | 0.46667 | 10 | 0.07125 | Qcells North America Q.PEAK DUO BLK-G6+ 340 | SolarEdge Technologies Ltd : SE14.4KUS [208V] | 0.3221 | 66988.7352 | 17.2082 | 37521.1455 | 13.0176 | 8.4835 |  | 317036.7629
no batt | 47 | 48 | Baseline | Reference | Rooftop | >27.5-275 kWdc projects (>25-250 kWac) | 0 | 0 | 112.6517 | 0 | 0 | 2777.8125 | 24.4897 | 0 | 24.3365 | 0.46667 | 10 | 0.07125 | Qcells North America Q.PEAK DUO BLK-G6+ 340 | SolarEdge Technologies Ltd : SE14.4KUS [208V] | 0.3121 | 66988.7352 | 17.2082 | 37521.1455 | 13.0176 | 8.4835 |  | 317036.7629
Batt Ref | 96 | 97 | Baseline | Reference | Community Shared | >1.2-6.5 MWdc projects (>1-5 MWac) | 1 | 25% of PV Nameplate (kW), 2-hour duration | 3254.9916 | 813.7479 | 2 | 3094.905 | 25.3699 | 0 | 127.4066 | 0.52778 | 19.5 | 0.065 | Qcells North America Q.PEAK DUO BLK-G6+ 340 | SolarEdge Technologies Ltd : SE14.4KUS [208V] | 0.18866 | 780178.0863 | 17.2781 | 883889.3329 | 11.1151 | 10.9515 |  | 10066972.5874
Batt Ref | 148 | 149 | Baseline | Reference | Community Shared | >1.2-6.5 MWdc projects (>1-5 MWac) | 1 | 25% of PV Nameplate (kW), 4-hour duration | 3254.9916 | 813.7479 | 4 | 3081.0189 | 25.3699 | 0 | 127.4066 | 0.52778 | 19.5 | 0.065 | Qcells North America Q.PEAK DUO BLK-G6+ 340 | SolarEdge Technologies Ltd : SE14.4KUS [208V] | 0.19342 | 808676.1406 | 17.3075 | 883484.712 | 11.1993 | 10.9084 |  | 10021804.2604
Batt Ref | 200 | 201 | Baseline | Reference | Community Shared | >1.2-6.5 MWdc projects (>1-5 MWac) | 1 | 25% of PV Nameplate (kW), 6-hour duration | 3254.9916 | 813.7479 | 6 | 3073.6964 | 25.3699 | 0 | 127.4066 | 0.52778 | 19.5 | 0.065 | Qcells North America Q.PEAK DUO BLK-G6+ 340 | SolarEdge Technologies Ltd : SE14.4KUS [208V] | 0.1962 | 823610.0702 | 17.362 | 883132.2703 | 11.2437 | 10.8858 |  | 9997985.9728
no batt | 24 | 25 | Baseline | Reference | Solar Canopy | >1.2-6.5 MWdc projects (>1-5 MWac) | 0 | 0 | 3254.9916 | 0 | 0 | 3257.8494 | 18.3153 | 0 | 127.4066 | 0.52778 | 19.5 | 0.065 | Qcells North America Q.PEAK DUO BLK-G6+ 340 | SolarEdge Technologies Ltd : SE14.4KUS [208V] | 0.1729 | 646562.2618 | 17.4848 | 884415.7754 | 10.6762 | 11.176 |  | 10596990.8288
Batt Ref | 212 | 213 | Baseline | Reference | Ground-Mount | >1.2-6.5 MWdc projects (>1-5 MWac) | 1 | 50% of PV Nameplate (kW), 2-hour duration | 3254.9916 | 1627.4958 | 2 | 2789.051 | 58.2893 | 0 | 127.4066 | 0.52778 | 19.5 | 0.065 | Qcells North America Q.PEAK DUO BLK-G6+ 340 | SolarEdge Technologies Ltd : SE14.4KUS [208V] | 0.20357 | 463364.8499 | 18.1482 | 883473.8212 | 10.4082 | 11.3159 |  | 9072103.6905
Batt Ref | 217 | 218 | Baseline | Reference | Brownfield | >1.2-6.5 MWdc projects (>1-5 MWac) | 1 | 50% of PV Nameplate (kW), 2-hour duration | 3254.9916 | 1627.4958 | 2 | 2789.051 | 58.2893 | 0 | 127.4066 | 0.52778 | 19.5 | 0.065 | Qcells North America Q.PEAK DUO BLK-G6+ 340 | SolarEdge Technologies Ltd : SE14.4KUS [208V] | 0.20357 | 463364.8499 | 18.1482 | 883473.8212 | 10.4082 | 11.3159 |  | 9072103.6905
Batt Ref | 247 | 248 | Baseline | Reference | Landfill | >1.2-6.5 MWdc projects (>1-5 MWac) | 1 | 50% of PV Nameplate (kW), 2-hour duration | 3254.9916 | 1627.4958 | 2 | 2789.051 | 58.2893 | 0 | 127.4066 | 0.52778 | 19.5 | 0.065 | Qcells North America Q.PEAK DUO BLK-G6+ 340 | SolarEdge Technologies Ltd : SE14.4KUS [208V] | 0.20357 | 463364.8499 | 18.1482 | 883473.8212 | 10.4082 | 11.3159 |  | 9072103.6905
Batt Ref | 299 | 300 | Baseline | Reference | Landfill | >1.2-6.5 MWdc projects (>1-5 MWac) | 1 | 50% of PV Nameplate (kW), 4-hour duration | 3254.9916 | 1627.4958 | 4 | 2761.2786 | 58.2893 | 0 | 127.4066 | 0.52778 | 19.5 | 0.065 | Qcells North America Q.PEAK DUO BLK-G6+ 340 | SolarEdge Technologies Ltd : SE14.4KUS [208V] | 0.21284 | 520445.0614 | 18.1969 | 882789.3526 | 10.593 | 11.2189 |  | 8981767.0365
Batt Ref | 264 | 265 | Baseline | Reference | Ground-Mount | >1.2-6.5 MWdc projects (>1-5 MWac) | 1 | 50% of PV Nameplate (kW), 4-hour duration | 3254.9916 | 1627.4958 | 4 | 2761.2786 | 58.2893 | 0 | 127.4066 | 0.52778 | 19.5 | 0.065 | Qcells North America Q.PEAK DUO BLK-G6+ 340 | SolarEdge Technologies Ltd : SE14.4KUS [208V] | 0.21284 | 520445.0614 | 18.1969 | 882789.3526 | 10.593 | 11.2189 |  | 8981767.0365
Batt Ref | 269 | 270 | Baseline | Reference | Brownfield | >1.2-6.5 MWdc projects (>1-5 MWac) | 1 | 50% of PV Nameplate (kW), 4-hour duration | 3254.9916 | 1627.4958 | 4 | 2761.2786 | 58.2893 | 0 | 127.4066 | 0.52778 | 19.5 | 0.065 | Qcells North America Q.PEAK DUO BLK-G6+ 340 | SolarEdge Technologies Ltd : SE14.4KUS [208V] | 0.21284 | 520445.0614 | 18.1969 | 882789.3526 | 10.593 | 11.2189 |  | 8981767.0365
no batt | 3 | 4 | Baseline | Reference | Ground-Mount | >600 kW-1.2 MWdc projects (>500 kW-1.0 MWac) | 0 | 0 | 805.4008 | 0 | 0 | 2897.3583 | 24.0976 | 0 | 79.7896 | 0.38 | 10 | 0.0725 | Qcells North America Q.PEAK DUO BLK-G6+ 340 | SolarEdge Technologies Ltd : SE14.4KUS [208V] | 0.2113 | 369474.103 | 18.2009 | 264127.8403 | 11.7729 | 8.8115 |  | 2328543.5364
no batt | 8 | 9 | Baseline | Reference | Brownfield | >600 kW-1.2 MWdc projects (>500 kW-1.0 MWac) | 0 | 0 | 805.4008 | 0 | 0 | 2897.3583 | 24.0976 | 0 | 79.7896 | 0.38 | 10 | 0.0725 | Qcells North America Q.PEAK DUO BLK-G6+ 340 | SolarEdge Technologies Ltd : SE14.4KUS [208V] | 0.2413 | 369474.103 | 18.2009 | 264127.8403 | 11.7729 | 8.8115 |  | 2328543.5364
no batt | 18 | 19 | Baseline | Reference | Landfill | >600 kW-1.2 MWdc projects (>500 kW-1.0 MWac) | 0 | 0 | 805.4008 | 0 | 0 | 2897.3583 | 24.0976 | 0 | 79.7896 | 0.38 | 10 | 0.0725 | Qcells North America Q.PEAK DUO BLK-G6+ 340 | SolarEdge Technologies Ltd : SE14.4KUS [208V] | 0.2713 | 369474.103 | 18.2009 | 264127.8403 | 11.7729 | 8.8115 |  | 2328543.5364
no batt | 2 | 3 | Baseline | Reference | Ground-Mount | >275-600 kWdc projects (>250-500 kWac) | 0 | 0 | 373.4255 | 0 | 0 | 2954.6279 | 25.3448 | 0 | 56.8473 | 0.46875 | 10 | 0.07125 | Qcells North America Q.PEAK DUO BLK-G6+ 340 | SolarEdge Technologies Ltd : SE14.4KUS [208V] | 0.2482 | 170592.4697 | 18.2454 | 123505.1054 | 11.9525 | 9.0059 |  | 1110006.0385
no batt | 7 | 8 | Baseline | Reference | Brownfield | >275-600 kWdc projects (>250-500 kWac) | 0 | 0 | 373.4255 | 0 | 0 | 2954.6279 | 25.3448 | 0 | 56.8473 | 0.46875 | 10 | 0.07125 | Qcells North America Q.PEAK DUO BLK-G6+ 340 | SolarEdge Technologies Ltd : SE14.4KUS [208V] | 0.2782 | 170592.4697 | 18.2454 | 123505.1054 | 11.9525 | 9.0059 |  | 1110006.0385
no batt | 17 | 18 | Baseline | Reference | Landfill | >275-600 kWdc projects (>250-500 kWac) | 0 | 0 | 373.4255 | 0 | 0 | 2954.6279 | 25.3448 | 0 | 56.8473 | 0.46875 | 10 | 0.07125 | Qcells North America Q.PEAK DUO BLK-G6+ 340 | SolarEdge Technologies Ltd : SE14.4KUS [208V] | 0.3082 | 170592.4697 | 18.2454 | 123505.1054 | 11.9525 | 9.0059 |  | 1110006.0385
Batt Ref | 351 | 352 | Baseline | Reference | Landfill | >1.2-6.5 MWdc projects (>1-5 MWac) | 1 | 50% of PV Nameplate (kW), 6-hour duration | 3254.9916 | 1627.4958 | 6 | 2746.6336 | 58.2893 | 0 | 127.4066 | 0.52778 | 19.5 | 0.065 | Qcells North America Q.PEAK DUO BLK-G6+ 340 | SolarEdge Technologies Ltd : SE14.4KUS [208V] | 0.21826 | 550416.7652 | 18.2932 | 882238.5311 | 10.6911 | 11.1679 |  | 8934130.4614
Batt Ref | 316 | 317 | Baseline | Reference | Ground-Mount | >1.2-6.5 MWdc projects (>1-5 MWac) | 1 | 50% of PV Nameplate (kW), 6-hour duration | 3254.9916 | 1627.4958 | 6 | 2746.6336 | 58.2893 | 0 | 127.4066 | 0.52778 | 19.5 | 0.065 | Qcells North America Q.PEAK DUO BLK-G6+ 340 | SolarEdge Technologies Ltd : SE14.4KUS [208V] | 0.21826 | 550416.7652 | 18.2932 | 882238.5311 | 10.6911 | 11.1679 |  | 8934130.4614
Batt Ref | 321 | 322 | Baseline | Reference | Brownfield | >1.2-6.5 MWdc projects (>1-5 MWac) | 1 | 50% of PV Nameplate (kW), 6-hour duration | 3254.9916 | 1627.4958 | 6 | 2746.6336 | 58.2893 | 0 | 127.4066 | 0.52778 | 19.5 | 0.065 | Qcells North America Q.PEAK DUO BLK-G6+ 340 | SolarEdge Technologies Ltd : SE14.4KUS [208V] | 0.21826 | 550416.7652 | 18.2932 | 882238.5311 | 10.6911 | 11.1679 |  | 8934130.4614
Batt Ref | 330 | 331 | Baseline | Reference | Serving Public Entity | >600 kW-1.2 MWdc projects (>500 kW-1.0 MWac) | 1 | 50% of PV Nameplate (kW), 6-hour duration | 805.4008 | 402.7004 | 6 | 2351.8154 | 66.0829 | 0 | 79.7896 | 0.38 | 10 | 0.0725 | Qcells North America Q.PEAK DUO BLK-G6+ 340 | SolarEdge Technologies Ltd : SE14.4KUS [208V] | 0.29666 | 346264.9808 | 18.3614 | 258669.2214 | 12.2035 | 8.5618 |  | 1890102.6199
Batt Ref | 361 | 362 | Baseline | Reference | Rooftop | >600 kW-1.2 MWdc projects (>500 kW-1.0 MWac) | 1 | 50% of PV Nameplate (kW), 6-hour duration | 805.4008 | 402.7004 | 6 | 2351.8154 | 66.0829 | 0 | 79.7896 | 0.38 | 10 | 0.0725 | Qcells North America Q.PEAK DUO BLK-G6+ 340 | SolarEdge Technologies Ltd : SE14.4KUS [208V] | 0.29666 | 346264.9808 | 18.3614 | 258669.2214 | 12.2035 | 8.5618 |  | 1890102.6199
Batt Ref | 278 | 279 | Baseline | Reference | Serving Public Entity | >600 kW-1.2 MWdc projects (>500 kW-1.0 MWac) | 1 | 50% of PV Nameplate (kW), 4-hour duration | 805.4008 | 402.7004 | 4 | 2370.8576 | 66.0829 | 0 | 79.7896 | 0.38 | 10 | 0.0725 | Qcells North America Q.PEAK DUO BLK-G6+ 340 | SolarEdge Technologies Ltd : SE14.4KUS [208V] | 0.29124 | 344328.5734 | 18.3939 | 259762.4342 | 12.1619 | 8.5822 |  | 1905406.4537
Batt Ref | 309 | 310 | Baseline | Reference | Rooftop | >600 kW-1.2 MWdc projects (>500 kW-1.0 MWac) | 1 | 50% of PV Nameplate (kW), 4-hour duration | 805.4008 | 402.7004 | 4 | 2370.8576 | 66.0829 | 0 | 79.7896 | 0.38 | 10 | 0.0725 | Qcells North America Q.PEAK DUO BLK-G6+ 340 | SolarEdge Technologies Ltd : SE14.4KUS [208V] | 0.29124 | 344328.5734 | 18.3939 | 259762.4342 | 12.1619 | 8.5822 |  | 1905406.4537
Batt Ref | 66 | 67 | Baseline | Reference | Pollinator-Friendly | >1.2-6.5 MWdc projects (>1-5 MWac) | 1 | 25% of PV Nameplate (kW), 2-hour duration | 3254.9916 | 813.7479 | 2 | 3033.655 | 45.9796 | 0 | 127.4066 | 0.52778 | 19.5 | 0.065 | Qcells North America Q.PEAK DUO BLK-G6+ 340 | SolarEdge Technologies Ltd : SE14.4KUS [208V] | 0.18866 | 312174.5992 | 18.4091 | 883889.3329 | 9.8792 | 11.6014 |  | 9867741.25
Batt Ref | 118 | 119 | Baseline | Reference | Pollinator-Friendly | >1.2-6.5 MWdc projects (>1-5 MWac) | 1 | 25% of PV Nameplate (kW), 4-hour duration | 3254.9916 | 813.7479 | 4 | 3019.7689 | 45.9796 | 0 | 127.4066 | 0.52778 | 19.5 | 0.065 | Qcells North America Q.PEAK DUO BLK-G6+ 340 | SolarEdge Technologies Ltd : SE14.4KUS [208V] | 0.19342 | 340672.6535 | 18.445 | 883484.712 | 9.9626 | 11.5556 |  | 9822572.923
Batt Ref | 226 | 227 | Baseline | Reference | Serving Public Entity | >600 kW-1.2 MWdc projects (>500 kW-1.0 MWac) | 1 | 50% of PV Nameplate (kW), 2-hour duration | 805.4008 | 402.7004 | 2 | 2406.9688 | 66.0829 | 0 | 79.7896 | 0.38 | 10 | 0.0725 | Qcells North America Q.PEAK DUO BLK-G6+ 340 | SolarEdge Technologies Ltd : SE14.4KUS [208V] | 0.28197 | 337377.494 | 18.4835 | 261529.2136 | 12.0558 | 8.6357 |  | 1934428.2114
Batt Ref | 257 | 258 | Baseline | Reference | Rooftop | >600 kW-1.2 MWdc projects (>500 kW-1.0 MWac) | 1 | 50% of PV Nameplate (kW), 2-hour duration | 805.4008 | 402.7004 | 2 | 2406.9688 | 66.0829 | 0 | 79.7896 | 0.38 | 10 | 0.0725 | Qcells North America Q.PEAK DUO BLK-G6+ 340 | SolarEdge Technologies Ltd : SE14.4KUS [208V] | 0.28197 | 337377.494 | 18.4835 | 261529.2136 | 12.0558 | 8.6357 |  | 1934428.2114
Batt Ref | 170 | 171 | Baseline | Reference | Pollinator-Friendly | >1.2-6.5 MWdc projects (>1-5 MWac) | 1 | 25% of PV Nameplate (kW), 6-hour duration | 3254.9916 | 813.7479 | 6 | 3012.4464 | 45.9796 | 0 | 127.4066 | 0.52778 | 19.5 | 0.065 | Qcells North America Q.PEAK DUO BLK-G6+ 340 | SolarEdge Technologies Ltd : SE14.4KUS [208V] | 0.1962 | 355606.583 | 18.5056 | 883132.2703 | 10.0066 | 11.5315 |  | 9798754.6354
Batt Ref | 252 | 253 | Baseline | Reference | Community Shared | >1.2-6.5 MWdc projects (>1-5 MWac) | 1 | 50% of PV Nameplate (kW), 2-hour duration | 3254.9916 | 1627.4958 | 2 | 3208.5601 | 36.5538 | 0 | 127.4066 | 0.52778 | 19.5 | 0.065 | Qcells North America Q.PEAK DUO BLK-G6+ 340 | SolarEdge Technologies Ltd : SE14.4KUS [208V] | 0.20357 | 221589.8844 | 18.7359 | 883473.8212 | 9.5923 | 11.7611 |  | 10436664.7756
Batt Ref | 304 | 305 | Baseline | Reference | Community Shared | >1.2-6.5 MWdc projects (>1-5 MWac) | 1 | 50% of PV Nameplate (kW), 4-hour duration | 3254.9916 | 1627.4958 | 4 | 3180.7878 | 36.5538 | 0 | 127.4066 | 0.52778 | 19.5 | 0.065 | Qcells North America Q.PEAK DUO BLK-G6+ 340 | SolarEdge Technologies Ltd : SE14.4KUS [208V] | 0.21284 | 278670.0959 | 18.7907 | 882789.3526 | 9.7497 | 11.6729 |  | 10346328.1216
Batt Ref | 356 | 357 | Baseline | Reference | Community Shared | >1.2-6.5 MWdc projects (>1-5 MWac) | 1 | 50% of PV Nameplate (kW), 6-hour duration | 3254.9916 | 1627.4958 | 6 | 3166.1428 | 36.5538 | 0 | 127.4066 | 0.52778 | 19.5 | 0.065 | Qcells North America Q.PEAK DUO BLK-G6+ 340 | SolarEdge Technologies Ltd : SE14.4KUS [208V] | 0.21826 | 308641.7997 | 18.8926 | 882238.5311 | 9.8332 | 11.6266 |  | 10298691.5465
no batt | 45 | 46 | Baseline | Reference | Rooftop | <27.5 kWdc residential projects (<25 kWac) | 0 | 0 | 8.7991 | 0 | 0 | 3133.2517 | 30.8557 | 0 | 0.9374 | 0.575 | 15 | 0.06 | Qcells North America Q.PEAK L-G4.2 365 | SolarEdge Technologies Ltd : SE7600H-US [240V] | 0.03 | 8247.2387 | 18.979 | 3192.1225 | 16.6437 | 8.535 |  | 27431.619
no batt | 29 | 30 | Baseline | Reference | Dual-use Agriculture | >1.2-6.5 MWdc projects (>1-5 MWac) | 0 | 0 | 3254.9916 | 0 | 0 | 3499.447 | 24.2997 | 0 | 127.4066 | 0.52778 | 19.5 | 0.065 | Qcells North America Q.PEAK DUO BLK-G6+ 340 | SolarEdge Technologies Ltd : SE14.4KUS [208V] | 0.1729 | -26745.5464 | 19.1011 | 884415.7754 | 8.9321 | 12.1392 |  | 11382849.0133
Batt Ref | 329 | 330 | Baseline | Reference | Serving Public Entity | >275-600 kWdc projects (>250-500 kWac) | 1 | 50% of PV Nameplate (kW), 6-hour duration | 373.4255 | 186.7127 | 6 | 2591.4968 | 64.5245 | 0 | 56.8473 | 0.46875 | 10 | 0.07125 | Qcells North America Q.PEAK DUO BLK-G6+ 340 | SolarEdge Technologies Ltd : SE14.4KUS [208V] | 0.33356 | 128068.774 | 19.1077 | 122325.6452 | 11.5478 | 9.192 |  | 973583.5533
Batt Ref | 360 | 361 | Baseline | Reference | Rooftop | >275-600 kWdc projects (>250-500 kWac) | 1 | 50% of PV Nameplate (kW), 6-hour duration | 373.4255 | 186.7127 | 6 | 2591.4968 | 64.5245 | 0 | 56.8473 | 0.46875 | 10 | 0.07125 | Qcells North America Q.PEAK DUO BLK-G6+ 340 | SolarEdge Technologies Ltd : SE14.4KUS [208V] | 0.32356 | 128068.774 | 19.1077 | 122325.6452 | 11.5478 | 9.192 |  | 973583.5533
Batt Ref | 277 | 278 | Baseline | Reference | Serving Public Entity | >275-600 kWdc projects (>250-500 kWac) | 1 | 50% of PV Nameplate (kW), 4-hour duration | 373.4255 | 186.7127 | 4 | 2613.4994 | 64.5245 | 0 | 56.8473 | 0.46875 | 10 | 0.07125 | Qcells North America Q.PEAK DUO BLK-G6+ 340 | SolarEdge Technologies Ltd : SE14.4KUS [208V] | 0.32814 | 123340.357 | 19.2094 | 122458.7608 | 11.4354 | 9.2508 |  | 981849.5753
Batt Ref | 308 | 309 | Baseline | Reference | Rooftop | >275-600 kWdc projects (>250-500 kWac) | 1 | 50% of PV Nameplate (kW), 4-hour duration | 373.4255 | 186.7127 | 4 | 2613.4994 | 64.5245 | 0 | 56.8473 | 0.46875 | 10 | 0.07125 | Qcells North America Q.PEAK DUO BLK-G6+ 340 | SolarEdge Technologies Ltd : SE14.4KUS [208V] | 0.31814 | 123340.357 | 19.2094 | 122458.7608 | 11.4354 | 9.2508 |  | 981849.5753
Batt Ref | 81 | 82 | Baseline | Reference | Floating | >1.2-6.5 MWdc projects (>1-5 MWac) | 1 | 25% of PV Nameplate (kW), 2-hour duration | 3254.9916 | 813.7479 | 2 | 3263.655 | 41.2387 | 0 | 127.4066 | 0.52778 | 19.5 | 0.065 | Qcells North America Q.PEAK DUO BLK-G6+ 340 | SolarEdge Technologies Ltd : SE14.4KUS [208V] | 0.18866 | -27513.3915 | 19.23 | 883889.3329 | 8.9252 | 12.1431 |  | 10615875.2515
Batt Ref | 133 | 134 | Baseline | Reference | Floating | >1.2-6.5 MWdc projects (>1-5 MWac) | 1 | 25% of PV Nameplate (kW), 4-hour duration | 3254.9916 | 813.7479 | 4 | 3249.7689 | 41.2387 | 0 | 127.4066 | 0.52778 | 19.5 | 0.065 | Qcells North America Q.PEAK DUO BLK-G6+ 340 | SolarEdge Technologies Ltd : SE14.4KUS [208V] | 0.19342 | 984.6627 | 19.2706 | 883484.712 | 9.0011 | 12.0993 |  | 10570706.9245
Batt Ref | 185 | 186 | Baseline | Reference | Floating | >1.2-6.5 MWdc projects (>1-5 MWac) | 1 | 25% of PV Nameplate (kW), 6-hour duration | 3254.9916 | 813.7479 | 6 | 3242.4464 | 41.2387 | 0 | 127.4066 | 0.52778 | 19.5 | 0.065 | Qcells North America Q.PEAK DUO BLK-G6+ 340 | SolarEdge Technologies Ltd : SE14.4KUS [208V] | 0.1962 | 15918.5923 | 19.3355 | 883132.2703 | 9.0411 | 12.0763 |  | 10546888.6369
Batt Ref | 225 | 226 | Baseline | Reference | Serving Public Entity | >275-600 kWdc projects (>250-500 kWac) | 1 | 50% of PV Nameplate (kW), 2-hour duration | 373.4255 | 186.7127 | 2 | 2655.2245 | 64.5245 | 0 | 56.8473 | 0.46875 | 10 | 0.07125 | Qcells North America Q.PEAK DUO BLK-G6+ 340 | SolarEdge Technologies Ltd : SE14.4KUS [208V] | 0.31887 | 114916.6017 | 19.3912 | 122808.0807 | 11.2376 | 9.3554 |  | 997525.0256
Batt Ref | 256 | 257 | Baseline | Reference | Rooftop | >275-600 kWdc projects (>250-500 kWac) | 1 | 50% of PV Nameplate (kW), 2-hour duration | 373.4255 | 186.7127 | 2 | 2655.2245 | 64.5245 | 0 | 56.8473 | 0.46875 | 10 | 0.07125 | Qcells North America Q.PEAK DUO BLK-G6+ 340 | SolarEdge Technologies Ltd : SE14.4KUS [208V] | 0.30887 | 114916.6017 | 19.3912 | 122808.0807 | 11.2376 | 9.3554 |  | 997525.0256
Batt Ref | 86 | 87 | Baseline | Reference | Solar Canopy | >1.2-6.5 MWdc projects (>1-5 MWac) | 1 | 25% of PV Nameplate (kW), 2-hour duration | 3254.9916 | 813.7479 | 2 | 3371.5044 | 40.489 | 0 | 127.4066 | 0.52778 | 19.5 | 0.065 | Qcells North America Q.PEAK DUO BLK-G6+ 340 | SolarEdge Technologies Ltd : SE14.4KUS [208V] | 0.18866 | -229327.5176 | 19.7177 | 883889.3329 | 8.4019 | 12.4521 |  | 10966683.0171
Batt Ref | 138 | 139 | Baseline | Reference | Solar Canopy | >1.2-6.5 MWdc projects (>1-5 MWac) | 1 | 25% of PV Nameplate (kW), 4-hour duration | 3254.9916 | 813.7479 | 4 | 3357.6183 | 40.489 | 0 | 127.4066 | 0.52778 | 19.5 | 0.065 | Qcells North America Q.PEAK DUO BLK-G6+ 340 | SolarEdge Technologies Ltd : SE14.4KUS [208V] | 0.19342 | -200829.4634 | 19.7611 | 883484.712 | 8.4746 | 12.4084 |  | 10921514.6901
Batt Ref | 172 | 173 | Baseline | Reference | Serving Public Entity | >27.5-275 kWdc projects (>25-250 kWac) | 1 | 25% of PV Nameplate (kW), 6-hour duration | 112.6517 | 28.1629 | 6 | 2951.8018 | 46.6634 | 0 | 24.3365 | 0.46667 | 10 | 0.07125 | Qcells North America Q.PEAK DUO BLK-G6+ 340 | SolarEdge Technologies Ltd : SE14.4KUS [208V] | 0.3454 | 29563.3976 | 19.7637 | 37426.5489 | 10.7038 | 9.6602 |  | 336894.4806
Batt Ref | 203 | 204 | Baseline | Reference | Rooftop | >27.5-275 kWdc projects (>25-250 kWac) | 1 | 25% of PV Nameplate (kW), 6-hour duration | 112.6517 | 28.1629 | 6 | 2951.8018 | 46.6634 | 0 | 24.3365 | 0.46667 | 10 | 0.07125 | Qcells North America Q.PEAK DUO BLK-G6+ 340 | SolarEdge Technologies Ltd : SE14.4KUS [208V] | 0.3354 | 29563.3976 | 19.7637 | 37426.5489 | 10.7038 | 9.6602 |  | 336894.4806
Batt Ref | 190 | 191 | Baseline | Reference | Solar Canopy | >1.2-6.5 MWdc projects (>1-5 MWac) | 1 | 25% of PV Nameplate (kW), 6-hour duration | 3254.9916 | 813.7479 | 6 | 3350.2958 | 40.489 | 0 | 127.4066 | 0.52778 | 19.5 | 0.065 | Qcells North America Q.PEAK DUO BLK-G6+ 340 | SolarEdge Technologies Ltd : SE14.4KUS [208V] | 0.1962 | -185895.5338 | 19.8287 | 883132.2703 | 8.5128 | 12.3855 |  | 10897696.4025
Batt Ref | 120 | 121 | Baseline | Reference | Serving Public Entity | >27.5-275 kWdc projects (>25-250 kWac) | 1 | 25% of PV Nameplate (kW), 4-hour duration | 112.6517 | 28.1629 | 4 | 2965.5832 | 46.6634 | 0 | 24.3365 | 0.46667 | 10 | 0.07125 | Qcells North America Q.PEAK DUO BLK-G6+ 340 | SolarEdge Technologies Ltd : SE14.4KUS [208V] | 0.34262 | 28595.8681 | 19.8308 | 37444.7221 | 10.6414 | 9.6961 |  | 338467.3708
Batt Ref | 151 | 152 | Baseline | Reference | Rooftop | >27.5-275 kWdc projects (>25-250 kWac) | 1 | 25% of PV Nameplate (kW), 4-hour duration | 112.6517 | 28.1629 | 4 | 2965.5832 | 46.6634 | 0 | 24.3365 | 0.46667 | 10 | 0.07125 | Qcells North America Q.PEAK DUO BLK-G6+ 340 | SolarEdge Technologies Ltd : SE14.4KUS [208V] | 0.33262 | 28595.8681 | 19.8308 | 37444.7221 | 10.6414 | 9.6961 |  | 338467.3708
no batt | 43 | 44 | Baseline | Reference | Pollinator-Friendly | >600 kW-1.2 MWdc projects (>500 kW-1.0 MWac) | 0 | 0 | 805.4008 | 0 | 0 | 3197.4798 | 23.8059 | 0 | 79.7896 | 0.38 | 10 | 0.0725 | Qcells North America Q.PEAK DUO BLK-G6+ 340 | SolarEdge Technologies Ltd : SE14.4KUS [208V] | 0.2138 | 195585.2739 | 19.8905 | 264127.8403 | 10.3508 | 9.6353 |  | 2569744.6422
Batt Ref | 68 | 69 | Baseline | Reference | Serving Public Entity | >27.5-275 kWdc projects (>25-250 kWac) | 1 | 25% of PV Nameplate (kW), 2-hour duration | 112.6517 | 28.1629 | 2 | 2991.7177 | 46.6634 | 0 | 24.3365 | 0.46667 | 10 | 0.07125 | Qcells North America Q.PEAK DUO BLK-G6+ 340 | SolarEdge Technologies Ltd : SE14.4KUS [208V] | 0.33786 | 26716.2872 | 19.9609 | 37474.0019 | 10.5217 | 9.766 |  | 341450.1551
Batt Ref | 99 | 100 | Baseline | Reference | Rooftop | >27.5-275 kWdc projects (>25-250 kWac) | 1 | 25% of PV Nameplate (kW), 2-hour duration | 112.6517 | 28.1629 | 2 | 2991.7177 | 46.6634 | 0 | 24.3365 | 0.46667 | 10 | 0.07125 | Qcells North America Q.PEAK DUO BLK-G6+ 340 | SolarEdge Technologies Ltd : SE14.4KUS [208V] | 0.32786 | 26716.2872 | 19.9609 | 37474.0019 | 10.5217 | 9.766 |  | 341450.1551
Batt Ref | 414 | 415 | Baseline | Reference | Rooftop | >1.2-6.5 MWdc projects (>1-5 MWac) | 1 | 100% of PV Nameplate (kW), 2-hour duration | 3254.9916 | 3254.9916 | 2 | 2400.1378 | 110.6945 | 0 | 127.4066 | 0.52778 | 19.5 | 0.065 | Qcells North America Q.PEAK DUO BLK-G6+ 340 | SolarEdge Technologies Ltd : SE14.4KUS [208V] | 0.20581 | -244004.5146 | 20.0746 | 882789.0349 | 8.1029 | 12.6341 |  | 7807063.8297
Batt Ref | 383 | 384 | Baseline | Reference | Serving Public Entity | >1.2-6.5 MWdc projects (>1-5 MWac) | 1 | 100% of PV Nameplate (kW), 2-hour duration | 3254.9916 | 3254.9916 | 2 | 2400.1378 | 110.6945 | 0 | 127.4066 | 0.52778 | 19.5 | 0.065 | Qcells North America Q.PEAK DUO BLK-G6+ 340 | SolarEdge Technologies Ltd : SE14.4KUS [208V] | 0.20581 | -244004.5146 | 20.0746 | 882789.0349 | 8.1029 | 12.6341 |  | 7807063.8297
Batt Ref | 435 | 436 | Baseline | Reference | Serving Public Entity | >1.2-6.5 MWdc projects (>1-5 MWac) | 1 | 100% of PV Nameplate (kW), 4-hour duration | 3254.9916 | 3254.9916 | 4 | 2344.5931 | 110.6945 | 0 | 127.4066 | 0.52778 | 19.5 | 0.065 | Qcells North America Q.PEAK DUO BLK-G6+ 340 | SolarEdge Technologies Ltd : SE14.4KUS [208V] | 0.21576 | -129467.551 | 20.145 | 881978.7254 | 8.5156 | 12.3836 |  | 7626390.5217
Batt Ref | 466 | 467 | Baseline | Reference | Rooftop | >1.2-6.5 MWdc projects (>1-5 MWac) | 1 | 100% of PV Nameplate (kW), 4-hour duration | 3254.9916 | 3254.9916 | 4 | 2344.5931 | 110.6945 | 0 | 127.4066 | 0.52778 | 19.5 | 0.065 | Qcells North America Q.PEAK DUO BLK-G6+ 340 | SolarEdge Technologies Ltd : SE14.4KUS [208V] | 0.21576 | -129467.551 | 20.145 | 881978.7254 | 8.5156 | 12.3836 |  | 7626390.5217
no batt | 51 | 52 | Baseline | Reference | Low-Income Residential | <27.5 kWdc residential projects (<25 kWac) | 0 | 0 | 8.7991 | 0 | 0 | 3310.4978 | 34.5035 | 0 | 0.9374 | 0.575 | 15 | 0.06 | Qcells North America Q.PEAK L-G4.2 365 | SolarEdge Technologies Ltd : SE7600H-US [240V] | 0.06 | 6970.2526 | 20.1911 | 3192.1225 | 15.1695 | 9.0594 |  | 28983.4082
Batt Ref | 487 | 488 | Baseline | Reference | Serving Public Entity | >1.2-6.5 MWdc projects (>1-5 MWac) | 1 | 100% of PV Nameplate (kW), 6-hour duration | 3254.9916 | 3254.9916 | 6 | 2315.3031 | 110.6945 | 0 | 127.4066 | 0.52778 | 19.5 | 0.065 | Qcells North America Q.PEAK DUO BLK-G6+ 340 | SolarEdge Technologies Ltd : SE14.4KUS [208V] | 0.22157 | -68670.7312 | 20.2116 | 882143.186 | 8.7401 | 12.2506 |  | 7531117.3713
Batt Ref | 518 | 519 | Baseline | Reference | Rooftop | >1.2-6.5 MWdc projects (>1-5 MWac) | 1 | 100% of PV Nameplate (kW), 6-hour duration | 3254.9916 | 3254.9916 | 6 | 2315.3031 | 110.6945 | 0 | 127.4066 | 0.52778 | 19.5 | 0.065 | Qcells North America Q.PEAK DUO BLK-G6+ 340 | SolarEdge Technologies Ltd : SE14.4KUS [208V] | 0.22157 | -68670.7312 | 20.2116 | 882143.186 | 8.7401 | 12.2506 |  | 7531117.3713
Batt Ref | 76 | 77 | Baseline | Reference | Dual-use Agriculture | >1.2-6.5 MWdc projects (>1-5 MWac) | 1 | 25% of PV Nameplate (kW), 2-hour duration | 3254.9916 | 813.7479 | 2 | 3613.102 | 30.2826 | 0 | 127.4066 | 0.52778 | 19.5 | 0.065 | Qcells North America Q.PEAK DUO BLK-G6+ 340 | SolarEdge Technologies Ltd : SE14.4KUS [208V] | 0.18866 | -435281.2651 | 20.2154 | 883889.3329 | 7.9331 | 12.7397 |  | 11752541.2016
Batt Ref | 128 | 129 | Baseline | Reference | Dual-use Agriculture | >1.2-6.5 MWdc projects (>1-5 MWac) | 1 | 25% of PV Nameplate (kW), 4-hour duration | 3254.9916 | 813.7479 | 4 | 3599.2159 | 30.2826 | 0 | 127.4066 | 0.52778 | 19.5 | 0.065 | Qcells North America Q.PEAK DUO BLK-G6+ 340 | SolarEdge Technologies Ltd : SE14.4KUS [208V] | 0.19342 | -406783.2108 | 20.2617 | 883484.712 | 8.0003 | 12.6979 |  | 11707372.8746
Batt Ref | 180 | 181 | Baseline | Reference | Dual-use Agriculture | >1.2-6.5 MWdc projects (>1-5 MWac) | 1 | 25% of PV Nameplate (kW), 6-hour duration | 3254.9916 | 813.7479 | 6 | 3591.8934 | 30.2826 | 0 | 127.4066 | 0.52778 | 19.5 | 0.065 | Qcells North America Q.PEAK DUO BLK-G6+ 340 | SolarEdge Technologies Ltd : SE14.4KUS [208V] | 0.1962 | -391849.2813 | 20.3319 | 883132.2703 | 8.0356 | 12.6759 |  | 11683554.587
no batt | 42 | 43 | Baseline | Reference | Pollinator-Friendly | >275-600 kWdc projects (>250-500 kWac) | 0 | 0 | 373.4255 | 0 | 0 | 3361.285 | 23.8059 | 0 | 56.8473 | 0.46875 | 10 | 0.07125 | Qcells North America Q.PEAK DUO BLK-G6+ 340 | SolarEdge Technologies Ltd : SE14.4KUS [208V] | 0.2507 | 66688.3733 | 20.4047 | 123505.1054 | 10.0306 | 10.0839 |  | 1262780.5499
Batt Ref | 222 | 223 | Baseline | Reference | Pollinator-Friendly | >1.2-6.5 MWdc projects (>1-5 MWac) | 1 | 50% of PV Nameplate (kW), 2-hour duration | 3254.9916 | 1627.4958 | 2 | 3147.3101 | 68.1533 | 0 | 127.4066 | 0.52778 | 19.5 | 0.065 | Qcells North America Q.PEAK DUO BLK-G6+ 340 | SolarEdge Technologies Ltd : SE14.4KUS [208V] | 0.20357 | -563640.4078 | 20.6446 | 883473.8212 | 7.4002 | 13.0777 |  | 10237433.4383
Batt Ref | 107 | 108 | Baseline | Reference | Ground-Mount | >600 kW-1.2 MWdc projects (>500 kW-1.0 MWac) | 1 | 25% of PV Nameplate (kW), 4-hour duration | 805.4008 | 201.3502 | 4 | 3027.0834 | 46.2712 | 0 | 79.7896 | 0.38 | 10 | 0.0725 | Qcells North America Q.PEAK DUO BLK-G6+ 340 | SolarEdge Technologies Ltd : SE14.4KUS [208V] | 0.23182 | 115164.8764 | 20.6625 | 261547.7173 | 9.8468 | 9.9465 |  | 2432800.8058
Batt Ref | 112 | 113 | Baseline | Reference | Brownfield | >600 kW-1.2 MWdc projects (>500 kW-1.0 MWac) | 1 | 25% of PV Nameplate (kW), 4-hour duration | 805.4008 | 201.3502 | 4 | 3027.0834 | 46.2712 | 0 | 79.7896 | 0.38 | 10 | 0.0725 | Qcells North America Q.PEAK DUO BLK-G6+ 340 | SolarEdge Technologies Ltd : SE14.4KUS [208V] | 0.26182 | 115164.8764 | 20.6625 | 261547.7173 | 9.8468 | 9.9465 |  | 2432800.8058
Batt Ref | 142 | 143 | Baseline | Reference | Landfill | >600 kW-1.2 MWdc projects (>500 kW-1.0 MWac) | 1 | 25% of PV Nameplate (kW), 4-hour duration | 805.4008 | 201.3502 | 4 | 3027.0834 | 46.2712 | 0 | 79.7896 | 0.38 | 10 | 0.0725 | Qcells North America Q.PEAK DUO BLK-G6+ 340 | SolarEdge Technologies Ltd : SE14.4KUS [208V] | 0.29182 | 115164.8764 | 20.6625 | 261547.7173 | 9.8468 | 9.9465 |  | 2432800.8058
no batt | 35 | 36 | Baseline | Reference | Serving Public Entity | <27.5 kWdc small commercial or industrial projects (<25 kWac) | 0 | 0 | 16.4475 | 0 | 0 | 3070.8911 | 25.2417 | 0 | 3.9246 | 0.425 | 10 | 0.08125 | Qcells North America Q.PEAK DUO BLK-G6+ 340 | SolarEdge Technologies Ltd : SE14.4KUS [208V] | 0.07 | 2217.1386 | 20.6658 | 5057.4117 | 9.8141 | 9.9497 |  | 50411.7483
no batt | 46 | 47 | Baseline | Reference | Rooftop | <27.5 kWdc small commercial or industrial projects (<25 kWac) | 0 | 0 | 16.4475 | 0 | 0 | 3070.8911 | 25.2417 | 0 | 3.9246 | 0.425 | 10 | 0.08125 | Qcells North America Q.PEAK DUO BLK-G6+ 340 | SolarEdge Technologies Ltd : SE14.4KUS [208V] | 0.06 | 2217.1386 | 20.6658 | 5057.4117 | 9.8141 | 9.9497 |  | 50411.7483
Batt Ref | 159 | 160 | Baseline | Reference | Ground-Mount | >600 kW-1.2 MWdc projects (>500 kW-1.0 MWac) | 1 | 25% of PV Nameplate (kW), 6-hour duration | 805.4008 | 201.3502 | 6 | 3017.5623 | 46.2712 | 0 | 79.7896 | 0.38 | 10 | 0.0725 | Qcells North America Q.PEAK DUO BLK-G6+ 340 | SolarEdge Technologies Ltd : SE14.4KUS [208V] | 0.2346 | 113095.6948 | 20.6796 | 260600.4616 | 9.8342 | 9.9557 |  | 2425148.8889
Batt Ref | 164 | 165 | Baseline | Reference | Brownfield | >600 kW-1.2 MWdc projects (>500 kW-1.0 MWac) | 1 | 25% of PV Nameplate (kW), 6-hour duration | 805.4008 | 201.3502 | 6 | 3017.5623 | 46.2712 | 0 | 79.7896 | 0.38 | 10 | 0.0725 | Qcells North America Q.PEAK DUO BLK-G6+ 340 | SolarEdge Technologies Ltd : SE14.4KUS [208V] | 0.2646 | 113095.6948 | 20.6796 | 260600.4616 | 9.8342 | 9.9557 |  | 2425148.8889
Batt Ref | 194 | 195 | Baseline | Reference | Landfill | >600 kW-1.2 MWdc projects (>500 kW-1.0 MWac) | 1 | 25% of PV Nameplate (kW), 6-hour duration | 805.4008 | 201.3502 | 6 | 3017.5623 | 46.2712 | 0 | 79.7896 | 0.38 | 10 | 0.0725 | Qcells North America Q.PEAK DUO BLK-G6+ 340 | SolarEdge Technologies Ltd : SE14.4KUS [208V] | 0.2946 | 113095.6948 | 20.6796 | 260600.4616 | 9.8342 | 9.9557 |  | 2425148.8889
Batt Ref | 55 | 56 | Baseline | Reference | Ground-Mount | >600 kW-1.2 MWdc projects (>500 kW-1.0 MWac) | 1 | 25% of PV Nameplate (kW), 2-hour duration | 805.4008 | 201.3502 | 2 | 3045.139 | 46.2712 | 0 | 79.7896 | 0.38 | 10 | 0.0725 | Qcells North America Q.PEAK DUO BLK-G6+ 340 | SolarEdge Technologies Ltd : SE14.4KUS [208V] | 0.22706 | 113633.1227 | 20.6813 | 262693.6641 | 9.8308 | 9.9562 |  | 2447311.6846
Batt Ref | 60 | 61 | Baseline | Reference | Brownfield | >600 kW-1.2 MWdc projects (>500 kW-1.0 MWac) | 1 | 25% of PV Nameplate (kW), 2-hour duration | 805.4008 | 201.3502 | 2 | 3045.139 | 46.2712 | 0 | 79.7896 | 0.38 | 10 | 0.0725 | Qcells North America Q.PEAK DUO BLK-G6+ 340 | SolarEdge Technologies Ltd : SE14.4KUS [208V] | 0.25706 | 113633.1227 | 20.6813 | 262693.6641 | 9.8308 | 9.9562 |  | 2447311.6846
Batt Ref | 90 | 91 | Baseline | Reference | Landfill | >600 kW-1.2 MWdc projects (>500 kW-1.0 MWac) | 1 | 25% of PV Nameplate (kW), 2-hour duration | 805.4008 | 201.3502 | 2 | 3045.139 | 46.2712 | 0 | 79.7896 | 0.38 | 10 | 0.0725 | Qcells North America Q.PEAK DUO BLK-G6+ 340 | SolarEdge Technologies Ltd : SE14.4KUS [208V] | 0.28706 | 113633.1227 | 20.6813 | 262693.6641 | 9.8308 | 9.9562 |  | 2447311.6846
Batt Ref | 158 | 159 | Baseline | Reference | Ground-Mount | >275-600 kWdc projects (>250-500 kWac) | 1 | 25% of PV Nameplate (kW), 6-hour duration | 373.4255 | 93.3564 | 6 | 3093.5192 | 47.5184 | 0 | 56.8473 | 0.46875 | 10 | 0.07125 | Qcells North America Q.PEAK DUO BLK-G6+ 340 | SolarEdge Technologies Ltd : SE14.4KUS [208V] | 0.2715 | 52487.9159 | 20.6942 | 122609.9577 | 9.8846 | 10.1605 |  | 1162185.249
Batt Ref | 163 | 164 | Baseline | Reference | Brownfield | >275-600 kWdc projects (>250-500 kWac) | 1 | 25% of PV Nameplate (kW), 6-hour duration | 373.4255 | 93.3564 | 6 | 3093.5192 | 47.5184 | 0 | 56.8473 | 0.46875 | 10 | 0.07125 | Qcells North America Q.PEAK DUO BLK-G6+ 340 | SolarEdge Technologies Ltd : SE14.4KUS [208V] | 0.3015 | 52487.9159 | 20.6942 | 122609.9577 | 9.8846 | 10.1605 |  | 1162185.249
Batt Ref | 193 | 194 | Baseline | Reference | Landfill | >275-600 kWdc projects (>250-500 kWac) | 1 | 25% of PV Nameplate (kW), 6-hour duration | 373.4255 | 93.3564 | 6 | 3093.5192 | 47.5184 | 0 | 56.8473 | 0.46875 | 10 | 0.07125 | Qcells North America Q.PEAK DUO BLK-G6+ 340 | SolarEdge Technologies Ltd : SE14.4KUS [208V] | 0.3315 | 52487.9159 | 20.6942 | 122609.9577 | 9.8846 | 10.1605 |  | 1162185.249
Batt Ref | 274 | 275 | Baseline | Reference | Pollinator-Friendly | >1.2-6.5 MWdc projects (>1-5 MWac) | 1 | 50% of PV Nameplate (kW), 4-hour duration | 3254.9916 | 1627.4958 | 4 | 3119.5378 | 68.1533 | 0 | 127.4066 | 0.52778 | 19.5 | 0.065 | Qcells North America Q.PEAK DUO BLK-G6+ 340 | SolarEdge Technologies Ltd : SE14.4KUS [208V] | 0.21284 | -506560.1963 | 20.7194 | 882789.3526 | 7.5534 | 12.9805 |  | 10147096.7843
Batt Ref | 106 | 107 | Baseline | Reference | Ground-Mount | >275-600 kWdc projects (>250-500 kWac) | 1 | 25% of PV Nameplate (kW), 4-hour duration | 373.4255 | 93.3564 | 4 | 3104.5205 | 47.5184 | 0 | 56.8473 | 0.46875 | 10 | 0.07125 | Qcells North America Q.PEAK DUO BLK-G6+ 340 | SolarEdge Technologies Ltd : SE14.4KUS [208V] | 0.26872 | 51167.7928 | 20.7229 | 122812.2329 | 9.8596 | 10.1753 |  | 1166318.26
Batt Ref | 111 | 112 | Baseline | Reference | Brownfield | >275-600 kWdc projects (>250-500 kWac) | 1 | 25% of PV Nameplate (kW), 4-hour duration | 373.4255 | 93.3564 | 4 | 3104.5205 | 47.5184 | 0 | 56.8473 | 0.46875 | 10 | 0.07125 | Qcells North America Q.PEAK DUO BLK-G6+ 340 | SolarEdge Technologies Ltd : SE14.4KUS [208V] | 0.29872 | 51167.7928 | 20.7229 | 122812.2329 | 9.8596 | 10.1753 |  | 1166318.26
Batt Ref | 141 | 142 | Baseline | Reference | Landfill | >275-600 kWdc projects (>250-500 kWac) | 1 | 25% of PV Nameplate (kW), 4-hour duration | 373.4255 | 93.3564 | 4 | 3104.5205 | 47.5184 | 0 | 56.8473 | 0.46875 | 10 | 0.07125 | Qcells North America Q.PEAK DUO BLK-G6+ 340 | SolarEdge Technologies Ltd : SE14.4KUS [208V] | 0.32872 | 51167.7928 | 20.7229 | 122812.2329 | 9.8596 | 10.1753 |  | 1166318.26
no batt | 13 | 14 | Baseline | Reference | Community Shared | >600 kW-1.2 MWdc projects (>500 kW-1.0 MWac) | 0 | 0 | 805.4008 | 0 | 0 | 3199.4014 | 36.0473 | 0 | 79.7896 | 0.38 | 10 | 0.0725 | Qcells North America Q.PEAK DUO BLK-G6+ 340 | SolarEdge Technologies Ltd : SE14.4KUS [208V] | 0.2813 | 107154.0544 | 20.7497 | 264127.8403 | 9.7455 | 10.0195 |  | 2571288.9967
Batt Ref | 54 | 55 | Baseline | Reference | Ground-Mount | >275-600 kWdc projects (>250-500 kWac) | 1 | 25% of PV Nameplate (kW), 2-hour duration | 373.4255 | 93.3564 | 2 | 3125.383 | 47.5184 | 0 | 56.8473 | 0.46875 | 10 | 0.07125 | Qcells North America Q.PEAK DUO BLK-G6+ 340 | SolarEdge Technologies Ltd : SE14.4KUS [208V] | 0.26396 | 47676.1855 | 20.7972 | 123078.6624 | 9.7961 | 10.2143 |  | 1174155.9851
Batt Ref | 59 | 60 | Baseline | Reference | Brownfield | >275-600 kWdc projects (>250-500 kWac) | 1 | 25% of PV Nameplate (kW), 2-hour duration | 373.4255 | 93.3564 | 2 | 3125.383 | 47.5184 | 0 | 56.8473 | 0.46875 | 10 | 0.07125 | Qcells North America Q.PEAK DUO BLK-G6+ 340 | SolarEdge Technologies Ltd : SE14.4KUS [208V] | 0.29396 | 47676.1855 | 20.7972 | 123078.6624 | 9.7961 | 10.2143 |  | 1174155.9851
Batt Ref | 89 | 90 | Baseline | Reference | Landfill | >275-600 kWdc projects (>250-500 kWac) | 1 | 25% of PV Nameplate (kW), 2-hour duration | 373.4255 | 93.3564 | 2 | 3125.383 | 47.5184 | 0 | 56.8473 | 0.46875 | 10 | 0.07125 | Qcells North America Q.PEAK DUO BLK-G6+ 340 | SolarEdge Technologies Ltd : SE14.4KUS [208V] | 0.32396 | 47676.1855 | 20.7972 | 123078.6624 | 9.7961 | 10.2143 |  | 1174155.9851
no batt | 12 | 13 | Baseline | Reference | Community Shared | >275-600 kWdc projects (>250-500 kWac) | 0 | 0 | 373.4255 | 0 | 0 | 3290.2213 | 35.4814 | 0 | 56.8473 | 0.46875 | 10 | 0.07125 | Qcells North America Q.PEAK DUO BLK-G6+ 340 | SolarEdge Technologies Ltd : SE14.4KUS [208V] | 0.3182 | 46817.8213 | 20.8177 | 123505.1054 | 9.7419 | 10.256 |  | 1236083.0802
Batt Ref | 326 | 327 | Baseline | Reference | Pollinator-Friendly | >1.2-6.5 MWdc projects (>1-5 MWac) | 1 | 50% of PV Nameplate (kW), 6-hour duration | 3254.9916 | 1627.4958 | 6 | 3104.8928 | 68.1533 | 0 | 127.4066 | 0.52778 | 19.5 | 0.065 | Qcells North America Q.PEAK DUO BLK-G6+ 340 | SolarEdge Technologies Ltd : SE14.4KUS [208V] | 0.21826 | -476588.4924 | 20.8394 | 882238.5311 | 7.6346 | 12.9284 |  | 10099460.2091
no batt | 1 | 2 | Baseline | Reference | Ground-Mount | >27.5-275 kWdc projects (>25-250 kWac) | 0 | 0 | 112.6517 | 0 | 0 | 3485.2394 | 23.9076 | 0 | 24.3365 | 0.46667 | 10 | 0.07125 | Qcells North America Q.PEAK DUO BLK-G6+ 340 | SolarEdge Technologies Ltd : SE14.4KUS [208V] | 0.2821 | 9927.3648 | 21.1115 | 37521.1455 | 9.4878 | 10.4226 |  | 397776.6712
no batt | 6 | 7 | Baseline | Reference | Brownfield | >27.5-275 kWdc projects (>25-250 kWac) | 0 | 0 | 112.6517 | 0 | 0 | 3485.2394 | 23.9076 | 0 | 24.3365 | 0.46667 | 10 | 0.07125 | Qcells North America Q.PEAK DUO BLK-G6+ 340 | SolarEdge Technologies Ltd : SE14.4KUS [208V] | 0.3121 | 9927.3648 | 21.1115 | 37521.1455 | 9.4878 | 10.4226 |  | 397776.6712
no batt | 16 | 17 | Baseline | Reference | Landfill | >27.5-275 kWdc projects (>25-250 kWac) | 0 | 0 | 112.6517 | 0 | 0 | 3485.2394 | 23.9076 | 0 | 24.3365 | 0.46667 | 10 | 0.07125 | Qcells North America Q.PEAK DUO BLK-G6+ 340 | SolarEdge Technologies Ltd : SE14.4KUS [208V] | 0.3421 | 9927.3648 | 21.1115 | 37521.1455 | 9.4878 | 10.4226 |  | 397776.6712
no batt | 23 | 24 | Baseline | Reference | Solar Canopy | >600 kW-1.2 MWdc projects (>500 kW-1.0 MWac) | 0 | 0 | 805.4008 | 0 | 0 | 3474.5116 | 18.8411 | 0 | 79.7896 | 0.38 | 10 | 0.0725 | Qcells North America Q.PEAK DUO BLK-G6+ 340 | SolarEdge Technologies Ltd : SE14.4KUS [208V] | 0.2913 | 68564.0823 | 21.1246 | 264127.8403 | 9.4395 | 10.2375 |  | 2792389.0744
Batt Ref | 232 | 233 | Baseline | Reference | Dual-use Agriculture | >1.2-6.5 MWdc projects (>1-5 MWac) | 1 | 50% of PV Nameplate (kW), 2-hour duration | 3254.9916 | 1627.4958 | 2 | 3726.7571 | 36.2655 | 0 | 127.4066 | 0.52778 | 19.5 | 0.065 | Qcells North America Q.PEAK DUO BLK-G6+ 340 | SolarEdge Technologies Ltd : SE14.4KUS [208V] | 0.20357 | -843742.2114 | 21.3254 | 883473.8212 | 6.9613 | 13.3613 |  | 12122233.3899
Batt Ref | 284 | 285 | Baseline | Reference | Dual-use Agriculture | >1.2-6.5 MWdc projects (>1-5 MWac) | 1 | 50% of PV Nameplate (kW), 4-hour duration | 3254.9916 | 1627.4958 | 4 | 3698.9847 | 36.2655 | 0 | 127.4066 | 0.52778 | 19.5 | 0.065 | Qcells North America Q.PEAK DUO BLK-G6+ 340 | SolarEdge Technologies Ltd : SE14.4KUS [208V] | 0.21284 | -786662 | 21.4074 | 882789.3526 | 7.0895 | 13.2775 |  | 12031896.7359
Batt Ref | 237 | 238 | Baseline | Reference | Floating | >1.2-6.5 MWdc projects (>1-5 MWac) | 1 | 50% of PV Nameplate (kW), 2-hour duration | 3254.9916 | 1627.4958 | 2 | 3377.3101 | 63.4123 | 0 | 127.4066 | 0.52778 | 19.5 | 0.065 | Qcells North America Q.PEAK DUO BLK-G6+ 340 | SolarEdge Technologies Ltd : SE14.4KUS [208V] | 0.20357 | -903328.3985 | 21.4703 | 883473.8212 | 6.5748 | 13.619 |  | 10985567.4397
Batt Ref | 336 | 337 | Baseline | Reference | Dual-use Agriculture | >1.2-6.5 MWdc projects (>1-5 MWac) | 1 | 50% of PV Nameplate (kW), 6-hour duration | 3254.9916 | 1627.4958 | 6 | 3684.3397 | 36.2655 | 0 | 127.4066 | 0.52778 | 19.5 | 0.065 | Qcells North America Q.PEAK DUO BLK-G6+ 340 | SolarEdge Technologies Ltd : SE14.4KUS [208V] | 0.21826 | -756690.2961 | 21.5339 | 882238.5311 | 7.1573 | 13.2334 |  | 11984260.1607
Batt Ref | 289 | 290 | Baseline | Reference | Floating | >1.2-6.5 MWdc projects (>1-5 MWac) | 1 | 50% of PV Nameplate (kW), 4-hour duration | 3254.9916 | 1627.4958 | 4 | 3349.5378 | 63.4123 | 0 | 127.4066 | 0.52778 | 19.5 | 0.065 | Qcells North America Q.PEAK DUO BLK-G6+ 340 | SolarEdge Technologies Ltd : SE14.4KUS [208V] | 0.21284 | -846248.1871 | 21.5537 | 882789.3526 | 6.7154 | 13.5244 |  | 10895230.7857
Batt Ref | 408 | 409 | Baseline | Reference | Community Shared | >1.2-6.5 MWdc projects (>1-5 MWac) | 1 | 100% of PV Nameplate (kW), 2-hour duration | 3254.9916 | 3254.9916 | 2 | 3435.8702 | 58.9214 | 0 | 127.4066 | 0.52778 | 19.5 | 0.065 | Qcells North America Q.PEAK DUO BLK-G6+ 340 | SolarEdge Technologies Ltd : SE14.4KUS [208V] | 0.20581 | -895487.9489 | 21.6747 | 882789.0349 | 6.6398 | 13.5751 |  | 11176049.1522
Batt Ref | 341 | 342 | Baseline | Reference | Floating | >1.2-6.5 MWdc projects (>1-5 MWac) | 1 | 50% of PV Nameplate (kW), 6-hour duration | 3254.9916 | 1627.4958 | 6 | 3334.8928 | 63.4123 | 0 | 127.4066 | 0.52778 | 19.5 | 0.065 | Qcells North America Q.PEAK DUO BLK-G6+ 340 | SolarEdge Technologies Ltd : SE14.4KUS [208V] | 0.21826 | -816276.4832 | 21.6816 | 882238.5311 | 6.7898 | 13.4747 |  | 10847594.2106
Batt Ref | 201 | 202 | Baseline | Reference | Rooftop | <27.5 kWdc residential projects (<25 kWac) | 1 | 25% of PV Nameplate (kW), 6-hour duration | 8.7991 | 2.1998 | 6 | 3414.2445 | 42.5728 | 0 | 0.9374 | 0.575 | 15 | 0.06 | Qcells North America Q.PEAK L-G4.2 365 | SolarEdge Technologies Ltd : SE7600H-US [240V] | 0.053303 | 5485.5708 | 21.7683 | 3192.1225 | 13.8359 | 9.5186 |  | 29891.7107
Batt Ref | 460 | 461 | Baseline | Reference | Community Shared | >1.2-6.5 MWdc projects (>1-5 MWac) | 1 | 100% of PV Nameplate (kW), 4-hour duration | 3254.9916 | 3254.9916 | 4 | 3380.3255 | 58.9214 | 0 | 127.4066 | 0.52778 | 19.5 | 0.065 | Qcells North America Q.PEAK DUO BLK-G6+ 340 | SolarEdge Technologies Ltd : SE14.4KUS [208V] | 0.21576 | -780950.9853 | 21.7737 | 881978.7254 | 6.9187 | 13.3893 |  | 10995375.8442
Batt Ref | 149 | 150 | Baseline | Reference | Rooftop | <27.5 kWdc residential projects (<25 kWac) | 1 | 25% of PV Nameplate (kW), 4-hour duration | 8.7991 | 2.1998 | 4 | 3436.5014 | 42.5728 | 0 | 0.9374 | 0.575 | 15 | 0.06 | Qcells North America Q.PEAK L-G4.2 365 | SolarEdge Technologies Ltd : SE7600H-US [240V] | 0.050518 | 5445.6444 | 21.7753 | 3192.1225 | 13.7497 | 9.5739 |  | 30086.5697
Batt Ref | 512 | 513 | Baseline | Reference | Community Shared | >1.2-6.5 MWdc projects (>1-5 MWac) | 1 | 100% of PV Nameplate (kW), 6-hour duration | 3254.9916 | 3254.9916 | 6 | 3351.0355 | 58.9214 | 0 | 127.4066 | 0.52778 | 19.5 | 0.065 | Qcells North America Q.PEAK DUO BLK-G6+ 340 | SolarEdge Technologies Ltd : SE14.4KUS [208V] | 0.22157 | -720154.1655 | 21.8581 | 882143.186 | 7.0692 | 13.2907 |  | 10900102.6938
Batt Ref | 97 | 98 | Baseline | Reference | Rooftop | <27.5 kWdc residential projects (<25 kWac) | 1 | 25% of PV Nameplate (kW), 2-hour duration | 8.7991 | 2.1998 | 2 | 3478.7087 | 42.5728 | 0 | 0.9374 | 0.575 | 15 | 0.06 | Qcells North America Q.PEAK L-G4.2 365 | SolarEdge Technologies Ltd : SE7600H-US [240V] | 0.045755 | 5294.0042 | 21.8748 | 3192.1225 | 13.5434 | 9.6789 |  | 30456.0947
no batt | 41 | 42 | Baseline | Reference | Pollinator-Friendly | >27.5-275 kWdc projects (>25-250 kWac) | 0 | 0 | 112.6517 | 0 | 0 | 3633.5877 | 23.8059 | 0 | 24.3365 | 0.46667 | 10 | 0.07125 | Qcells North America Q.PEAK DUO BLK-G6+ 340 | SolarEdge Technologies Ltd : SE14.4KUS [208V] | 0.2846 | -2059.1942 | 21.9315 | 37521.1455 | 8.9005 | 10.821 |  | 414707.9385
Batt Ref | 242 | 243 | Baseline | Reference | Solar Canopy | >1.2-6.5 MWdc projects (>1-5 MWac) | 1 | 50% of PV Nameplate (kW), 2-hour duration | 3254.9916 | 1627.4958 | 2 | 3485.1595 | 62.6627 | 0 | 127.4066 | 0.52778 | 19.5 | 0.065 | Qcells North America Q.PEAK DUO BLK-G6+ 340 | SolarEdge Technologies Ltd : SE14.4KUS [208V] | 0.20357 | -1105142.5246 | 21.9608 | 883473.8212 | 6.0992 | 13.9468 |  | 11336375.2053
Batt Ref | 294 | 295 | Baseline | Reference | Solar Canopy | >1.2-6.5 MWdc projects (>1-5 MWac) | 1 | 50% of PV Nameplate (kW), 4-hour duration | 3254.9916 | 1627.4958 | 4 | 3457.3871 | 62.6627 | 0 | 127.4066 | 0.52778 | 19.5 | 0.065 | Qcells North America Q.PEAK DUO BLK-G6+ 340 | SolarEdge Technologies Ltd : SE14.4KUS [208V] | 0.21284 | -1048062.3132 | 22.0494 | 882789.3526 | 6.2342 | 13.8526 |  | 11246038.5513
Batt Ref | 346 | 347 | Baseline | Reference | Solar Canopy | >1.2-6.5 MWdc projects (>1-5 MWac) | 1 | 50% of PV Nameplate (kW), 6-hour duration | 3254.9916 | 1627.4958 | 6 | 3442.7421 | 62.6627 | 0 | 127.4066 | 0.52778 | 19.5 | 0.065 | Qcells North America Q.PEAK DUO BLK-G6+ 340 | SolarEdge Technologies Ltd : SE14.4KUS [208V] | 0.21826 | -1018090.6093 | 22.182 | 882238.5311 | 6.3057 | 13.8031 |  | 11198401.9762
Batt Ref | 328 | 329 | Baseline | Reference | Serving Public Entity | >27.5-275 kWdc projects (>25-250 kWac) | 1 | 50% of PV Nameplate (kW), 6-hour duration | 112.6517 | 56.3258 | 6 | 3125.7912 | 68.837 | 0 | 24.3365 | 0.46667 | 10 | 0.07125 | Qcells North America Q.PEAK DUO BLK-G6+ 340 | SolarEdge Technologies Ltd : SE14.4KUS [208V] | 0.36746 | -7298.1141 | 22.2922 | 37402.9478 | 8.5911 | 11.0048 |  | 356752.1983
Batt Ref | 359 | 360 | Baseline | Reference | Rooftop | >27.5-275 kWdc projects (>25-250 kWac) | 1 | 50% of PV Nameplate (kW), 6-hour duration | 112.6517 | 56.3258 | 6 | 3125.7912 | 68.837 | 0 | 24.3365 | 0.46667 | 10 | 0.07125 | Qcells North America Q.PEAK DUO BLK-G6+ 340 | SolarEdge Technologies Ltd : SE14.4KUS [208V] | 0.35746 | -7298.1141 | 22.2922 | 37402.9478 | 8.5911 | 11.0048 |  | 356752.1983
Batt Ref | 117 | 118 | Baseline | Reference | Pollinator-Friendly | >600 kW-1.2 MWdc projects (>500 kW-1.0 MWac) | 1 | 25% of PV Nameplate (kW), 4-hour duration | 805.4008 | 201.3502 | 4 | 3327.2049 | 45.9796 | 0 | 79.7896 | 0.38 | 10 | 0.0725 | Qcells North America Q.PEAK DUO BLK-G6+ 340 | SolarEdge Technologies Ltd : SE14.4KUS [208V] | 0.23432 | -58723.9527 | 22.3676 | 261547.7173 | 8.5985 | 10.8271 |  | 2674001.9117
Batt Ref | 65 | 66 | Baseline | Reference | Pollinator-Friendly | >600 kW-1.2 MWdc projects (>500 kW-1.0 MWac) | 1 | 25% of PV Nameplate (kW), 2-hour duration | 805.4008 | 201.3502 | 2 | 3345.2605 | 45.9796 | 0 | 79.7896 | 0.38 | 10 | 0.0725 | Qcells North America Q.PEAK DUO BLK-G6+ 340 | SolarEdge Technologies Ltd : SE14.4KUS [208V] | 0.22956 | -60255.7064 | 22.3795 | 262693.6641 | 8.5902 | 10.8325 |  | 2688512.7905
Batt Ref | 169 | 170 | Baseline | Reference | Pollinator-Friendly | >600 kW-1.2 MWdc projects (>500 kW-1.0 MWac) | 1 | 25% of PV Nameplate (kW), 6-hour duration | 805.4008 | 201.3502 | 6 | 3317.6838 | 45.9796 | 0 | 79.7896 | 0.38 | 10 | 0.0725 | Qcells North America Q.PEAK DUO BLK-G6+ 340 | SolarEdge Technologies Ltd : SE14.4KUS [208V] | 0.2371 | -60793.1343 | 22.3906 | 260600.4616 | 8.5832 | 10.8396 |  | 2666349.9947
Batt Ref | 276 | 277 | Baseline | Reference | Serving Public Entity | >27.5-275 kWdc projects (>25-250 kWac) | 1 | 50% of PV Nameplate (kW), 4-hour duration | 112.6517 | 56.3258 | 4 | 3153.3539 | 68.837 | 0 | 24.3365 | 0.46667 | 10 | 0.07125 | Qcells North America Q.PEAK DUO BLK-G6+ 340 | SolarEdge Technologies Ltd : SE14.4KUS [208V] | 0.36204 | -9431.0238 | 22.4382 | 37413.6491 | 8.476 | 11.0871 |  | 359897.9786
Batt Ref | 307 | 308 | Baseline | Reference | Rooftop | >27.5-275 kWdc projects (>25-250 kWac) | 1 | 50% of PV Nameplate (kW), 4-hour duration | 112.6517 | 56.3258 | 4 | 3153.3539 | 68.837 | 0 | 24.3365 | 0.46667 | 10 | 0.07125 | Qcells North America Q.PEAK DUO BLK-G6+ 340 | SolarEdge Technologies Ltd : SE14.4KUS [208V] | 0.35204 | -9431.0238 | 22.4382 | 37413.6491 | 8.476 | 11.0871 |  | 359897.9786
Batt Ref | 147 | 148 | Baseline | Reference | Community Shared | >600 kW-1.2 MWdc projects (>500 kW-1.0 MWac) | 1 | 25% of PV Nameplate (kW), 4-hour duration | 805.4008 | 201.3502 | 4 | 3329.1266 | 47.2311 | 0 | 79.7896 | 0.38 | 10 | 0.0725 | Qcells North America Q.PEAK DUO BLK-G6+ 340 | SolarEdge Technologies Ltd : SE14.4KUS [208V] | 0.30182 | -68776.0347 | 22.4662 | 261547.7173 | 8.5298 | 10.8785 |  | 2675546.2661
Batt Ref | 95 | 96 | Baseline | Reference | Community Shared | >600 kW-1.2 MWdc projects (>500 kW-1.0 MWac) | 1 | 25% of PV Nameplate (kW), 2-hour duration | 805.4008 | 201.3502 | 2 | 3347.1821 | 47.2311 | 0 | 79.7896 | 0.38 | 10 | 0.0725 | Qcells North America Q.PEAK DUO BLK-G6+ 340 | SolarEdge Technologies Ltd : SE14.4KUS [208V] | 0.29706 | -70307.7884 | 22.4777 | 262693.6641 | 8.5218 | 10.8837 |  | 2690057.145
Batt Ref | 199 | 200 | Baseline | Reference | Community Shared | >600 kW-1.2 MWdc projects (>500 kW-1.0 MWac) | 1 | 25% of PV Nameplate (kW), 6-hour duration | 805.4008 | 201.3502 | 6 | 3319.6054 | 47.2311 | 0 | 79.7896 | 0.38 | 10 | 0.0725 | Qcells North America Q.PEAK DUO BLK-G6+ 340 | SolarEdge Technologies Ltd : SE14.4KUS [208V] | 0.3046 | -70845.2163 | 22.4895 | 260600.4616 | 8.5142 | 10.8913 |  | 2667894.3492
Batt Ref | 198 | 199 | Baseline | Reference | Community Shared | >275-600 kWdc projects (>250-500 kWac) | 1 | 25% of PV Nameplate (kW), 6-hour duration | 373.4255 | 93.3564 | 6 | 3429.1126 | 46.6652 | 0 | 56.8473 | 0.46875 | 10 | 0.07125 | Qcells North America Q.PEAK DUO BLK-G6+ 340 | SolarEdge Technologies Ltd : SE14.4KUS [208V] | 0.3415 | -34647.9641 | 22.5173 | 122609.9577 | 8.463 | 11.1236 |  | 1288262.2907
Batt Ref | 146 | 147 | Baseline | Reference | Community Shared | >275-600 kWdc projects (>250-500 kWac) | 1 | 25% of PV Nameplate (kW), 4-hour duration | 373.4255 | 93.3564 | 4 | 3440.1139 | 46.6652 | 0 | 56.8473 | 0.46875 | 10 | 0.07125 | Qcells North America Q.PEAK DUO BLK-G6+ 340 | SolarEdge Technologies Ltd : SE14.4KUS [208V] | 0.33872 | -35968.0871 | 22.5432 | 122812.2329 | 8.4442 | 11.1363 |  | 1292395.3017
Batt Ref | 94 | 95 | Baseline | Reference | Community Shared | >275-600 kWdc projects (>250-500 kWac) | 1 | 25% of PV Nameplate (kW), 2-hour duration | 373.4255 | 93.3564 | 2 | 3460.9765 | 46.6652 | 0 | 56.8473 | 0.46875 | 10 | 0.07125 | Qcells North America Q.PEAK DUO BLK-G6+ 340 | SolarEdge Technologies Ltd : SE14.4KUS [208V] | 0.33396 | -39459.6945 | 22.6138 | 123078.6624 | 8.3936 | 11.1722 |  | 1300233.0268
Batt Ref | 403 | 404 | Baseline | Reference | Landfill | >1.2-6.5 MWdc projects (>1-5 MWac) | 1 | 100% of PV Nameplate (kW), 2-hour duration | 3254.9916 | 3254.9916 | 2 | 3016.361 | 102.6366 | 0 | 127.4066 | 0.52778 | 19.5 | 0.065 | Qcells North America Q.PEAK DUO BLK-G6+ 340 | SolarEdge Technologies Ltd : SE14.4KUS [208V] | 0.20581 | -1288166.5935 | 22.6392 | 882789.0349 | 5.0117 | 14.7244 |  | 9811488.0671
Batt Ref | 368 | 369 | Baseline | Reference | Ground-Mount | >1.2-6.5 MWdc projects (>1-5 MWac) | 1 | 100% of PV Nameplate (kW), 2-hour duration | 3254.9916 | 3254.9916 | 2 | 3016.361 | 102.6366 | 0 | 127.4066 | 0.52778 | 19.5 | 0.065 | Qcells North America Q.PEAK DUO BLK-G6+ 340 | SolarEdge Technologies Ltd : SE14.4KUS [208V] | 0.20581 | -1288166.5935 | 22.6392 | 882789.0349 | 5.0117 | 14.7244 |  | 9811488.0671
Batt Ref | 373 | 374 | Baseline | Reference | Brownfield | >1.2-6.5 MWdc projects (>1-5 MWac) | 1 | 100% of PV Nameplate (kW), 2-hour duration | 3254.9916 | 3254.9916 | 2 | 3016.361 | 102.6366 | 0 | 127.4066 | 0.52778 | 19.5 | 0.065 | Qcells North America Q.PEAK DUO BLK-G6+ 340 | SolarEdge Technologies Ltd : SE14.4KUS [208V] | 0.20581 | -1288166.5935 | 22.6392 | 882789.0349 | 5.0117 | 14.7244 |  | 9811488.0671
Batt Ref | 224 | 225 | Baseline | Reference | Serving Public Entity | >27.5-275 kWdc projects (>25-250 kWac) | 1 | 50% of PV Nameplate (kW), 2-hour duration | 112.6517 | 56.3258 | 2 | 3205.623 | 68.837 | 0 | 24.3365 | 0.46667 | 10 | 0.07125 | Qcells North America Q.PEAK DUO BLK-G6+ 340 | SolarEdge Technologies Ltd : SE14.4KUS [208V] | 0.35277 | -13428.4295 | 22.7114 | 37443.9802 | 8.2649 | 11.2411 |  | 365863.5474
Batt Ref | 255 | 256 | Baseline | Reference | Rooftop | >27.5-275 kWdc projects (>25-250 kWac) | 1 | 50% of PV Nameplate (kW), 2-hour duration | 112.6517 | 56.3258 | 2 | 3205.623 | 68.837 | 0 | 24.3365 | 0.46667 | 10 | 0.07125 | Qcells North America Q.PEAK DUO BLK-G6+ 340 | SolarEdge Technologies Ltd : SE14.4KUS [208V] | 0.34277 | -13428.4295 | 22.7114 | 37443.9802 | 8.2649 | 11.2411 |  | 365863.5474
Batt Ref | 455 | 456 | Baseline | Reference | Landfill | >1.2-6.5 MWdc projects (>1-5 MWac) | 1 | 100% of PV Nameplate (kW), 4-hour duration | 3254.9916 | 3254.9916 | 4 | 2960.8164 | 102.6366 | 0 | 127.4066 | 0.52778 | 19.5 | 0.065 | Qcells North America Q.PEAK DUO BLK-G6+ 340 | SolarEdge Technologies Ltd : SE14.4KUS [208V] | 0.21576 | -1173629.6299 | 22.7554 | 881978.7254 | 5.3212 | 14.4971 |  | 9630814.7591
Batt Ref | 420 | 421 | Baseline | Reference | Ground-Mount | >1.2-6.5 MWdc projects (>1-5 MWac) | 1 | 100% of PV Nameplate (kW), 4-hour duration | 3254.9916 | 3254.9916 | 4 | 2960.8164 | 102.6366 | 0 | 127.4066 | 0.52778 | 19.5 | 0.065 | Qcells North America Q.PEAK DUO BLK-G6+ 340 | SolarEdge Technologies Ltd : SE14.4KUS [208V] | 0.21576 | -1173629.6299 | 22.7554 | 881978.7254 | 5.3212 | 14.4971 |  | 9630814.7591
Batt Ref | 425 | 426 | Baseline | Reference | Brownfield | >1.2-6.5 MWdc projects (>1-5 MWac) | 1 | 100% of PV Nameplate (kW), 4-hour duration | 3254.9916 | 3254.9916 | 4 | 2960.8164 | 102.6366 | 0 | 127.4066 | 0.52778 | 19.5 | 0.065 | Qcells North America Q.PEAK DUO BLK-G6+ 340 | SolarEdge Technologies Ltd : SE14.4KUS [208V] | 0.21576 | -1173629.6299 | 22.7554 | 881978.7254 | 5.3212 | 14.4971 |  | 9630814.7591
Batt Ref | 507 | 508 | Baseline | Reference | Landfill | >1.2-6.5 MWdc projects (>1-5 MWac) | 1 | 100% of PV Nameplate (kW), 6-hour duration | 3254.9916 | 3254.9916 | 6 | 2931.5264 | 102.6366 | 0 | 127.4066 | 0.52778 | 19.5 | 0.065 | Qcells North America Q.PEAK DUO BLK-G6+ 340 | SolarEdge Technologies Ltd : SE14.4KUS [208V] | 0.22157 | -1112832.8101 | 22.8506 | 882143.186 | 5.4883 | 14.3764 |  | 9535541.6087
Batt Ref | 472 | 473 | Baseline | Reference | Ground-Mount | >1.2-6.5 MWdc projects (>1-5 MWac) | 1 | 100% of PV Nameplate (kW), 6-hour duration | 3254.9916 | 3254.9916 | 6 | 2931.5264 | 102.6366 | 0 | 127.4066 | 0.52778 | 19.5 | 0.065 | Qcells North America Q.PEAK DUO BLK-G6+ 340 | SolarEdge Technologies Ltd : SE14.4KUS [208V] | 0.22157 | -1112832.8101 | 22.8506 | 882143.186 | 5.4883 | 14.3764 |  | 9535541.6087
Batt Ref | 477 | 478 | Baseline | Reference | Brownfield | >1.2-6.5 MWdc projects (>1-5 MWac) | 1 | 100% of PV Nameplate (kW), 6-hour duration | 3254.9916 | 3254.9916 | 6 | 2931.5264 | 102.6366 | 0 | 127.4066 | 0.52778 | 19.5 | 0.065 | Qcells North America Q.PEAK DUO BLK-G6+ 340 | SolarEdge Technologies Ltd : SE14.4KUS [208V] | 0.22157 | -1112832.8101 | 22.8506 | 882143.186 | 5.4883 | 14.3764 |  | 9535541.6087
Batt Ref | 168 | 169 | Baseline | Reference | Pollinator-Friendly | >275-600 kWdc projects (>250-500 kWac) | 1 | 25% of PV Nameplate (kW), 6-hour duration | 373.4255 | 93.3564 | 6 | 3500.1763 | 45.9796 | 0 | 56.8473 | 0.46875 | 10 | 0.07125 | Qcells North America Q.PEAK DUO BLK-G6+ 340 | SolarEdge Technologies Ltd : SE14.4KUS [208V] | 0.274 | -51416.1806 | 22.8682 | 122609.9577 | 8.2178 | 11.3046 |  | 1314959.7604
Batt Ref | 116 | 117 | Baseline | Reference | Pollinator-Friendly | >275-600 kWdc projects (>250-500 kWac) | 1 | 25% of PV Nameplate (kW), 4-hour duration | 373.4255 | 93.3564 | 4 | 3511.1776 | 45.9796 | 0 | 56.8473 | 0.46875 | 10 | 0.07125 | Qcells North America Q.PEAK DUO BLK-G6+ 340 | SolarEdge Technologies Ltd : SE14.4KUS [208V] | 0.27122 | -52736.3036 | 22.8935 | 122812.2329 | 8.2 | 11.3169 |  | 1319092.7714
Batt Ref | 64 | 65 | Baseline | Reference | Pollinator-Friendly | >275-600 kWdc projects (>250-500 kWac) | 1 | 25% of PV Nameplate (kW), 2-hour duration | 373.4255 | 93.3564 | 2 | 3532.0401 | 45.9796 | 0 | 56.8473 | 0.46875 | 10 | 0.07125 | Qcells North America Q.PEAK DUO BLK-G6+ 340 | SolarEdge Technologies Ltd : SE14.4KUS [208V] | 0.26646 | -56227.9109 | 22.9634 | 123078.6624 | 8.1516 | 11.3523 |  | 1326930.4966
Batt Ref | 486 | 487 | Baseline | Reference | Serving Public Entity | >600 kW-1.2 MWdc projects (>500 kW-1.0 MWac) | 1 | 100% of PV Nameplate (kW), 6-hour duration | 805.4008 | 805.4008 | 6 | 2592.2234 | 110.4302 | 0 | 79.7896 | 0.38 | 10 | 0.0725 | Qcells North America Q.PEAK DUO BLK-G6+ 340 | SolarEdge Technologies Ltd : SE14.4KUS [208V] | 0.29997 | -119811.4547 | 22.9859 | 257770.5127 | 7.9303 | 11.2787 |  | 2083313.3249
Batt Ref | 517 | 518 | Baseline | Reference | Rooftop | >600 kW-1.2 MWdc projects (>500 kW-1.0 MWac) | 1 | 100% of PV Nameplate (kW), 6-hour duration | 805.4008 | 805.4008 | 6 | 2592.2234 | 110.4302 | 0 | 79.7896 | 0.38 | 10 | 0.0725 | Qcells North America Q.PEAK DUO BLK-G6+ 340 | SolarEdge Technologies Ltd : SE14.4KUS [208V] | 0.29997 | -119811.4547 | 22.9859 | 257770.5127 | 7.9303 | 11.2787 |  | 2083313.3249
Batt Ref | 207 | 208 | Baseline | Reference | Low-Income Residential | <27.5 kWdc residential projects (<25 kWac) | 1 | 25% of PV Nameplate (kW), 6-hour duration | 8.7991 | 2.1998 | 6 | 3591.4906 | 46.2206 | 0 | 0.9374 | 0.575 | 15 | 0.06 | Qcells North America Q.PEAK L-G4.2 365 | SolarEdge Technologies Ltd : SE7600H-US [240V] | 0.083303 | 4208.5846 | 23.0049 | 3192.1225 | 12.5598 | 10.0601 |  | 31443.5
Batt Ref | 155 | 156 | Baseline | Reference | Low-Income Residential | <27.5 kWdc residential projects (<25 kWac) | 1 | 25% of PV Nameplate (kW), 4-hour duration | 8.7991 | 2.1998 | 4 | 3613.7474 | 46.2206 | 0 | 0.9374 | 0.575 | 15 | 0.06 | Qcells North America Q.PEAK L-G4.2 365 | SolarEdge Technologies Ltd : SE7600H-US [240V] | 0.080518 | 4168.6583 | 23.0054 | 3192.1225 | 12.4896 | 10.1147 |  | 31638.3589
Batt Ref | 314 | 315 | Baseline | Reference | Ground-Mount | >275-600 kWdc projects (>250-500 kWac) | 1 | 50% of PV Nameplate (kW), 6-hour duration | 373.4255 | 186.7127 | 6 | 3232.4104 | 69.6921 | 0 | 56.8473 | 0.46875 | 10 | 0.07125 | Qcells North America Q.PEAK DUO BLK-G6+ 340 | SolarEdge Technologies Ltd : SE14.4KUS [208V] | 0.29356 | -61003.2221 | 23.0726 | 122325.6452 | 7.9897 | 11.4561 |  | 1214364.4595
Batt Ref | 319 | 320 | Baseline | Reference | Brownfield | >275-600 kWdc projects (>250-500 kWac) | 1 | 50% of PV Nameplate (kW), 6-hour duration | 373.4255 | 186.7127 | 6 | 3232.4104 | 69.6921 | 0 | 56.8473 | 0.46875 | 10 | 0.07125 | Qcells North America Q.PEAK DUO BLK-G6+ 340 | SolarEdge Technologies Ltd : SE14.4KUS [208V] | 0.32356 | -61003.2221 | 23.0726 | 122325.6452 | 7.9897 | 11.4561 |  | 1214364.4595
Batt Ref | 349 | 350 | Baseline | Reference | Landfill | >275-600 kWdc projects (>250-500 kWac) | 1 | 50% of PV Nameplate (kW), 6-hour duration | 373.4255 | 186.7127 | 6 | 3232.4104 | 69.6921 | 0 | 56.8473 | 0.46875 | 10 | 0.07125 | Qcells North America Q.PEAK DUO BLK-G6+ 340 | SolarEdge Technologies Ltd : SE14.4KUS [208V] | 0.35356 | -61003.2221 | 23.0726 | 122325.6452 | 7.9897 | 11.4561 |  | 1214364.4595
Batt Ref | 315 | 316 | Baseline | Reference | Ground-Mount | >600 kW-1.2 MWdc projects (>500 kW-1.0 MWac) | 1 | 50% of PV Nameplate (kW), 6-hour duration | 805.4008 | 402.7004 | 6 | 3137.7663 | 68.4449 | 0 | 79.7896 | 0.38 | 10 | 0.0725 | Qcells North America Q.PEAK DUO BLK-G6+ 340 | SolarEdge Technologies Ltd : SE14.4KUS [208V] | 0.25666 | -131403.0679 | 23.0957 | 258669.2214 | 8.0393 | 11.2444 |  | 2521754.2414
Batt Ref | 320 | 321 | Baseline | Reference | Brownfield | >600 kW-1.2 MWdc projects (>500 kW-1.0 MWac) | 1 | 50% of PV Nameplate (kW), 6-hour duration | 805.4008 | 402.7004 | 6 | 3137.7663 | 68.4449 | 0 | 79.7896 | 0.38 | 10 | 0.0725 | Qcells North America Q.PEAK DUO BLK-G6+ 340 | SolarEdge Technologies Ltd : SE14.4KUS [208V] | 0.28666 | -131403.0679 | 23.0957 | 258669.2214 | 8.0393 | 11.2444 |  | 2521754.2414
Batt Ref | 350 | 351 | Baseline | Reference | Landfill | >600 kW-1.2 MWdc projects (>500 kW-1.0 MWac) | 1 | 50% of PV Nameplate (kW), 6-hour duration | 805.4008 | 402.7004 | 6 | 3137.7663 | 68.4449 | 0 | 79.7896 | 0.38 | 10 | 0.0725 | Qcells North America Q.PEAK DUO BLK-G6+ 340 | SolarEdge Technologies Ltd : SE14.4KUS [208V] | 0.31666 | -131403.0679 | 23.0957 | 258669.2214 | 8.0393 | 11.2444 |  | 2521754.2414
Batt Ref | 103 | 104 | Baseline | Reference | Low-Income Residential | <27.5 kWdc residential projects (<25 kWac) | 1 | 25% of PV Nameplate (kW), 2-hour duration | 8.7991 | 2.1998 | 2 | 3655.9548 | 46.2206 | 0 | 0.9374 | 0.575 | 15 | 0.06 | Qcells North America Q.PEAK L-G4.2 365 | SolarEdge Technologies Ltd : SE7600H-US [240V] | 0.075755 | 4017.018 | 23.0978 | 3192.1225 | 12.3104 | 10.2183 |  | 32007.8839
Batt Ref | 268 | 269 | Baseline | Reference | Brownfield | >600 kW-1.2 MWdc projects (>500 kW-1.0 MWac) | 1 | 50% of PV Nameplate (kW), 4-hour duration | 805.4008 | 402.7004 | 4 | 3156.8086 | 68.4449 | 0 | 79.7896 | 0.38 | 10 | 0.0725 | Qcells North America Q.PEAK DUO BLK-G6+ 340 | SolarEdge Technologies Ltd : SE14.4KUS [208V] | 0.28124 | -133339.4753 | 23.1084 | 259762.4342 | 8.0308 | 11.2498 |  | 2537058.0752
Batt Ref | 263 | 264 | Baseline | Reference | Ground-Mount | >600 kW-1.2 MWdc projects (>500 kW-1.0 MWac) | 1 | 50% of PV Nameplate (kW), 4-hour duration | 805.4008 | 402.7004 | 4 | 3156.8086 | 68.4449 | 0 | 79.7896 | 0.38 | 10 | 0.0725 | Qcells North America Q.PEAK DUO BLK-G6+ 340 | SolarEdge Technologies Ltd : SE14.4KUS [208V] | 0.25124 | -133339.4753 | 23.1084 | 259762.4342 | 8.0308 | 11.2498 |  | 2537058.0752
Batt Ref | 298 | 299 | Baseline | Reference | Landfill | >600 kW-1.2 MWdc projects (>500 kW-1.0 MWac) | 1 | 50% of PV Nameplate (kW), 4-hour duration | 805.4008 | 402.7004 | 4 | 3156.8086 | 68.4449 | 0 | 79.7896 | 0.38 | 10 | 0.0725 | Qcells North America Q.PEAK DUO BLK-G6+ 340 | SolarEdge Technologies Ltd : SE14.4KUS [208V] | 0.31124 | -133339.4753 | 23.1084 | 259762.4342 | 8.0308 | 11.2498 |  | 2537058.0752
Batt Ref | 211 | 212 | Baseline | Reference | Ground-Mount | >600 kW-1.2 MWdc projects (>500 kW-1.0 MWac) | 1 | 50% of PV Nameplate (kW), 2-hour duration | 805.4008 | 402.7004 | 2 | 3192.9198 | 68.4449 | 0 | 79.7896 | 0.38 | 10 | 0.0725 | Qcells North America Q.PEAK DUO BLK-G6+ 340 | SolarEdge Technologies Ltd : SE14.4KUS [208V] | 0.24197 | -140290.5547 | 23.1676 | 261529.2136 | 7.991 | 11.2799 |  | 2566079.8329
Batt Ref | 216 | 217 | Baseline | Reference | Brownfield | >600 kW-1.2 MWdc projects (>500 kW-1.0 MWac) | 1 | 50% of PV Nameplate (kW), 2-hour duration | 805.4008 | 402.7004 | 2 | 3192.9198 | 68.4449 | 0 | 79.7896 | 0.38 | 10 | 0.0725 | Qcells North America Q.PEAK DUO BLK-G6+ 340 | SolarEdge Technologies Ltd : SE14.4KUS [208V] | 0.27197 | -140290.5547 | 23.1676 | 261529.2136 | 7.991 | 11.2799 |  | 2566079.8329
Batt Ref | 246 | 247 | Baseline | Reference | Landfill | >600 kW-1.2 MWdc projects (>500 kW-1.0 MWac) | 1 | 50% of PV Nameplate (kW), 2-hour duration | 805.4008 | 402.7004 | 2 | 3192.9198 | 68.4449 | 0 | 79.7896 | 0.38 | 10 | 0.0725 | Qcells North America Q.PEAK DUO BLK-G6+ 340 | SolarEdge Technologies Ltd : SE14.4KUS [208V] | 0.30197 | -140290.5547 | 23.1676 | 261529.2136 | 7.991 | 11.2799 |  | 2566079.8329
Batt Ref | 262 | 263 | Baseline | Reference | Ground-Mount | >275-600 kWdc projects (>250-500 kWac) | 1 | 50% of PV Nameplate (kW), 4-hour duration | 373.4255 | 186.7127 | 4 | 3254.413 | 69.6921 | 0 | 56.8473 | 0.46875 | 10 | 0.07125 | Qcells North America Q.PEAK DUO BLK-G6+ 340 | SolarEdge Technologies Ltd : SE14.4KUS [208V] | 0.28814 | -65731.639 | 23.1698 | 122458.7608 | 7.9179 | 11.5108 |  | 1222630.4814
Batt Ref | 267 | 268 | Baseline | Reference | Brownfield | >275-600 kWdc projects (>250-500 kWac) | 1 | 50% of PV Nameplate (kW), 4-hour duration | 373.4255 | 186.7127 | 4 | 3254.413 | 69.6921 | 0 | 56.8473 | 0.46875 | 10 | 0.07125 | Qcells North America Q.PEAK DUO BLK-G6+ 340 | SolarEdge Technologies Ltd : SE14.4KUS [208V] | 0.31814 | -65731.639 | 23.1698 | 122458.7608 | 7.9179 | 11.5108 |  | 1222630.4814
Batt Ref | 297 | 298 | Baseline | Reference | Landfill | >275-600 kWdc projects (>250-500 kWac) | 1 | 50% of PV Nameplate (kW), 4-hour duration | 373.4255 | 186.7127 | 4 | 3254.413 | 69.6921 | 0 | 56.8473 | 0.46875 | 10 | 0.07125 | Qcells North America Q.PEAK DUO BLK-G6+ 340 | SolarEdge Technologies Ltd : SE14.4KUS [208V] | 0.34814 | -65731.639 | 23.1698 | 122458.7608 | 7.9179 | 11.5108 |  | 1222630.4814
Batt Ref | 434 | 435 | Baseline | Reference | Serving Public Entity | >600 kW-1.2 MWdc projects (>500 kW-1.0 MWac) | 1 | 100% of PV Nameplate (kW), 4-hour duration | 805.4008 | 805.4008 | 4 | 2630.3079 | 110.4302 | 0 | 79.7896 | 0.38 | 10 | 0.0725 | Qcells North America Q.PEAK DUO BLK-G6+ 340 | SolarEdge Technologies Ltd : SE14.4KUS [208V] | 0.29416 | -138907.5149 | 23.1739 | 258044.4474 | 7.7752 | 11.4044 |  | 2113920.9926
Batt Ref | 465 | 466 | Baseline | Reference | Rooftop | >600 kW-1.2 MWdc projects (>500 kW-1.0 MWac) | 1 | 100% of PV Nameplate (kW), 4-hour duration | 805.4008 | 805.4008 | 4 | 2630.3079 | 110.4302 | 0 | 79.7896 | 0.38 | 10 | 0.0725 | Qcells North America Q.PEAK DUO BLK-G6+ 340 | SolarEdge Technologies Ltd : SE14.4KUS [208V] | 0.29416 | -138907.5149 | 23.1739 | 258044.4474 | 7.7752 | 11.4044 |  | 2113920.9926
Batt Ref | 210 | 211 | Baseline | Reference | Ground-Mount | >275-600 kWdc projects (>250-500 kWac) | 1 | 50% of PV Nameplate (kW), 2-hour duration | 373.4255 | 186.7127 | 2 | 3296.1382 | 69.6921 | 0 | 56.8473 | 0.46875 | 10 | 0.07125 | Qcells North America Q.PEAK DUO BLK-G6+ 340 | SolarEdge Technologies Ltd : SE14.4KUS [208V] | 0.27887 | -74155.3943 | 23.341 | 122808.0807 | 7.7927 | 11.6063 |  | 1238305.9318
Batt Ref | 215 | 216 | Baseline | Reference | Brownfield | >275-600 kWdc projects (>250-500 kWac) | 1 | 50% of PV Nameplate (kW), 2-hour duration | 373.4255 | 186.7127 | 2 | 3296.1382 | 69.6921 | 0 | 56.8473 | 0.46875 | 10 | 0.07125 | Qcells North America Q.PEAK DUO BLK-G6+ 340 | SolarEdge Technologies Ltd : SE14.4KUS [208V] | 0.30887 | -74155.3943 | 23.341 | 122808.0807 | 7.7927 | 11.6063 |  | 1238305.9318
Batt Ref | 245 | 246 | Baseline | Reference | Landfill | >275-600 kWdc projects (>250-500 kWac) | 1 | 50% of PV Nameplate (kW), 2-hour duration | 373.4255 | 186.7127 | 2 | 3296.1382 | 69.6921 | 0 | 56.8473 | 0.46875 | 10 | 0.07125 | Qcells North America Q.PEAK DUO BLK-G6+ 340 | SolarEdge Technologies Ltd : SE14.4KUS [208V] | 0.33887 | -74155.3943 | 23.341 | 122808.0807 | 7.7927 | 11.6063 |  | 1238305.9318
Batt Ref | 413 | 414 | Baseline | Reference | Rooftop | >600 kW-1.2 MWdc projects (>500 kW-1.0 MWac) | 1 | 100% of PV Nameplate (kW), 2-hour duration | 805.4008 | 805.4008 | 2 | 2702.5303 | 110.4302 | 0 | 79.7896 | 0.38 | 10 | 0.0725 | Qcells North America Q.PEAK DUO BLK-G6+ 340 | SolarEdge Technologies Ltd : SE14.4KUS [208V] | 0.28421 | -166428.7301 | 23.435 | 259760.7566 | 7.5675 | 11.5755 |  | 2171964.508
Batt Ref | 382 | 383 | Baseline | Reference | Serving Public Entity | >600 kW-1.2 MWdc projects (>500 kW-1.0 MWac) | 1 | 100% of PV Nameplate (kW), 2-hour duration | 805.4008 | 805.4008 | 2 | 2702.5303 | 110.4302 | 0 | 79.7896 | 0.38 | 10 | 0.0725 | Qcells North America Q.PEAK DUO BLK-G6+ 340 | SolarEdge Technologies Ltd : SE14.4KUS [208V] | 0.28421 | -166428.7301 | 23.435 | 259760.7566 | 7.5675 | 11.5755 |  | 2171964.508
Batt Ref | 388 | 389 | Baseline | Reference | Dual-use Agriculture | >1.2-6.5 MWdc projects (>1-5 MWac) | 1 | 100% of PV Nameplate (kW), 2-hour duration | 3254.9916 | 3254.9916 | 2 | 3954.0672 | 48.2312 | 0 | 127.4066 | 0.52778 | 19.5 | 0.065 | Qcells North America Q.PEAK DUO BLK-G6+ 340 | SolarEdge Technologies Ltd : SE14.4KUS [208V] | 0.20581 | -1660565.5334 | 23.5539 | 882789.0349 | 5.0818 | 14.6722 |  | 12861617.7664
Batt Ref | 137 | 138 | Baseline | Reference | Solar Canopy | >600 kW-1.2 MWdc projects (>500 kW-1.0 MWac) | 1 | 25% of PV Nameplate (kW), 4-hour duration | 805.4008 | 201.3502 | 4 | 3604.2368 | 41.0147 | 0 | 79.7896 | 0.38 | 10 | 0.0725 | Qcells North America Q.PEAK DUO BLK-G6+ 340 | SolarEdge Technologies Ltd : SE14.4KUS [208V] | 0.31182 | -185745.1443 | 23.6132 | 261547.7173 | 7.8181 | 11.4473 |  | 2896646.3438
Batt Ref | 85 | 86 | Baseline | Reference | Solar Canopy | >600 kW-1.2 MWdc projects (>500 kW-1.0 MWac) | 1 | 25% of PV Nameplate (kW), 2-hour duration | 805.4008 | 201.3502 | 2 | 3622.2924 | 41.0147 | 0 | 79.7896 | 0.38 | 10 | 0.0725 | Qcells North America Q.PEAK DUO BLK-G6+ 340 | SolarEdge Technologies Ltd : SE14.4KUS [208V] | 0.30706 | -187276.898 | 23.6199 | 262693.6641 | 7.814 | 11.4497 |  | 2911157.2227
Batt Ref | 189 | 190 | Baseline | Reference | Solar Canopy | >600 kW-1.2 MWdc projects (>500 kW-1.0 MWac) | 1 | 25% of PV Nameplate (kW), 6-hour duration | 805.4008 | 201.3502 | 6 | 3594.7157 | 41.0147 | 0 | 79.7896 | 0.38 | 10 | 0.0725 | Qcells North America Q.PEAK DUO BLK-G6+ 340 | SolarEdge Technologies Ltd : SE14.4KUS [208V] | 0.3146 | -187814.3259 | 23.6405 | 260600.4616 | 7.8016 | 11.4617 |  | 2888994.4269
no batt | 22 | 23 | Baseline | Reference | Solar Canopy | >275-600 kWdc projects (>250-500 kWac) | 0 | 0 | 373.4255 | 0 | 0 | 3860.0268 | 30.4247 | 0 | 56.8473 | 0.46875 | 10 | 0.07125 | Qcells North America Q.PEAK DUO BLK-G6+ 340 | SolarEdge Technologies Ltd : SE14.4KUS [208V] | 0.3282 | -89102.0006 | 23.6423 | 123505.1054 | 7.767 | 11.6606 |  | 1450149.814
Batt Ref | 192 | 193 | Baseline | Reference | Landfill | >27.5-275 kWdc projects (>25-250 kWac) | 1 | 25% of PV Nameplate (kW), 6-hour duration | 112.6517 | 28.1629 | 6 | 3659.2287 | 46.0812 | 0 | 24.3365 | 0.46667 | 10 | 0.07125 | Qcells North America Q.PEAK DUO BLK-G6+ 340 | SolarEdge Technologies Ltd : SE14.4KUS [208V] | 0.3654 | -27497.9727 | 23.6768 | 37426.5489 | 7.6777 | 11.7158 |  | 417634.3889
Batt Ref | 157 | 158 | Baseline | Reference | Ground-Mount | >27.5-275 kWdc projects (>25-250 kWac) | 1 | 25% of PV Nameplate (kW), 6-hour duration | 112.6517 | 28.1629 | 6 | 3659.2287 | 46.0812 | 0 | 24.3365 | 0.46667 | 10 | 0.07125 | Qcells North America Q.PEAK DUO BLK-G6+ 340 | SolarEdge Technologies Ltd : SE14.4KUS [208V] | 0.3054 | -27497.9727 | 23.6768 | 37426.5489 | 7.6777 | 11.7158 |  | 417634.3889
Batt Ref | 162 | 163 | Baseline | Reference | Brownfield | >27.5-275 kWdc projects (>25-250 kWac) | 1 | 25% of PV Nameplate (kW), 6-hour duration | 112.6517 | 28.1629 | 6 | 3659.2287 | 46.0812 | 0 | 24.3365 | 0.46667 | 10 | 0.07125 | Qcells North America Q.PEAK DUO BLK-G6+ 340 | SolarEdge Technologies Ltd : SE14.4KUS [208V] | 0.3354 | -27497.9727 | 23.6768 | 37426.5489 | 7.6777 | 11.7158 |  | 417634.3889
Batt Ref | 440 | 441 | Baseline | Reference | Dual-use Agriculture | >1.2-6.5 MWdc projects (>1-5 MWac) | 1 | 100% of PV Nameplate (kW), 4-hour duration | 3254.9916 | 3254.9916 | 4 | 3898.5225 | 48.2312 | 0 | 127.4066 | 0.52778 | 19.5 | 0.065 | Qcells North America Q.PEAK DUO BLK-G6+ 340 | SolarEdge Technologies Ltd : SE14.4KUS [208V] | 0.21576 | -1546028.5698 | 23.6864 | 881978.7254 | 5.3176 | 14.4995 |  | 12680944.4584
Batt Ref | 105 | 106 | Baseline | Reference | Ground-Mount | >27.5-275 kWdc projects (>25-250 kWac) | 1 | 25% of PV Nameplate (kW), 4-hour duration | 112.6517 | 28.1629 | 4 | 3673.0101 | 46.0812 | 0 | 24.3365 | 0.46667 | 10 | 0.07125 | Qcells North America Q.PEAK DUO BLK-G6+ 340 | SolarEdge Technologies Ltd : SE14.4KUS [208V] | 0.30262 | -28465.5023 | 23.7421 | 37444.7221 | 7.6356 | 11.7492 |  | 419207.279
Batt Ref | 110 | 111 | Baseline | Reference | Brownfield | >27.5-275 kWdc projects (>25-250 kWac) | 1 | 25% of PV Nameplate (kW), 4-hour duration | 112.6517 | 28.1629 | 4 | 3673.0101 | 46.0812 | 0 | 24.3365 | 0.46667 | 10 | 0.07125 | Qcells North America Q.PEAK DUO BLK-G6+ 340 | SolarEdge Technologies Ltd : SE14.4KUS [208V] | 0.33262 | -28465.5023 | 23.7421 | 37444.7221 | 7.6356 | 11.7492 |  | 419207.279
Batt Ref | 140 | 141 | Baseline | Reference | Landfill | >27.5-275 kWdc projects (>25-250 kWac) | 1 | 25% of PV Nameplate (kW), 4-hour duration | 112.6517 | 28.1629 | 4 | 3673.0101 | 46.0812 | 0 | 24.3365 | 0.46667 | 10 | 0.07125 | Qcells North America Q.PEAK DUO BLK-G6+ 340 | SolarEdge Technologies Ltd : SE14.4KUS [208V] | 0.36262 | -28465.5023 | 23.7421 | 37444.7221 | 7.6356 | 11.7492 |  | 419207.279
Batt Ref | 485 | 486 | Baseline | Reference | Serving Public Entity | >275-600 kWdc projects (>250-500 kWac) | 1 | 100% of PV Nameplate (kW), 6-hour duration | 373.4255 | 373.4255 | 6 | 2869.2794 | 108.8718 | 0 | 56.8473 | 0.46875 | 10 | 0.07125 | Qcells North America Q.PEAK DUO BLK-G6+ 340 | SolarEdge Technologies Ltd : SE14.4KUS [208V] | 0.33687 | -95028.4449 | 23.7874 | 122274.5783 | 7.1983 | 12.0402 |  | 1077941.9743
Batt Ref | 516 | 517 | Baseline | Reference | Rooftop | >275-600 kWdc projects (>250-500 kWac) | 1 | 100% of PV Nameplate (kW), 6-hour duration | 373.4255 | 373.4255 | 6 | 2869.2794 | 108.8718 | 0 | 56.8473 | 0.46875 | 10 | 0.07125 | Qcells North America Q.PEAK DUO BLK-G6+ 340 | SolarEdge Technologies Ltd : SE14.4KUS [208V] | 0.32687 | -95028.4449 | 23.7874 | 122274.5783 | 7.1983 | 12.0402 |  | 1077941.9743
Batt Ref | 492 | 493 | Baseline | Reference | Dual-use Agriculture | >1.2-6.5 MWdc projects (>1-5 MWac) | 1 | 100% of PV Nameplate (kW), 6-hour duration | 3254.9916 | 3254.9916 | 6 | 3869.2325 | 48.2312 | 0 | 127.4066 | 0.52778 | 19.5 | 0.065 | Qcells North America Q.PEAK DUO BLK-G6+ 340 | SolarEdge Technologies Ltd : SE14.4KUS [208V] | 0.22157 | -1485231.75 | 23.7917 | 882143.186 | 5.4443 | 14.4078 |  | 12585671.3081
no batt | 28 | 29 | Baseline | Reference | Dual-use Agriculture | >600 kW-1.2 MWdc projects (>500 kW-1.0 MWac) | 0 | 0 | 805.4008 | 0 | 0 | 3867.3052 | 25.2617 | 0 | 79.7896 | 0.38 | 10 | 0.0725 | Qcells North America Q.PEAK DUO BLK-G6+ 340 | SolarEdge Technologies Ltd : SE14.4KUS [208V] | 0.2913 | -207532.3793 | 23.8072 | 264127.8403 | 7.7701 | 11.4978 |  | 3108068.6472
Batt Ref | 53 | 54 | Baseline | Reference | Ground-Mount | >27.5-275 kWdc projects (>25-250 kWac) | 1 | 25% of PV Nameplate (kW), 2-hour duration | 112.6517 | 28.1629 | 2 | 3699.1446 | 46.0812 | 0 | 24.3365 | 0.46667 | 10 | 0.07125 | Qcells North America Q.PEAK DUO BLK-G6+ 340 | SolarEdge Technologies Ltd : SE14.4KUS [208V] | 0.29786 | -30345.0831 | 23.869 | 37474.0019 | 7.5544 | 11.8145 |  | 422190.0634
Batt Ref | 58 | 59 | Baseline | Reference | Brownfield | >27.5-275 kWdc projects (>25-250 kWac) | 1 | 25% of PV Nameplate (kW), 2-hour duration | 112.6517 | 28.1629 | 2 | 3699.1446 | 46.0812 | 0 | 24.3365 | 0.46667 | 10 | 0.07125 | Qcells North America Q.PEAK DUO BLK-G6+ 340 | SolarEdge Technologies Ltd : SE14.4KUS [208V] | 0.32786 | -30345.0831 | 23.869 | 37474.0019 | 7.5544 | 11.8145 |  | 422190.0634
Batt Ref | 88 | 89 | Baseline | Reference | Landfill | >27.5-275 kWdc projects (>25-250 kWac) | 1 | 25% of PV Nameplate (kW), 2-hour duration | 112.6517 | 28.1629 | 2 | 3699.1446 | 46.0812 | 0 | 24.3365 | 0.46667 | 10 | 0.07125 | Qcells North America Q.PEAK DUO BLK-G6+ 340 | SolarEdge Technologies Ltd : SE14.4KUS [208V] | 0.35786 | -30345.0831 | 23.869 | 37474.0019 | 7.5544 | 11.8145 |  | 422190.0634
Batt Ref | 171 | 172 | Baseline | Reference | Serving Public Entity | <27.5 kWdc small commercial or industrial projects (<25 kWac) | 1 | 25% of PV Nameplate (kW), 6-hour duration | 16.4475 | 4.1119 | 6 | 3320.7084 | 47.4154 | 0 | 3.9246 | 0.425 | 10 | 0.08125 | Qcells North America Q.PEAK DUO BLK-G6+ 340 | SolarEdge Technologies Ltd : SE14.4KUS [208V] | 0.093303 | -4090.859 | 23.8711 | 5049.3302 | 7.5644 | 11.5442 |  | 54512.7491
Batt Ref | 202 | 203 | Baseline | Reference | Rooftop | <27.5 kWdc small commercial or industrial projects (<25 kWac) | 1 | 25% of PV Nameplate (kW), 6-hour duration | 16.4475 | 4.1119 | 6 | 3320.7084 | 47.4154 | 0 | 3.9246 | 0.425 | 10 | 0.08125 | Qcells North America Q.PEAK DUO BLK-G6+ 340 | SolarEdge Technologies Ltd : SE14.4KUS [208V] | 0.083303 | -4090.859 | 23.8711 | 5049.3302 | 7.5644 | 11.5442 |  | 54512.7491
Batt Ref | 119 | 120 | Baseline | Reference | Serving Public Entity | <27.5 kWdc small commercial or industrial projects (<25 kWac) | 1 | 25% of PV Nameplate (kW), 4-hour duration | 16.4475 | 4.1119 | 4 | 3340.4959 | 47.4154 | 0 | 3.9246 | 0.425 | 10 | 0.08125 | Qcells North America Q.PEAK DUO BLK-G6+ 340 | SolarEdge Technologies Ltd : SE14.4KUS [208V] | 0.090518 | -4319.1525 | 23.9865 | 5050.3218 | 7.4918 | 11.6029 |  | 54837.5812
Batt Ref | 150 | 151 | Baseline | Reference | Rooftop | <27.5 kWdc small commercial or industrial projects (<25 kWac) | 1 | 25% of PV Nameplate (kW), 4-hour duration | 16.4475 | 4.1119 | 4 | 3340.4959 | 47.4154 | 0 | 3.9246 | 0.425 | 10 | 0.08125 | Qcells North America Q.PEAK DUO BLK-G6+ 340 | SolarEdge Technologies Ltd : SE14.4KUS [208V] | 0.080518 | -4319.1525 | 23.9865 | 5050.3218 | 7.4918 | 11.6029 |  | 54837.5812
no batt | 0 | 1 | Baseline | Reference | Ground-Mount | <27.5 kWdc small commercial or industrial projects (<25 kWac) | 0 | 0 | 16.4475 | 0 | 0 | 3634.7876 | 23.5448 | *Matt to fill out with SAM pull or Electricity Rates tab | 3.9246 | 0.425 | 10 | 0.08125 | Qcells North America Q.PEAK DUO BLK-G6+ 340 | SolarEdge Technologies Ltd : SE14.4KUS [208V] | 0.03 | -4327.6634 | 23.9874 | 5057.4117 | 7.6174 | 11.5224 |  | 59668.674
no batt | 5 | 6 | Baseline | Reference | Brownfield | <27.5 kWdc small commercial or industrial projects (<25 kWac) | 0 | 0 | 16.4475 | 0 | 0 | 3634.7876 | 23.5448 | 0 | 3.9246 | 0.425 | 10 | 0.08125 | Qcells North America Q.PEAK DUO BLK-G6+ 340 | SolarEdge Technologies Ltd : SE14.4KUS [208V] | 0.06 | -4327.6634 | 23.9874 | 5057.4117 | 7.6174 | 11.5224 |  | 59668.674
no batt | 15 | 16 | Baseline | Reference | Landfill | <27.5 kWdc small commercial or industrial projects (<25 kWac) | 0 | 0 | 16.4475 | 0 | 0 | 3634.7876 | 23.5448 | 0 | 3.9246 | 0.425 | 10 | 0.08125 | Qcells North America Q.PEAK DUO BLK-G6+ 340 | SolarEdge Technologies Ltd : SE14.4KUS [208V] | 0.09 | -4327.6634 | 23.9874 | 5057.4117 | 7.6174 | 11.5224 |  | 59668.674
Batt Ref | 433 | 434 | Baseline | Reference | Serving Public Entity | >275-600 kWdc projects (>250-500 kWac) | 1 | 100% of PV Nameplate (kW), 4-hour duration | 373.4255 | 373.4255 | 4 | 2913.2846 | 108.8718 | 0 | 56.8473 | 0.46875 | 10 | 0.07125 | Qcells North America Q.PEAK DUO BLK-G6+ 340 | SolarEdge Technologies Ltd : SE14.4KUS [208V] | 0.33106 | -106624.5825 | 24.0303 | 122267.7173 | 7.0044 | 12.2023 |  | 1094474.0182
Batt Ref | 464 | 465 | Baseline | Reference | Rooftop | >275-600 kWdc projects (>250-500 kWac) | 1 | 100% of PV Nameplate (kW), 4-hour duration | 373.4255 | 373.4255 | 4 | 2913.2846 | 108.8718 | 0 | 56.8473 | 0.46875 | 10 | 0.07125 | Qcells North America Q.PEAK DUO BLK-G6+ 340 | SolarEdge Technologies Ltd : SE14.4KUS [208V] | 0.32106 | -106624.5825 | 24.0303 | 122267.7173 | 7.0044 | 12.2023 |  | 1094474.0182
Batt Ref | 354 | 355 | Baseline | Reference | Community Shared | >275-600 kWdc projects (>250-500 kWac) | 1 | 50% of PV Nameplate (kW), 6-hour duration | 373.4255 | 186.7127 | 6 | 3568.0039 | 57.849 | 0 | 56.8473 | 0.46875 | 10 | 0.07125 | Qcells North America Q.PEAK DUO BLK-G6+ 340 | SolarEdge Technologies Ltd : SE14.4KUS [208V] | 0.36356 | -111500.3336 | 24.1315 | 122325.6452 | 7.3174 | 12.0062 |  | 1340441.5012
Batt Ref | 355 | 356 | Baseline | Reference | Community Shared | >600 kW-1.2 MWdc projects (>500 kW-1.0 MWac) | 1 | 50% of PV Nameplate (kW), 6-hour duration | 805.4008 | 402.7004 | 6 | 3439.8095 | 58.4149 | 0 | 79.7896 | 0.38 | 10 | 0.0725 | Qcells North America Q.PEAK DUO BLK-G6+ 340 | SolarEdge Technologies Ltd : SE14.4KUS [208V] | 0.32666 | -236964.8415 | 24.1419 | 258669.2214 | 7.4081 | 11.7814 |  | 2764499.7017
Batt Ref | 303 | 304 | Baseline | Reference | Community Shared | >600 kW-1.2 MWdc projects (>500 kW-1.0 MWac) | 1 | 50% of PV Nameplate (kW), 4-hour duration | 805.4008 | 402.7004 | 4 | 3458.8517 | 58.4149 | 0 | 79.7896 | 0.38 | 10 | 0.0725 | Qcells North America Q.PEAK DUO BLK-G6+ 340 | SolarEdge Technologies Ltd : SE14.4KUS [208V] | 0.32124 | -238901.2489 | 24.1502 | 259762.4342 | 7.4036 | 11.7838 |  | 2779803.5355
Batt Ref | 251 | 252 | Baseline | Reference | Community Shared | >600 kW-1.2 MWdc projects (>500 kW-1.0 MWac) | 1 | 50% of PV Nameplate (kW), 2-hour duration | 805.4008 | 402.7004 | 2 | 3494.9629 | 58.4149 | 0 | 79.7896 | 0.38 | 10 | 0.0725 | Qcells North America Q.PEAK DUO BLK-G6+ 340 | SolarEdge Technologies Ltd : SE14.4KUS [208V] | 0.31197 | -245852.3283 | 24.2027 | 261529.2136 | 7.3729 | 11.8086 |  | 2808825.2932
Batt Ref | 67 | 68 | Baseline | Reference | Serving Public Entity | <27.5 kWdc small commercial or industrial projects (<25 kWac) | 1 | 25% of PV Nameplate (kW), 2-hour duration | 16.4475 | 4.1119 | 2 | 3378.0204 | 47.4154 | 0 | 3.9246 | 0.425 | 10 | 0.08125 | Qcells North America Q.PEAK DUO BLK-G6+ 340 | SolarEdge Technologies Ltd : SE14.4KUS [208V] | 0.085755 | -4752.4555 | 24.2054 | 5052.4886 | 7.356 | 11.7147 |  | 55453.5836
Batt Ref | 98 | 99 | Baseline | Reference | Rooftop | <27.5 kWdc small commercial or industrial projects (<25 kWac) | 1 | 25% of PV Nameplate (kW), 2-hour duration | 16.4475 | 4.1119 | 2 | 3378.0204 | 47.4154 | 0 | 3.9246 | 0.425 | 10 | 0.08125 | Qcells North America Q.PEAK DUO BLK-G6+ 340 | SolarEdge Technologies Ltd : SE14.4KUS [208V] | 0.075755 | -4752.4555 | 24.2054 | 5052.4886 | 7.356 | 11.7147 |  | 55453.5836
Batt Ref | 302 | 303 | Baseline | Reference | Community Shared | >275-600 kWdc projects (>250-500 kWac) | 1 | 50% of PV Nameplate (kW), 4-hour duration | 373.4255 | 186.7127 | 4 | 3590.0065 | 57.849 | 0 | 56.8473 | 0.46875 | 10 | 0.07125 | Qcells North America Q.PEAK DUO BLK-G6+ 340 | SolarEdge Technologies Ltd : SE14.4KUS [208V] | 0.35814 | -116228.7505 | 24.2276 | 122458.7608 | 7.2554 | 12.0566 |  | 1348707.5231
Batt Ref | 250 | 251 | Baseline | Reference | Community Shared | >275-600 kWdc projects (>250-500 kWac) | 1 | 50% of PV Nameplate (kW), 2-hour duration | 373.4255 | 186.7127 | 2 | 3631.7316 | 57.849 | 0 | 56.8473 | 0.46875 | 10 | 0.07125 | Qcells North America Q.PEAK DUO BLK-G6+ 340 | SolarEdge Technologies Ltd : SE14.4KUS [208V] | 0.34887 | -124652.5058 | 24.3959 | 122808.0807 | 7.1476 | 12.1443 |  | 1364382.9735
Batt Ref | 381 | 382 | Baseline | Reference | Serving Public Entity | >275-600 kWdc projects (>250-500 kWac) | 1 | 100% of PV Nameplate (kW), 2-hour duration | 373.4255 | 373.4255 | 2 | 2996.7348 | 108.8718 | 0 | 56.8473 | 0.46875 | 10 | 0.07125 | Qcells North America Q.PEAK DUO BLK-G6+ 340 | SolarEdge Technologies Ltd : SE14.4KUS [208V] | 0.32111 | -127262.9153 | 24.4587 | 122458.6941 | 6.6748 | 12.4867 |  | 1125824.9189
Batt Ref | 412 | 413 | Baseline | Reference | Rooftop | >275-600 kWdc projects (>250-500 kWac) | 1 | 100% of PV Nameplate (kW), 2-hour duration | 373.4255 | 373.4255 | 2 | 2996.7348 | 108.8718 | 0 | 56.8473 | 0.46875 | 10 | 0.07125 | Qcells North America Q.PEAK DUO BLK-G6+ 340 | SolarEdge Technologies Ltd : SE14.4KUS [208V] | 0.31111 | -127262.9153 | 24.4587 | 122458.6941 | 6.6748 | 12.4867 |  | 1125824.9189
Batt Ref | 167 | 168 | Baseline | Reference | Pollinator-Friendly | >27.5-275 kWdc projects (>25-250 kWac) | 1 | 25% of PV Nameplate (kW), 6-hour duration | 112.6517 | 28.1629 | 6 | 3807.5771 | 45.9796 | 0 | 24.3365 | 0.46667 | 10 | 0.07125 | Qcells North America Q.PEAK DUO BLK-G6+ 340 | SolarEdge Technologies Ltd : SE14.4KUS [208V] | 0.3079 | -39484.5318 | 24.4989 | 37426.5489 | 7.1642 | 12.1375 |  | 434565.6562
Batt Ref | 357 | 358 | Baseline | Reference | Rooftop | <27.5 kWdc residential projects (<25 kWac) | 1 | 50% of PV Nameplate (kW), 6-hour duration | 8.7991 | 4.3995 | 6 | 3695.2373 | 54.2899 | 0 | 0.9374 | 0.575 | 15 | 0.06 | Qcells North America Q.PEAK L-G4.2 365 | SolarEdge Technologies Ltd : SE7600H-US [240V] | 0.075361 | 2731.8508 | 24.5022 | 3173.354 | 11.2905 | 10.5812 |  | 32351.8025
Batt Ref | 305 | 306 | Baseline | Reference | Rooftop | <27.5 kWdc residential projects (<25 kWac) | 1 | 50% of PV Nameplate (kW), 4-hour duration | 8.7991 | 4.3995 | 4 | 3739.7511 | 54.2899 | 0 | 0.9374 | 0.575 | 15 | 0.06 | Qcells North America Q.PEAK L-G4.2 365 | SolarEdge Technologies Ltd : SE7600H-US [240V] | 0.069938 | 2660.4467 | 24.5403 | 3192.1225 | 11.1942 | 10.6625 |  | 32741.5204
no batt | 27 | 28 | Baseline | Reference | Dual-use Agriculture | >275-600 kWdc projects (>250-500 kWac) | 0 | 0 | 373.4255 | 0 | 0 | 4086.0322 | 25.2617 | 0 | 56.8473 | 0.46875 | 10 | 0.07125 | Qcells North America Q.PEAK DUO BLK-G6+ 340 | SolarEdge Technologies Ltd : SE14.4KUS [208V] | 0.3282 | -132486.7026 | 24.5439 | 123505.1054 | 7.2588 | 12.0784 |  | 1535056.394
Batt Ref | 115 | 116 | Baseline | Reference | Pollinator-Friendly | >27.5-275 kWdc projects (>25-250 kWac) | 1 | 25% of PV Nameplate (kW), 4-hour duration | 112.6517 | 28.1629 | 4 | 3821.3584 | 45.9796 | 0 | 24.3365 | 0.46667 | 10 | 0.07125 | Qcells North America Q.PEAK DUO BLK-G6+ 340 | SolarEdge Technologies Ltd : SE14.4KUS [208V] | 0.30512 | -40452.0613 | 24.5637 | 37444.7221 | 7.125 | 12.1701 |  | 436138.5463
Batt Ref | 63 | 64 | Baseline | Reference | Pollinator-Friendly | >27.5-275 kWdc projects (>25-250 kWac) | 1 | 25% of PV Nameplate (kW), 2-hour duration | 112.6517 | 28.1629 | 2 | 3847.493 | 45.9796 | 0 | 24.3365 | 0.46667 | 10 | 0.07125 | Qcells North America Q.PEAK DUO BLK-G6+ 340 | SolarEdge Technologies Ltd : SE14.4KUS [208V] | 0.30036 | -42331.6422 | 24.69 | 37474.0019 | 7.0494 | 12.2338 |  | 439121.3307
Batt Ref | 253 | 254 | Baseline | Reference | Rooftop | <27.5 kWdc residential projects (<25 kWac) | 1 | 50% of PV Nameplate (kW), 2-hour duration | 8.7991 | 4.3995 | 2 | 3824.1657 | 54.2899 | 0 | 0.9374 | 0.575 | 15 | 0.06 | Qcells North America Q.PEAK L-G4.2 365 | SolarEdge Technologies Ltd : SE7600H-US [240V] | 0.060668 | 2361.4428 | 24.7471 | 3192.1225 | 10.8922 | 10.875 |  | 33480.5705
no batt | 11 | 12 | Baseline | Reference | Community Shared | >27.5-275 kWdc projects (>25-250 kWac) | 0 | 0 | 112.6517 | 0 | 0 | 3980.1804 | 37.409 | 0 | 24.3365 | 0.46667 | 10 | 0.07125 | Qcells North America Q.PEAK DUO BLK-G6+ 340 | SolarEdge Technologies Ltd : SE14.4KUS [208V] | 0.3521 | -44081.9046 | 24.8061 | 37521.1455 | 7.0381 | 12.2508 |  | 454265.1855
Batt Ref | 325 | 326 | Baseline | Reference | Pollinator-Friendly | >600 kW-1.2 MWdc projects (>500 kW-1.0 MWac) | 1 | 50% of PV Nameplate (kW), 6-hour duration | 805.4008 | 402.7004 | 6 | 3437.8879 | 68.1533 | 0 | 79.7896 | 0.38 | 10 | 0.0725 | Qcells North America Q.PEAK DUO BLK-G6+ 340 | SolarEdge Technologies Ltd : SE14.4KUS [208V] | 0.25916 | -305291.897 | 24.8191 | 258669.2214 | 6.9304 | 12.1953 |  | 2762955.3472
Batt Ref | 273 | 274 | Baseline | Reference | Pollinator-Friendly | >600 kW-1.2 MWdc projects (>500 kW-1.0 MWac) | 1 | 50% of PV Nameplate (kW), 4-hour duration | 805.4008 | 402.7004 | 4 | 3456.9301 | 68.1533 | 0 | 79.7896 | 0.38 | 10 | 0.0725 | Qcells North America Q.PEAK DUO BLK-G6+ 340 | SolarEdge Technologies Ltd : SE14.4KUS [208V] | 0.25374 | -307228.3044 | 24.8246 | 259762.4342 | 6.9284 | 12.1956 |  | 2778259.1811
Batt Ref | 221 | 222 | Baseline | Reference | Pollinator-Friendly | >600 kW-1.2 MWdc projects (>500 kW-1.0 MWac) | 1 | 50% of PV Nameplate (kW), 2-hour duration | 805.4008 | 402.7004 | 2 | 3493.0413 | 68.1533 | 0 | 79.7896 | 0.38 | 10 | 0.0725 | Qcells North America Q.PEAK DUO BLK-G6+ 340 | SolarEdge Technologies Ltd : SE14.4KUS [208V] | 0.24447 | -314179.3838 | 24.8727 | 261529.2136 | 6.902 | 12.2176 |  | 2807280.9388
no batt | 21 | 22 | Baseline | Reference | Solar Canopy | >27.5-275 kWdc projects (>25-250 kWac) | 0 | 0 | 112.6517 | 0 | 0 | 4157.25 | 26.65 | 0 | 24.3365 | 0.46667 | 10 | 0.07125 | Qcells North America Q.PEAK DUO BLK-G6+ 340 | SolarEdge Technologies Ltd : SE14.4KUS [208V] | 0.3621 | -47614.9886 | 25.0478 | 37521.1455 | 6.9719 | 12.3166 |  | 474474.4588
Batt Ref | 378 | 379 | Baseline | Reference | Pollinator-Friendly | >1.2-6.5 MWdc projects (>1-5 MWac) | 1 | 100% of PV Nameplate (kW), 2-hour duration | 3254.9916 | 3254.9916 | 2 | 3374.6202 | 112.5006 | 0 | 127.4066 | 0.52778 | 19.5 | 0.065 | Qcells North America Q.PEAK DUO BLK-G6+ 340 | SolarEdge Technologies Ltd : SE14.4KUS [208V] | 0.20581 | -2315171.8512 | 25.1617 | 882789.0349 | 2.2058 | 16.9676 |  | 10976817.8148
Batt Ref | 127 | 128 | Baseline | Reference | Dual-use Agriculture | >600 kW-1.2 MWdc projects (>500 kW-1.0 MWac) | 1 | 25% of PV Nameplate (kW), 4-hour duration | 805.4008 | 201.3502 | 4 | 3997.0303 | 31.2446 | 0 | 79.7896 | 0.38 | 10 | 0.0725 | Qcells North America Q.PEAK DUO BLK-G6+ 340 | SolarEdge Technologies Ltd : SE14.4KUS [208V] | 0.31182 | -346369.6231 | 25.1882 | 261547.7173 | 6.9904 | 12.1739 |  | 3212325.9167
Batt Ref | 75 | 76 | Baseline | Reference | Dual-use Agriculture | >600 kW-1.2 MWdc projects (>500 kW-1.0 MWac) | 1 | 25% of PV Nameplate (kW), 2-hour duration | 805.4008 | 201.3502 | 2 | 4015.0859 | 31.2446 | 0 | 79.7896 | 0.38 | 10 | 0.0725 | Qcells North America Q.PEAK DUO BLK-G6+ 340 | SolarEdge Technologies Ltd : SE14.4KUS [208V] | 0.30706 | -347901.3768 | 25.1885 | 262693.6641 | 6.9903 | 12.1731 |  | 3226836.7955
Batt Ref | 179 | 180 | Baseline | Reference | Dual-use Agriculture | >600 kW-1.2 MWdc projects (>500 kW-1.0 MWac) | 1 | 25% of PV Nameplate (kW), 6-hour duration | 805.4008 | 201.3502 | 6 | 3987.5092 | 31.2446 | 0 | 79.7896 | 0.38 | 10 | 0.0725 | Qcells North America Q.PEAK DUO BLK-G6+ 340 | SolarEdge Technologies Ltd : SE14.4KUS [208V] | 0.3146 | -348438.8047 | 25.221 | 260600.4616 | 6.9733 | 12.1903 |  | 3204673.9997
Batt Ref | 324 | 325 | Baseline | Reference | Pollinator-Friendly | >275-600 kWdc projects (>250-500 kWac) | 1 | 50% of PV Nameplate (kW), 6-hour duration | 373.4255 | 186.7127 | 6 | 3639.0675 | 68.1533 | 0 | 56.8473 | 0.46875 | 10 | 0.07125 | Qcells North America Q.PEAK DUO BLK-G6+ 340 | SolarEdge Technologies Ltd : SE14.4KUS [208V] | 0.29606 | -164907.3185 | 25.2515 | 122325.6452 | 6.5324 | 12.6717 |  | 1367138.9709
Batt Ref | 430 | 431 | Baseline | Reference | Pollinator-Friendly | >1.2-6.5 MWdc projects (>1-5 MWac) | 1 | 100% of PV Nameplate (kW), 4-hour duration | 3254.9916 | 3254.9916 | 4 | 3319.0755 | 112.5006 | 0 | 127.4066 | 0.52778 | 19.5 | 0.065 | Qcells North America Q.PEAK DUO BLK-G6+ 340 | SolarEdge Technologies Ltd : SE14.4KUS [208V] | 0.21576 | -2200634.8875 | 25.3229 | 881978.7254 | 2.4728 | 16.738 |  | 10796144.5068
Batt Ref | 272 | 273 | Baseline | Reference | Pollinator-Friendly | >275-600 kWdc projects (>250-500 kWac) | 1 | 50% of PV Nameplate (kW), 4-hour duration | 373.4255 | 186.7127 | 4 | 3661.0701 | 68.1533 | 0 | 56.8473 | 0.46875 | 10 | 0.07125 | Qcells North America Q.PEAK DUO BLK-G6+ 340 | SolarEdge Technologies Ltd : SE14.4KUS [208V] | 0.29064 | -169635.7354 | 25.3463 | 122458.7608 | 6.4748 | 12.7233 |  | 1375404.9929
Batt Ref | 482 | 483 | Baseline | Reference | Pollinator-Friendly | >1.2-6.5 MWdc projects (>1-5 MWac) | 1 | 100% of PV Nameplate (kW), 6-hour duration | 3254.9916 | 3254.9916 | 6 | 3289.7855 | 112.5006 | 0 | 127.4066 | 0.52778 | 19.5 | 0.065 | Qcells North America Q.PEAK DUO BLK-G6+ 340 | SolarEdge Technologies Ltd : SE14.4KUS [208V] | 0.22157 | -2139838.0678 | 25.4461 | 882143.186 | 2.6165 | 16.6162 |  | 10700871.3565
Batt Ref | 220 | 221 | Baseline | Reference | Pollinator-Friendly | >275-600 kWdc projects (>250-500 kWac) | 1 | 50% of PV Nameplate (kW), 2-hour duration | 373.4255 | 186.7127 | 2 | 3702.7953 | 68.1533 | 0 | 56.8473 | 0.46875 | 10 | 0.07125 | Qcells North America Q.PEAK DUO BLK-G6+ 340 | SolarEdge Technologies Ltd : SE14.4KUS [208V] | 0.28137 | -178059.4907 | 25.5116 | 122808.0807 | 6.3751 | 12.8126 |  | 1391080.4432
Batt Ref | 363 | 364 | Baseline | Reference | Low-Income Residential | <27.5 kWdc residential projects (<25 kWac) | 1 | 50% of PV Nameplate (kW), 6-hour duration | 8.7991 | 4.3995 | 6 | 3872.4834 | 57.9377 | 0 | 0.9374 | 0.575 | 15 | 0.06 | Qcells North America Q.PEAK L-G4.2 365 | SolarEdge Technologies Ltd : SE7600H-US [240V] | 0.10536 | 1454.8646 | 25.7555 | 3173.354 | 10.1742 | 11.1578 |  | 33903.5917
Batt Ref | 311 | 312 | Baseline | Reference | Low-Income Residential | <27.5 kWdc residential projects (<25 kWac) | 1 | 50% of PV Nameplate (kW), 4-hour duration | 8.7991 | 4.3995 | 4 | 3916.9971 | 57.9377 | 0 | 0.9374 | 0.575 | 15 | 0.06 | Qcells North America Q.PEAK L-G4.2 365 | SolarEdge Technologies Ltd : SE7600H-US [240V] | 0.099938 | 1383.4606 | 25.7832 | 3192.1225 | 10.0989 | 11.2205 |  | 34293.3097
no batt | 33 | 34 | Baseline | Reference | Floating | >600 kW-1.2 MWdc projects (>500 kW-1.0 MWac) | 0 | 0 | 805.4008 | 0 | 0 | 4294.9879 | 19.065 | 0 | 79.7896 | 0.38 | 10 | 0.0725 | Qcells North America Q.PEAK DUO BLK-G6+ 340 | SolarEdge Technologies Ltd : SE14.4KUS [208V] | 0.2413 | -414098.6161 | 25.8142 | 264127.8403 | 6.7579 | 12.3951 |  | 3451787.9482
Batt Ref | 178 | 179 | Baseline | Reference | Dual-use Agriculture | >275-600 kWdc projects (>250-500 kWac) | 1 | 25% of PV Nameplate (kW), 6-hour duration | 373.4255 | 93.3564 | 6 | 4224.9235 | 31.2446 | 0 | 56.8473 | 0.46875 | 10 | 0.07125 | Qcells North America Q.PEAK DUO BLK-G6+ 340 | SolarEdge Technologies Ltd : SE14.4KUS [208V] | 0.3515 | -196613.229 | 25.9061 | 122609.9577 | 6.4753 | 12.7592 |  | 1587235.6044
Batt Ref | 126 | 127 | Baseline | Reference | Dual-use Agriculture | >275-600 kWdc projects (>250-500 kWac) | 1 | 25% of PV Nameplate (kW), 4-hour duration | 373.4255 | 93.3564 | 4 | 4235.9248 | 31.2446 | 0 | 56.8473 | 0.46875 | 10 | 0.07125 | Qcells North America Q.PEAK DUO BLK-G6+ 340 | SolarEdge Technologies Ltd : SE14.4KUS [208V] | 0.34872 | -197933.352 | 25.9267 | 122812.2329 | 6.4643 | 12.7682 |  | 1591368.6154
no batt | 26 | 27 | Baseline | Reference | Dual-use Agriculture | >27.5-275 kWdc projects (>25-250 kWac) | 0 | 0 | 112.6517 | 0 | 0 | 4339.2626 | 25.2617 | 0 | 24.3365 | 0.46667 | 10 | 0.07125 | Qcells North America Q.PEAK DUO BLK-G6+ 340 | SolarEdge Technologies Ltd : SE14.4KUS [208V] | 0.3621 | -61041.809 | 25.9662 | 37521.1455 | 6.4938 | 12.7417 |  | 495247.8829
Batt Ref | 259 | 260 | Baseline | Reference | Low-Income Residential | <27.5 kWdc residential projects (<25 kWac) | 1 | 50% of PV Nameplate (kW), 2-hour duration | 8.7991 | 4.3995 | 2 | 4001.4117 | 57.9377 | 0 | 0.9374 | 0.575 | 15 | 0.06 | Qcells North America Q.PEAK L-G4.2 365 | SolarEdge Technologies Ltd : SE7600H-US [240V] | 0.090668 | 1084.4566 | 25.9773 | 3192.1225 | 9.8375 | 11.4303 |  | 35032.3597
Batt Ref | 74 | 75 | Baseline | Reference | Dual-use Agriculture | >275-600 kWdc projects (>250-500 kWac) | 1 | 25% of PV Nameplate (kW), 2-hour duration | 373.4255 | 93.3564 | 2 | 4256.7874 | 31.2446 | 0 | 56.8473 | 0.46875 | 10 | 0.07125 | Qcells North America Q.PEAK DUO BLK-G6+ 340 | SolarEdge Technologies Ltd : SE14.4KUS [208V] | 0.34396 | -201424.9594 | 25.9905 | 123078.6624 | 6.4307 | 12.798 |  | 1599206.3406
Batt Ref | 393 | 394 | Baseline | Reference | Floating | >1.2-6.5 MWdc projects (>1-5 MWac) | 1 | 100% of PV Nameplate (kW), 2-hour duration | 3254.9916 | 3254.9916 | 2 | 3604.6202 | 107.7596 | 0 | 127.4066 | 0.52778 | 19.5 | 0.065 | Qcells North America Q.PEAK DUO BLK-G6+ 340 | SolarEdge Technologies Ltd : SE14.4KUS [208V] | 0.20581 | -2654859.8419 | 25.996 | 882789.0349 | 1.6085 | 17.4851 |  | 11724951.8163
Batt Ref | 345 | 346 | Baseline | Reference | Solar Canopy | >600 kW-1.2 MWdc projects (>500 kW-1.0 MWac) | 1 | 50% of PV Nameplate (kW), 6-hour duration | 805.4008 | 402.7004 | 6 | 3714.9197 | 63.1884 | 0 | 79.7896 | 0.38 | 10 | 0.0725 | Qcells North America Q.PEAK DUO BLK-G6+ 340 | SolarEdge Technologies Ltd : SE14.4KUS [208V] | 0.33666 | -432313.0886 | 26.0781 | 258669.2214 | 6.2607 | 12.8372 |  | 2985599.7794
Batt Ref | 293 | 294 | Baseline | Reference | Solar Canopy | >600 kW-1.2 MWdc projects (>500 kW-1.0 MWac) | 1 | 50% of PV Nameplate (kW), 4-hour duration | 805.4008 | 402.7004 | 4 | 3733.9619 | 63.1884 | 0 | 79.7896 | 0.38 | 10 | 0.0725 | Qcells North America Q.PEAK DUO BLK-G6+ 340 | SolarEdge Technologies Ltd : SE14.4KUS [208V] | 0.33124 | -434249.496 | 26.0783 | 259762.4342 | 6.2621 | 12.8341 |  | 3000903.6132
Batt Ref | 241 | 242 | Baseline | Reference | Solar Canopy | >600 kW-1.2 MWdc projects (>500 kW-1.0 MWac) | 1 | 50% of PV Nameplate (kW), 2-hour duration | 805.4008 | 402.7004 | 2 | 3770.0731 | 63.1884 | 0 | 79.7896 | 0.38 | 10 | 0.0725 | Qcells North America Q.PEAK DUO BLK-G6+ 340 | SolarEdge Technologies Ltd : SE14.4KUS [208V] | 0.32197 | -441200.5754 | 26.1183 | 261529.2136 | 6.2434 | 12.8507 |  | 3029925.3709
Batt Ref | 188 | 189 | Baseline | Reference | Solar Canopy | >275-600 kWdc projects (>250-500 kWac) | 1 | 25% of PV Nameplate (kW), 6-hour duration | 373.4255 | 93.3564 | 6 | 3998.9181 | 52.5983 | 0 | 56.8473 | 0.46875 | 10 | 0.07125 | Qcells North America Q.PEAK DUO BLK-G6+ 340 | SolarEdge Technologies Ltd : SE14.4KUS [208V] | 0.3515 | -207206.5545 | 26.1278 | 122609.9577 | 6.1701 | 13.0228 |  | 1502329.0245
Batt Ref | 136 | 137 | Baseline | Reference | Solar Canopy | >275-600 kWdc projects (>250-500 kWac) | 1 | 25% of PV Nameplate (kW), 4-hour duration | 373.4255 | 93.3564 | 4 | 4009.9194 | 52.5983 | 0 | 56.8473 | 0.46875 | 10 | 0.07125 | Qcells North America Q.PEAK DUO BLK-G6+ 340 | SolarEdge Technologies Ltd : SE14.4KUS [208V] | 0.34872 | -208526.6775 | 26.148 | 122812.2329 | 6.1591 | 13.0319 |  | 1506462.0355
Batt Ref | 445 | 446 | Baseline | Reference | Floating | >1.2-6.5 MWdc projects (>1-5 MWac) | 1 | 100% of PV Nameplate (kW), 4-hour duration | 3254.9916 | 3254.9916 | 4 | 3549.0755 | 107.7596 | 0 | 127.4066 | 0.52778 | 19.5 | 0.065 | Qcells North America Q.PEAK DUO BLK-G6+ 340 | SolarEdge Technologies Ltd : SE14.4KUS [208V] | 0.21576 | -2540322.8783 | 26.1721 | 881978.7254 | 1.8571 | 17.2675 |  | 11544278.5083
Batt Ref | 313 | 314 | Baseline | Reference | Ground-Mount | >27.5-275 kWdc projects (>25-250 kWac) | 1 | 50% of PV Nameplate (kW), 6-hour duration | 112.6517 | 56.3258 | 6 | 3833.2181 | 68.2549 | 0 | 24.3365 | 0.46667 | 10 | 0.07125 | Qcells North America Q.PEAK DUO BLK-G6+ 340 | SolarEdge Technologies Ltd : SE14.4KUS [208V] | 0.32746 | -64359.4844 | 26.2082 | 37402.9478 | 5.9719 | 13.1892 |  | 437492.1066
Batt Ref | 318 | 319 | Baseline | Reference | Brownfield | >27.5-275 kWdc projects (>25-250 kWac) | 1 | 50% of PV Nameplate (kW), 6-hour duration | 112.6517 | 56.3258 | 6 | 3833.2181 | 68.2549 | 0 | 24.3365 | 0.46667 | 10 | 0.07125 | Qcells North America Q.PEAK DUO BLK-G6+ 340 | SolarEdge Technologies Ltd : SE14.4KUS [208V] | 0.35746 | -64359.4844 | 26.2082 | 37402.9478 | 5.9719 | 13.1892 |  | 437492.1066
Batt Ref | 348 | 349 | Baseline | Reference | Landfill | >27.5-275 kWdc projects (>25-250 kWac) | 1 | 50% of PV Nameplate (kW), 6-hour duration | 112.6517 | 56.3258 | 6 | 3833.2181 | 68.2549 | 0 | 24.3365 | 0.46667 | 10 | 0.07125 | Qcells North America Q.PEAK DUO BLK-G6+ 340 | SolarEdge Technologies Ltd : SE14.4KUS [208V] | 0.38746 | -64359.4844 | 26.2082 | 37402.9478 | 5.9719 | 13.1892 |  | 437492.1066
Batt Ref | 84 | 85 | Baseline | Reference | Solar Canopy | >275-600 kWdc projects (>250-500 kWac) | 1 | 25% of PV Nameplate (kW), 2-hour duration | 373.4255 | 93.3564 | 2 | 4030.782 | 52.5983 | 0 | 56.8473 | 0.46875 | 10 | 0.07125 | Qcells North America Q.PEAK DUO BLK-G6+ 340 | SolarEdge Technologies Ltd : SE14.4KUS [208V] | 0.34396 | -212018.2848 | 26.2113 | 123078.6624 | 6.1248 | 13.063 |  | 1514299.7607
Batt Ref | 497 | 498 | Baseline | Reference | Floating | >1.2-6.5 MWdc projects (>1-5 MWac) | 1 | 100% of PV Nameplate (kW), 6-hour duration | 3254.9916 | 3254.9916 | 6 | 3519.7855 | 107.7596 | 0 | 127.4066 | 0.52778 | 19.5 | 0.065 | Qcells North America Q.PEAK DUO BLK-G6+ 340 | SolarEdge Technologies Ltd : SE14.4KUS [208V] | 0.22157 | -2479526.0585 | 26.3046 | 882143.186 | 1.9907 | 17.152 |  | 11449005.3579
Batt Ref | 261 | 262 | Baseline | Reference | Ground-Mount | >27.5-275 kWdc projects (>25-250 kWac) | 1 | 50% of PV Nameplate (kW), 4-hour duration | 112.6517 | 56.3258 | 4 | 3860.7807 | 68.2549 | 0 | 24.3365 | 0.46667 | 10 | 0.07125 | Qcells North America Q.PEAK DUO BLK-G6+ 340 | SolarEdge Technologies Ltd : SE14.4KUS [208V] | 0.32204 | -66492.3942 | 26.3528 | 37413.6491 | 5.8902 | 13.2674 |  | 440637.8869
Batt Ref | 266 | 267 | Baseline | Reference | Brownfield | >27.5-275 kWdc projects (>25-250 kWac) | 1 | 50% of PV Nameplate (kW), 4-hour duration | 112.6517 | 56.3258 | 4 | 3860.7807 | 68.2549 | 0 | 24.3365 | 0.46667 | 10 | 0.07125 | Qcells North America Q.PEAK DUO BLK-G6+ 340 | SolarEdge Technologies Ltd : SE14.4KUS [208V] | 0.35204 | -66492.3942 | 26.3528 | 37413.6491 | 5.8902 | 13.2674 |  | 440637.8869
Batt Ref | 296 | 297 | Baseline | Reference | Landfill | >27.5-275 kWdc projects (>25-250 kWac) | 1 | 50% of PV Nameplate (kW), 4-hour duration | 112.6517 | 56.3258 | 4 | 3860.7807 | 68.2549 | 0 | 24.3365 | 0.46667 | 10 | 0.07125 | Qcells North America Q.PEAK DUO BLK-G6+ 340 | SolarEdge Technologies Ltd : SE14.4KUS [208V] | 0.38204 | -66492.3942 | 26.3528 | 37413.6491 | 5.8902 | 13.2674 |  | 440637.8869
Batt Ref | 398 | 399 | Baseline | Reference | Solar Canopy | >1.2-6.5 MWdc projects (>1-5 MWac) | 1 | 100% of PV Nameplate (kW), 2-hour duration | 3254.9916 | 3254.9916 | 2 | 3712.4696 | 107.01 | 0 | 127.4066 | 0.52778 | 19.5 | 0.065 | Qcells North America Q.PEAK DUO BLK-G6+ 340 | SolarEdge Technologies Ltd : SE14.4KUS [208V] | 0.20581 | -2856673.968 | 26.4917 | 882789.0349 | 1.2077 | 17.8441 |  | 12075759.5819
Batt Ref | 283 | 284 | Baseline | Reference | Dual-use Agriculture | >600 kW-1.2 MWdc projects (>500 kW-1.0 MWac) | 1 | 50% of PV Nameplate (kW), 4-hour duration | 805.4008 | 402.7004 | 4 | 4126.7555 | 37.2275 | 0 | 79.7896 | 0.38 | 10 | 0.0725 | Qcells North America Q.PEAK DUO BLK-G6+ 340 | SolarEdge Technologies Ltd : SE14.4KUS [208V] | 0.33124 | -479401.992 | 26.5239 | 259762.4342 | 6.2739 | 12.8495 |  | 3316583.1861
Batt Ref | 335 | 336 | Baseline | Reference | Dual-use Agriculture | >600 kW-1.2 MWdc projects (>500 kW-1.0 MWac) | 1 | 50% of PV Nameplate (kW), 6-hour duration | 805.4008 | 402.7004 | 6 | 4107.7132 | 37.2275 | 0 | 79.7896 | 0.38 | 10 | 0.0725 | Qcells North America Q.PEAK DUO BLK-G6+ 340 | SolarEdge Technologies Ltd : SE14.4KUS [208V] | 0.33666 | -477465.5846 | 26.5256 | 258669.2214 | 6.2727 | 12.8523 |  | 3301279.3522
Batt Ref | 231 | 232 | Baseline | Reference | Dual-use Agriculture | >600 kW-1.2 MWdc projects (>500 kW-1.0 MWac) | 1 | 50% of PV Nameplate (kW), 2-hour duration | 805.4008 | 402.7004 | 2 | 4162.8666 | 37.2275 | 0 | 79.7896 | 0.38 | 10 | 0.0725 | Qcells North America Q.PEAK DUO BLK-G6+ 340 | SolarEdge Technologies Ltd : SE14.4KUS [208V] | 0.32197 | -486353.0714 | 26.5611 | 261529.2136 | 6.2569 | 12.8643 |  | 3345604.9438
Batt Ref | 197 | 198 | Baseline | Reference | Community Shared | >27.5-275 kWdc projects (>25-250 kWac) | 1 | 25% of PV Nameplate (kW), 6-hour duration | 112.6517 | 28.1629 | 6 | 4154.1697 | 48.5929 | 0 | 24.3365 | 0.46667 | 10 | 0.07125 | Qcells North America Q.PEAK DUO BLK-G6+ 340 | SolarEdge Technologies Ltd : SE14.4KUS [208V] | 0.3754 | -70376.4771 | 26.6174 | 37426.5489 | 5.9515 | 13.2299 |  | 474122.9032
Batt Ref | 209 | 210 | Baseline | Reference | Ground-Mount | >27.5-275 kWdc projects (>25-250 kWac) | 1 | 50% of PV Nameplate (kW), 2-hour duration | 112.6517 | 56.3258 | 2 | 3913.0499 | 68.2549 | 0 | 24.3365 | 0.46667 | 10 | 0.07125 | Qcells North America Q.PEAK DUO BLK-G6+ 340 | SolarEdge Technologies Ltd : SE14.4KUS [208V] | 0.31277 | -70489.7998 | 26.6227 | 37443.9802 | 5.7401 | 13.4135 |  | 446603.4556
Batt Ref | 214 | 215 | Baseline | Reference | Brownfield | >27.5-275 kWdc projects (>25-250 kWac) | 1 | 50% of PV Nameplate (kW), 2-hour duration | 112.6517 | 56.3258 | 2 | 3913.0499 | 68.2549 | 0 | 24.3365 | 0.46667 | 10 | 0.07125 | Qcells North America Q.PEAK DUO BLK-G6+ 340 | SolarEdge Technologies Ltd : SE14.4KUS [208V] | 0.34277 | -70489.7998 | 26.6227 | 37443.9802 | 5.7401 | 13.4135 |  | 446603.4556
Batt Ref | 244 | 245 | Baseline | Reference | Landfill | >27.5-275 kWdc projects (>25-250 kWac) | 1 | 50% of PV Nameplate (kW), 2-hour duration | 112.6517 | 56.3258 | 2 | 3913.0499 | 68.2549 | 0 | 24.3365 | 0.46667 | 10 | 0.07125 | Qcells North America Q.PEAK DUO BLK-G6+ 340 | SolarEdge Technologies Ltd : SE14.4KUS [208V] | 0.37277 | -70489.7998 | 26.6227 | 37443.9802 | 5.7401 | 13.4135 |  | 446603.4556
Batt Ref | 450 | 451 | Baseline | Reference | Solar Canopy | >1.2-6.5 MWdc projects (>1-5 MWac) | 1 | 100% of PV Nameplate (kW), 4-hour duration | 3254.9916 | 3254.9916 | 4 | 3656.9249 | 107.01 | 0 | 127.4066 | 0.52778 | 19.5 | 0.065 | Qcells North America Q.PEAK DUO BLK-G6+ 340 | SolarEdge Technologies Ltd : SE14.4KUS [208V] | 0.21576 | -2742137.0044 | 26.6766 | 881978.7254 | 1.4484 | 17.6275 |  | 11895086.2739
Batt Ref | 145 | 146 | Baseline | Reference | Community Shared | >27.5-275 kWdc projects (>25-250 kWac) | 1 | 25% of PV Nameplate (kW), 4-hour duration | 112.6517 | 28.1629 | 4 | 4167.9511 | 48.5929 | 0 | 24.3365 | 0.46667 | 10 | 0.07125 | Qcells North America Q.PEAK DUO BLK-G6+ 340 | SolarEdge Technologies Ltd : SE14.4KUS [208V] | 0.37262 | -71344.0066 | 26.6811 | 37444.7221 | 5.9182 | 13.2616 |  | 475695.7933
Batt Ref | 93 | 94 | Baseline | Reference | Community Shared | >27.5-275 kWdc projects (>25-250 kWac) | 1 | 25% of PV Nameplate (kW), 2-hour duration | 112.6517 | 28.1629 | 2 | 4194.0856 | 48.5929 | 0 | 24.3365 | 0.46667 | 10 | 0.07125 | Qcells North America Q.PEAK DUO BLK-G6+ 340 | SolarEdge Technologies Ltd : SE14.4KUS [208V] | 0.36786 | -73223.5875 | 26.8058 | 37474.0019 | 5.8538 | 13.3238 |  | 478678.5777
Batt Ref | 502 | 503 | Baseline | Reference | Solar Canopy | >1.2-6.5 MWdc projects (>1-5 MWac) | 1 | 100% of PV Nameplate (kW), 6-hour duration | 3254.9916 | 3254.9916 | 6 | 3627.6349 | 107.01 | 0 | 127.4066 | 0.52778 | 19.5 | 0.065 | Qcells North America Q.PEAK DUO BLK-G6+ 340 | SolarEdge Technologies Ltd : SE14.4KUS [208V] | 0.22157 | -2681340.1846 | 26.8146 | 882143.186 | 1.5776 | 17.5126 |  | 11799813.1235
no batt | 40 | 41 | Baseline | Reference | Pollinator-Friendly | <27.5 kWdc small commercial or industrial projects (<25 kWac) | 0 | 0 | 16.4475 | 0 | 0 | 4117.6753 | 23.8059 | 0 | 3.9246 | 0.425 | 10 | 0.08125 | Qcells North America Q.PEAK DUO BLK-G6+ 340 | SolarEdge Technologies Ltd : SE14.4KUS [208V] | 0.0325 | -10181.9918 | 26.9585 | 5057.4117 | 6.0657 | 12.8916 |  | 67595.7582
Batt Ref | 323 | 324 | Baseline | Reference | Pollinator-Friendly | >27.5-275 kWdc projects (>25-250 kWac) | 1 | 50% of PV Nameplate (kW), 6-hour duration | 112.6517 | 56.3258 | 6 | 3981.5664 | 68.1533 | 0 | 24.3365 | 0.46667 | 10 | 0.07125 | Qcells North America Q.PEAK DUO BLK-G6+ 340 | SolarEdge Technologies Ltd : SE14.4KUS [208V] | 0.32996 | -76346.0435 | 27.0308 | 37402.9478 | 5.5194 | 13.6359 |  | 454423.3739
Batt Ref | 327 | 328 | Baseline | Reference | Serving Public Entity | <27.5 kWdc small commercial or industrial projects (<25 kWac) | 1 | 50% of PV Nameplate (kW), 6-hour duration | 16.4475 | 8.2237 | 6 | 3570.5257 | 69.5891 | 0 | 3.9246 | 0.425 | 10 | 0.08125 | Qcells North America Q.PEAK DUO BLK-G6+ 340 | SolarEdge Technologies Ltd : SE14.4KUS [208V] | 0.11536 | -10338.2884 | 27.0481 | 5049.0077 | 5.515 | 13.3854 |  | 58613.75
Batt Ref | 358 | 359 | Baseline | Reference | Rooftop | <27.5 kWdc small commercial or industrial projects (<25 kWac) | 1 | 50% of PV Nameplate (kW), 6-hour duration | 16.4475 | 8.2237 | 6 | 3570.5257 | 69.5891 | 0 | 3.9246 | 0.425 | 10 | 0.08125 | Qcells North America Q.PEAK DUO BLK-G6+ 340 | SolarEdge Technologies Ltd : SE14.4KUS [208V] | 0.10536 | -10338.2884 | 27.0481 | 5049.0077 | 5.515 | 13.3854 |  | 58613.75
Batt Ref | 334 | 335 | Baseline | Reference | Dual-use Agriculture | >275-600 kWdc projects (>250-500 kWac) | 1 | 50% of PV Nameplate (kW), 6-hour duration | 373.4255 | 186.7127 | 6 | 4363.8148 | 37.2275 | 0 | 56.8473 | 0.46875 | 10 | 0.07125 | Qcells North America Q.PEAK DUO BLK-G6+ 340 | SolarEdge Technologies Ltd : SE14.4KUS [208V] | 0.37356 | -256126.3395 | 27.1644 | 122325.6452 | 5.7836 | 13.41 |  | 1639414.8149
Batt Ref | 271 | 272 | Baseline | Reference | Pollinator-Friendly | >27.5-275 kWdc projects (>25-250 kWac) | 1 | 50% of PV Nameplate (kW), 4-hour duration | 112.6517 | 56.3258 | 4 | 4009.1291 | 68.1533 | 0 | 24.3365 | 0.46667 | 10 | 0.07125 | Qcells North America Q.PEAK DUO BLK-G6+ 340 | SolarEdge Technologies Ltd : SE14.4KUS [208V] | 0.32454 | -78478.9532 | 27.1751 | 37413.6491 | 5.4427 | 13.7139 |  | 457569.1542
Batt Ref | 156 | 157 | Baseline | Reference | Ground-Mount | <27.5 kWdc small commercial or industrial projects (<25 kWac) | 1 | 25% of PV Nameplate (kW), 6-hour duration | 16.4475 | 4.1119 | 6 | 3884.605 | 45.7184 | 0 | 3.9246 | 0.425 | 10 | 0.08125 | Qcells North America Q.PEAK DUO BLK-G6+ 340 | SolarEdge Technologies Ltd : SE14.4KUS [208V] | 0.053303 | -10635.6611 | 27.1981 | 5049.3302 | 5.7261 | 13.2024 |  | 63769.6749
Batt Ref | 161 | 162 | Baseline | Reference | Brownfield | <27.5 kWdc small commercial or industrial projects (<25 kWac) | 1 | 25% of PV Nameplate (kW), 6-hour duration | 16.4475 | 4.1119 | 6 | 3884.605 | 45.7184 | 0 | 3.9246 | 0.425 | 10 | 0.08125 | Qcells North America Q.PEAK DUO BLK-G6+ 340 | SolarEdge Technologies Ltd : SE14.4KUS [208V] | 0.083303 | -10635.6611 | 27.1981 | 5049.3302 | 5.7261 | 13.2024 |  | 63769.6749
Batt Ref | 191 | 192 | Baseline | Reference | Landfill | <27.5 kWdc small commercial or industrial projects (<25 kWac) | 1 | 25% of PV Nameplate (kW), 6-hour duration | 16.4475 | 4.1119 | 6 | 3884.605 | 45.7184 | 0 | 3.9246 | 0.425 | 10 | 0.08125 | Qcells North America Q.PEAK DUO BLK-G6+ 340 | SolarEdge Technologies Ltd : SE14.4KUS [208V] | 0.1133 | -10635.6611 | 27.1981 | 5049.3302 | 5.7261 | 13.2024 |  | 63769.6749
Batt Ref | 511 | 512 | Baseline | Reference | Community Shared | >600 kW-1.2 MWdc projects (>500 kW-1.0 MWac) | 1 | 100% of PV Nameplate (kW), 6-hour duration | 805.4008 | 805.4008 | 6 | 3680.2175 | 80.7825 | 0 | 79.7896 | 0.38 | 10 | 0.0725 | Qcells North America Q.PEAK DUO BLK-G6+ 340 | SolarEdge Technologies Ltd : SE14.4KUS [208V] | 0.32997 | -546283.0021 | 27.2297 | 257770.5127 | 5.4491 | 13.6562 |  | 2957710.4067
Batt Ref | 282 | 283 | Baseline | Reference | Dual-use Agriculture | >275-600 kWdc projects (>250-500 kWac) | 1 | 50% of PV Nameplate (kW), 4-hour duration | 373.4255 | 186.7127 | 4 | 4385.8174 | 37.2275 | 0 | 56.8473 | 0.46875 | 10 | 0.07125 | Qcells North America Q.PEAK DUO BLK-G6+ 340 | SolarEdge Technologies Ltd : SE14.4KUS [208V] | 0.36814 | -260854.7564 | 27.257 | 122458.7608 | 5.7383 | 13.4539 |  | 1647680.8369
Batt Ref | 510 | 511 | Baseline | Reference | Community Shared | >275-600 kWdc projects (>250-500 kWac) | 1 | 100% of PV Nameplate (kW), 6-hour duration | 373.4255 | 373.4255 | 6 | 3845.7864 | 80.2166 | 0 | 56.8473 | 0.46875 | 10 | 0.07125 | Qcells North America Q.PEAK DUO BLK-G6+ 340 | SolarEdge Technologies Ltd : SE14.4KUS [208V] | 0.36687 | -261320.0156 | 27.2772 | 122274.5783 | 5.225 | 13.9304 |  | 1444799.9221
Batt Ref | 275 | 276 | Baseline | Reference | Serving Public Entity | <27.5 kWdc small commercial or industrial projects (<25 kWac) | 1 | 50% of PV Nameplate (kW), 4-hour duration | 16.4475 | 8.2237 | 4 | 3610.1008 | 69.5891 | 0 | 3.9246 | 0.425 | 10 | 0.08125 | Qcells North America Q.PEAK DUO BLK-G6+ 340 | SolarEdge Technologies Ltd : SE14.4KUS [208V] | 0.10994 | -10812.6866 | 27.2889 | 5048.7571 | 5.3877 | 13.516 |  | 59263.4142
Batt Ref | 306 | 307 | Baseline | Reference | Rooftop | <27.5 kWdc small commercial or industrial projects (<25 kWac) | 1 | 50% of PV Nameplate (kW), 4-hour duration | 16.4475 | 8.2237 | 4 | 3610.1008 | 69.5891 | 0 | 3.9246 | 0.425 | 10 | 0.08125 | Qcells North America Q.PEAK DUO BLK-G6+ 340 | SolarEdge Technologies Ltd : SE14.4KUS [208V] | 0.099938 | -10812.6866 | 27.2889 | 5048.7571 | 5.3877 | 13.516 |  | 59263.4142
Batt Ref | 104 | 105 | Baseline | Reference | Ground-Mount | <27.5 kWdc small commercial or industrial projects (<25 kWac) | 1 | 25% of PV Nameplate (kW), 4-hour duration | 16.4475 | 4.1119 | 4 | 3904.3925 | 45.7184 | 0 | 3.9246 | 0.425 | 10 | 0.08125 | Qcells North America Q.PEAK DUO BLK-G6+ 340 | SolarEdge Technologies Ltd : SE14.4KUS [208V] | 0.050518 | -10863.9545 | 27.3127 | 5050.3218 | 5.6698 | 13.2583 |  | 64094.507
Batt Ref | 109 | 110 | Baseline | Reference | Brownfield | <27.5 kWdc small commercial or industrial projects (<25 kWac) | 1 | 25% of PV Nameplate (kW), 4-hour duration | 16.4475 | 4.1119 | 4 | 3904.3925 | 45.7184 | 0 | 3.9246 | 0.425 | 10 | 0.08125 | Qcells North America Q.PEAK DUO BLK-G6+ 340 | SolarEdge Technologies Ltd : SE14.4KUS [208V] | 0.080518 | -10863.9545 | 27.3127 | 5050.3218 | 5.6698 | 13.2583 |  | 64094.507
Batt Ref | 139 | 140 | Baseline | Reference | Landfill | <27.5 kWdc small commercial or industrial projects (<25 kWac) | 1 | 25% of PV Nameplate (kW), 4-hour duration | 16.4475 | 4.1119 | 4 | 3904.3925 | 45.7184 | 0 | 3.9246 | 0.425 | 10 | 0.08125 | Qcells North America Q.PEAK DUO BLK-G6+ 340 | SolarEdge Technologies Ltd : SE14.4KUS [208V] | 0.11052 | -10863.9545 | 27.3127 | 5050.3218 | 5.6698 | 13.2583 |  | 64094.507
Batt Ref | 484 | 485 | Baseline | Reference | Serving Public Entity | >27.5-275 kWdc projects (>25-250 kWac) | 1 | 100% of PV Nameplate (kW), 6-hour duration | 112.6517 | 112.6517 | 6 | 3473.7699 | 113.1843 | 0 | 24.3365 | 0.46667 | 10 | 0.07125 | Qcells North America Q.PEAK DUO BLK-G6+ 340 | SolarEdge Technologies Ltd : SE14.4KUS [208V] | 0.37077 | -80584.8958 | 27.3215 | 37414.792 | 4.7051 | 14.4309 |  | 396467.6338
Batt Ref | 515 | 516 | Baseline | Reference | Rooftop | >27.5-275 kWdc projects (>25-250 kWac) | 1 | 100% of PV Nameplate (kW), 6-hour duration | 112.6517 | 112.6517 | 6 | 3473.7699 | 113.1843 | 0 | 24.3365 | 0.46667 | 10 | 0.07125 | Qcells North America Q.PEAK DUO BLK-G6+ 340 | SolarEdge Technologies Ltd : SE14.4KUS [208V] | 0.36077 | -80584.8958 | 27.3215 | 37414.792 | 4.7051 | 14.4309 |  | 396467.6338
Batt Ref | 459 | 460 | Baseline | Reference | Community Shared | >600 kW-1.2 MWdc projects (>500 kW-1.0 MWac) | 1 | 100% of PV Nameplate (kW), 4-hour duration | 805.4008 | 805.4008 | 4 | 3718.302 | 80.7825 | 0 | 79.7896 | 0.38 | 10 | 0.0725 | Qcells North America Q.PEAK DUO BLK-G6+ 340 | SolarEdge Technologies Ltd : SE14.4KUS [208V] | 0.32416 | -565379.0622 | 27.4115 | 258044.4474 | 5.3567 | 13.7564 |  | 2988318.0744
Batt Ref | 230 | 231 | Baseline | Reference | Dual-use Agriculture | >275-600 kWdc projects (>250-500 kWac) | 1 | 50% of PV Nameplate (kW), 2-hour duration | 373.4255 | 186.7127 | 2 | 4427.5425 | 37.2275 | 0 | 56.8473 | 0.46875 | 10 | 0.07125 | Qcells North America Q.PEAK DUO BLK-G6+ 340 | SolarEdge Technologies Ltd : SE14.4KUS [208V] | 0.35887 | -269278.5117 | 27.4172 | 122808.0807 | 5.6602 | 13.5294 |  | 1663356.2872
Batt Ref | 177 | 178 | Baseline | Reference | Dual-use Agriculture | >27.5-275 kWdc projects (>25-250 kWac) | 1 | 25% of PV Nameplate (kW), 6-hour duration | 112.6517 | 28.1629 | 6 | 4513.2519 | 31.2446 | 0 | 24.3365 | 0.46667 | 10 | 0.07125 | Qcells North America Q.PEAK DUO BLK-G6+ 340 | SolarEdge Technologies Ltd : SE14.4KUS [208V] | 0.3854 | -82068.7585 | 27.4192 | 37426.5489 | 5.7237 | 13.4694 |  | 515105.6006
Batt Ref | 219 | 220 | Baseline | Reference | Pollinator-Friendly | >27.5-275 kWdc projects (>25-250 kWac) | 1 | 50% of PV Nameplate (kW), 2-hour duration | 112.6517 | 56.3258 | 2 | 4061.3982 | 68.1533 | 0 | 24.3365 | 0.46667 | 10 | 0.07125 | Qcells North America Q.PEAK DUO BLK-G6+ 340 | SolarEdge Technologies Ltd : SE14.4KUS [208V] | 0.31527 | -82476.3589 | 27.4443 | 37443.9802 | 5.3017 | 13.8595 |  | 463534.723
Batt Ref | 125 | 126 | Baseline | Reference | Dual-use Agriculture | >27.5-275 kWdc projects (>25-250 kWac) | 1 | 25% of PV Nameplate (kW), 4-hour duration | 112.6517 | 28.1629 | 4 | 4527.0333 | 31.2446 | 0 | 24.3365 | 0.46667 | 10 | 0.07125 | Qcells North America Q.PEAK DUO BLK-G6+ 340 | SolarEdge Technologies Ltd : SE14.4KUS [208V] | 0.38262 | -83036.288 | 27.4826 | 37444.7221 | 5.6936 | 13.4989 |  | 516678.4907
Batt Ref | 458 | 459 | Baseline | Reference | Community Shared | >275-600 kWdc projects (>250-500 kWac) | 1 | 100% of PV Nameplate (kW), 4-hour duration | 373.4255 | 373.4255 | 4 | 3889.7916 | 80.2166 | 0 | 56.8473 | 0.46875 | 10 | 0.07125 | Qcells North America Q.PEAK DUO BLK-G6+ 340 | SolarEdge Technologies Ltd : SE14.4KUS [208V] | 0.36106 | -272916.1532 | 27.5194 | 122267.7173 | 5.0945 | 14.0677 |  | 1461331.9661
Batt Ref | 52 | 53 | Baseline | Reference | Ground-Mount | <27.5 kWdc small commercial or industrial projects (<25 kWac) | 1 | 25% of PV Nameplate (kW), 2-hour duration | 16.4475 | 4.1119 | 2 | 3941.917 | 45.7184 | 0 | 3.9246 | 0.425 | 10 | 0.08125 | Qcells North America Q.PEAK DUO BLK-G6+ 340 | SolarEdge Technologies Ltd : SE14.4KUS [208V] | 0.045755 | -11297.2575 | 27.5302 | 5052.4886 | 5.5642 | 13.3644 |  | 64710.5093
Batt Ref | 57 | 58 | Baseline | Reference | Brownfield | <27.5 kWdc small commercial or industrial projects (<25 kWac) | 1 | 25% of PV Nameplate (kW), 2-hour duration | 16.4475 | 4.1119 | 2 | 3941.917 | 45.7184 | 0 | 3.9246 | 0.425 | 10 | 0.08125 | Qcells North America Q.PEAK DUO BLK-G6+ 340 | SolarEdge Technologies Ltd : SE14.4KUS [208V] | 0.075755 | -11297.2575 | 27.5302 | 5052.4886 | 5.5642 | 13.3644 |  | 64710.5093
Batt Ref | 87 | 88 | Baseline | Reference | Landfill | <27.5 kWdc small commercial or industrial projects (<25 kWac) | 1 | 25% of PV Nameplate (kW), 2-hour duration | 16.4475 | 4.1119 | 2 | 3941.917 | 45.7184 | 0 | 3.9246 | 0.425 | 10 | 0.08125 | Qcells North America Q.PEAK DUO BLK-G6+ 340 | SolarEdge Technologies Ltd : SE14.4KUS [208V] | 0.10576 | -11297.2575 | 27.5302 | 5052.4886 | 5.5642 | 13.3644 |  | 64710.5093
Batt Ref | 73 | 74 | Baseline | Reference | Dual-use Agriculture | >27.5-275 kWdc projects (>25-250 kWac) | 1 | 25% of PV Nameplate (kW), 2-hour duration | 112.6517 | 28.1629 | 2 | 4553.1678 | 31.2446 | 0 | 24.3365 | 0.46667 | 10 | 0.07125 | Qcells North America Q.PEAK DUO BLK-G6+ 340 | SolarEdge Technologies Ltd : SE14.4KUS [208V] | 0.37786 | -84915.8689 | 27.6066 | 37474.0019 | 5.6352 | 13.557 |  | 519661.2751
Batt Ref | 187 | 188 | Baseline | Reference | Solar Canopy | >27.5-275 kWdc projects (>25-250 kWac) | 1 | 25% of PV Nameplate (kW), 6-hour duration | 112.6517 | 28.1629 | 6 | 4331.2393 | 48.8237 | 0 | 24.3365 | 0.46667 | 10 | 0.07125 | Qcells North America Q.PEAK DUO BLK-G6+ 340 | SolarEdge Technologies Ltd : SE14.4KUS [208V] | 0.3854 | -85040.3262 | 27.623 | 37426.5489 | 5.4407 | 13.738 |  | 494332.1765
Batt Ref | 432 | 433 | Baseline | Reference | Serving Public Entity | >27.5-275 kWdc projects (>25-250 kWac) | 1 | 100% of PV Nameplate (kW), 4-hour duration | 112.6517 | 112.6517 | 4 | 3528.8952 | 113.1843 | 0 | 24.3365 | 0.46667 | 10 | 0.07125 | Qcells North America Q.PEAK DUO BLK-G6+ 340 | SolarEdge Technologies Ltd : SE14.4KUS [208V] | 0.36496 | -85085.5364 | 27.631 | 37403.9603 | 4.5236 | 14.6348 |  | 402759.1943
Batt Ref | 463 | 464 | Baseline | Reference | Rooftop | >27.5-275 kWdc projects (>25-250 kWac) | 1 | 100% of PV Nameplate (kW), 4-hour duration | 112.6517 | 112.6517 | 4 | 3528.8952 | 113.1843 | 0 | 24.3365 | 0.46667 | 10 | 0.07125 | Qcells North America Q.PEAK DUO BLK-G6+ 340 | SolarEdge Technologies Ltd : SE14.4KUS [208V] | 0.35496 | -85085.5364 | 27.631 | 37403.9603 | 4.5236 | 14.6348 |  | 402759.1943
Batt Ref | 407 | 408 | Baseline | Reference | Community Shared | >600 kW-1.2 MWdc projects (>500 kW-1.0 MWac) | 1 | 100% of PV Nameplate (kW), 2-hour duration | 805.4008 | 805.4008 | 2 | 3790.5244 | 80.7825 | 0 | 79.7896 | 0.38 | 10 | 0.0725 | Qcells North America Q.PEAK DUO BLK-G6+ 340 | SolarEdge Technologies Ltd : SE14.4KUS [208V] | 0.31421 | -592900.2774 | 27.6441 | 259760.7566 | 5.2439 | 13.8788 |  | 3046361.5898
Batt Ref | 135 | 136 | Baseline | Reference | Solar Canopy | >27.5-275 kWdc projects (>25-250 kWac) | 1 | 25% of PV Nameplate (kW), 4-hour duration | 112.6517 | 28.1629 | 4 | 4345.0207 | 48.8237 | 0 | 24.3365 | 0.46667 | 10 | 0.07125 | Qcells North America Q.PEAK DUO BLK-G6+ 340 | SolarEdge Technologies Ltd : SE14.4KUS [208V] | 0.38262 | -86007.8557 | 27.6863 | 37444.7221 | 5.4098 | 13.7694 |  | 495905.0667
Batt Ref | 223 | 224 | Baseline | Reference | Serving Public Entity | <27.5 kWdc small commercial or industrial projects (<25 kWac) | 1 | 50% of PV Nameplate (kW), 2-hour duration | 16.4475 | 8.2237 | 2 | 3685.1498 | 69.5891 | 0 | 3.9246 | 0.425 | 10 | 0.08125 | Qcells North America Q.PEAK DUO BLK-G6+ 340 | SolarEdge Technologies Ltd : SE14.4KUS [208V] | 0.10067 | -11700.7305 | 27.738 | 5050.3008 | 5.1563 | 13.7593 |  | 60495.4189
Batt Ref | 254 | 255 | Baseline | Reference | Rooftop | <27.5 kWdc small commercial or industrial projects (<25 kWac) | 1 | 50% of PV Nameplate (kW), 2-hour duration | 16.4475 | 8.2237 | 2 | 3685.1498 | 69.5891 | 0 | 3.9246 | 0.425 | 10 | 0.08125 | Qcells North America Q.PEAK DUO BLK-G6+ 340 | SolarEdge Technologies Ltd : SE14.4KUS [208V] | 0.090668 | -11700.7305 | 27.738 | 5050.3008 | 5.1563 | 13.7593 |  | 60495.4189
Batt Ref | 471 | 472 | Baseline | Reference | Ground-Mount | >600 kW-1.2 MWdc projects (>500 kW-1.0 MWac) | 1 | 100% of PV Nameplate (kW), 6-hour duration | 805.4008 | 805.4008 | 6 | 3378.1744 | 112.7922 | 0 | 79.7896 | 0.38 | 10 | 0.0725 | Qcells North America Q.PEAK DUO BLK-G6+ 340 | SolarEdge Technologies Ltd : SE14.4KUS [208V] | 0.25997 | -597479.5035 | 27.7392 | 257770.5127 | 4.6882 | 14.4663 |  | 2714964.9464
Batt Ref | 476 | 477 | Baseline | Reference | Brownfield | >600 kW-1.2 MWdc projects (>500 kW-1.0 MWac) | 1 | 100% of PV Nameplate (kW), 6-hour duration | 805.4008 | 805.4008 | 6 | 3378.1744 | 112.7922 | 0 | 79.7896 | 0.38 | 10 | 0.0725 | Qcells North America Q.PEAK DUO BLK-G6+ 340 | SolarEdge Technologies Ltd : SE14.4KUS [208V] | 0.28997 | -597479.5035 | 27.7392 | 257770.5127 | 4.6882 | 14.4663 |  | 2714964.9464
Batt Ref | 506 | 507 | Baseline | Reference | Landfill | >600 kW-1.2 MWdc projects (>500 kW-1.0 MWac) | 1 | 100% of PV Nameplate (kW), 6-hour duration | 805.4008 | 805.4008 | 6 | 3378.1744 | 112.7922 | 0 | 79.7896 | 0.38 | 10 | 0.0725 | Qcells North America Q.PEAK DUO BLK-G6+ 340 | SolarEdge Technologies Ltd : SE14.4KUS [208V] | 0.31997 | -597479.5035 | 27.7392 | 257770.5127 | 4.6882 | 14.4663 |  | 2714964.9464
Batt Ref | 470 | 471 | Baseline | Reference | Ground-Mount | >275-600 kWdc projects (>250-500 kWac) | 1 | 100% of PV Nameplate (kW), 6-hour duration | 373.4255 | 373.4255 | 6 | 3510.193 | 114.0394 | 0 | 56.8473 | 0.46875 | 10 | 0.07125 | Qcells North America Q.PEAK DUO BLK-G6+ 340 | SolarEdge Technologies Ltd : SE14.4KUS [208V] | 0.29687 | -284100.4409 | 27.7552 | 122274.5783 | 4.4211 | 14.7546 |  | 1318722.8804
Batt Ref | 475 | 476 | Baseline | Reference | Brownfield | >275-600 kWdc projects (>250-500 kWac) | 1 | 100% of PV Nameplate (kW), 6-hour duration | 373.4255 | 373.4255 | 6 | 3510.193 | 114.0394 | 0 | 56.8473 | 0.46875 | 10 | 0.07125 | Qcells North America Q.PEAK DUO BLK-G6+ 340 | SolarEdge Technologies Ltd : SE14.4KUS [208V] | 0.32687 | -284100.4409 | 27.7552 | 122274.5783 | 4.4211 | 14.7546 |  | 1318722.8804
Batt Ref | 505 | 506 | Baseline | Reference | Landfill | >275-600 kWdc projects (>250-500 kWac) | 1 | 100% of PV Nameplate (kW), 6-hour duration | 373.4255 | 373.4255 | 6 | 3510.193 | 114.0394 | 0 | 56.8473 | 0.46875 | 10 | 0.07125 | Qcells North America Q.PEAK DUO BLK-G6+ 340 | SolarEdge Technologies Ltd : SE14.4KUS [208V] | 0.35687 | -284100.4409 | 27.7552 | 122274.5783 | 4.4211 | 14.7546 |  | 1318722.8804
Batt Ref | 83 | 84 | Baseline | Reference | Solar Canopy | >27.5-275 kWdc projects (>25-250 kWac) | 1 | 25% of PV Nameplate (kW), 2-hour duration | 112.6517 | 28.1629 | 2 | 4371.1552 | 48.8237 | 0 | 24.3365 | 0.46667 | 10 | 0.07125 | Qcells North America Q.PEAK DUO BLK-G6+ 340 | SolarEdge Technologies Ltd : SE14.4KUS [208V] | 0.37786 | -87887.4366 | 27.8102 | 37474.0019 | 5.3499 | 13.8312 |  | 498887.851
Batt Ref | 424 | 425 | Baseline | Reference | Brownfield | >600 kW-1.2 MWdc projects (>500 kW-1.0 MWac) | 1 | 100% of PV Nameplate (kW), 4-hour duration | 805.4008 | 805.4008 | 4 | 3416.2589 | 112.7922 | 0 | 79.7896 | 0.38 | 10 | 0.0725 | Qcells North America Q.PEAK DUO BLK-G6+ 340 | SolarEdge Technologies Ltd : SE14.4KUS [208V] | 0.28416 | -616575.5637 | 27.9203 | 258044.4474 | 4.5922 | 14.5796 |  | 2745572.614
Batt Ref | 419 | 420 | Baseline | Reference | Ground-Mount | >600 kW-1.2 MWdc projects (>500 kW-1.0 MWac) | 1 | 100% of PV Nameplate (kW), 4-hour duration | 805.4008 | 805.4008 | 4 | 3416.2589 | 112.7922 | 0 | 79.7896 | 0.38 | 10 | 0.0725 | Qcells North America Q.PEAK DUO BLK-G6+ 340 | SolarEdge Technologies Ltd : SE14.4KUS [208V] | 0.25416 | -616575.5637 | 27.9203 | 258044.4474 | 4.5922 | 14.5796 |  | 2745572.614
Batt Ref | 454 | 455 | Baseline | Reference | Landfill | >600 kW-1.2 MWdc projects (>500 kW-1.0 MWac) | 1 | 100% of PV Nameplate (kW), 4-hour duration | 805.4008 | 805.4008 | 4 | 3416.2589 | 112.7922 | 0 | 79.7896 | 0.38 | 10 | 0.0725 | Qcells North America Q.PEAK DUO BLK-G6+ 340 | SolarEdge Technologies Ltd : SE14.4KUS [208V] | 0.31416 | -616575.5637 | 27.9203 | 258044.4474 | 4.5922 | 14.5796 |  | 2745572.614
Batt Ref | 406 | 407 | Baseline | Reference | Community Shared | >275-600 kWdc projects (>250-500 kWac) | 1 | 100% of PV Nameplate (kW), 2-hour duration | 373.4255 | 373.4255 | 2 | 3973.2419 | 80.2166 | 0 | 56.8473 | 0.46875 | 10 | 0.07125 | Qcells North America Q.PEAK DUO BLK-G6+ 340 | SolarEdge Technologies Ltd : SE14.4KUS [208V] | 0.35111 | -293554.486 | 27.9419 | 122458.6941 | 4.8732 | 14.3035 |  | 1492682.8667
Batt Ref | 418 | 419 | Baseline | Reference | Ground-Mount | >275-600 kWdc projects (>250-500 kWac) | 1 | 100% of PV Nameplate (kW), 4-hour duration | 373.4255 | 373.4255 | 4 | 3554.1982 | 114.0394 | 0 | 56.8473 | 0.46875 | 10 | 0.07125 | Qcells North America Q.PEAK DUO BLK-G6+ 340 | SolarEdge Technologies Ltd : SE14.4KUS [208V] | 0.29106 | -295696.5785 | 27.9974 | 122267.7173 | 4.2829 | 14.9148 |  | 1335254.9244
Batt Ref | 423 | 424 | Baseline | Reference | Brownfield | >275-600 kWdc projects (>250-500 kWac) | 1 | 100% of PV Nameplate (kW), 4-hour duration | 373.4255 | 373.4255 | 4 | 3554.1982 | 114.0394 | 0 | 56.8473 | 0.46875 | 10 | 0.07125 | Qcells North America Q.PEAK DUO BLK-G6+ 340 | SolarEdge Technologies Ltd : SE14.4KUS [208V] | 0.32106 | -295696.5785 | 27.9974 | 122267.7173 | 4.2829 | 14.9148 |  | 1335254.9244
Batt Ref | 453 | 454 | Baseline | Reference | Landfill | >275-600 kWdc projects (>250-500 kWac) | 1 | 100% of PV Nameplate (kW), 4-hour duration | 373.4255 | 373.4255 | 4 | 3554.1982 | 114.0394 | 0 | 56.8473 | 0.46875 | 10 | 0.07125 | Qcells North America Q.PEAK DUO BLK-G6+ 340 | SolarEdge Technologies Ltd : SE14.4KUS [208V] | 0.35106 | -295696.5785 | 27.9974 | 122267.7173 | 4.2829 | 14.9148 |  | 1335254.9244
Batt Ref | 367 | 368 | Baseline | Reference | Ground-Mount | >600 kW-1.2 MWdc projects (>500 kW-1.0 MWac) | 1 | 100% of PV Nameplate (kW), 2-hour duration | 805.4008 | 805.4008 | 2 | 3488.4812 | 112.7922 | 0 | 79.7896 | 0.38 | 10 | 0.0725 | Qcells North America Q.PEAK DUO BLK-G6+ 340 | SolarEdge Technologies Ltd : SE14.4KUS [208V] | 0.24421 | -644096.7788 | 28.1494 | 259760.7566 | 4.4808 | 14.7118 |  | 2803616.1295
Batt Ref | 402 | 403 | Baseline | Reference | Landfill | >600 kW-1.2 MWdc projects (>500 kW-1.0 MWac) | 1 | 100% of PV Nameplate (kW), 2-hour duration | 805.4008 | 805.4008 | 2 | 3488.4812 | 112.7922 | 0 | 79.7896 | 0.38 | 10 | 0.0725 | Qcells North America Q.PEAK DUO BLK-G6+ 340 | SolarEdge Technologies Ltd : SE14.4KUS [208V] | 0.30421 | -644096.7788 | 28.1494 | 259760.7566 | 4.4808 | 14.7118 |  | 2803616.1295
Batt Ref | 372 | 373 | Baseline | Reference | Brownfield | >600 kW-1.2 MWdc projects (>500 kW-1.0 MWac) | 1 | 100% of PV Nameplate (kW), 2-hour duration | 805.4008 | 805.4008 | 2 | 3488.4812 | 112.7922 | 0 | 79.7896 | 0.38 | 10 | 0.0725 | Qcells North America Q.PEAK DUO BLK-G6+ 340 | SolarEdge Technologies Ltd : SE14.4KUS [208V] | 0.27421 | -644096.7788 | 28.1494 | 259760.7566 | 4.4808 | 14.7118 |  | 2803616.1295
Batt Ref | 380 | 381 | Baseline | Reference | Serving Public Entity | >27.5-275 kWdc projects (>25-250 kWac) | 1 | 100% of PV Nameplate (kW), 2-hour duration | 112.6517 | 112.6517 | 2 | 3633.4335 | 113.1843 | 0 | 24.3365 | 0.46667 | 10 | 0.07125 | Qcells North America Q.PEAK DUO BLK-G6+ 340 | SolarEdge Technologies Ltd : SE14.4KUS [208V] | 0.35501 | -93470.5742 | 28.2036 | 37413.6434 | 4.1993 | 15.0112 |  | 414690.3318
Batt Ref | 411 | 412 | Baseline | Reference | Rooftop | >27.5-275 kWdc projects (>25-250 kWac) | 1 | 100% of PV Nameplate (kW), 2-hour duration | 112.6517 | 112.6517 | 2 | 3633.4335 | 113.1843 | 0 | 24.3365 | 0.46667 | 10 | 0.07125 | Qcells North America Q.PEAK DUO BLK-G6+ 340 | SolarEdge Technologies Ltd : SE14.4KUS [208V] | 0.34501 | -93470.5742 | 28.2036 | 37413.6434 | 4.1993 | 15.0112 |  | 414690.3318
Batt Ref | 80 | 81 | Baseline | Reference | Floating | >600 kW-1.2 MWdc projects (>500 kW-1.0 MWac) | 1 | 25% of PV Nameplate (kW), 2-hour duration | 805.4008 | 201.3502 | 2 | 4442.7687 | 41.2387 | 0 | 79.7896 | 0.38 | 10 | 0.0725 | Qcells North America Q.PEAK DUO BLK-G6+ 340 | SolarEdge Technologies Ltd : SE14.4KUS [208V] | 0.25706 | -669939.5964 | 28.3335 | 262693.6641 | 5.4054 | 13.7442 |  | 3570556.0965
Batt Ref | 132 | 133 | Baseline | Reference | Floating | >600 kW-1.2 MWdc projects (>500 kW-1.0 MWac) | 1 | 25% of PV Nameplate (kW), 4-hour duration | 805.4008 | 201.3502 | 4 | 4424.7131 | 41.2387 | 0 | 79.7896 | 0.38 | 10 | 0.0725 | Qcells North America Q.PEAK DUO BLK-G6+ 340 | SolarEdge Technologies Ltd : SE14.4KUS [208V] | 0.26182 | -668407.8427 | 28.346 | 261547.7173 | 5.399 | 13.7521 |  | 3556045.2176
Batt Ref | 353 | 354 | Baseline | Reference | Community Shared | >27.5-275 kWdc projects (>25-250 kWac) | 1 | 50% of PV Nameplate (kW), 6-hour duration | 112.6517 | 56.3258 | 6 | 4328.1591 | 59.7767 | 0 | 24.3365 | 0.46667 | 10 | 0.07125 | Qcells North America Q.PEAK DUO BLK-G6+ 340 | SolarEdge Technologies Ltd : SE14.4KUS [208V] | 0.39746 | -96107.2237 | 28.387 | 37402.9478 | 4.9388 | 14.2557 |  | 493980.6209
Batt Ref | 184 | 185 | Baseline | Reference | Floating | >600 kW-1.2 MWdc projects (>500 kW-1.0 MWac) | 1 | 25% of PV Nameplate (kW), 6-hour duration | 805.4008 | 201.3502 | 6 | 4415.192 | 41.2387 | 0 | 79.7896 | 0.38 | 10 | 0.0725 | Qcells North America Q.PEAK DUO BLK-G6+ 340 | SolarEdge Technologies Ltd : SE14.4KUS [208V] | 0.2646 | -670477.0242 | 28.3898 | 260600.4616 | 5.3792 | 13.7749 |  | 3548393.3007
Batt Ref | 366 | 367 | Baseline | Reference | Ground-Mount | >275-600 kWdc projects (>250-500 kWac) | 1 | 100% of PV Nameplate (kW), 2-hour duration | 373.4255 | 373.4255 | 2 | 3637.6484 | 114.0394 | 0 | 56.8473 | 0.46875 | 10 | 0.07125 | Qcells North America Q.PEAK DUO BLK-G6+ 340 | SolarEdge Technologies Ltd : SE14.4KUS [208V] | 0.28111 | -316334.9113 | 28.4191 | 122458.6941 | 4.0508 | 15.1875 |  | 1366605.8251
Batt Ref | 371 | 372 | Baseline | Reference | Brownfield | >275-600 kWdc projects (>250-500 kWac) | 1 | 100% of PV Nameplate (kW), 2-hour duration | 373.4255 | 373.4255 | 2 | 3637.6484 | 114.0394 | 0 | 56.8473 | 0.46875 | 10 | 0.07125 | Qcells North America Q.PEAK DUO BLK-G6+ 340 | SolarEdge Technologies Ltd : SE14.4KUS [208V] | 0.31111 | -316334.9113 | 28.4191 | 122458.6941 | 4.0508 | 15.1875 |  | 1366605.8251
Batt Ref | 401 | 402 | Baseline | Reference | Landfill | >275-600 kWdc projects (>250-500 kWac) | 1 | 100% of PV Nameplate (kW), 2-hour duration | 373.4255 | 373.4255 | 2 | 3637.6484 | 114.0394 | 0 | 56.8473 | 0.46875 | 10 | 0.07125 | Qcells North America Q.PEAK DUO BLK-G6+ 340 | SolarEdge Technologies Ltd : SE14.4KUS [208V] | 0.34111 | -316334.9113 | 28.4191 | 122458.6941 | 4.0508 | 15.1875 |  | 1366605.8251
Batt Ref | 344 | 345 | Baseline | Reference | Solar Canopy | >275-600 kWdc projects (>250-500 kWac) | 1 | 50% of PV Nameplate (kW), 6-hour duration | 373.4255 | 186.7127 | 6 | 4137.8094 | 74.772 | 0 | 56.8473 | 0.46875 | 10 | 0.07125 | Qcells North America Q.PEAK DUO BLK-G6+ 340 | SolarEdge Technologies Ltd : SE14.4KUS [208V] | 0.37356 | -320697.6924 | 28.5184 | 122325.6452 | 4.6604 | 14.5465 |  | 1554508.235
Batt Ref | 301 | 302 | Baseline | Reference | Community Shared | >27.5-275 kWdc projects (>25-250 kWac) | 1 | 50% of PV Nameplate (kW), 4-hour duration | 112.6517 | 56.3258 | 4 | 4355.7218 | 59.7767 | 0 | 24.3365 | 0.46667 | 10 | 0.07125 | Qcells North America Q.PEAK DUO BLK-G6+ 340 | SolarEdge Technologies Ltd : SE14.4KUS [208V] | 0.39204 | -98240.1335 | 28.5308 | 37413.6491 | 4.8704 | 14.3295 |  | 497126.4012
Batt Ref | 292 | 293 | Baseline | Reference | Solar Canopy | >275-600 kWdc projects (>250-500 kWac) | 1 | 50% of PV Nameplate (kW), 4-hour duration | 373.4255 | 186.7127 | 4 | 4159.812 | 74.772 | 0 | 56.8473 | 0.46875 | 10 | 0.07125 | Qcells North America Q.PEAK DUO BLK-G6+ 340 | SolarEdge Technologies Ltd : SE14.4KUS [208V] | 0.36814 | -325426.1093 | 28.6095 | 122458.7608 | 4.6164 | 14.5951 |  | 1562774.257
Batt Ref | 240 | 241 | Baseline | Reference | Solar Canopy | >275-600 kWdc projects (>250-500 kWac) | 1 | 50% of PV Nameplate (kW), 2-hour duration | 373.4255 | 186.7127 | 2 | 4201.5371 | 74.772 | 0 | 56.8473 | 0.46875 | 10 | 0.07125 | Qcells North America Q.PEAK DUO BLK-G6+ 340 | SolarEdge Technologies Ltd : SE14.4KUS [208V] | 0.35887 | -333849.8646 | 28.7662 | 122808.0807 | 4.5413 | 14.6777 |  | 1578449.7073
Batt Ref | 249 | 250 | Baseline | Reference | Community Shared | >27.5-275 kWdc projects (>25-250 kWac) | 1 | 50% of PV Nameplate (kW), 2-hour duration | 112.6517 | 56.3258 | 2 | 4407.9909 | 59.7767 | 0 | 24.3365 | 0.46667 | 10 | 0.07125 | Qcells North America Q.PEAK DUO BLK-G6+ 340 | SolarEdge Technologies Ltd : SE14.4KUS [208V] | 0.38277 | -102237.5391 | 28.7988 | 37443.9802 | 4.7448 | 14.467 |  | 503091.9699
Batt Ref | 333 | 334 | Baseline | Reference | Dual-use Agriculture | >27.5-275 kWdc projects (>25-250 kWac) | 1 | 50% of PV Nameplate (kW), 6-hour duration | 112.6517 | 56.3258 | 6 | 4687.2412 | 37.2275 | 0 | 24.3365 | 0.46667 | 10 | 0.07125 | Qcells North America Q.PEAK DUO BLK-G6+ 340 | SolarEdge Technologies Ltd : SE14.4KUS [208V] | 0.40746 | -102531.8821 | 28.8279 | 37402.9478 | 5.0144 | 14.1988 |  | 534963.3183
Batt Ref | 491 | 492 | Baseline | Reference | Dual-use Agriculture | >600 kW-1.2 MWdc projects (>500 kW-1.0 MWac) | 1 | 100% of PV Nameplate (kW), 6-hour duration | 805.4008 | 805.4008 | 6 | 4348.1213 | 49.1933 | 0 | 79.7896 | 0.38 | 10 | 0.0725 | Qcells North America Q.PEAK DUO BLK-G6+ 340 | SolarEdge Technologies Ltd : SE14.4KUS [208V] | 0.33997 | -712598.0545 | 28.8847 | 257770.5127 | 5.0685 | 14.119 |  | 3494490.0572
Batt Ref | 281 | 282 | Baseline | Reference | Dual-use Agriculture | >27.5-275 kWdc projects (>25-250 kWac) | 1 | 50% of PV Nameplate (kW), 4-hour duration | 112.6517 | 56.3258 | 4 | 4714.8039 | 37.2275 | 0 | 24.3365 | 0.46667 | 10 | 0.07125 | Qcells North America Q.PEAK DUO BLK-G6+ 340 | SolarEdge Technologies Ltd : SE14.4KUS [208V] | 0.40204 | -104664.7918 | 28.9715 | 37413.6491 | 4.9512 | 14.2663 |  | 538109.0986
Batt Ref | 439 | 440 | Baseline | Reference | Dual-use Agriculture | >600 kW-1.2 MWdc projects (>500 kW-1.0 MWac) | 1 | 100% of PV Nameplate (kW), 4-hour duration | 805.4008 | 805.4008 | 4 | 4386.2058 | 49.1933 | 0 | 79.7896 | 0.38 | 10 | 0.0725 | Qcells North America Q.PEAK DUO BLK-G6+ 340 | SolarEdge Technologies Ltd : SE14.4KUS [208V] | 0.33416 | -731694.1147 | 29.0641 | 258044.4474 | 4.9926 | 14.2041 |  | 3525097.7249
Batt Ref | 229 | 230 | Baseline | Reference | Dual-use Agriculture | >27.5-275 kWdc projects (>25-250 kWac) | 1 | 50% of PV Nameplate (kW), 2-hour duration | 112.6517 | 56.3258 | 2 | 4767.0731 | 37.2275 | 0 | 24.3365 | 0.46667 | 10 | 0.07125 | Qcells North America Q.PEAK DUO BLK-G6+ 340 | SolarEdge Technologies Ltd : SE14.4KUS [208V] | 0.39277 | -108662.1975 | 29.2392 | 37443.9802 | 4.8348 | 14.3923 |  | 544074.6674
Batt Ref | 387 | 388 | Baseline | Reference | Dual-use Agriculture | >600 kW-1.2 MWdc projects (>500 kW-1.0 MWac) | 1 | 100% of PV Nameplate (kW), 2-hour duration | 805.4008 | 805.4008 | 2 | 4458.4281 | 49.1933 | 0 | 79.7896 | 0.38 | 10 | 0.0725 | Qcells North America Q.PEAK DUO BLK-G6+ 340 | SolarEdge Technologies Ltd : SE14.4KUS [208V] | 0.32421 | -759215.3298 | 29.2856 | 259760.7566 | 4.9016 | 14.3059 |  | 3583141.2404
Batt Ref | 481 | 482 | Baseline | Reference | Pollinator-Friendly | >600 kW-1.2 MWdc projects (>500 kW-1.0 MWac) | 1 | 100% of PV Nameplate (kW), 6-hour duration | 805.4008 | 805.4008 | 6 | 3678.2959 | 112.5006 | 0 | 79.7896 | 0.38 | 10 | 0.0725 | Qcells North America Q.PEAK DUO BLK-G6+ 340 | SolarEdge Technologies Ltd : SE14.4KUS [208V] | 0.26247 | -771368.3326 | 29.4695 | 257770.5127 | 3.8017 | 15.5773 |  | 2956166.0522
Batt Ref | 490 | 491 | Baseline | Reference | Dual-use Agriculture | >275-600 kWdc projects (>250-500 kWac) | 1 | 100% of PV Nameplate (kW), 6-hour duration | 373.4255 | 373.4255 | 6 | 4641.5973 | 49.1933 | 0 | 56.8473 | 0.46875 | 10 | 0.07125 | Qcells North America Q.PEAK DUO BLK-G6+ 340 | SolarEdge Technologies Ltd : SE14.4KUS [208V] | 0.37687 | -371267.5034 | 29.5845 | 122274.5783 | 4.5266 | 14.7297 |  | 1743773.2359
Batt Ref | 429 | 430 | Baseline | Reference | Pollinator-Friendly | >600 kW-1.2 MWdc projects (>500 kW-1.0 MWac) | 1 | 100% of PV Nameplate (kW), 4-hour duration | 805.4008 | 805.4008 | 4 | 3716.3804 | 112.5006 | 0 | 79.7896 | 0.38 | 10 | 0.0725 | Qcells North America Q.PEAK DUO BLK-G6+ 340 | SolarEdge Technologies Ltd : SE14.4KUS [208V] | 0.25666 | -790464.3928 | 29.6481 | 258044.4474 | 3.7191 | 15.6859 |  | 2986773.7199
no batt | 32 | 33 | Baseline | Reference | Floating | >275-600 kWdc projects (>250-500 kWac) | 0 | 0 | 373.4255 | 0 | 0 | 5094.0987 | 19.065 | 0 | 56.8473 | 0.46875 | 10 | 0.07125 | Qcells North America Q.PEAK DUO BLK-G6+ 340 | SolarEdge Technologies Ltd : SE14.4KUS [208V] | 0.2782 | -382113.8585 | 29.7316 | 123505.1054 | 4.8355 | 14.407 |  | 1913770.6876
Batt Ref | 438 | 439 | Baseline | Reference | Dual-use Agriculture | >275-600 kWdc projects (>250-500 kWac) | 1 | 100% of PV Nameplate (kW), 4-hour duration | 373.4255 | 373.4255 | 4 | 4685.6025 | 49.1933 | 0 | 56.8473 | 0.46875 | 10 | 0.07125 | Qcells North America Q.PEAK DUO BLK-G6+ 340 | SolarEdge Technologies Ltd : SE14.4KUS [208V] | 0.37106 | -382863.641 | 29.8263 | 122267.7173 | 4.4225 | 14.849 |  | 1760305.2799
Batt Ref | 513 | 514 | Baseline | Reference | Rooftop | <27.5 kWdc residential projects (<25 kWac) | 1 | 100% of PV Nameplate (kW), 6-hour duration | 8.7991 | 8.7991 | 6 | 4257.2229 | 77.7241 | 0 | 0.9374 | 0.575 | 15 | 0.06 | Qcells North America Q.PEAK L-G4.2 365 | SolarEdge Technologies Ltd : SE7600H-US [240V] | 0.078674 | -2619.6585 | 29.8322 | 3136.3186 | 7.0019 | 13.1211 |  | 37271.9861
Batt Ref | 377 | 378 | Baseline | Reference | Pollinator-Friendly | >600 kW-1.2 MWdc projects (>500 kW-1.0 MWac) | 1 | 100% of PV Nameplate (kW), 2-hour duration | 805.4008 | 805.4008 | 2 | 3788.6027 | 112.5006 | 0 | 79.7896 | 0.38 | 10 | 0.0725 | Qcells North America Q.PEAK DUO BLK-G6+ 340 | SolarEdge Technologies Ltd : SE14.4KUS [208V] | 0.24671 | -817985.6079 | 29.8656 | 259760.7566 | 3.629 | 15.8043 |  | 3044817.2354
Batt Ref | 480 | 481 | Baseline | Reference | Pollinator-Friendly | >275-600 kWdc projects (>250-500 kWac) | 1 | 100% of PV Nameplate (kW), 6-hour duration | 373.4255 | 373.4255 | 6 | 3916.8501 | 112.5006 | 0 | 56.8473 | 0.46875 | 10 | 0.07125 | Qcells North America Q.PEAK DUO BLK-G6+ 340 | SolarEdge Technologies Ltd : SE14.4KUS [208V] | 0.29937 | -388004.5374 | 29.9357 | 122274.5783 | 3.293 | 16.143 |  | 1471497.3919
Batt Ref | 461 | 462 | Baseline | Reference | Rooftop | <27.5 kWdc residential projects (<25 kWac) | 1 | 100% of PV Nameplate (kW), 4-hour duration | 8.7991 | 8.7991 | 4 | 4346.2504 | 77.7241 | 0 | 0.9374 | 0.575 | 15 | 0.06 | Qcells North America Q.PEAK L-G4.2 365 | SolarEdge Technologies Ltd : SE7600H-US [240V] | 0.072855 | -2903.2593 | 30.0796 | 3156.267 | 6.8312 | 13.2385 |  | 38051.4219
Batt Ref | 343 | 344 | Baseline | Reference | Solar Canopy | >27.5-275 kWdc projects (>25-250 kWac) | 1 | 50% of PV Nameplate (kW), 6-hour duration | 112.6517 | 56.3258 | 6 | 4505.2287 | 70.9973 | 0 | 24.3365 | 0.46667 | 10 | 0.07125 | Qcells North America Q.PEAK DUO BLK-G6+ 340 | SolarEdge Technologies Ltd : SE14.4KUS [208V] | 0.40746 | -121901.8379 | 30.1572 | 37402.9478 | 3.9662 | 15.3582 |  | 514189.8942
Batt Ref | 166 | 167 | Baseline | Reference | Pollinator-Friendly | <27.5 kWdc small commercial or industrial projects (<25 kWac) | 1 | 25% of PV Nameplate (kW), 6-hour duration | 16.4475 | 4.1119 | 6 | 4367.4926 | 45.9796 | 0 | 3.9246 | 0.425 | 10 | 0.08125 | Qcells North America Q.PEAK DUO BLK-G6+ 340 | SolarEdge Technologies Ltd : SE14.4KUS [208V] | 0.055803 | -16489.9895 | 30.1741 | 5049.3302 | 4.3848 | 14.6518 |  | 71696.759
Batt Ref | 428 | 429 | Baseline | Reference | Pollinator-Friendly | >275-600 kWdc projects (>250-500 kWac) | 1 | 100% of PV Nameplate (kW), 4-hour duration | 373.4255 | 373.4255 | 4 | 3960.8553 | 112.5006 | 0 | 56.8473 | 0.46875 | 10 | 0.07125 | Qcells North America Q.PEAK DUO BLK-G6+ 340 | SolarEdge Technologies Ltd : SE14.4KUS [208V] | 0.29356 | -399600.6749 | 30.1774 | 122267.7173 | 3.1759 | 16.2964 |  | 1488029.4359
Batt Ref | 386 | 387 | Baseline | Reference | Dual-use Agriculture | >275-600 kWdc projects (>250-500 kWac) | 1 | 100% of PV Nameplate (kW), 2-hour duration | 373.4255 | 373.4255 | 2 | 4769.0527 | 49.1933 | 0 | 56.8473 | 0.46875 | 10 | 0.07125 | Qcells North America Q.PEAK DUO BLK-G6+ 340 | SolarEdge Technologies Ltd : SE14.4KUS [208V] | 0.36111 | -403501.9738 | 30.245 | 122458.6941 | 4.2462 | 15.0536 |  | 1791656.1805
Batt Ref | 114 | 115 | Baseline | Reference | Pollinator-Friendly | <27.5 kWdc small commercial or industrial projects (<25 kWac) | 1 | 25% of PV Nameplate (kW), 4-hour duration | 16.4475 | 4.1119 | 4 | 4387.2802 | 45.9796 | 0 | 3.9246 | 0.425 | 10 | 0.08125 | Qcells North America Q.PEAK DUO BLK-G6+ 340 | SolarEdge Technologies Ltd : SE14.4KUS [208V] | 0.053018 | -16718.2829 | 30.288 | 5050.3218 | 4.3381 | 14.7063 |  | 72021.5911
Batt Ref | 291 | 292 | Baseline | Reference | Solar Canopy | >27.5-275 kWdc projects (>25-250 kWac) | 1 | 50% of PV Nameplate (kW), 4-hour duration | 112.6517 | 56.3258 | 4 | 4532.7914 | 70.9973 | 0 | 24.3365 | 0.46667 | 10 | 0.07125 | Qcells North America Q.PEAK DUO BLK-G6+ 340 | SolarEdge Technologies Ltd : SE14.4KUS [208V] | 0.40204 | -124034.7476 | 30.3003 | 37413.6491 | 3.9038 | 15.4337 |  | 517335.6745
Batt Ref | 312 | 313 | Baseline | Reference | Ground-Mount | <27.5 kWdc small commercial or industrial projects (<25 kWac) | 1 | 50% of PV Nameplate (kW), 6-hour duration | 16.4475 | 8.2237 | 6 | 4134.4223 | 67.8921 | 0 | 3.9246 | 0.425 | 10 | 0.08125 | Qcells North America Q.PEAK DUO BLK-G6+ 340 | SolarEdge Technologies Ltd : SE14.4KUS [208V] | 0.075361 | -16883.0904 | 30.3757 | 5049.0077 | 3.9568 | 15.1364 |  | 67870.6757
Batt Ref | 317 | 318 | Baseline | Reference | Brownfield | <27.5 kWdc small commercial or industrial projects (<25 kWac) | 1 | 50% of PV Nameplate (kW), 6-hour duration | 16.4475 | 8.2237 | 6 | 4134.4223 | 67.8921 | 0 | 3.9246 | 0.425 | 10 | 0.08125 | Qcells North America Q.PEAK DUO BLK-G6+ 340 | SolarEdge Technologies Ltd : SE14.4KUS [208V] | 0.10536 | -16883.0904 | 30.3757 | 5049.0077 | 3.9568 | 15.1364 |  | 67870.6757
Batt Ref | 347 | 348 | Baseline | Reference | Landfill | <27.5 kWdc small commercial or industrial projects (<25 kWac) | 1 | 50% of PV Nameplate (kW), 6-hour duration | 16.4475 | 8.2237 | 6 | 4134.4223 | 67.8921 | 0 | 3.9246 | 0.425 | 10 | 0.08125 | Qcells North America Q.PEAK DUO BLK-G6+ 340 | SolarEdge Technologies Ltd : SE14.4KUS [208V] | 0.13536 | -16883.0904 | 30.3757 | 5049.0077 | 3.9568 | 15.1364 |  | 67870.6757
no batt | 20 | 21 | Baseline | Reference | Solar Canopy | <27.5 kWdc small commercial or industrial projects (<25 kWac) | 0 | 0 | 16.4475 | 0 | 0 | 4672.1625 | 24.5184 | 0 | 3.9246 | 0.425 | 10 | 0.08125 | Qcells North America Q.PEAK DUO BLK-G6+ 340 | SolarEdge Technologies Ltd : SE14.4KUS [208V] | 0.11 | -16964.4561 | 30.4007 | 5057.4117 | 4.5868 | 14.4407 |  | 76698.2193
Batt Ref | 62 | 63 | Baseline | Reference | Pollinator-Friendly | <27.5 kWdc small commercial or industrial projects (<25 kWac) | 1 | 25% of PV Nameplate (kW), 2-hour duration | 16.4475 | 4.1119 | 2 | 4424.8047 | 45.9796 | 0 | 3.9246 | 0.425 | 10 | 0.08125 | Qcells North America Q.PEAK DUO BLK-G6+ 340 | SolarEdge Technologies Ltd : SE14.4KUS [208V] | 0.048255 | -17151.5859 | 30.5042 | 5052.4886 | 4.2504 | 14.81 |  | 72637.5935
Batt Ref | 409 | 410 | Baseline | Reference | Rooftop | <27.5 kWdc residential projects (<25 kWac) | 1 | 100% of PV Nameplate (kW), 2-hour duration | 8.7991 | 8.7991 | 2 | 4515.0796 | 77.7241 | 0 | 0.9374 | 0.575 | 15 | 0.06 | Qcells North America Q.PEAK L-G4.2 365 | SolarEdge Technologies Ltd : SE7600H-US [240V] | 0.062908 | -3506.4993 | 30.5424 | 3192.1225 | 6.4876 | 13.46 |  | 39529.522
Batt Ref | 239 | 240 | Baseline | Reference | Solar Canopy | >27.5-275 kWdc projects (>25-250 kWac) | 1 | 50% of PV Nameplate (kW), 2-hour duration | 112.6517 | 56.3258 | 2 | 4585.0605 | 70.9973 | 0 | 24.3365 | 0.46667 | 10 | 0.07125 | Qcells North America Q.PEAK DUO BLK-G6+ 340 | SolarEdge Technologies Ltd : SE14.4KUS [208V] | 0.39277 | -128032.1533 | 30.567 | 37443.9802 | 3.7892 | 15.5742 |  | 523301.2433
Batt Ref | 376 | 377 | Baseline | Reference | Pollinator-Friendly | >275-600 kWdc projects (>250-500 kWac) | 1 | 100% of PV Nameplate (kW), 2-hour duration | 373.4255 | 373.4255 | 2 | 4044.3055 | 112.5006 | 0 | 56.8473 | 0.46875 | 10 | 0.07125 | Qcells North America Q.PEAK DUO BLK-G6+ 340 | SolarEdge Technologies Ltd : SE14.4KUS [208V] | 0.28361 | -420239.0077 | 30.5956 | 122458.6941 | 2.9805 | 16.5578 |  | 1519380.3365
Batt Ref | 260 | 261 | Baseline | Reference | Ground-Mount | <27.5 kWdc small commercial or industrial projects (<25 kWac) | 1 | 50% of PV Nameplate (kW), 4-hour duration | 16.4475 | 8.2237 | 4 | 4173.9973 | 67.8921 | 0 | 3.9246 | 0.425 | 10 | 0.08125 | Qcells North America Q.PEAK DUO BLK-G6+ 340 | SolarEdge Technologies Ltd : SE14.4KUS [208V] | 0.069938 | -17357.4886 | 30.6164 | 5048.7571 | 3.8548 | 15.2615 |  | 68520.3399
Batt Ref | 265 | 266 | Baseline | Reference | Brownfield | <27.5 kWdc small commercial or industrial projects (<25 kWac) | 1 | 50% of PV Nameplate (kW), 4-hour duration | 16.4475 | 8.2237 | 4 | 4173.9973 | 67.8921 | 0 | 3.9246 | 0.425 | 10 | 0.08125 | Qcells North America Q.PEAK DUO BLK-G6+ 340 | SolarEdge Technologies Ltd : SE14.4KUS [208V] | 0.099938 | -17357.4886 | 30.6164 | 5048.7571 | 3.8548 | 15.2615 |  | 68520.3399
Batt Ref | 295 | 296 | Baseline | Reference | Landfill | <27.5 kWdc small commercial or industrial projects (<25 kWac) | 1 | 50% of PV Nameplate (kW), 4-hour duration | 16.4475 | 8.2237 | 4 | 4173.9973 | 67.8921 | 0 | 3.9246 | 0.425 | 10 | 0.08125 | Qcells North America Q.PEAK DUO BLK-G6+ 340 | SolarEdge Technologies Ltd : SE14.4KUS [208V] | 0.12994 | -17357.4886 | 30.6164 | 5048.7571 | 3.8548 | 15.2615 |  | 68520.3399
Batt Ref | 501 | 502 | Baseline | Reference | Solar Canopy | >600 kW-1.2 MWdc projects (>500 kW-1.0 MWac) | 1 | 100% of PV Nameplate (kW), 6-hour duration | 805.4008 | 805.4008 | 6 | 3955.3278 | 107.5357 | 0 | 79.7896 | 0.38 | 10 | 0.0725 | Qcells North America Q.PEAK DUO BLK-G6+ 340 | SolarEdge Technologies Ltd : SE14.4KUS [208V] | 0.33997 | -898389.5242 | 30.7335 | 257770.5127 | 3.3208 | 16.2421 |  | 3178810.4844
Batt Ref | 288 | 289 | Baseline | Reference | Floating | >600 kW-1.2 MWdc projects (>500 kW-1.0 MWac) | 1 | 50% of PV Nameplate (kW), 4-hour duration | 805.4008 | 402.7004 | 4 | 4554.4382 | 63.4123 | 0 | 79.7896 | 0.38 | 10 | 0.0725 | Qcells North America Q.PEAK DUO BLK-G6+ 340 | SolarEdge Technologies Ltd : SE14.4KUS [208V] | 0.28124 | -916912.1944 | 30.842 | 259762.4342 | 4.0698 | 15.3029 |  | 3660302.487
Batt Ref | 236 | 237 | Baseline | Reference | Floating | >600 kW-1.2 MWdc projects (>500 kW-1.0 MWac) | 1 | 50% of PV Nameplate (kW), 2-hour duration | 805.4008 | 402.7004 | 2 | 4590.5494 | 63.4123 | 0 | 79.7896 | 0.38 | 10 | 0.0725 | Qcells North America Q.PEAK DUO BLK-G6+ 340 | SolarEdge Technologies Ltd : SE14.4KUS [208V] | 0.27197 | -923863.2738 | 30.8514 | 261529.2136 | 4.0705 | 15.2999 |  | 3689324.2447
Batt Ref | 340 | 341 | Baseline | Reference | Floating | >600 kW-1.2 MWdc projects (>500 kW-1.0 MWac) | 1 | 50% of PV Nameplate (kW), 6-hour duration | 805.4008 | 402.7004 | 6 | 4535.396 | 63.4123 | 0 | 79.7896 | 0.38 | 10 | 0.0725 | Qcells North America Q.PEAK DUO BLK-G6+ 340 | SolarEdge Technologies Ltd : SE14.4KUS [208V] | 0.28666 | -914975.787 | 30.8619 | 258669.2214 | 4.0592 | 15.3182 |  | 3644998.6532
Batt Ref | 449 | 450 | Baseline | Reference | Solar Canopy | >600 kW-1.2 MWdc projects (>500 kW-1.0 MWac) | 1 | 100% of PV Nameplate (kW), 4-hour duration | 805.4008 | 805.4008 | 4 | 3993.4122 | 107.5357 | 0 | 79.7896 | 0.38 | 10 | 0.0725 | Qcells North America Q.PEAK DUO BLK-G6+ 340 | SolarEdge Technologies Ltd : SE14.4KUS [208V] | 0.33416 | -917485.5844 | 30.9103 | 258044.4474 | 3.2467 | 16.3446 |  | 3209418.1521
Batt Ref | 208 | 209 | Baseline | Reference | Ground-Mount | <27.5 kWdc small commercial or industrial projects (<25 kWac) | 1 | 50% of PV Nameplate (kW), 2-hour duration | 16.4475 | 8.2237 | 2 | 4249.0463 | 67.8921 | 0 | 3.9246 | 0.425 | 10 | 0.08125 | Qcells North America Q.PEAK DUO BLK-G6+ 340 | SolarEdge Technologies Ltd : SE14.4KUS [208V] | 0.060668 | -18245.5326 | 31.0642 | 5050.3008 | 3.6691 | 15.4938 |  | 69752.3447
Batt Ref | 213 | 214 | Baseline | Reference | Brownfield | <27.5 kWdc small commercial or industrial projects (<25 kWac) | 1 | 50% of PV Nameplate (kW), 2-hour duration | 16.4475 | 8.2237 | 2 | 4249.0463 | 67.8921 | 0 | 3.9246 | 0.425 | 10 | 0.08125 | Qcells North America Q.PEAK DUO BLK-G6+ 340 | SolarEdge Technologies Ltd : SE14.4KUS [208V] | 0.090668 | -18245.5326 | 31.0642 | 5050.3008 | 3.6691 | 15.4938 |  | 69752.3447
Batt Ref | 243 | 244 | Baseline | Reference | Landfill | <27.5 kWdc small commercial or industrial projects (<25 kWac) | 1 | 50% of PV Nameplate (kW), 2-hour duration | 16.4475 | 8.2237 | 2 | 4249.0463 | 67.8921 | 0 | 3.9246 | 0.425 | 10 | 0.08125 | Qcells North America Q.PEAK DUO BLK-G6+ 340 | SolarEdge Technologies Ltd : SE14.4KUS [208V] | 0.12067 | -18245.5326 | 31.0642 | 5050.3008 | 3.6691 | 15.4938 |  | 69752.3447
Batt Ref | 519 | 520 | Baseline | Reference | Low-Income Residential | <27.5 kWdc residential projects (<25 kWac) | 1 | 100% of PV Nameplate (kW), 6-hour duration | 8.7991 | 8.7991 | 6 | 4434.4689 | 81.3719 | 0 | 0.9374 | 0.575 | 15 | 0.06 | Qcells North America Q.PEAK L-G4.2 365 | SolarEdge Technologies Ltd : SE7600H-US [240V] | 0.10867 | -3896.6447 | 31.1047 | 3136.3186 | 6.1198 | 13.7634 |  | 38823.7753
Batt Ref | 397 | 398 | Baseline | Reference | Solar Canopy | >600 kW-1.2 MWdc projects (>500 kW-1.0 MWac) | 1 | 100% of PV Nameplate (kW), 2-hour duration | 805.4008 | 805.4008 | 2 | 4065.6346 | 107.5357 | 0 | 79.7896 | 0.38 | 10 | 0.0725 | Qcells North America Q.PEAK DUO BLK-G6+ 340 | SolarEdge Technologies Ltd : SE14.4KUS [208V] | 0.32421 | -945006.7995 | 31.1193 | 259760.7566 | 3.1693 | 16.4515 |  | 3267461.6675
Batt Ref | 469 | 470 | Baseline | Reference | Ground-Mount | >27.5-275 kWdc projects (>25-250 kWac) | 1 | 100% of PV Nameplate (kW), 6-hour duration | 112.6517 | 112.6517 | 6 | 4181.1967 | 112.6022 | 0 | 24.3365 | 0.46667 | 10 | 0.07125 | Qcells North America Q.PEAK DUO BLK-G6+ 340 | SolarEdge Technologies Ltd : SE14.4KUS [208V] | 0.33077 | -137646.2661 | 31.2376 | 37414.792 | 2.699 | 16.9504 |  | 477207.542
Batt Ref | 474 | 475 | Baseline | Reference | Brownfield | >27.5-275 kWdc projects (>25-250 kWac) | 1 | 100% of PV Nameplate (kW), 6-hour duration | 112.6517 | 112.6517 | 6 | 4181.1967 | 112.6022 | 0 | 24.3365 | 0.46667 | 10 | 0.07125 | Qcells North America Q.PEAK DUO BLK-G6+ 340 | SolarEdge Technologies Ltd : SE14.4KUS [208V] | 0.36077 | -137646.2661 | 31.2376 | 37414.792 | 2.699 | 16.9504 |  | 477207.542
Batt Ref | 504 | 505 | Baseline | Reference | Landfill | >27.5-275 kWdc projects (>25-250 kWac) | 1 | 100% of PV Nameplate (kW), 6-hour duration | 112.6517 | 112.6517 | 6 | 4181.1967 | 112.6022 | 0 | 24.3365 | 0.46667 | 10 | 0.07125 | Qcells North America Q.PEAK DUO BLK-G6+ 340 | SolarEdge Technologies Ltd : SE14.4KUS [208V] | 0.39077 | -137646.2661 | 31.2376 | 37414.792 | 2.699 | 16.9504 |  | 477207.542
Batt Ref | 467 | 468 | Baseline | Reference | Low-Income Residential | <27.5 kWdc residential projects (<25 kWac) | 1 | 100% of PV Nameplate (kW), 4-hour duration | 8.7991 | 8.7991 | 4 | 4523.4964 | 81.3719 | 0 | 0.9374 | 0.575 | 15 | 0.06 | Qcells North America Q.PEAK L-G4.2 365 | SolarEdge Technologies Ltd : SE7600H-US [240V] | 0.10286 | -4180.2454 | 31.3417 | 3156.267 | 5.9713 | 13.8751 |  | 39603.2111
Batt Ref | 417 | 418 | Baseline | Reference | Ground-Mount | >27.5-275 kWdc projects (>25-250 kWac) | 1 | 100% of PV Nameplate (kW), 4-hour duration | 112.6517 | 112.6517 | 4 | 4236.3221 | 112.6022 | 0 | 24.3365 | 0.46667 | 10 | 0.07125 | Qcells North America Q.PEAK DUO BLK-G6+ 340 | SolarEdge Technologies Ltd : SE14.4KUS [208V] | 0.32496 | -142146.9067 | 31.5473 | 37403.9603 | 2.5618 | 17.1449 |  | 483499.1026
Batt Ref | 422 | 423 | Baseline | Reference | Brownfield | >27.5-275 kWdc projects (>25-250 kWac) | 1 | 100% of PV Nameplate (kW), 4-hour duration | 112.6517 | 112.6517 | 4 | 4236.3221 | 112.6022 | 0 | 24.3365 | 0.46667 | 10 | 0.07125 | Qcells North America Q.PEAK DUO BLK-G6+ 340 | SolarEdge Technologies Ltd : SE14.4KUS [208V] | 0.35496 | -142146.9067 | 31.5473 | 37403.9603 | 2.5618 | 17.1449 |  | 483499.1026
Batt Ref | 452 | 453 | Baseline | Reference | Landfill | >27.5-275 kWdc projects (>25-250 kWac) | 1 | 100% of PV Nameplate (kW), 4-hour duration | 112.6517 | 112.6517 | 4 | 4236.3221 | 112.6022 | 0 | 24.3365 | 0.46667 | 10 | 0.07125 | Qcells North America Q.PEAK DUO BLK-G6+ 340 | SolarEdge Technologies Ltd : SE14.4KUS [208V] | 0.38496 | -142146.9067 | 31.5473 | 37403.9603 | 2.5618 | 17.1449 |  | 483499.1026
Batt Ref | 489 | 490 | Baseline | Reference | Dual-use Agriculture | >27.5-275 kWdc projects (>25-250 kWac) | 1 | 100% of PV Nameplate (kW), 6-hour duration | 112.6517 | 112.6517 | 6 | 5035.2199 | 49.1933 | 0 | 24.3365 | 0.46667 | 10 | 0.07125 | Qcells North America Q.PEAK DUO BLK-G6+ 340 | SolarEdge Technologies Ltd : SE14.4KUS [208V] | 0.41077 | -143021.8876 | 31.6065 | 37414.792 | 3.7064 | 15.7061 |  | 574678.7537
Batt Ref | 415 | 416 | Baseline | Reference | Low-Income Residential | <27.5 kWdc residential projects (<25 kWac) | 1 | 100% of PV Nameplate (kW), 2-hour duration | 8.7991 | 8.7991 | 2 | 4692.3257 | 81.3719 | 0 | 0.9374 | 0.575 | 15 | 0.06 | Qcells North America Q.PEAK L-G4.2 365 | SolarEdge Technologies Ltd : SE7600H-US [240V] | 0.092908 | -4783.4854 | 31.7853 | 3192.1225 | 5.6709 | 14.0856 |  | 41081.3112
Batt Ref | 509 | 510 | Baseline | Reference | Community Shared | >27.5-275 kWdc projects (>25-250 kWac) | 1 | 100% of PV Nameplate (kW), 6-hour duration | 112.6517 | 112.6517 | 6 | 4676.1378 | 82.1443 | 0 | 24.3365 | 0.46667 | 10 | 0.07125 | Qcells North America Q.PEAK DUO BLK-G6+ 340 | SolarEdge Technologies Ltd : SE14.4KUS [208V] | 0.40077 | -147132.4752 | 31.8886 | 37414.792 | 3.0436 | 16.5259 |  | 533696.0563
Batt Ref | 437 | 438 | Baseline | Reference | Dual-use Agriculture | >27.5-275 kWdc projects (>25-250 kWac) | 1 | 100% of PV Nameplate (kW), 4-hour duration | 112.6517 | 112.6517 | 4 | 5090.3453 | 49.1933 | 0 | 24.3365 | 0.46667 | 10 | 0.07125 | Qcells North America Q.PEAK DUO BLK-G6+ 340 | SolarEdge Technologies Ltd : SE14.4KUS [208V] | 0.40496 | -147522.5282 | 31.9162 | 37403.9603 | 3.588 | 15.8562 |  | 580970.3143
no batt | 25 | 26 | Baseline | Reference | Dual-use Agriculture | <27.5 kWdc small commercial or industrial projects (<25 kWac) | 0 | 0 | 16.4475 | 0 | 0 | 4911.1875 | 25.2617 | 0 | 3.9246 | 0.425 | 10 | 0.08125 | Qcells North America Q.PEAK DUO BLK-G6+ 340 | SolarEdge Technologies Ltd : SE14.4KUS [208V] | 0.11 | -19951.75 | 31.9168 | 5057.4117 | 4.0118 | 15.1203 |  | 80622.054
Batt Ref | 479 | 480 | Baseline | Reference | Pollinator-Friendly | >27.5-275 kWdc projects (>25-250 kWac) | 1 | 100% of PV Nameplate (kW), 6-hour duration | 112.6517 | 112.6517 | 6 | 4329.5451 | 112.5006 | 0 | 24.3365 | 0.46667 | 10 | 0.07125 | Qcells North America Q.PEAK DUO BLK-G6+ 340 | SolarEdge Technologies Ltd : SE14.4KUS [208V] | 0.33327 | -149632.8252 | 32.0602 | 37414.792 | 2.3418 | 17.4637 |  | 494138.8093
Batt Ref | 365 | 366 | Baseline | Reference | Ground-Mount | >27.5-275 kWdc projects (>25-250 kWac) | 1 | 100% of PV Nameplate (kW), 2-hour duration | 112.6517 | 112.6517 | 2 | 4340.8604 | 112.6022 | 0 | 24.3365 | 0.46667 | 10 | 0.07125 | Qcells North America Q.PEAK DUO BLK-G6+ 340 | SolarEdge Technologies Ltd : SE14.4KUS [208V] | 0.31501 | -150531.9446 | 32.1181 | 37413.6434 | 2.3156 | 17.5012 |  | 495430.2401
Batt Ref | 370 | 371 | Baseline | Reference | Brownfield | >27.5-275 kWdc projects (>25-250 kWac) | 1 | 100% of PV Nameplate (kW), 2-hour duration | 112.6517 | 112.6517 | 2 | 4340.8604 | 112.6022 | 0 | 24.3365 | 0.46667 | 10 | 0.07125 | Qcells North America Q.PEAK DUO BLK-G6+ 340 | SolarEdge Technologies Ltd : SE14.4KUS [208V] | 0.34501 | -150531.9446 | 32.1181 | 37413.6434 | 2.3156 | 17.5012 |  | 495430.2401
Batt Ref | 400 | 401 | Baseline | Reference | Landfill | >27.5-275 kWdc projects (>25-250 kWac) | 1 | 100% of PV Nameplate (kW), 2-hour duration | 112.6517 | 112.6517 | 2 | 4340.8604 | 112.6022 | 0 | 24.3365 | 0.46667 | 10 | 0.07125 | Qcells North America Q.PEAK DUO BLK-G6+ 340 | SolarEdge Technologies Ltd : SE14.4KUS [208V] | 0.37501 | -150531.9446 | 32.1181 | 37413.6434 | 2.3156 | 17.5012 |  | 495430.2401
Batt Ref | 457 | 458 | Baseline | Reference | Community Shared | >27.5-275 kWdc projects (>25-250 kWac) | 1 | 100% of PV Nameplate (kW), 4-hour duration | 112.6517 | 112.6517 | 4 | 4731.2631 | 82.1443 | 0 | 24.3365 | 0.46667 | 10 | 0.07125 | Qcells North America Q.PEAK DUO BLK-G6+ 340 | SolarEdge Technologies Ltd : SE14.4KUS [208V] | 0.39496 | -151633.1158 | 32.1983 | 37403.9603 | 2.9195 | 16.6954 |  | 539987.6169
Batt Ref | 183 | 184 | Baseline | Reference | Floating | >275-600 kWdc projects (>250-500 kWac) | 1 | 25% of PV Nameplate (kW), 6-hour duration | 373.4255 | 93.3564 | 6 | 5232.9899 | 41.2387 | 0 | 56.8473 | 0.46875 | 10 | 0.07125 | Qcells North America Q.PEAK DUO BLK-G6+ 340 | SolarEdge Technologies Ltd : SE14.4KUS [208V] | 0.3015 | -500218.4123 | 32.2585 | 122609.9577 | 3.5719 | 15.8846 |  | 1965949.8981
Batt Ref | 131 | 132 | Baseline | Reference | Floating | >275-600 kWdc projects (>250-500 kWac) | 1 | 25% of PV Nameplate (kW), 4-hour duration | 373.4255 | 93.3564 | 4 | 5243.9912 | 41.2387 | 0 | 56.8473 | 0.46875 | 10 | 0.07125 | Qcells North America Q.PEAK DUO BLK-G6+ 340 | SolarEdge Technologies Ltd : SE14.4KUS [208V] | 0.29872 | -501538.5354 | 32.269 | 122812.2329 | 3.568 | 15.8883 |  | 1970082.909
Batt Ref | 79 | 80 | Baseline | Reference | Floating | >275-600 kWdc projects (>250-500 kWac) | 1 | 25% of PV Nameplate (kW), 2-hour duration | 373.4255 | 93.3564 | 2 | 5264.8538 | 41.2387 | 0 | 56.8473 | 0.46875 | 10 | 0.07125 | Qcells North America Q.PEAK DUO BLK-G6+ 340 | SolarEdge Technologies Ltd : SE14.4KUS [208V] | 0.29396 | -505030.1427 | 32.32 | 123078.6624 | 3.5495 | 15.9108 |  | 1977920.6342
Batt Ref | 427 | 428 | Baseline | Reference | Pollinator-Friendly | >27.5-275 kWdc projects (>25-250 kWac) | 1 | 100% of PV Nameplate (kW), 4-hour duration | 112.6517 | 112.6517 | 4 | 4384.6705 | 112.5006 | 0 | 24.3365 | 0.46667 | 10 | 0.07125 | Qcells North America Q.PEAK DUO BLK-G6+ 340 | SolarEdge Technologies Ltd : SE14.4KUS [208V] | 0.32746 | -154133.4658 | 32.3699 | 37403.9603 | 2.2114 | 17.6573 |  | 500430.3699
Batt Ref | 385 | 386 | Baseline | Reference | Dual-use Agriculture | >27.5-275 kWdc projects (>25-250 kWac) | 1 | 100% of PV Nameplate (kW), 2-hour duration | 112.6517 | 112.6517 | 2 | 5194.8835 | 49.1933 | 0 | 24.3365 | 0.46667 | 10 | 0.07125 | Qcells North America Q.PEAK DUO BLK-G6+ 340 | SolarEdge Technologies Ltd : SE14.4KUS [208V] | 0.39501 | -155907.566 | 32.4869 | 37413.6434 | 3.3742 | 16.1305 |  | 592901.4518
Batt Ref | 405 | 406 | Baseline | Reference | Community Shared | >27.5-275 kWdc projects (>25-250 kWac) | 1 | 100% of PV Nameplate (kW), 2-hour duration | 112.6517 | 112.6517 | 2 | 4835.8014 | 82.1443 | 0 | 24.3365 | 0.46667 | 10 | 0.07125 | Qcells North America Q.PEAK DUO BLK-G6+ 340 | SolarEdge Technologies Ltd : SE14.4KUS [208V] | 0.38501 | -160018.1536 | 32.7689 | 37413.6434 | 2.6961 | 17.0074 |  | 551918.7544
Batt Ref | 375 | 376 | Baseline | Reference | Pollinator-Friendly | >27.5-275 kWdc projects (>25-250 kWac) | 1 | 100% of PV Nameplate (kW), 2-hour duration | 112.6517 | 112.6517 | 2 | 4489.2087 | 112.5006 | 0 | 24.3365 | 0.46667 | 10 | 0.07125 | Qcells North America Q.PEAK DUO BLK-G6+ 340 | SolarEdge Technologies Ltd : SE14.4KUS [208V] | 0.31751 | -162518.5036 | 32.9404 | 37413.6434 | 1.9775 | 18.0129 |  | 512361.5074
no batt | 10 | 11 | Baseline | Reference | Community Shared | <27.5 kWdc small commercial or industrial projects (<25 kWac) | 0 | 0 | 16.4475 | 0 | 0 | 4871.36 | 43.568 | 0 | 3.9246 | 0.425 | 10 | 0.08125 | Qcells North America Q.PEAK DUO BLK-G6+ 340 | SolarEdge Technologies Ltd : SE14.4KUS [208V] | 0.1 | -22138.8577 | 33.0267 | 5057.4117 | 3.3397 | 15.9543 |  | 79968.2461
Batt Ref | 500 | 501 | Baseline | Reference | Solar Canopy | >275-600 kWdc projects (>250-500 kWac) | 1 | 100% of PV Nameplate (kW), 6-hour duration | 373.4255 | 373.4255 | 6 | 4415.5919 | 119.1193 | 0 | 56.8473 | 0.46875 | 10 | 0.07125 | Qcells North America Q.PEAK DUO BLK-G6+ 340 | SolarEdge Technologies Ltd : SE14.4KUS [208V] | 0.37687 | -543794.9113 | 33.2051 | 122274.5783 | 1.6849 | 18.4538 |  | 1658866.656
Batt Ref | 322 | 323 | Baseline | Reference | Pollinator-Friendly | <27.5 kWdc small commercial or industrial projects (<25 kWac) | 1 | 50% of PV Nameplate (kW), 6-hour duration | 16.4475 | 8.2237 | 6 | 4617.3099 | 68.1533 | 0 | 3.9246 | 0.425 | 10 | 0.08125 | Qcells North America Q.PEAK DUO BLK-G6+ 340 | SolarEdge Technologies Ltd : SE14.4KUS [208V] | 0.077861 | -22737.4188 | 33.3523 | 5049.0077 | 2.7843 | 16.6801 |  | 75797.7599
Batt Ref | 483 | 484 | Baseline | Reference | Serving Public Entity | <27.5 kWdc small commercial or industrial projects (<25 kWac) | 1 | 100% of PV Nameplate (kW), 6-hour duration | 16.4475 | 16.4475 | 6 | 4070.1603 | 113.9364 | 0 | 3.9246 | 0.425 | 10 | 0.08125 | Qcells North America Q.PEAK DUO BLK-G6+ 340 | SolarEdge Technologies Ltd : SE14.4KUS [208V] | 0.11867 | -22814.4161 | 33.3901 | 5051.547 | 1.7206 | 18.1961 |  | 66815.7517
Batt Ref | 514 | 515 | Baseline | Reference | Rooftop | <27.5 kWdc small commercial or industrial projects (<25 kWac) | 1 | 100% of PV Nameplate (kW), 6-hour duration | 16.4475 | 16.4475 | 6 | 4070.1603 | 113.9364 | 0 | 3.9246 | 0.425 | 10 | 0.08125 | Qcells North America Q.PEAK DUO BLK-G6+ 340 | SolarEdge Technologies Ltd : SE14.4KUS [208V] | 0.10867 | -22814.4161 | 33.3901 | 5051.547 | 1.7206 | 18.1961 |  | 66815.7517
Batt Ref | 448 | 449 | Baseline | Reference | Solar Canopy | >275-600 kWdc projects (>250-500 kWac) | 1 | 100% of PV Nameplate (kW), 4-hour duration | 373.4255 | 373.4255 | 4 | 4459.5971 | 119.1193 | 0 | 56.8473 | 0.46875 | 10 | 0.07125 | Qcells North America Q.PEAK DUO BLK-G6+ 340 | SolarEdge Technologies Ltd : SE14.4KUS [208V] | 0.37106 | -555391.0488 | 33.4462 | 122267.7173 | 1.5887 | 18.6072 |  | 1675398.7
Batt Ref | 270 | 271 | Baseline | Reference | Pollinator-Friendly | <27.5 kWdc small commercial or industrial projects (<25 kWac) | 1 | 50% of PV Nameplate (kW), 4-hour duration | 16.4475 | 8.2237 | 4 | 4656.885 | 68.1533 | 0 | 3.9246 | 0.425 | 10 | 0.08125 | Qcells North America Q.PEAK DUO BLK-G6+ 340 | SolarEdge Technologies Ltd : SE14.4KUS [208V] | 0.072438 | -23211.817 | 33.5928 | 5048.7571 | 2.6978 | 16.8031 |  | 76447.4241
Batt Ref | 186 | 187 | Baseline | Reference | Solar Canopy | <27.5 kWdc small commercial or industrial projects (<25 kWac) | 1 | 25% of PV Nameplate (kW), 6-hour duration | 16.4475 | 4.1119 | 6 | 4921.9798 | 46.692 | 0 | 3.9246 | 0.425 | 10 | 0.08125 | Qcells North America Q.PEAK DUO BLK-G6+ 340 | SolarEdge Technologies Ltd : SE14.4KUS [208V] | 0.1333 | -23272.4537 | 33.6219 | 5049.3302 | 3.0808 | 16.2979 |  | 80799.2202
Batt Ref | 134 | 135 | Baseline | Reference | Solar Canopy | <27.5 kWdc small commercial or industrial projects (<25 kWac) | 1 | 25% of PV Nameplate (kW), 4-hour duration | 16.4475 | 4.1119 | 4 | 4941.7673 | 46.692 | 0 | 3.9246 | 0.425 | 10 | 0.08125 | Qcells North America Q.PEAK DUO BLK-G6+ 340 | SolarEdge Technologies Ltd : SE14.4KUS [208V] | 0.13052 | -23500.7471 | 33.735 | 5050.3218 | 3.0421 | 16.3502 |  | 81124.0523
Batt Ref | 396 | 397 | Baseline | Reference | Solar Canopy | >275-600 kWdc projects (>250-500 kWac) | 1 | 100% of PV Nameplate (kW), 2-hour duration | 373.4255 | 373.4255 | 2 | 4543.0473 | 119.1193 | 0 | 56.8473 | 0.46875 | 10 | 0.07125 | Qcells North America Q.PEAK DUO BLK-G6+ 340 | SolarEdge Technologies Ltd : SE14.4KUS [208V] | 0.36111 | -576029.3816 | 33.8589 | 122458.6941 | 1.4306 | 18.864 |  | 1706749.6006
Batt Ref | 431 | 432 | Baseline | Reference | Serving Public Entity | <27.5 kWdc small commercial or industrial projects (<25 kWac) | 1 | 100% of PV Nameplate (kW), 4-hour duration | 16.4475 | 16.4475 | 4 | 4149.3104 | 113.9364 | 0 | 3.9246 | 0.425 | 10 | 0.08125 | Qcells North America Q.PEAK DUO BLK-G6+ 340 | SolarEdge Technologies Ltd : SE14.4KUS [208V] | 0.11286 | -23769.2342 | 33.8766 | 5049.8292 | 1.5319 | 18.5024 |  | 68115.0801
Batt Ref | 462 | 463 | Baseline | Reference | Rooftop | <27.5 kWdc small commercial or industrial projects (<25 kWac) | 1 | 100% of PV Nameplate (kW), 4-hour duration | 16.4475 | 16.4475 | 4 | 4149.3104 | 113.9364 | 0 | 3.9246 | 0.425 | 10 | 0.08125 | Qcells North America Q.PEAK DUO BLK-G6+ 340 | SolarEdge Technologies Ltd : SE14.4KUS [208V] | 0.10286 | -23769.2342 | 33.8766 | 5049.8292 | 1.5319 | 18.5024 |  | 68115.0801
Batt Ref | 176 | 177 | Baseline | Reference | Dual-use Agriculture | <27.5 kWdc small commercial or industrial projects (<25 kWac) | 1 | 25% of PV Nameplate (kW), 6-hour duration | 16.4475 | 4.1119 | 6 | 5161.0048 | 31.2446 | 0 | 3.9246 | 0.425 | 10 | 0.08125 | Qcells North America Q.PEAK DUO BLK-G6+ 340 | SolarEdge Technologies Ltd : SE14.4KUS [208V] | 0.1333 | -23901.1068 | 33.9414 | 5049.3302 | 3.2279 | 16.1182 |  | 84723.0548
Batt Ref | 82 | 83 | Baseline | Reference | Solar Canopy | <27.5 kWdc small commercial or industrial projects (<25 kWac) | 1 | 25% of PV Nameplate (kW), 2-hour duration | 16.4475 | 4.1119 | 2 | 4979.2918 | 46.692 | 0 | 3.9246 | 0.425 | 10 | 0.08125 | Qcells North America Q.PEAK DUO BLK-G6+ 340 | SolarEdge Technologies Ltd : SE14.4KUS [208V] | 0.12576 | -23934.0501 | 33.9497 | 5052.4886 | 2.9693 | 16.4497 |  | 81740.0547
Batt Ref | 218 | 219 | Baseline | Reference | Pollinator-Friendly | <27.5 kWdc small commercial or industrial projects (<25 kWac) | 1 | 50% of PV Nameplate (kW), 2-hour duration | 16.4475 | 8.2237 | 2 | 4731.934 | 68.1533 | 0 | 3.9246 | 0.425 | 10 | 0.08125 | Qcells North America Q.PEAK DUO BLK-G6+ 340 | SolarEdge Technologies Ltd : SE14.4KUS [208V] | 0.063168 | -24099.861 | 34.0395 | 5050.3008 | 2.5403 | 17.0304 |  | 77679.4288
Batt Ref | 124 | 125 | Baseline | Reference | Dual-use Agriculture | <27.5 kWdc small commercial or industrial projects (<25 kWac) | 1 | 25% of PV Nameplate (kW), 4-hour duration | 16.4475 | 4.1119 | 4 | 5180.7923 | 31.2446 | 0 | 3.9246 | 0.425 | 10 | 0.08125 | Qcells North America Q.PEAK DUO BLK-G6+ 340 | SolarEdge Technologies Ltd : SE14.4KUS [208V] | 0.13052 | -24129.4002 | 34.0545 | 5050.3218 | 3.1908 | 16.1673 |  | 85047.8869
Batt Ref | 72 | 73 | Baseline | Reference | Dual-use Agriculture | <27.5 kWdc small commercial or industrial projects (<25 kWac) | 1 | 25% of PV Nameplate (kW), 2-hour duration | 16.4475 | 4.1119 | 2 | 5218.3168 | 31.2446 | 0 | 3.9246 | 0.425 | 10 | 0.08125 | Qcells North America Q.PEAK DUO BLK-G6+ 340 | SolarEdge Technologies Ltd : SE14.4KUS [208V] | 0.12576 | -24562.7032 | 34.269 | 5052.4886 | 3.121 | 16.2608 |  | 85663.8893
Batt Ref | 339 | 340 | Baseline | Reference | Floating | >275-600 kWdc projects (>250-500 kWac) | 1 | 50% of PV Nameplate (kW), 6-hour duration | 373.4255 | 186.7127 | 6 | 5371.8812 | 63.4123 | 0 | 56.8473 | 0.46875 | 10 | 0.07125 | Qcells North America Q.PEAK DUO BLK-G6+ 340 | SolarEdge Technologies Ltd : SE14.4KUS [208V] | 0.32356 | -613709.5503 | 34.663 | 122325.6452 | 2.353 | 17.5238 |  | 2018129.1085
Batt Ref | 287 | 288 | Baseline | Reference | Floating | >275-600 kWdc projects (>250-500 kWac) | 1 | 50% of PV Nameplate (kW), 4-hour duration | 373.4255 | 186.7127 | 4 | 5393.8838 | 63.4123 | 0 | 56.8473 | 0.46875 | 10 | 0.07125 | Qcells North America Q.PEAK DUO BLK-G6+ 340 | SolarEdge Technologies Ltd : SE14.4KUS [208V] | 0.31814 | -618437.9672 | 34.7472 | 122458.7608 | 2.3253 | 17.5639 |  | 2026395.1305
Batt Ref | 379 | 380 | Baseline | Reference | Serving Public Entity | <27.5 kWdc small commercial or industrial projects (<25 kWac) | 1 | 100% of PV Nameplate (kW), 2-hour duration | 16.4475 | 16.4475 | 2 | 4299.4085 | 113.9364 | 0 | 3.9246 | 0.425 | 10 | 0.08125 | Qcells North America Q.PEAK DUO BLK-G6+ 340 | SolarEdge Technologies Ltd : SE14.4KUS [208V] | 0.10291 | -25575.6826 | 34.7946 | 5048.7571 | 1.1891 | 19.0797 |  | 70579.0896
Batt Ref | 410 | 411 | Baseline | Reference | Rooftop | <27.5 kWdc small commercial or industrial projects (<25 kWac) | 1 | 100% of PV Nameplate (kW), 2-hour duration | 16.4475 | 16.4475 | 2 | 4299.4085 | 113.9364 | 0 | 3.9246 | 0.425 | 10 | 0.08125 | Qcells North America Q.PEAK DUO BLK-G6+ 340 | SolarEdge Technologies Ltd : SE14.4KUS [208V] | 0.092908 | -25575.6826 | 34.7946 | 5048.7571 | 1.1891 | 19.0797 |  | 70579.0896
Batt Ref | 235 | 236 | Baseline | Reference | Floating | >275-600 kWdc projects (>250-500 kWac) | 1 | 50% of PV Nameplate (kW), 2-hour duration | 373.4255 | 186.7127 | 2 | 5435.6089 | 63.4123 | 0 | 56.8473 | 0.46875 | 10 | 0.07125 | Qcells North America Q.PEAK DUO BLK-G6+ 340 | SolarEdge Technologies Ltd : SE14.4KUS [208V] | 0.30887 | -626861.7225 | 34.8874 | 122808.0807 | 2.279 | 17.6297 |  | 2042070.5809
Batt Ref | 499 | 500 | Baseline | Reference | Solar Canopy | >27.5-275 kWdc projects (>25-250 kWac) | 1 | 100% of PV Nameplate (kW), 6-hour duration | 112.6517 | 112.6517 | 6 | 4853.2074 | 115.3447 | 0 | 24.3365 | 0.46667 | 10 | 0.07125 | Qcells North America Q.PEAK DUO BLK-G6+ 340 | SolarEdge Technologies Ltd : SE14.4KUS [208V] | 0.41077 | -195188.6196 | 35.1867 | 37414.792 | 1.0515 | 19.5131 |  | 553905.3297
Batt Ref | 196 | 197 | Baseline | Reference | Community Shared | <27.5 kWdc small commercial or industrial projects (<25 kWac) | 1 | 25% of PV Nameplate (kW), 6-hour duration | 16.4475 | 4.1119 | 6 | 5121.1773 | 54.7518 | 0 | 3.9246 | 0.425 | 10 | 0.08125 | Qcells North America Q.PEAK DUO BLK-G6+ 340 | SolarEdge Technologies Ltd : SE14.4KUS [208V] | 0.1233 | -26845.8762 | 35.4384 | 5049.3302 | 2.3348 | 17.3506 |  | 84069.2469
Batt Ref | 447 | 448 | Baseline | Reference | Solar Canopy | >27.5-275 kWdc projects (>25-250 kWac) | 1 | 100% of PV Nameplate (kW), 4-hour duration | 112.6517 | 112.6517 | 4 | 4908.3327 | 115.3447 | 0 | 24.3365 | 0.46667 | 10 | 0.07125 | Qcells North America Q.PEAK DUO BLK-G6+ 340 | SolarEdge Technologies Ltd : SE14.4KUS [208V] | 0.40496 | -199689.2602 | 35.4965 | 37403.9603 | 0.94166 | 19.7037 |  | 560196.8902
Batt Ref | 496 | 497 | Baseline | Reference | Floating | >600 kW-1.2 MWdc projects (>500 kW-1.0 MWac) | 1 | 100% of PV Nameplate (kW), 6-hour duration | 805.4008 | 805.4008 | 6 | 4775.8041 | 107.7596 | 0 | 79.7896 | 0.38 | 10 | 0.0725 | Qcells North America Q.PEAK DUO BLK-G6+ 340 | SolarEdge Technologies Ltd : SE14.4KUS [208V] | 0.28997 | -1381052.2226 | 35.5365 | 257770.5127 | 1.4776 | 19.1403 |  | 3838209.3582
Batt Ref | 144 | 145 | Baseline | Reference | Community Shared | <27.5 kWdc small commercial or industrial projects (<25 kWac) | 1 | 25% of PV Nameplate (kW), 4-hour duration | 16.4475 | 4.1119 | 4 | 5140.9649 | 54.7518 | 0 | 3.9246 | 0.425 | 10 | 0.08125 | Qcells North America Q.PEAK DUO BLK-G6+ 340 | SolarEdge Technologies Ltd : SE14.4KUS [208V] | 0.12052 | -27074.1696 | 35.5511 | 5050.3218 | 2.299 | 17.4035 |  | 84394.079
Batt Ref | 444 | 445 | Baseline | Reference | Floating | >600 kW-1.2 MWdc projects (>500 kW-1.0 MWac) | 1 | 100% of PV Nameplate (kW), 4-hour duration | 805.4008 | 805.4008 | 4 | 4813.8885 | 107.7596 | 0 | 79.7896 | 0.38 | 10 | 0.0725 | Qcells North America Q.PEAK DUO BLK-G6+ 340 | SolarEdge Technologies Ltd : SE14.4KUS [208V] | 0.28416 | -1400148.2827 | 35.7063 | 258044.4474 | 1.4247 | 19.2318 |  | 3868817.0259
Batt Ref | 92 | 93 | Baseline | Reference | Community Shared | <27.5 kWdc small commercial or industrial projects (<25 kWac) | 1 | 25% of PV Nameplate (kW), 2-hour duration | 16.4475 | 4.1119 | 2 | 5178.4894 | 54.7518 | 0 | 3.9246 | 0.425 | 10 | 0.08125 | Qcells North America Q.PEAK DUO BLK-G6+ 340 | SolarEdge Technologies Ltd : SE14.4KUS [208V] | 0.11576 | -27507.4726 | 35.765 | 5052.4886 | 2.2316 | 17.5042 |  | 85010.0814
Batt Ref | 392 | 393 | Baseline | Reference | Floating | >600 kW-1.2 MWdc projects (>500 kW-1.0 MWac) | 1 | 100% of PV Nameplate (kW), 2-hour duration | 805.4008 | 805.4008 | 2 | 4886.1109 | 107.7596 | 0 | 79.7896 | 0.38 | 10 | 0.0725 | Qcells North America Q.PEAK DUO BLK-G6+ 340 | SolarEdge Technologies Ltd : SE14.4KUS [208V] | 0.27421 | -1427669.4979 | 35.8831 | 259760.7566 | 1.3813 | 19.3057 |  | 3926860.5413
Batt Ref | 332 | 333 | Baseline | Reference | Dual-use Agriculture | <27.5 kWdc small commercial or industrial projects (<25 kWac) | 1 | 50% of PV Nameplate (kW), 6-hour duration | 16.4475 | 8.2237 | 6 | 5410.8221 | 37.2275 | 0 | 3.9246 | 0.425 | 10 | 0.08125 | Qcells North America Q.PEAK DUO BLK-G6+ 340 | SolarEdge Technologies Ltd : SE14.4KUS [208V] | 0.15536 | -27789.8953 | 35.9212 | 5049.0077 | 2.504 | 17.1243 |  | 88824.0557
Batt Ref | 395 | 396 | Baseline | Reference | Solar Canopy | >27.5-275 kWdc projects (>25-250 kWac) | 1 | 100% of PV Nameplate (kW), 2-hour duration | 112.6517 | 112.6517 | 2 | 5012.871 | 115.3447 | 0 | 24.3365 | 0.46667 | 10 | 0.07125 | Qcells North America Q.PEAK DUO BLK-G6+ 340 | SolarEdge Technologies Ltd : SE14.4KUS [208V] | 0.39501 | -208074.298 | 36.0657 | 37413.6434 | 0.74455 | 20.0519 |  | 572128.0277
Batt Ref | 280 | 281 | Baseline | Reference | Dual-use Agriculture | <27.5 kWdc small commercial or industrial projects (<25 kWac) | 1 | 50% of PV Nameplate (kW), 4-hour duration | 16.4475 | 8.2237 | 4 | 5450.3972 | 37.2275 | 0 | 3.9246 | 0.425 | 10 | 0.08125 | Qcells North America Q.PEAK DUO BLK-G6+ 340 | SolarEdge Technologies Ltd : SE14.4KUS [208V] | 0.14994 | -28264.2936 | 36.1615 | 5048.7571 | 2.4314 | 17.2298 |  | 89473.7199
Batt Ref | 228 | 229 | Baseline | Reference | Dual-use Agriculture | <27.5 kWdc small commercial or industrial projects (<25 kWac) | 1 | 50% of PV Nameplate (kW), 2-hour duration | 16.4475 | 8.2237 | 2 | 5525.4462 | 37.2275 | 0 | 3.9246 | 0.425 | 10 | 0.08125 | Qcells North America Q.PEAK DUO BLK-G6+ 340 | SolarEdge Technologies Ltd : SE14.4KUS [208V] | 0.14067 | -29152.3375 | 36.6073 | 5050.3008 | 2.2989 | 17.4253 |  | 90705.7246
Batt Ref | 468 | 469 | Baseline | Reference | Ground-Mount | <27.5 kWdc small commercial or industrial projects (<25 kWac) | 1 | 100% of PV Nameplate (kW), 6-hour duration | 16.4475 | 16.4475 | 6 | 4634.0569 | 112.2394 | 0 | 3.9246 | 0.425 | 10 | 0.08125 | Qcells North America Q.PEAK DUO BLK-G6+ 340 | SolarEdge Technologies Ltd : SE14.4KUS [208V] | 0.078674 | -29359.2181 | 36.7175 | 5051.547 | 0.57217 | 20.1828 |  | 76072.6775
Batt Ref | 473 | 474 | Baseline | Reference | Brownfield | <27.5 kWdc small commercial or industrial projects (<25 kWac) | 1 | 100% of PV Nameplate (kW), 6-hour duration | 16.4475 | 16.4475 | 6 | 4634.0569 | 112.2394 | 0 | 3.9246 | 0.425 | 10 | 0.08125 | Qcells North America Q.PEAK DUO BLK-G6+ 340 | SolarEdge Technologies Ltd : SE14.4KUS [208V] | 0.10867 | -29359.2181 | 36.7175 | 5051.547 | 0.57217 | 20.1828 |  | 76072.6775
Batt Ref | 503 | 504 | Baseline | Reference | Landfill | <27.5 kWdc small commercial or industrial projects (<25 kWac) | 1 | 100% of PV Nameplate (kW), 6-hour duration | 16.4475 | 16.4475 | 6 | 4634.0569 | 112.2394 | 0 | 3.9246 | 0.425 | 10 | 0.08125 | Qcells North America Q.PEAK DUO BLK-G6+ 340 | SolarEdge Technologies Ltd : SE14.4KUS [208V] | 0.13867 | -29359.2181 | 36.7175 | 5051.547 | 0.57217 | 20.1828 |  | 76072.6775
Batt Ref | 342 | 343 | Baseline | Reference | Solar Canopy | <27.5 kWdc small commercial or industrial projects (<25 kWac) | 1 | 50% of PV Nameplate (kW), 6-hour duration | 16.4475 | 8.2237 | 6 | 5171.7971 | 68.8657 | 0 | 3.9246 | 0.425 | 10 | 0.08125 | Qcells North America Q.PEAK DUO BLK-G6+ 340 | SolarEdge Technologies Ltd : SE14.4KUS [208V] | 0.15536 | -29519.883 | 36.8008 | 5049.0077 | 1.6239 | 18.4365 |  | 84900.2211
Batt Ref | 290 | 291 | Baseline | Reference | Solar Canopy | <27.5 kWdc small commercial or industrial projects (<25 kWac) | 1 | 50% of PV Nameplate (kW), 4-hour duration | 16.4475 | 8.2237 | 4 | 5211.3722 | 68.8657 | 0 | 3.9246 | 0.425 | 10 | 0.08125 | Qcells North America Q.PEAK DUO BLK-G6+ 340 | SolarEdge Technologies Ltd : SE14.4KUS [208V] | 0.14994 | -29994.2812 | 37.0411 | 5048.7571 | 1.5507 | 18.5556 |  | 85549.8852
Batt Ref | 416 | 417 | Baseline | Reference | Ground-Mount | <27.5 kWdc small commercial or industrial projects (<25 kWac) | 1 | 100% of PV Nameplate (kW), 4-hour duration | 16.4475 | 16.4475 | 4 | 4713.207 | 112.2394 | 0 | 3.9246 | 0.425 | 10 | 0.08125 | Qcells North America Q.PEAK DUO BLK-G6+ 340 | SolarEdge Technologies Ltd : SE14.4KUS [208V] | 0.072855 | -30314.0363 | 37.2041 | 5049.8292 | 0.41448 | 20.4767 |  | 77372.0058
Batt Ref | 421 | 422 | Baseline | Reference | Brownfield | <27.5 kWdc small commercial or industrial projects (<25 kWac) | 1 | 100% of PV Nameplate (kW), 4-hour duration | 16.4475 | 16.4475 | 4 | 4713.207 | 112.2394 | 0 | 3.9246 | 0.425 | 10 | 0.08125 | Qcells North America Q.PEAK DUO BLK-G6+ 340 | SolarEdge Technologies Ltd : SE14.4KUS [208V] | 0.10286 | -30314.0363 | 37.2041 | 5049.8292 | 0.41448 | 20.4767 |  | 77372.0058
Batt Ref | 451 | 452 | Baseline | Reference | Landfill | <27.5 kWdc small commercial or industrial projects (<25 kWac) | 1 | 100% of PV Nameplate (kW), 4-hour duration | 16.4475 | 16.4475 | 4 | 4713.207 | 112.2394 | 0 | 3.9246 | 0.425 | 10 | 0.08125 | Qcells North America Q.PEAK DUO BLK-G6+ 340 | SolarEdge Technologies Ltd : SE14.4KUS [208V] | 0.13286 | -30314.0363 | 37.2041 | 5049.8292 | 0.41448 | 20.4767 |  | 77372.0058
Batt Ref | 238 | 239 | Baseline | Reference | Solar Canopy | <27.5 kWdc small commercial or industrial projects (<25 kWac) | 1 | 50% of PV Nameplate (kW), 2-hour duration | 16.4475 | 8.2237 | 2 | 5286.4212 | 68.8657 | 0 | 3.9246 | 0.425 | 10 | 0.08125 | Qcells North America Q.PEAK DUO BLK-G6+ 340 | SolarEdge Technologies Ltd : SE14.4KUS [208V] | 0.14067 | -30882.3252 | 37.4865 | 5050.3008 | 1.4173 | 18.7757 |  | 86781.89
Batt Ref | 352 | 353 | Baseline | Reference | Community Shared | <27.5 kWdc small commercial or industrial projects (<25 kWac) | 1 | 50% of PV Nameplate (kW), 6-hour duration | 16.4475 | 8.2237 | 6 | 5370.9946 | 65.9356 | 0 | 3.9246 | 0.425 | 10 | 0.08125 | Qcells North America Q.PEAK DUO BLK-G6+ 340 | SolarEdge Technologies Ltd : SE14.4KUS [208V] | 0.14536 | -31492.3264 | 37.8036 | 5049.0077 | 1.3875 | 18.8307 |  | 88170.2478
Batt Ref | 300 | 301 | Baseline | Reference | Community Shared | <27.5 kWdc small commercial or industrial projects (<25 kWac) | 1 | 50% of PV Nameplate (kW), 4-hour duration | 16.4475 | 8.2237 | 4 | 5410.5697 | 65.9356 | 0 | 3.9246 | 0.425 | 10 | 0.08125 | Qcells North America Q.PEAK DUO BLK-G6+ 340 | SolarEdge Technologies Ltd : SE14.4KUS [208V] | 0.13994 | -31966.7247 | 38.0439 | 5048.7571 | 1.3178 | 18.9481 |  | 88819.912
Batt Ref | 364 | 365 | Baseline | Reference | Ground-Mount | <27.5 kWdc small commercial or industrial projects (<25 kWac) | 1 | 100% of PV Nameplate (kW), 2-hour duration | 16.4475 | 16.4475 | 2 | 4863.305 | 112.2394 | 0 | 3.9246 | 0.425 | 10 | 0.08125 | Qcells North America Q.PEAK DUO BLK-G6+ 340 | SolarEdge Technologies Ltd : SE14.4KUS [208V] | 0.062908 | -32120.4847 | 38.1221 | 5048.7571 | 0.12648 | 21.0314 |  | 79836.0153
Batt Ref | 369 | 370 | Baseline | Reference | Brownfield | <27.5 kWdc small commercial or industrial projects (<25 kWac) | 1 | 100% of PV Nameplate (kW), 2-hour duration | 16.4475 | 16.4475 | 2 | 4863.305 | 112.2394 | 0 | 3.9246 | 0.425 | 10 | 0.08125 | Qcells North America Q.PEAK DUO BLK-G6+ 340 | SolarEdge Technologies Ltd : SE14.4KUS [208V] | 0.092908 | -32120.4847 | 38.1221 | 5048.7571 | 0.12648 | 21.0314 |  | 79836.0153
Batt Ref | 399 | 400 | Baseline | Reference | Landfill | <27.5 kWdc small commercial or industrial projects (<25 kWac) | 1 | 100% of PV Nameplate (kW), 2-hour duration | 16.4475 | 16.4475 | 2 | 4863.305 | 112.2394 | 0 | 3.9246 | 0.425 | 10 | 0.08125 | Qcells North America Q.PEAK DUO BLK-G6+ 340 | SolarEdge Technologies Ltd : SE14.4KUS [208V] | 0.12291 | -32120.4847 | 38.1221 | 5048.7571 | 0.12648 | 21.0314 |  | 79836.0153
no batt | 31 | 32 | Baseline | Reference | Floating | >27.5-275 kWdc projects (>25-250 kWac) | 0 | 0 | 112.6517 | 0 | 0 | 6646.7736 | 19.065 | 0 | 24.3365 | 0.46667 | 10 | 0.07125 | Qcells North America Q.PEAK DUO BLK-G6+ 340 | SolarEdge Technologies Ltd : SE14.4KUS [208V] | 0.3121 | -242813.6528 | 38.4005 | 37521.1455 | 1.9916 | 18.114 |  | 758608.2899
Batt Ref | 248 | 249 | Baseline | Reference | Community Shared | <27.5 kWdc small commercial or industrial projects (<25 kWac) | 1 | 50% of PV Nameplate (kW), 2-hour duration | 16.4475 | 8.2237 | 2 | 5485.6187 | 65.9356 | 0 | 3.9246 | 0.425 | 10 | 0.08125 | Qcells North America Q.PEAK DUO BLK-G6+ 340 | SolarEdge Technologies Ltd : SE14.4KUS [208V] | 0.13067 | -32854.7686 | 38.4889 | 5050.3008 | 1.1907 | 19.1622 |  | 90051.9167
Batt Ref | 495 | 496 | Baseline | Reference | Floating | >275-600 kWdc projects (>250-500 kWac) | 1 | 100% of PV Nameplate (kW), 6-hour duration | 373.4255 | 373.4255 | 6 | 5649.6637 | 107.7596 | 0 | 56.8473 | 0.46875 | 10 | 0.07125 | Qcells North America Q.PEAK DUO BLK-G6+ 340 | SolarEdge Technologies Ltd : SE14.4KUS [208V] | 0.32687 | -836806.7691 | 39.3541 | 122274.5783 | -0.11378 | 21.6681 |  | 2122487.5295
Batt Ref | 443 | 444 | Baseline | Reference | Floating | >275-600 kWdc projects (>250-500 kWac) | 1 | 100% of PV Nameplate (kW), 4-hour duration | 373.4255 | 373.4255 | 4 | 5693.6689 | 107.7596 | 0 | 56.8473 | 0.46875 | 10 | 0.07125 | Qcells North America Q.PEAK DUO BLK-G6+ 340 | SolarEdge Technologies Ltd : SE14.4KUS [208V] | 0.32106 | -848402.9067 | 39.5941 | 122267.7173 | -0.18274 | 21.8048 |  | 2139019.5735
Batt Ref | 478 | 479 | Baseline | Reference | Pollinator-Friendly | <27.5 kWdc small commercial or industrial projects (<25 kWac) | 1 | 100% of PV Nameplate (kW), 6-hour duration | 16.4475 | 16.4475 | 6 | 5116.9445 | 112.5006 | 0 | 3.9246 | 0.425 | 10 | 0.08125 | Qcells North America Q.PEAK DUO BLK-G6+ 340 | SolarEdge Technologies Ltd : SE14.4KUS [208V] | 0.081174 | -35213.5465 | 39.6939 | 5051.547 | -0.3473 | 21.9847 |  | 83999.7616
Batt Ref | 488 | 489 | Baseline | Reference | Dual-use Agriculture | <27.5 kWdc small commercial or industrial projects (<25 kWac) | 1 | 100% of PV Nameplate (kW), 6-hour duration | 16.4475 | 16.4475 | 6 | 5910.4567 | 49.1933 | 0 | 3.9246 | 0.425 | 10 | 0.08125 | Qcells North America Q.PEAK DUO BLK-G6+ 340 | SolarEdge Technologies Ltd : SE14.4KUS [208V] | 0.15867 | -35548.7414 | 39.8643 | 5051.547 | 1.168 | 19.2231 |  | 97026.0574
Batt Ref | 391 | 392 | Baseline | Reference | Floating | >275-600 kWdc projects (>250-500 kWac) | 1 | 100% of PV Nameplate (kW), 2-hour duration | 373.4255 | 373.4255 | 2 | 5777.1192 | 107.7596 | 0 | 56.8473 | 0.46875 | 10 | 0.07125 | Qcells North America Q.PEAK DUO BLK-G6+ 340 | SolarEdge Technologies Ltd : SE14.4KUS [208V] | 0.31111 | -869041.2395 | 39.9965 | 122458.6941 | -0.29361 | 22.0271 |  | 2170370.4741
Batt Ref | 426 | 427 | Baseline | Reference | Pollinator-Friendly | <27.5 kWdc small commercial or industrial projects (<25 kWac) | 1 | 100% of PV Nameplate (kW), 4-hour duration | 16.4475 | 16.4475 | 4 | 5196.0947 | 112.5006 | 0 | 3.9246 | 0.425 | 10 | 0.08125 | Qcells North America Q.PEAK DUO BLK-G6+ 340 | SolarEdge Technologies Ltd : SE14.4KUS [208V] | 0.075355 | -36168.3647 | 40.1806 | 5049.8292 | -0.48474 | 22.2705 |  | 85299.09
Batt Ref | 436 | 437 | Baseline | Reference | Dual-use Agriculture | <27.5 kWdc small commercial or industrial projects (<25 kWac) | 1 | 100% of PV Nameplate (kW), 4-hour duration | 16.4475 | 16.4475 | 4 | 5989.6068 | 49.1933 | 0 | 3.9246 | 0.425 | 10 | 0.08125 | Qcells North America Q.PEAK DUO BLK-G6+ 340 | SolarEdge Technologies Ltd : SE14.4KUS [208V] | 0.15286 | -36503.5596 | 40.3511 | 5049.8292 | 1.0422 | 19.4395 |  | 98325.3858
Batt Ref | 182 | 183 | Baseline | Reference | Floating | >27.5-275 kWdc projects (>25-250 kWac) | 1 | 25% of PV Nameplate (kW), 6-hour duration | 112.6517 | 28.1629 | 6 | 6820.763 | 41.2387 | 0 | 24.3365 | 0.46667 | 10 | 0.07125 | Qcells North America Q.PEAK DUO BLK-G6+ 340 | SolarEdge Technologies Ltd : SE14.4KUS [208V] | 0.3354 | -280238.9904 | 41.0094 | 37426.5489 | 0.93148 | 19.8225 |  | 778466.0076
Batt Ref | 130 | 131 | Baseline | Reference | Floating | >27.5-275 kWdc projects (>25-250 kWac) | 1 | 25% of PV Nameplate (kW), 4-hour duration | 112.6517 | 28.1629 | 4 | 6834.5443 | 41.2387 | 0 | 24.3365 | 0.46667 | 10 | 0.07125 | Qcells North America Q.PEAK DUO BLK-G6+ 340 | SolarEdge Technologies Ltd : SE14.4KUS [208V] | 0.33262 | -281206.5199 | 41.0661 | 37444.7221 | 0.91729 | 19.847 |  | 780038.8977
Batt Ref | 374 | 375 | Baseline | Reference | Pollinator-Friendly | <27.5 kWdc small commercial or industrial projects (<25 kWac) | 1 | 100% of PV Nameplate (kW), 2-hour duration | 16.4475 | 16.4475 | 2 | 5346.1927 | 112.5006 | 0 | 3.9246 | 0.425 | 10 | 0.08125 | Qcells North America Q.PEAK DUO BLK-G6+ 340 | SolarEdge Technologies Ltd : SE14.4KUS [208V] | 0.065408 | -37974.8131 | 41.0985 | 5048.7571 | -0.73663 | 22.8097 |  | 87763.0995
Batt Ref | 78 | 79 | Baseline | Reference | Floating | >27.5-275 kWdc projects (>25-250 kWac) | 1 | 25% of PV Nameplate (kW), 2-hour duration | 112.6517 | 28.1629 | 2 | 6860.6789 | 41.2387 | 0 | 24.3365 | 0.46667 | 10 | 0.07125 | Qcells North America Q.PEAK DUO BLK-G6+ 340 | SolarEdge Technologies Ltd : SE14.4KUS [208V] | 0.32786 | -283086.1008 | 41.1794 | 37474.0019 | 0.88921 | 19.8958 |  | 783021.6821
Batt Ref | 384 | 385 | Baseline | Reference | Dual-use Agriculture | <27.5 kWdc small commercial or industrial projects (<25 kWac) | 1 | 100% of PV Nameplate (kW), 2-hour duration | 16.4475 | 16.4475 | 2 | 6139.7049 | 49.1933 | 0 | 3.9246 | 0.425 | 10 | 0.08125 | Qcells North America Q.PEAK DUO BLK-G6+ 340 | SolarEdge Technologies Ltd : SE14.4KUS [208V] | 0.14291 | -38310.008 | 41.2689 | 5048.7571 | 0.81066 | 19.8483 |  | 100789.3953
Batt Ref | 508 | 509 | Baseline | Reference | Community Shared | <27.5 kWdc small commercial or industrial projects (<25 kWac) | 1 | 100% of PV Nameplate (kW), 6-hour duration | 16.4475 | 16.4475 | 6 | 5870.6292 | 88.3033 | 0 | 3.9246 | 0.425 | 10 | 0.08125 | Qcells North America Q.PEAK DUO BLK-G6+ 340 | SolarEdge Technologies Ltd : SE14.4KUS [208V] | 0.14867 | -40766.4959 | 42.517 | 5051.547 | -0.41407 | 22.1599 |  | 96372.2495
Batt Ref | 456 | 457 | Baseline | Reference | Community Shared | <27.5 kWdc small commercial or industrial projects (<25 kWac) | 1 | 100% of PV Nameplate (kW), 4-hour duration | 16.4475 | 16.4475 | 4 | 5949.7794 | 88.3033 | 0 | 3.9246 | 0.425 | 10 | 0.08125 | Qcells North America Q.PEAK DUO BLK-G6+ 340 | SolarEdge Technologies Ltd : SE14.4KUS [208V] | 0.14286 | -41721.3141 | 43.0039 | 5049.8292 | -0.5331 | 22.4083 |  | 97671.5779
Batt Ref | 498 | 499 | Baseline | Reference | Solar Canopy | <27.5 kWdc small commercial or industrial projects (<25 kWac) | 1 | 100% of PV Nameplate (kW), 6-hour duration | 16.4475 | 16.4475 | 6 | 5671.4317 | 113.213 | 0 | 3.9246 | 0.425 | 10 | 0.08125 | Qcells North America Q.PEAK DUO BLK-G6+ 340 | SolarEdge Technologies Ltd : SE14.4KUS [208V] | 0.15867 | -41996.0107 | 43.1421 | 5051.547 | -1.2871 |  |  | 93102.2228
Batt Ref | 338 | 339 | Baseline | Reference | Floating | >27.5-275 kWdc projects (>25-250 kWac) | 1 | 50% of PV Nameplate (kW), 6-hour duration | 112.6517 | 56.3258 | 6 | 6994.7523 | 63.4123 | 0 | 24.3365 | 0.46667 | 10 | 0.07125 | Qcells North America Q.PEAK DUO BLK-G6+ 340 | SolarEdge Technologies Ltd : SE14.4KUS [208V] | 0.35746 | -317100.502 | 43.5531 | 37402.9478 | -0.128 | 21.7599 |  | 798323.7253
Batt Ref | 446 | 447 | Baseline | Reference | Solar Canopy | <27.5 kWdc small commercial or industrial projects (<25 kWac) | 1 | 100% of PV Nameplate (kW), 4-hour duration | 16.4475 | 16.4475 | 4 | 5750.5818 | 113.213 | 0 | 3.9246 | 0.425 | 10 | 0.08125 | Qcells North America Q.PEAK DUO BLK-G6+ 340 | SolarEdge Technologies Ltd : SE14.4KUS [208V] | 0.15286 | -42950.8289 | 43.629 | 5049.8292 | -1.4065 |  |  | 94401.5511
Batt Ref | 286 | 287 | Baseline | Reference | Floating | >27.5-275 kWdc projects (>25-250 kWac) | 1 | 50% of PV Nameplate (kW), 4-hour duration | 112.6517 | 56.3258 | 4 | 7022.315 | 63.4123 | 0 | 24.3365 | 0.46667 | 10 | 0.07125 | Qcells North America Q.PEAK DUO BLK-G6+ 340 | SolarEdge Technologies Ltd : SE14.4KUS [208V] | 0.35204 | -319233.4118 | 43.6915 | 37413.6491 | -0.16021 | 21.8233 |  | 801469.5056
Batt Ref | 404 | 405 | Baseline | Reference | Community Shared | <27.5 kWdc small commercial or industrial projects (<25 kWac) | 1 | 100% of PV Nameplate (kW), 2-hour duration | 16.4475 | 16.4475 | 2 | 6099.8774 | 88.3033 | 0 | 3.9246 | 0.425 | 10 | 0.08125 | Qcells North America Q.PEAK DUO BLK-G6+ 340 | SolarEdge Technologies Ltd : SE14.4KUS [208V] | 0.13291 | -43527.7625 | 43.9217 | 5048.7571 | -0.75213 | 22.8772 |  | 100135.5874
Batt Ref | 234 | 235 | Baseline | Reference | Floating | >27.5-275 kWdc projects (>25-250 kWac) | 1 | 50% of PV Nameplate (kW), 2-hour duration | 112.6517 | 56.3258 | 2 | 7074.5841 | 63.4123 | 0 | 24.3365 | 0.46667 | 10 | 0.07125 | Qcells North America Q.PEAK DUO BLK-G6+ 340 | SolarEdge Technologies Ltd : SE14.4KUS [208V] | 0.34277 | -323230.8174 | 43.947 | 37443.9802 | -0.21899 | 21.9402 |  | 807435.0743
Batt Ref | 394 | 395 | Baseline | Reference | Solar Canopy | <27.5 kWdc small commercial or industrial projects (<25 kWac) | 1 | 100% of PV Nameplate (kW), 2-hour duration | 16.4475 | 16.4475 | 2 | 5900.6799 | 113.213 | 0 | 3.9246 | 0.425 | 10 | 0.08125 | Qcells North America Q.PEAK DUO BLK-G6+ 340 | SolarEdge Technologies Ltd : SE14.4KUS [208V] | 0.14291 | -44757.2773 | 44.5468 | 5048.7571 | -1.626 |  |  | 96865.5606
Batt Ref | 494 | 495 | Baseline | Reference | Floating | >27.5-275 kWdc projects (>25-250 kWac) | 1 | 100% of PV Nameplate (kW), 6-hour duration | 112.6517 | 112.6517 | 6 | 7342.731 | 107.7596 | 0 | 24.3365 | 0.46667 | 10 | 0.07125 | Qcells North America Q.PEAK DUO BLK-G6+ 340 | SolarEdge Technologies Ltd : SE14.4KUS [208V] | 0.36077 | -390387.2837 | 48.5831 | 37414.792 | -2.3314 |  |  | 838039.1607
Batt Ref | 442 | 443 | Baseline | Reference | Floating | >27.5-275 kWdc projects (>25-250 kWac) | 1 | 100% of PV Nameplate (kW), 4-hour duration | 112.6517 | 112.6517 | 4 | 7397.8564 | 107.7596 | 0 | 24.3365 | 0.46667 | 10 | 0.07125 | Qcells North America Q.PEAK DUO BLK-G6+ 340 | SolarEdge Technologies Ltd : SE14.4KUS [208V] | 0.35496 | -394887.9244 | 48.8933 | 37403.9603 | -2.3944 |  |  | 844330.7213
Batt Ref | 390 | 391 | Baseline | Reference | Floating | >27.5-275 kWdc projects (>25-250 kWac) | 1 | 100% of PV Nameplate (kW), 2-hour duration | 112.6517 | 112.6517 | 2 | 7502.3946 | 107.7596 | 0 | 24.3365 | 0.46667 | 10 | 0.07125 | Qcells North America Q.PEAK DUO BLK-G6+ 340 | SolarEdge Technologies Ltd : SE14.4KUS [208V] | 0.34501 | -403272.9622 | 49.4568 | 37413.6434 | -2.5071 |  |  | 856261.8588
no batt | 30 | 31 | Baseline | Reference | Floating | <27.5 kWdc small commercial or industrial projects (<25 kWac) | 0 | 0 | 16.4475 | 0 | 0 | 10188.7862 | 19.065 | 0 | 3.9246 | 0.425 | 10 | 0.08125 | Qcells North America Q.PEAK DUO BLK-G6+ 340 | SolarEdge Technologies Ltd : SE14.4KUS [208V] | 0.06 | -82616.5721 | 63.7198 | 5057.4117 | -2.5277 |  |  | 167259.1144
Batt Ref | 181 | 182 | Baseline | Reference | Floating | <27.5 kWdc small commercial or industrial projects (<25 kWac) | 1 | 25% of PV Nameplate (kW), 6-hour duration | 16.4475 | 4.1119 | 6 | 10438.6035 | 41.2387 | 0 | 3.9246 | 0.425 | 10 | 0.08125 | Qcells North America Q.PEAK DUO BLK-G6+ 340 | SolarEdge Technologies Ltd : SE14.4KUS [208V] | 0.083303 | -88924.5697 | 66.9956 | 5049.3302 | -3.4269 |  |  | 171360.1153
Batt Ref | 129 | 130 | Baseline | Reference | Floating | <27.5 kWdc small commercial or industrial projects (<25 kWac) | 1 | 25% of PV Nameplate (kW), 4-hour duration | 16.4475 | 4.1119 | 4 | 10458.391 | 41.2387 | 0 | 3.9246 | 0.425 | 10 | 0.08125 | Qcells North America Q.PEAK DUO BLK-G6+ 340 | SolarEdge Technologies Ltd : SE14.4KUS [208V] | 0.080518 | -89152.8631 | 67.1008 | 5050.3218 | -3.4399 |  |  | 171684.9474
Batt Ref | 77 | 78 | Baseline | Reference | Floating | <27.5 kWdc small commercial or industrial projects (<25 kWac) | 1 | 25% of PV Nameplate (kW), 2-hour duration | 16.4475 | 4.1119 | 2 | 10495.9156 | 41.2387 | 0 | 3.9246 | 0.425 | 10 | 0.08125 | Qcells North America Q.PEAK DUO BLK-G6+ 340 | SolarEdge Technologies Ltd : SE14.4KUS [208V] | 0.075755 | -89586.1661 | 67.3009 | 5052.4886 | -3.4644 |  |  | 172300.9498
Batt Ref | 337 | 338 | Baseline | Reference | Floating | <27.5 kWdc small commercial or industrial projects (<25 kWac) | 1 | 50% of PV Nameplate (kW), 6-hour duration | 16.4475 | 8.2237 | 6 | 10688.4208 | 63.4123 | 0 | 3.9246 | 0.425 | 10 | 0.08125 | Qcells North America Q.PEAK DUO BLK-G6+ 340 | SolarEdge Technologies Ltd : SE14.4KUS [208V] | 0.10536 | -95171.999 | 70.1809 | 5049.0077 | -4.3497 |  |  | 175461.1162
Batt Ref | 285 | 286 | Baseline | Reference | Floating | <27.5 kWdc small commercial or industrial projects (<25 kWac) | 1 | 50% of PV Nameplate (kW), 4-hour duration | 16.4475 | 8.2237 | 4 | 10727.9959 | 63.4123 | 0 | 3.9246 | 0.425 | 10 | 0.08125 | Qcells North America Q.PEAK DUO BLK-G6+ 340 | SolarEdge Technologies Ltd : SE14.4KUS [208V] | 0.099938 | -95646.3972 | 70.4195 | 5048.7571 | -4.3775 |  |  | 176110.7803
Batt Ref | 233 | 234 | Baseline | Reference | Floating | <27.5 kWdc small commercial or industrial projects (<25 kWac) | 1 | 50% of PV Nameplate (kW), 2-hour duration | 16.4475 | 8.2237 | 2 | 10803.0449 | 63.4123 | 0 | 3.9246 | 0.425 | 10 | 0.08125 | Qcells North America Q.PEAK DUO BLK-G6+ 340 | SolarEdge Technologies Ltd : SE14.4KUS [208V] | 0.090668 | -96534.4412 | 70.8524 | 5050.3008 | -4.4273 |  |  | 177342.7851
Batt Ref | 493 | 494 | Baseline | Reference | Floating | <27.5 kWdc small commercial or industrial projects (<25 kWac) | 1 | 100% of PV Nameplate (kW), 6-hour duration | 16.4475 | 16.4475 | 6 | 11188.0554 | 107.7596 | 0 | 3.9246 | 0.425 | 10 | 0.08125 | Qcells North America Q.PEAK DUO BLK-G6+ 340 | SolarEdge Technologies Ltd : SE14.4KUS [208V] | 0.10867 | -107648.1267 | 76.5201 | 5051.547 | -6.3477 |  |  | 183663.1179
Batt Ref | 441 | 442 | Baseline | Reference | Floating | <27.5 kWdc small commercial or industrial projects (<25 kWac) | 1 | 100% of PV Nameplate (kW), 4-hour duration | 16.4475 | 16.4475 | 4 | 11267.2055 | 107.7596 | 0 | 3.9246 | 0.425 | 10 | 0.08125 | Qcells North America Q.PEAK DUO BLK-G6+ 340 | SolarEdge Technologies Ltd : SE14.4KUS [208V] | 0.10286 | -108602.9449 | 77.0084 | 5049.8292 | -6.3983 |  |  | 184962.4462
Batt Ref | 389 | 390 | Baseline | Reference | Floating | <27.5 kWdc small commercial or industrial projects (<25 kWac) | 1 | 100% of PV Nameplate (kW), 2-hour duration | 16.4475 | 16.4475 | 2 | 11417.3036 | 107.7596 | 0 | 3.9246 | 0.425 | 10 | 0.08125 | Qcells North America Q.PEAK DUO BLK-G6+ 340 | SolarEdge Technologies Ltd : SE14.4KUS [208V] | 0.092908 | -110409.3933 | 77.9252 | 5048.7571 | -6.4925 |  |  | 187426.4557

## PV Only
Values are in Cents per kwh. $20.19 is $0.2019 cents per kw hour | [8 empty] | Assumption_Case | Low | [6 empty] | Assumption_Case | High
[9 empty] | Scenario | Reference | [6 empty] | Scenario | Reference
[9 empty] | Battery Flag | 0 | [6 empty] | Battery Flag | 0
| Battery Flag | 0 | [6 empty] | Source | no batt | [6 empty] | Source | no batt
| Average of LCOE | Column Labels
| Row Labels | <27.5 kWdc residential projects (<25 kWac) | <27.5 kWdc small commercial or industrial projects (<25 kWac) | >27.5-275 kWdc projects (>25-250 kWac) | >275-600 kWdc projects (>250-500 kWac) | >600 kW-1.2 MWdc projects (>500 kW-1.0 MWac) | >1.2-6.5 MWdc projects (>1-5 MWac) | Grand Total |  | <27.5 kWdc residential projects (<25 kWac) | <27.5 kWdc small commercial or industrial projects (<25 kWac) | >27.5-275 kWdc projects (>25-250 kWac) | >275-600 kWdc projects (>250-500 kWac) | >600 kW-1.2 MWdc projects (>500 kW-1.0 MWac) | >1.2-6.5 MWdc projects (>1-5 MWac) | Grand Total |  | <27.5 kWdc residential projects (<25 kWac) | <27.5 kWdc small commercial or industrial projects (<25 kWac) | >27.5-275 kWdc projects (>25-250 kWac) | >275-600 kWdc projects (>250-500 kWac) | >600 kW-1.2 MWdc projects (>500 kW-1.0 MWac) | >1.2-6.5 MWdc projects (>1-5 MWac) | Grand Total
| Brownfield |  | 23.9874 | 21.1115 | 18.2454 | 18.2009 | 13.7195 | 19.053 | Brownfield |  | 19.5123 | 17.1645 | 14.8121 | 14.7816 | 11.1614 | 15.4864 | Brownfield |  | 27.7766 | 24.4687 | 21.2051 | 21.1386 | 15.8819 | 22.0942
| Community Shared |  | 33.0267 | 24.8061 | 20.8177 | 20.7497 | 15.8229 | 23.0446 | Community Shared |  | 26.8054 | 20.1221 | 16.8676 | 16.8091 | 12.8815 | 18.6971 | Community Shared |  | 38.3946 | 28.8683 | 24.2774 | 24.2068 | 18.2934 | 26.8081
| Dual-use Agriculture |  | 31.9168 | 25.9662 | 24.5439 | 23.8072 | 19.1011 | 25.067 | Dual-use Agriculture |  | 25.9922 | 21.1307 | 19.9668 | 19.3637 | 15.5148 | 20.3936 | Dual-use Agriculture |  | 36.8787 | 30.0443 | 28.4158 | 27.5724 | 22.1737 | 29.017
| Floating |  | 63.7198 | 38.4005 | 29.7316 | 25.8142 | 17.0003 | 34.9333 | Floating |  | 52.0499 | 31.3363 | 24.2422 | 21.0363 | 13.8212 | 28.4972 | Floating |  | 73.2102 | 44.2039 | 34.278 | 29.7927 | 19.7027 | 40.2375
| Ground-Mount |  | 23.9874 | 21.1115 | 18.2454 | 18.2009 | 13.7195 | 19.053 | Ground-Mount |  | 19.5123 | 17.1645 | 14.8121 | 14.7816 | 11.1614 | 15.4864 | Ground-Mount |  | 27.7766 | 24.4687 | 21.2051 | 21.1386 | 15.8819 | 22.0942
| Landfill |  | 23.9874 | 21.1115 | 18.2454 | 18.2009 | 13.7195 | 19.053 | Landfill |  | 19.5123 | 17.1645 | 14.8121 | 14.7816 | 11.1614 | 15.4864 | Landfill |  | 27.7766 | 24.4687 | 21.2051 | 21.1386 | 15.8819 | 22.0942
| Low-Income Residential | 20.1911 | [5 empty] | 20.1911 | Low-Income Residential | 16.3499 | [5 empty] | 16.3499 | Low-Income Residential | 23.5748 | [5 empty] | 23.5748
| Pollinator-Friendly |  | 26.9585 | 21.9315 | 20.4047 | 19.8905 | 16.1849 | 21.074 | Pollinator-Friendly |  | 21.9423 | 17.836 | 16.5866 | 16.1656 | 13.1308 | 17.1323 | Pollinator-Friendly |  | 31.182 | 25.4063 | 23.6582 | 23.0695 | 18.8285 | 24.4289
| Rooftop | 18.979 | 20.6658 | 17.2082 | 14.3162 | 13.5599 | 11.2129 | 15.9903 | Rooftop | 15.3768 | 16.7853 | 13.9675 | 11.6218 | 10.9952 | 9.0709 | 12.9696 | Rooftop | 22.1382 | 23.9961 | 20.0067 | 16.6413 | 15.795 | 13.113 | 18.6151
| Serving Public Entity |  | 20.6658 | 17.2082 | 14.3162 | 13.5599 | 11.2129 | 15.3926 | Serving Public Entity |  | 16.7853 | 13.9675 | 11.6218 | 10.9952 | 9.0709 | 12.4881 | Serving Public Entity |  | 23.9961 | 20.0067 | 16.6413 | 15.795 | 13.113 | 17.9104
| Solar Canopy |  | 30.4007 | 25.0478 | 23.6423 | 21.1246 | 17.4848 | 23.54 | Solar Canopy |  | 24.7554 | 20.3723 | 19.2038 | 17.1998 | 14.2213 | 19.1505 | Solar Canopy |  | 35.1328 | 29.0101 | 27.4482 | 24.4203 | 20.248 | 27.2519
| Grand Total | 19.5851 | 29.9316 | 23.3903 | 20.2509 | 19.3109 | 14.9178 | 21.4843 | Grand Total | 15.8634 | 24.3653 | 19.0226 | 16.4547 | 15.691 | 12.1195 | 17.4665 | Grand Total | 22.8565 | 34.612 | 27.0953 | 23.4975 | 22.4068 | 17.3118 | 24.9028

## Adders
Values are in Cents per kwh. $20.19 is $0.2019 cents per kw hour
| Battery Flag | 0
| Average of LCOE | Column Labels
| Row Labels | <27.5 kWdc residential projects (<25 kWac) | <27.5 kWdc small commercial or industrial projects (<25 kWac) | >27.5-275 kWdc projects (>25-250 kWac) | >275-600 kWdc projects (>250-500 kWac) | >600 kW-1.2 MWdc projects (>500 kW-1.0 MWac) | >1.2-6.5 MWdc projects (>1-5 MWac) | Grand Total |  |  | Proposed Incentive Amount | 2025 PY | Change
| Brownfield |  | 23.9874 | 21.1115 | 18.2454 | 18.2009 | 13.7195 | 19.053 | 17.8193 | Brownfield | 0.037451 | 0.03 | 0.0074505
| Community Shared |  | 33.0267 | 24.8061 | 20.8177 | 20.7497 | 15.8229 | 23.0446 | 20.5491 | Community Shared | 0.064748 | 0.07 | -0.0052521
| Dual-use Agriculture |  | 31.9168 | 25.9662 | 24.5439 | 23.8072 | 19.1011 | 25.067 | 23.3546 | Dual-use Agriculture | 0.092803 | 0.08 | 0.012803
| Floating |  | 63.7198 | 38.4005 | 29.7316 | 25.8142 | 17.0003 | 34.9333 | 27.7367 | Floating | 0.13662 | 0.03 | 0.10662
| Ground-Mount |  | 23.9874 | 21.1115 | 18.2454 | 18.2009 | 13.7195 | 19.053 | 17.8193 | Ground-Mount | 0.037451 |  | 0.037451
| Landfill |  | 23.9874 | 21.1115 | 18.2454 | 18.2009 | 13.7195 | 19.053 | 17.8193 | Landfill | 0.037451 | 0.06 | -0.022549
| Low-Income Residential | 20.1911 | [5 empty] | 20.1911 | #DIV/0! | Low-Income Residential | 0.061168 | 0.04 | 0.021168
| Pollinator-Friendly |  | 26.9585 | 21.9315 | 20.4047 | 19.8905 | 16.1849 | 21.074 | 19.6029 | Pollinator-Friendly | 0.055286 | 0.0025 | 0.052786
| Rooftop | 18.979 | 20.6658 | 17.2082 | 14.3162 | 13.5599 | 11.2129 | 15.9903 | 14.0743 | Rooftop | 0.017708 | 0.03 | -0.012292
| Serving Public Entity |  | 20.6658 | 17.2082 | 14.3162 | 13.5599 | 11.2129 | 15.3926 | 14.0743 | Serving Public Entity | 0 | 0.04 | -0.04
| Solar Canopy |  | 30.4007 | 25.0478 | 23.6423 | 21.1246 | 17.4848 | 23.54 | 21.8249 | Solar Canopy | 0.077506 | 0.08 | -0.0024943
| Grand Total | 19.5851 | 29.9316 | 23.3903 | 20.2509 | 19.3109 | 14.9178 | 21.4843

## PV + Storage
Values are in Cents per kwh. $20.19 is $0.2019 cents per kw hour
| Battery Flag | 1
| Average of LCOE | Column Labels
| Row Labels | <27.5 kWdc residential projects (<25 kWac) | <27.5 kWdc small commercial or industrial projects (<25 kWac) | >27.5-275 kWdc projects (>25-250 kWac) | >275-600 kWdc projects (>250-500 kWac) | >600 kW-1.2 MWdc projects (>500 kW-1.0 MWac) | >1.2-6.5 MWdc projects (>1-5 MWac) | Grand Total
| Brownfield |  | 31.7934 | 27.2638 | 23.9966 | 23.9115 | 18.9728 | 25.1877
| Community Shared |  | 38.9482 | 29.1863 | 24.7964 | 24.6904 | 19.297 | 27.3837
| Dual-use Agriculture |  | 36.9377 | 29.5063 | 27.702 | 26.9381 | 21.7897 | 28.5748
| Floating |  | 71.5893 | 44.5978 | 35.5655 | 31.6389 | 22.3349 | 41.1453
| Ground-Mount |  | 31.7934 | 27.2638 | 23.9966 | 23.9115 | 18.9728 | 25.1877
| Landfill |  | 31.7934 | 27.2638 | 23.9966 | 23.9115 | 18.9728 | 25.1877
| Low-Income Residential | 26.7617 | [5 empty] | 26.7617
| Pollinator-Friendly |  | 34.7693 | 28.0859 | 26.1715 | 25.6264 | 21.4993 | 27.2305
| Rooftop | 25.518 | 28.4666 | 23.3504 | 20.0391 | 19.2009 | 16.4042 | 22.1632
| Serving Public Entity |  | 28.4666 | 23.3504 | 20.0391 | 19.2009 | 16.4042 | 21.4922
| Solar Canopy |  | 38.217 | 31.2103 | 29.4324 | 26.879 | 22.8314 | 29.714
| Grand Total | 26.1399 | 37.2775 | 29.1079 | 25.5736 | 24.5909 | 19.7479 | 27.2165