## Form 923 Generation and Fuel Da
U.S. Department of Energy, The Energy Information Administration (EIA)
EIA-923 Monthly Generation and Fuel Consumption Time Series File, 2013 Final_Revision
Sources: EIA-923 and EIA-860 Reports
Released March 10, 2015 |  |  | (March 25, 2015 Data revision only for Schedules 6, 7 and parts of 8. Those schedules are not included in this data.)
Plant Id | Combined Heat & Power Plant | Nuclear Unit Id | Plant Name | Operator Name | Operator Id | State | Census Region | NERC Region | NAICS Code | EIA Sector Number | Sector Name | Reported Prime Mover | Reported Fuel Type Code | AER Fuel Type Code | Physical Unit Label | Total Fuel Consumption Quantity | Electric Fuel Consumption Quantity | Total Fuel Consumption MMBtu | Elec Fuel Consumption MMBtu | Net Generation (Megawatthours) | YEAR | exclude mmBtu from CO2 calculations, because Part 75 CO2 used instead | heat rate (Btu/KWh)
88 | N |  | Ashokan | New York Power Authority | 15296 | NY | MAT | NPCC | 22 | 1 | Electric Utility | HY | WAT | HYC |  | 0 | 0 | 103149 | 103149 | 10811 | 2013
539 | N |  | Rocky River (CT) | FirstLight Power Resources Services LLC | 54895 | CT | NEW | NPCC | 22 | 2 | NAICS-22 Non-Cogen | PS | WAT | HPS |  | 15347 | 15347 | 0 | 0 | -1051 | 2013
540 | N |  | Branford | Connecticut Jet Power LLC | 22379 | CT | NEW | NPCC | 22 | 2 | NAICS-22 Non-Cogen | GT | JF | WOO | barrels | 0 | 0 | 0 | 0 | 0 | 2013
540 | N |  | Branford | Connecticut Jet Power LLC | 22379 | CT | NEW | NPCC | 22 | 2 | NAICS-22 Non-Cogen | GT | KER | WOO | barrels | 510 | 510 | 2891 | 2891 | 216 | 2013
541 | N |  | Bulls Bridge | FirstLight Power Resources Services LLC | 54895 | CT | NEW | NPCC | 22 | 2 | NAICS-22 Non-Cogen | HY | WAT | HYC |  | 0 | 0 | 338189 | 338189 | 35446 | 2013
542 | N |  | Cos Cob | Connecticut Jet Power LLC | 22379 | CT | NEW | NPCC | 22 | 2 | NAICS-22 Non-Cogen | GT | JF | WOO | barrels | 0 | 0 | 0 | 0 | 0 | 2013
542 | N |  | Cos Cob | Connecticut Jet Power LLC | 22379 | CT | NEW | NPCC | 22 | 2 | NAICS-22 Non-Cogen | GT | KER | WOO | barrels | 3558 | 3558 | 20173 | 20173 | 595 | 2013
544 | N |  | Devon Station | Devon Power LLC | 22350 | CT | NEW | NPCC | 22 | 2 | NAICS-22 Non-Cogen | GT | DFO | DFO | barrels | 0 | 0 | 0 | 0 | 0 | 2013 | x
544 | N |  | Devon Station | Devon Power LLC | 22350 | CT | NEW | NPCC | 22 | 2 | NAICS-22 Non-Cogen | GT | JF | WOO | barrels | 0 | 0 | 0 | 0 | 0 | 2013 | x
544 | N |  | Devon Station | Devon Power LLC | 22350 | CT | NEW | NPCC | 22 | 2 | NAICS-22 Non-Cogen | GT | KER | WOO | barrels | 6161 | 6161 | 35112 | 35112 | 3159.586 | 2013 | x
544 | N |  | Devon Station | Devon Power LLC | 22350 | CT | NEW | NPCC | 22 | 2 | NAICS-22 Non-Cogen | GT | NG | NG | mcf | 2186 | 2186 | 2186 | 2186 | 207.414 | 2013 | x
544 | N |  | Devon Station | Devon Power LLC | 22350 | CT | NEW | NPCC | 22 | 2 | NAICS-22 Non-Cogen | GT | RFO | RFO | barrels | 0 | 0 | 0 | 0 | 0 | 2013 | x
546 | N |  | Montville Station | NRG Montville Operations Inc | 22380 | CT | NEW | NPCC | 22 | 2 | NAICS-22 Non-Cogen | IC | DFO | DFO | barrels | 446 | 446 | 2581 | 2581 | 242 | 2013
546 | N |  | Montville Station | NRG Montville Operations Inc | 22380 | CT | NEW | NPCC | 22 | 2 | NAICS-22 Non-Cogen | ST | ANT | COL | short tons | 0 | 0 | 0 | 0 | 0 | 2013 | x
546 | N |  | Montville Station | NRG Montville Operations Inc | 22380 | CT | NEW | NPCC | 22 | 2 | NAICS-22 Non-Cogen | ST | DFO | DFO | barrels | 259 | 259 | 1495 | 1495 | 130.745 | 2013 | x
546 | N |  | Montville Station | NRG Montville Operations Inc | 22380 | CT | NEW | NPCC | 22 | 2 | NAICS-22 Non-Cogen | ST | NG | NG | mcf | 110177 | 110177 | 113482 | 113482 | 10308.585 | 2013 | x
546 | N |  | Montville Station | NRG Montville Operations Inc | 22380 | CT | NEW | NPCC | 22 | 2 | NAICS-22 Non-Cogen | ST | RFO | RFO | barrels | 37849 | 37849 | 237059 | 237059 | 20741.67 | 2013 | x
547 | N |  | Northfield Mountain | FirstLight Power Resources, Inc. - MA | 58185 | MA | NEW | NPCC | 22 | 2 | NAICS-22 Non-Cogen | PS | WAT | HPS |  | 1069430 | 1069430 | 0 | 0 | -222347 | 2013
548 | N |  | NRG Norwalk Harbor | Norwalk Power LLC | 13922 | CT | NEW | NPCC | 22 | 2 | NAICS-22 Non-Cogen | GT | DFO | DFO | barrels | 63 | 63 | 365 | 365 | 19 | 2013
548 | N |  | NRG Norwalk Harbor | Norwalk Power LLC | 13922 | CT | NEW | NPCC | 22 | 2 | NAICS-22 Non-Cogen | ST | DFO | DFO | barrels | 703 | 703 | 4078 | 4078 | 351.168 | 2013 | x
548 | N |  | NRG Norwalk Harbor | Norwalk Power LLC | 13922 | CT | NEW | NPCC | 22 | 2 | NAICS-22 Non-Cogen | ST | RFO | RFO | barrels | 35691 | 35691 | 224854 | 224854 | 19486.832 | 2013 | x
551 | N |  | Scotland Dam | FirstLight Power Resources Services LLC | 54895 | CT | NEW | NPCC | 22 | 2 | NAICS-22 Non-Cogen | HY | WAT | HYC |  | 0 | 0 | 64258 | 64258 | 6735 | 2013
552 | N |  | Shepaug | FirstLight Power Resources Services LLC | 54895 | CT | NEW | NPCC | 22 | 2 | NAICS-22 Non-Cogen | HY | WAT | HYC |  | 0 | 0 | 1211124 | 1211124 | 126939 | 2013
553 | N |  | Stevenson | FirstLight Power Resources Services LLC | 54895 | CT | NEW | NPCC | 22 | 2 | NAICS-22 Non-Cogen | HY | WAT | HYC |  | 0 | 0 | 896072 | 896072 | 93918 | 2013
554 | N |  | Taftville | FirstLight Power Resources Services LLC | 54895 | CT | NEW | NPCC | 22 | 2 | NAICS-22 Non-Cogen | HY | WAT | HYC |  | 0 | 0 | 37354 | 37354 | 3915 | 2013
557 | N |  | Tunnel | FirstLight Power Resources Services LLC | 54895 | CT | NEW | NPCC | 22 | 2 | NAICS-22 Non-Cogen | GT | DFO | DFO | barrels | 0 | 0 | 0 | 0 | 0 | 2013
557 | N |  | Tunnel | FirstLight Power Resources Services LLC | 54895 | CT | NEW | NPCC | 22 | 2 | NAICS-22 Non-Cogen | GT | JF | WOO | barrels | 624 | 624 | 3509 | 3509 | 246 | 2013
557 | N |  | Tunnel | FirstLight Power Resources Services LLC | 54895 | CT | NEW | NPCC | 22 | 2 | NAICS-22 Non-Cogen | HY | WAT | HYC |  | 0 | 0 | 77177 | 77177 | 8089 | 2013
559 | N |  | Rainbow (CT) | Farmington River Power Company | 6207 | CT | NEW | NPCC | 22 | 1 | Electric Utility | HY | WAT | HYC |  | 0 | 0 | 317629 | 317629 | 33290.73 | 2013
560 | N |  | Falls Village | FirstLight Power Resources Services LLC | 54895 | CT | NEW | NPCC | 22 | 2 | NAICS-22 Non-Cogen | HY | WAT | HYC |  | 0 | 0 | 370792 | 370792 | 38863 | 2013
561 | N |  | Franklin Drive | Connecticut Jet Power LLC | 22379 | CT | NEW | NPCC | 22 | 2 | NAICS-22 Non-Cogen | GT | JF | WOO | barrels | 0 | 0 | 0 | 0 | 0 | 2013
561 | N |  | Franklin Drive | Connecticut Jet Power LLC | 22379 | CT | NEW | NPCC | 22 | 2 | NAICS-22 Non-Cogen | GT | KER | WOO | barrels | 639 | 639 | 3623 | 3623 | 253 | 2013
562 | N |  | Middletown | Middletown Power LLC | 12490 | CT | NEW | NPCC | 22 | 2 | NAICS-22 Non-Cogen | GT | KER | WOO | barrels | 787 | 787 | 4435 | 4435 | -25 | 2013
562 | N |  | Middletown | Middletown Power LLC | 12490 | CT | NEW | NPCC | 22 | 2 | NAICS-22 Non-Cogen | ST | DFO | DFO | barrels | 141 | 141 | 815 | 815 | 54.816 | 2013 | x
562 | N |  | Middletown | Middletown Power LLC | 12490 | CT | NEW | NPCC | 22 | 2 | NAICS-22 Non-Cogen | ST | NG | NG | mcf | 716462 | 716462 | 744421 | 744421 | 63135.17 | 2013 | x
562 | N |  | Middletown | Middletown Power LLC | 12490 | CT | NEW | NPCC | 22 | 2 | NAICS-22 Non-Cogen | ST | RFO | RFO | barrels | 88674 | 88674 | 562380 | 562380 | 45382.014 | 2013 | x
563 | N |  | South Meadow | NAES Corp | 4426 | CT | NEW | NPCC | 22 | 2 | NAICS-22 Non-Cogen | GT | KER | WOO | barrels | 7770 | 7770 | 43590 | 43590 | 3208 | 2013 | x
565 | N |  | Torrington Terminal | Connecticut Jet Power LLC | 22379 | CT | NEW | NPCC | 22 | 2 | NAICS-22 Non-Cogen | GT | JF | WOO | barrels | 0 | 0 | 0 | 0 | 0 | 2013
565 | N |  | Torrington Terminal | Connecticut Jet Power LLC | 22379 | CT | NEW | NPCC | 22 | 2 | NAICS-22 Non-Cogen | GT | KER | WOO | barrels | 779 | 779 | 5467 | 5467 | 381 | 2013
566 | N | 2 | Millstone | Dominion Nuclear Conn Inc | 5221 | CT | NEW | NPCC | 22 | 2 | NAICS-22 Non-Cogen | ST | NUC | NUC |  | 0 | 0 | 78983920 | 78983920 | 7559182 | 2013
566 | N | 3 | Millstone | Dominion Nuclear Conn Inc | 5221 | CT | NEW | NPCC | 22 | 2 | NAICS-22 Non-Cogen | ST | NUC | NUC |  | 0 | 0 | 99476174 | 99476174 | 9520400 | 2013
568 | N |  | Bridgeport Station | PSEG Power Connecticut LLC | 15452 | CT | NEW | NPCC | 22 | 2 | NAICS-22 Non-Cogen | GT | JF | WOO | barrels | 0 | 0 | 0 | 0 | 0 | 2013
568 | N |  | Bridgeport Station | PSEG Power Connecticut LLC | 15452 | CT | NEW | NPCC | 22 | 2 | NAICS-22 Non-Cogen | GT | KER | WOO | barrels | 502 | 502 | 2910 | 2910 | 203 | 2013
568 | N |  | Bridgeport Station | PSEG Power Connecticut LLC | 15452 | CT | NEW | NPCC | 22 | 2 | NAICS-22 Non-Cogen | ST | ANT | COL | short tons | 0 | 0 | 0 | 0 | 0 | 2013 | x
568 | N |  | Bridgeport Station | PSEG Power Connecticut LLC | 15452 | CT | NEW | NPCC | 22 | 2 | NAICS-22 Non-Cogen | ST | DFO | DFO | barrels | 7627 | 7627 | 44527 | 44527 | 3645.135 | 2013 | x
568 | N |  | Bridgeport Station | PSEG Power Connecticut LLC | 15452 | CT | NEW | NPCC | 22 | 2 | NAICS-22 Non-Cogen | ST | RFO | RFO | barrels | 7524 | 7524 | 47402 | 47402 | 3397.337 | 2013 | x
568 | N |  | Bridgeport Station | PSEG Power Connecticut LLC | 15452 | CT | NEW | NPCC | 22 | 2 | NAICS-22 Non-Cogen | ST | SUB | COL | short tons | 418568 | 418568 | 7679497 | 7679497 | 680652.53 | 2013 | x
579 | N |  | Central Hudson High Falls | Central Hudson Gas & Elec Corp | 3249 | NY | MAT | NPCC | 22 | 1 | Electric Utility | HY | WAT | HYC |  | 0 | 0 | 24080 | 24080 | 2524 | 2013
581 | N |  | North Main Street | City of Norwich - (CT) | 13831 | CT | NEW | NPCC | 22 | 1 | Electric Utility | GT | DFO | DFO | barrels | 1163 | 1163 | 6766 | 6766 | 440 | 2013
583 | N |  | Tenth Street | City of Norwich - (CT) | 13831 | CT | NEW | NPCC | 22 | 1 | Electric Utility | HY | WAT | HYC |  | 0 | 0 | 25202 | 25202 | 2641.32 | 2013
589 | N |  | J C McNeil | City of Burlington Electric - (VT) | 2548 | VT | NEW | NPCC | 22 | 1 | Electric Utility | ST | DFO | DFO | barrels | 0 | 0 | 0 | 0 | 0 | 2013
589 | N |  | J C McNeil | City of Burlington Electric - (VT) | 2548 | VT | NEW | NPCC | 22 | 1 | Electric Utility | ST | NG | NG | mcf | 43666 | 43666 | 44308 | 44308 | 3029.132 | 2013
589 | N |  | J C McNeil | City of Burlington Electric - (VT) | 2548 | VT | NEW | NPCC | 22 | 1 | Electric Utility | ST | WDS | WWW | short tons | 488061 | 488061 | 4636581 | 4636581 | 316970.87 | 2013 |  | 14.6278
625 | N |  | Upper Mechanicville | New York State Elec & Gas Corp | 13511 | NY | MAT | NPCC | 22 | 1 | Electric Utility | HY | WAT | HYC |  | 0 | 0 | 834303 | 834303 | 87444 | 2013
678 | N |  | W K Sanders | Village of Morrisville - (VT) | 12989 | VT | NEW | NPCC | 22 | 1 | Electric Utility | HY | WAT | HYC |  | 0 | 0 | 8816 | 8816 | 924 | 2013
788 | N |  | East Barnet | Green Mountain Power Corp | 7601 | VT | NEW | NPCC | 22 | 1 | Electric Utility | HY | WAT | HYC |  | 0 | 0 | 35779 | 35779 | 3750 | 2013
805 | N |  | Charles E Monty | Brookfield White Pine Hydro LLC | 39006 | ME | NEW | NPCC | 22 | 2 | NAICS-22 Non-Cogen | HY | WAT | HYC |  | 0 | 0 | 1152287 | 1152287 | 120772 | 2013
808 | N |  | Jarvis (Hinckley) | New York Power Authority | 15296 | NY | MAT | NPCC | 22 | 1 | Electric Utility | HY | WAT | HYC |  | 0 | 0 | 227924 | 227924 | 23889 | 2013
1466 | N |  | Bar Harbor | Emera Maine | 1179 | ME | NEW | NPCC | 22 | 1 | Electric Utility | IC | DFO | DFO | barrels | 252 | 252 | 1456 | 1456 | 133 | 2013
1468 | N |  | Eastport | Emera Maine | 1179 | ME | NEW | NPCC | 22 | 1 | Electric Utility | IC | DFO | DFO | barrels | 430 | 430 | 2486 | 2486 | 228 | 2013
1469 | N |  | Ellsworth Hydro Station | Brookfield Black Bear Hydro, LLC | 59178 | ME | NEW | NPCC | 22 | 2 | NAICS-22 Non-Cogen | HY | WAT | HYC |  | 0 | 0 | 283558 | 283558 | 29720 | 2013
1472 | N |  | Howland Hydro Station | Brookfield Black Bear Hydro, LLC | 59178 | ME | NEW | NPCC | 22 | 2 | NAICS-22 Non-Cogen | HY | WAT | HYC |  | 0 | 0 | 97757 | 97757 | 10246 | 2013
1474 | N |  | Medway | Emera Maine | 1179 | ME | NEW | NPCC | 22 | 1 | Electric Utility | IC | DFO | DFO | barrels | 472 | 472 | 2728 | 2728 | 236 | 2013
1475 | N |  | Milford Hydro Station | Brookfield Black Bear Hydro, LLC | 59178 | ME | NEW | NPCC | 22 | 2 | NAICS-22 Non-Cogen | HY | WAT | HYC |  | 0 | 0 | 537550 | 537550 | 56341 | 2013
1478 | N |  | Stillwater Hydro Station | Brookfield Black Bear Hydro, LLC | 59178 | ME | NEW | NPCC | 22 | 2 | NAICS-22 Non-Cogen | HY | WAT | HYC |  | 0 | 0 | 99876 | 99876 | 10468 | 2013
1479 | N |  | Veazie Hydro Station | Black Bear Hydro Partners LLC | 56543 | ME | NEW | NPCC | 22 | 2 | NAICS-22 Non-Cogen | HY | WAT | HYC |  | 0 | 0 | 287861 | 287861 | 30171 | 2013
1480 | N |  | Androscoggin 3 | Brookfield White Pine Hydro LLC | 39006 | ME | NEW | NPCC | 22 | 2 | NAICS-22 Non-Cogen | HY | WAT | HYC |  | 0 | 0 | 250164 | 250164 | 26220 | 2013
1481 | N |  | Bar Mills | Brookfield White Pine Hydro LLC | 39006 | ME | NEW | NPCC | 22 | 2 | NAICS-22 Non-Cogen | HY | WAT | HYC |  | 0 | 0 | 128165 | 128165 | 13433 | 2013
1482 | N |  | Bonny Eagle | Brookfield White Pine Hydro LLC | 39006 | ME | NEW | NPCC | 22 | 2 | NAICS-22 Non-Cogen | HY | WAT | HYC |  | 0 | 0 | 422379 | 422379 | 44270 | 2013
1483 | N |  | Brunswick Hydro | Brookfield White Pine Hydro LLC | 39006 | ME | NEW | NPCC | 22 | 2 | NAICS-22 Non-Cogen | HY | WAT | HYC |  | 0 | 0 | 871580 | 871580 | 91351 | 2013
1484 | N |  | Cape Gas Turbine | FPL Energy Cape LLC | 14876 | ME | NEW | NPCC | 22 | 2 | NAICS-22 Non-Cogen | GT | DFO | DFO | barrels | 1687 | 1687 | 9749 | 9749 | 436 | 2013
1484 | N |  | Cape Gas Turbine | FPL Energy Cape LLC | 14876 | ME | NEW | NPCC | 22 | 2 | NAICS-22 Non-Cogen | GT | JF | WOO | barrels | 0 | 0 | 0 | 0 | 0 | 2013
1486 | N |  | Cataract Hydro | Brookfield White Pine Hydro LLC | 39006 | ME | NEW | NPCC | 22 | 2 | NAICS-22 Non-Cogen | HY | WAT | HYC |  | 0 | 0 | 316216 | 316216 | 33143 | 2013
1487 | N |  | Continental Mills | Brookfield White Pine Hydro LLC | 39006 | ME | NEW | NPCC | 22 | 2 | NAICS-22 Non-Cogen | HY | WAT | HYC |  | 0 | 0 | 0 | 0 | 0 | 2013
1488 | N |  | Deer Rips | Brookfield White Pine Hydro LLC | 39006 | ME | NEW | NPCC | 22 | 2 | NAICS-22 Non-Cogen | HY | WAT | HYC |  | 0 | 0 | 316686 | 316686 | 33192 | 2013
1491 | N |  | Gulf Island | Brookfield White Pine Hydro LLC | 39006 | ME | NEW | NPCC | 22 | 2 | NAICS-22 Non-Cogen | HY | WAT | HYC |  | 0 | 0 | 1200523 | 1200523 | 125828 | 2013
1492 | N |  | Harris Hydro | Brookfield White Pine Hydro LLC | 39006 | ME | NEW | NPCC | 22 | 2 | NAICS-22 Non-Cogen | HY | WAT | HYC |  | 0 | 0 | 2013378 | 2013378 | 211024 | 2013
1493 | N |  | Hiram | Brookfield White Pine Hydro LLC | 39006 | ME | NEW | NPCC | 22 | 2 | NAICS-22 Non-Cogen | HY | WAT | HYC |  | 0 | 0 | 421997 | 421997 | 44230 | 2013
1497 | N |  | Messalonskee 2 (Oakland) | Messalonskee Stream Hydro LLC | 56854 | ME | NEW | NPCC | 22 | 2 | NAICS-22 Non-Cogen | HY | WAT | HYC |  | 0 | 0 | 114149 | 114149 | 11964 | 2013
1498 | N |  | Messalonskee 3 | Messalonskee Stream Hydro LLC | 56854 | ME | NEW | NPCC | 22 | 2 | NAICS-22 Non-Cogen | HY | WAT | HYC |  | 0 | 0 | 65280 | 65280 | 6842 | 2013
1500 | N |  | Messalonskee 5 | Messalonskee Stream Hydro LLC | 56854 | ME | NEW | NPCC | 22 | 2 | NAICS-22 Non-Cogen | HY | WAT | HYC |  | 0 | 0 | 62122 | 62122 | 6511 | 2013
1501 | N |  | North Gorham | Brookfield White Pine Hydro LLC | 39006 | ME | NEW | NPCC | 22 | 2 | NAICS-22 Non-Cogen | HY | WAT | HYC |  | 0 | 0 | 84084 | 84084 | 8813 | 2013
1504 | N |  | Shawmut | Brookfield White Pine Hydro LLC | 39006 | ME | NEW | NPCC | 22 | 2 | NAICS-22 Non-Cogen | HY | WAT | HYC |  | 0 | 0 | 503782 | 503782 | 52802 | 2013
1505 | N |  | Skelton | Brookfield White Pine Hydro LLC | 39006 | ME | NEW | NPCC | 22 | 2 | NAICS-22 Non-Cogen | HY | WAT | HYC |  | 0 | 0 | 250186 | 250186 | 26222 | 2013
1507 | N |  | William F Wyman | FPL Energy Wyman LLC | 31719 | ME | NEW | NPCC | 22 | 2 | NAICS-22 Non-Cogen | ST | DFO | DFO | barrels | 3846 | 3846 | 22618 | 22618 | 1520.447 | 2013 | x
1507 | N |  | William F Wyman | FPL Energy Wyman LLC | 31719 | ME | NEW | NPCC | 22 | 2 | NAICS-22 Non-Cogen | ST | RFO | RFO | barrels | 414936 | 414936 | 2642389 | 2642389 | 198126.55 | 2013 | x
1508 | N |  | West Buxton | Brookfield White Pine Hydro LLC | 39006 | ME | NEW | NPCC | 22 | 2 | NAICS-22 Non-Cogen | HY | WAT | HYC |  | 0 | 0 | 269657 | 269657 | 28263 | 2013
1509 | N |  | Weston Hydro | Brookfield White Pine Hydro LLC | 39006 | ME | NEW | NPCC | 22 | 2 | NAICS-22 Non-Cogen | HY | WAT | HYC |  | 0 | 0 | 763357 | 763357 | 80008 | 2013
1510 | N |  | Williams Hydro | Brookfield White Pine Hydro LLC | 39006 | ME | NEW | NPCC | 22 | 2 | NAICS-22 Non-Cogen | HY | WAT | HYC |  | 0 | 0 | 867095 | 867095 | 90881 | 2013
1511 | N |  | Wyman Hydro | Brookfield White Pine Hydro LLC | 39006 | ME | NEW | NPCC | 22 | 2 | NAICS-22 Non-Cogen | HY | WAT | HYC |  | 0 | 0 | 3658345 | 3658345 | 383434 | 2013
1513 | N |  | Caribou Generation Station | Algonquin Northern Maine | 14597 | ME | NEW | NPCC | 22 | 2 | NAICS-22 Non-Cogen | HY | WAT | HYC |  | 0 | 0 | 63504 | 63504 | 6656 | 2013
1513 | N |  | Caribou Generation Station | Algonquin Northern Maine | 14597 | ME | NEW | NPCC | 22 | 2 | NAICS-22 Non-Cogen | IC | DFO | DFO | barrels | 0 | 0 | 0 | 0 | 0 | 2013
1513 | N |  | Caribou Generation Station | Algonquin Northern Maine | 14597 | ME | NEW | NPCC | 22 | 2 | NAICS-22 Non-Cogen | ST | RFO | RFO | barrels | 0 | 0 | 0 | 0 | 0 | 2013
1514 | N |  | Flos Inn Diesel | Algonquin Northern Maine | 14597 | ME | NEW | NPCC | 22 | 2 | NAICS-22 Non-Cogen | IC | DFO | DFO | barrels | 0 | 0 | 0 | 0 | 0 | 2013
1516 | N |  | Squa Pan Hydro Station | Algonquin Northern Maine | 14597 | ME | NEW | NPCC | 22 | 2 | NAICS-22 Non-Cogen | HY | WAT | HYC |  | 0 | 0 | 9073 | 9073 | 951 | 2013
1586 | N |  | Exelon Framingham LLC | Exelon Power | 6035 | MA | NEW | NPCC | 22 | 2 | NAICS-22 Non-Cogen | GT | DFO | DFO | barrels | 3012 | 3012 | 17470 | 17470 | 897 | 2013
1587 | N |  | Exelon L Street | Exelon Power | 6035 | MA | NEW | NPCC | 22 | 2 | NAICS-22 Non-Cogen | GT | DFO | DFO | barrels | 1399 | 1399 | 8129 | 8129 | 501 | 2013
1588 | N |  | Mystic Generating Station | Constellation Mystic Power LLC | 49965 | MA | NEW | NPCC | 22 | 2 | NAICS-22 Non-Cogen | CA | NG | NG | mcf | 397988 | 397988 | 415895 | 415895 | 2281376 | 2013 | x
1588 | N |  | Mystic Generating Station | Constellation Mystic Power LLC | 49965 | MA | NEW | NPCC | 22 | 2 | NAICS-22 Non-Cogen | CT | NG | NG | mcf | 47415190 | 47415190 | 49495048 | 49495048 | 4448667 | 2013 | x
1588 | N |  | Mystic Generating Station | Constellation Mystic Power LLC | 49965 | MA | NEW | NPCC | 22 | 2 | NAICS-22 Non-Cogen | GT | DFO | DFO | barrels | 2053 | 2053 | 11846 | 11846 | 661 | 2013 | x
1588 | N |  | Mystic Generating Station | Constellation Mystic Power LLC | 49965 | MA | NEW | NPCC | 22 | 2 | NAICS-22 Non-Cogen | ST | NG | NG | mcf | 2148852 | 2148852 | 2237276 | 2237276 | 191421.32 | 2013 | x
1588 | N |  | Mystic Generating Station | Constellation Mystic Power LLC | 49965 | MA | NEW | NPCC | 22 | 2 | NAICS-22 Non-Cogen | ST | RFO | RFO | barrels | 232224 | 232224 | 1468405 | 1468405 | 131946.68 | 2013 | x
1590 | N | 1 | Pilgrim Nuclear Power Station | Entergy Nuclear Generation Co | 29926 | MA | NEW | NPCC | 22 | 2 | NAICS-22 Non-Cogen | ST | NUC | NUC |  | 0 | 0 | 45249757 | 45249757 | 4330643 | 2013
1592 | N |  | Exelon Medway LLC | Exelon Power | 6035 | MA | NEW | NPCC | 22 | 2 | NAICS-22 Non-Cogen | GT | DFO | DFO | barrels | 7738 | 7738 | 45189 | 45189 | 2250 | 2013 | x
1595 | Y |  | Kendall Square Station | NRG Kendall LLC | 21463 | MA | NEW | NPCC | 22 | 3 | NAICS-22 Cogen | CA | NG | NG | mcf | 379679 | 375143 | 394866 | 390149 | 129475 | 2013
1595 | Y |  | Kendall Square Station | NRG Kendall LLC | 21463 | MA | NEW | NPCC | 22 | 3 | NAICS-22 Cogen | CA | RFO | RFO | barrels | 0 | 0 | 0 | 0 | 0 | 2013
1595 | Y |  | Kendall Square Station | NRG Kendall LLC | 21463 | MA | NEW | NPCC | 22 | 3 | NAICS-22 Cogen | CT | NG | NG | mcf | 5967535 | 5826603 | 6206236 | 6059667 | 549718 | 2013
1595 | Y |  | Kendall Square Station | NRG Kendall LLC | 21463 | MA | NEW | NPCC | 22 | 3 | NAICS-22 Cogen | CT | RFO | RFO | barrels | 0 | 0 | 0 | 0 | 0 | 2013
1595 | Y |  | Kendall Square Station | NRG Kendall LLC | 21463 | MA | NEW | NPCC | 22 | 3 | NAICS-22 Cogen | GT | DFO | DFO | barrels | 1821 | 1821 | 10676 | 10676 | 756 | 2013
1597 | N |  | Oak Bluffs Diesel Generating Facility | NRG Canal LLC | 21461 | MA | NEW | NPCC | 22 | 2 | NAICS-22 Non-Cogen | IC | DFO | DFO | barrels | 16457 | 16457 | 95451 | 95451 | 9413 | 2013
1599 | N |  | Canal | NRG Canal LLC | 21461 | MA | NEW | NPCC | 22 | 2 | NAICS-22 Non-Cogen | ST | DFO | DFO | barrels | 216 | 216 | 1271 | 1271 | 26.054 | 2013 | x
1599 | N |  | Canal | NRG Canal LLC | 21461 | MA | NEW | NPCC | 22 | 2 | NAICS-22 Non-Cogen | ST | NG | NG | mcf | 1037536 | 1037536 | 1068663 | 1068663 | 87676.745 | 2013 | x
1599 | N |  | Canal | NRG Canal LLC | 21461 | MA | NEW | NPCC | 22 | 2 | NAICS-22 Non-Cogen | ST | RFO | RFO | barrels | 36240 | 36240 | 231458 | 231458 | 651.201 | 2013 | x
1603 | N |  | Boatlock | City of Holyoke Gas and Electric Dept. | 8776 | MA | NEW | NPCC | 22 | 1 | Electric Utility | HY | WAT | HYC |  | 0 | 0 | 134158 | 134158 | 14061 | 2013
1604 | N |  | Chemical | City of Holyoke Gas and Electric Dept. | 8776 | MA | NEW | NPCC | 22 | 1 | Electric Utility | HY | WAT | HYC |  | 0 | 0 | 39825 | 39825 | 4174 | 2013
1605 | N |  | Hadley Falls | City of Holyoke Gas and Electric Dept. | 8776 | MA | NEW | NPCC | 22 | 1 | Electric Utility | HY | WAT | HYC |  | 0 | 0 | 1766287 | 1766287 | 185126 | 2013
1606 | N |  | Mount Tom | FirstLight Power Resources, Inc. - MA | 58185 | MA | NEW | NPCC | 22 | 2 | NAICS-22 Non-Cogen | ST | BIT | COL | short tons | 49049 | 49049 | 1169610 | 1169610 | 95871.777 | 2013 | x
1606 | N |  | Mount Tom | FirstLight Power Resources, Inc. - MA | 58185 | MA | NEW | NPCC | 22 | 2 | NAICS-22 Non-Cogen | ST | DFO | DFO | barrels | 3457 | 3457 | 19885 | 19885 | 1578.223 | 2013 | x
1607 | N |  | Riverside Holyoke | City of Holyoke Gas and Electric Dept. | 8776 | MA | NEW | NPCC | 22 | 1 | Electric Utility | HY | WAT | HYC |  | 0 | 0 | 332560 | 332560 | 34856 | 2013
1615 | N |  | Nantucket | Nantucket Electric Co | 13206 | MA | NEW | NPCC | 22 | 1 | Electric Utility | GT | DFO | DFO | barrels | 470 | 470 | 2775 | 2775 | 180 | 2013
1619 | N |  | Brayton Point | Brayton Point Energy LLC | 58534 | MA | NEW | NPCC | 22 | 2 | NAICS-22 Non-Cogen | IC | DFO | DFO | barrels | 113 | 113 | 678 | 678 | 56 | 2013
1619 | N |  | Brayton Point | Brayton Point Energy LLC | 58534 | MA | NEW | NPCC | 22 | 2 | NAICS-22 Non-Cogen | ST | BIT | COL | short tons | 1506271 | 1506271 | 35903147 | 35903147 | 3532283.7 | 2013 | x
1619 | N |  | Brayton Point | Brayton Point Energy LLC | 58534 | MA | NEW | NPCC | 22 | 2 | NAICS-22 Non-Cogen | ST | NG | NG | mcf | 939075 | 939075 | 967240 | 967240 | 90095.659 | 2013 | x
1619 | N |  | Brayton Point | Brayton Point Energy LLC | 58534 | MA | NEW | NPCC | 22 | 2 | NAICS-22 Non-Cogen | ST | RFO | RFO | barrels | 38355 | 38355 | 237165 | 237165 | 23864.903 | 2013 | x
1620 | N |  | Deerfield 5 | TransCanada Hydro Northeast Inc., | 50048 | MA | NEW | NPCC | 22 | 2 | NAICS-22 Non-Cogen | HY | WAT | HYC |  | 0 | 0 | 508384 | 508384 | 53284 | 2013
1626 | N |  | Salem Harbor | NAES Salem Harbor | 57501 | MA | NEW | NPCC | 22 | 2 | NAICS-22 Non-Cogen | ST | BIT | COL | short tons | 163128 | 163128 | 3521349 | 3521349 | 306136.8 | 2013 | x
1626 | N |  | Salem Harbor | NAES Salem Harbor | 57501 | MA | NEW | NPCC | 22 | 2 | NAICS-22 Non-Cogen | ST | DFO | DFO | barrels | 2102 | 2102 | 12316 | 12316 | -1671.854 | 2013 | x
1626 | N |  | Salem Harbor | NAES Salem Harbor | 57501 | MA | NEW | NPCC | 22 | 2 | NAICS-22 Non-Cogen | ST | RFO | RFO | barrels | 73608 | 73608 | 452706 | 452706 | 36211.057 | 2013 | x
1629 | N |  | Cabot | FirstLight Power Resources, Inc. - MA | 58185 | MA | NEW | NPCC | 22 | 2 | NAICS-22 Non-Cogen | HY | WAT | HYC |  | 0 | 0 | 3236700 | 3236700 | 339241 | 2013
1630 | N |  | Cobble Mountain | City of Holyoke Gas and Electric Dept. | 8776 | MA | NEW | NPCC | 22 | 1 | Electric Utility | HY | WAT | HYC |  | 0 | 0 | 207707 | 207707 | 21770 | 2013
1631 | N |  | Doreen | NAEA Energy Massachusetts LLC | 56401 | MA | NEW | NPCC | 22 | 2 | NAICS-22 Non-Cogen | GT | JF | WOO | barrels | 578 | 578 | 3237 | 3237 | 223 | 2013
1631 | N |  | Doreen | NAEA Energy Massachusetts LLC | 56401 | MA | NEW | NPCC | 22 | 2 | NAICS-22 Non-Cogen | GT | KER | WOO | barrels | 0 | 0 | 0 | 0 | 0 | 2013
1634 | N |  | Gardners Falls | NAEA Energy Massachusetts LLC | 56401 | MA | NEW | NPCC | 22 | 2 | NAICS-22 Non-Cogen | HY | WAT | HYC |  | 0 | 0 | 68846 | 68846 | 7216 | 2013
1637 | N |  | Putts Bridge | NAEA Energy Massachusetts LLC | 56401 | MA | NEW | NPCC | 22 | 2 | NAICS-22 Non-Cogen | HY | WAT | HYC |  | 0 | 0 | 132266 | 132266 | 13863 | 2013
1638 | N |  | Redbridge | NAEA Energy Massachusetts LLC | 56401 | MA | NEW | NPCC | 22 | 2 | NAICS-22 Non-Cogen | HY | WAT | HYC |  | 0 | 0 | 111438 | 111438 | 11680 | 2013
1642 | N |  | NAEA Energy Massachusetts LLC | NAEA Energy Massachusetts LLC | 56401 | MA | NEW | NPCC | 22 | 2 | NAICS-22 Non-Cogen | GT | BIT | COL | short tons | 0 | 0 | 0 | 0 | 0 | 2013
1642 | N |  | NAEA Energy Massachusetts LLC | NAEA Energy Massachusetts LLC | 56401 | MA | NEW | NPCC | 22 | 2 | NAICS-22 Non-Cogen | GT | DFO | DFO | barrels | 2088 | 2088 | 11514 | 11514 | 1187.909 | 2013
1642 | N |  | NAEA Energy Massachusetts LLC | NAEA Energy Massachusetts LLC | 56401 | MA | NEW | NPCC | 22 | 2 | NAICS-22 Non-Cogen | GT | KER | WOO | barrels | 301 | 301 | 1740 | 1740 | 171.123 | 2013
1642 | N |  | NAEA Energy Massachusetts LLC | NAEA Energy Massachusetts LLC | 56401 | MA | NEW | NPCC | 22 | 2 | NAICS-22 Non-Cogen | GT | NG | NG | mcf | 159673 | 159673 | 164270 | 164270 | 16343.968 | 2013
1642 | N |  | NAEA Energy Massachusetts LLC | NAEA Energy Massachusetts LLC | 56401 | MA | NEW | NPCC | 22 | 2 | NAICS-22 Non-Cogen | GT | RFO | RFO | barrels | 0 | 0 | 0 | 0 | 0 | 2013
1642 | N |  | NAEA Energy Massachusetts LLC | NAEA Energy Massachusetts LLC | 56401 | MA | NEW | NPCC | 22 | 2 | NAICS-22 Non-Cogen | ST | BIT | COL | short tons | 0 | 0 | 0 | 0 | 0 | 2013 | x
1642 | N |  | NAEA Energy Massachusetts LLC | NAEA Energy Massachusetts LLC | 56401 | MA | NEW | NPCC | 22 | 2 | NAICS-22 Non-Cogen | ST | DFO | DFO | barrels | 0 | 0 | 0 | 0 | 0 | 2013 | x
1642 | N |  | NAEA Energy Massachusetts LLC | NAEA Energy Massachusetts LLC | 56401 | MA | NEW | NPCC | 22 | 2 | NAICS-22 Non-Cogen | ST | KER | WOO | barrels | 0 | 0 | 0 | 0 | 0 | 2013 | x
1642 | N |  | NAEA Energy Massachusetts LLC | NAEA Energy Massachusetts LLC | 56401 | MA | NEW | NPCC | 22 | 2 | NAICS-22 Non-Cogen | ST | NG | NG | mcf | 152427 | 152427 | 156765 | 156765 | 11844.577 | 2013 | x
1642 | N |  | NAEA Energy Massachusetts LLC | NAEA Energy Massachusetts LLC | 56401 | MA | NEW | NPCC | 22 | 2 | NAICS-22 Non-Cogen | ST | RFO | RFO | barrels | 12254 | 12254 | 71799 | 71799 | 5657.423 | 2013 | x
1643 | N |  | Woodland Road | NAEA Energy Massachusetts LLC | 56401 | MA | NEW | NPCC | 22 | 2 | NAICS-22 Non-Cogen | GT | DFO | DFO | barrels | 0 | 0 | 0 | 0 | 0 | 2013
1643 | N |  | Woodland Road | NAEA Energy Massachusetts LLC | 56401 | MA | NEW | NPCC | 22 | 2 | NAICS-22 Non-Cogen | GT | JF | WOO | barrels | 0 | 0 | 0 | 0 | 0 | 2013
1643 | N |  | Woodland Road | NAEA Energy Massachusetts LLC | 56401 | MA | NEW | NPCC | 22 | 2 | NAICS-22 Non-Cogen | GT | KER | WOO | barrels | 857 | 857 | 4801 | 4801 | 345 | 2013
1660 | N |  | Potter Station 2 | Town of Braintree - (MA) | 2144 | MA | NEW | NPCC | 22 | 1 | Electric Utility | CA | DFO | DFO | barrels | 0 | 0 | 0 | 0 | 23.637 | 2013 | x
1660 | N |  | Potter Station 2 | Town of Braintree - (MA) | 2144 | MA | NEW | NPCC | 22 | 1 | Electric Utility | CA | NG | NG | mcf | 0 | 0 | 0 | 0 | 2649.363 | 2013 | x
1660 | N |  | Potter Station 2 | Town of Braintree - (MA) | 2144 | MA | NEW | NPCC | 22 | 1 | Electric Utility | CT | DFO | DFO | barrels | 980 | 980 | 5645 | 5645 | 491.726 | 2013 | x
1660 | N |  | Potter Station 2 | Town of Braintree - (MA) | 2144 | MA | NEW | NPCC | 22 | 1 | Electric Utility | CT | NG | NG | mcf | 686296 | 686296 | 710680 | 710680 | 66721.274 | 2013 | x
1660 | N |  | Potter Station 2 | Town of Braintree - (MA) | 2144 | MA | NEW | NPCC | 22 | 1 | Electric Utility | GT | NG | NG | mcf | 0 | 0 | 0 | 0 | 0 | 2013 | x
1660 | N |  | Potter Station 2 | Town of Braintree - (MA) | 2144 | MA | NEW | NPCC | 22 | 1 | Electric Utility | IC | DFO | DFO | barrels | 8 | 8 | 46 | 46 | 4 | 2013
1670 | N |  | High Street Station | Town of Ipswich - (MA) | 9442 | MA | NEW | NPCC | 22 | 1 | Electric Utility | IC | DFO | DFO | barrels | 318 | 318 | 1870 | 1870 | 157.045 | 2013
1670 | N |  | High Street Station | Town of Ipswich - (MA) | 9442 | MA | NEW | NPCC | 22 | 1 | Electric Utility | IC | NG | NG | mcf | 4131 | 4131 | 4131 | 4131 | 346.955 | 2013
1678 | N |  | Waters River | City of Peabody - (MA) | 14605 | MA | NEW | NPCC | 22 | 1 | Electric Utility | GT | DFO | DFO | barrels | 2002 | 2002 | 11663 | 11663 | 964.083 | 2013
1678 | N |  | Waters River | City of Peabody - (MA) | 14605 | MA | NEW | NPCC | 22 | 1 | Electric Utility | GT | NG | NG | mcf | 76455 | 76455 | 78772 | 78772 | 6187.917 | 2013
1682 | N |  | Cleary Flood | City of Taunton | 18488 | MA | NEW | NPCC | 22 | 1 | Electric Utility | CA | NG | NG | mcf | 487805 | 487805 | 505644 | 505644 | 53163.704 | 2013 | x
1682 | N |  | Cleary Flood | City of Taunton | 18488 | MA | NEW | NPCC | 22 | 1 | Electric Utility | CA | RFO | RFO | barrels | 6212 | 6212 | 38888 | 38888 | 2643.296 | 2013 | x
1682 | N |  | Cleary Flood | City of Taunton | 18488 | MA | NEW | NPCC | 22 | 1 | Electric Utility | CT | NG | NG | mcf | 256416 | 256416 | 265916 | 265916 | 15880 | 2013 | x
1682 | N |  | Cleary Flood | City of Taunton | 18488 | MA | NEW | NPCC | 22 | 1 | Electric Utility | CT | RFO | RFO | barrels | 0 | 0 | 0 | 0 | 0 | 2013 | x
1682 | N |  | Cleary Flood | City of Taunton | 18488 | MA | NEW | NPCC | 22 | 1 | Electric Utility | ST | DFO | DFO | barrels | 637 | 637 | 3698 | 3698 | 235.243 | 2013 | x
1682 | N |  | Cleary Flood | City of Taunton | 18488 | MA | NEW | NPCC | 22 | 1 | Electric Utility | ST | RFO | RFO | barrels | 16958 | 16958 | 106156 | 106156 | 8480.757 | 2013 | x
2349 | N |  | Comerford | TransCanada Hydro Northeast Inc., | 50048 | NH | NEW | NPCC | 22 | 2 | NAICS-22 Non-Cogen | HY | WAT | HYC |  | 0 | 0 | 3082707 | 3082707 | 323101 | 2013
2351 | N |  | S C Moore | TransCanada Hydro Northeast Inc., | 50048 | NH | NEW | NPCC | 22 | 2 | NAICS-22 Non-Cogen | HY | WAT | HYC |  | 0 | 0 | 2548210 | 2548210 | 267080 | 2013
2352 | N |  | Vernon Dam | TransCanada Hydro Northeast Inc., | 50048 | VT | NEW | NPCC | 22 | 2 | NAICS-22 Non-Cogen | HY | WAT | HYC |  | 0 | 0 | 1586879 | 1586879 | 166322 | 2013
2353 | N |  | Wilder | TransCanada Hydro Northeast Inc., | 50048 | VT | NEW | NPCC | 22 | 2 | NAICS-22 Non-Cogen | HY | WAT | HYC |  | 0 | 0 | 1550411 | 1550411 | 162500 | 2013
2354 | N |  | Amoskeag | Public Service Co of NH | 15472 | NH | NEW | NPCC | 22 | 1 | Electric Utility | HY | WAT | HYC |  | 0 | 0 | 893858 | 893858 | 93686 | 2013
2355 | N |  | Ayers Island | Public Service Co of NH | 15472 | NH | NEW | NPCC | 22 | 1 | Electric Utility | HY | WAT | HYC |  | 0 | 0 | 445593 | 445593 | 46703 | 2013
2356 | N |  | Eastman Falls | Public Service Co of NH | 15472 | NH | NEW | NPCC | 22 | 1 | Electric Utility | HY | WAT | HYC |  | 0 | 0 | 261632 | 261632 | 27422 | 2013
2357 | N |  | Garvins Falls | Public Service Co of NH | 15472 | NH | NEW | NPCC | 22 | 1 | Electric Utility | HY | WAT | HYC |  | 0 | 0 | 451414 | 451414 | 47313 | 2013
2358 | N |  | Gorham | Public Service Co of NH | 15472 | NH | NEW | NPCC | 22 | 1 | Electric Utility | HY | WAT | HYC |  | 0 | 0 | 116115 | 116115 | 12170 | 2013
2359 | N |  | Hooksett | Public Service Co of NH | 15472 | NH | NEW | NPCC | 22 | 1 | Electric Utility | HY | WAT | HYC |  | 0 | 0 | 89304 | 89304 | 9360 | 2013
2360 | N |  | Jackman | Public Service Co of NH | 15472 | NH | NEW | NPCC | 22 | 1 | Electric Utility | HY | WAT | HYC |  | 0 | 0 | 99580 | 99580 | 10437 | 2013
2362 | N |  | Lost Nation | Public Service Co of NH | 15472 | NH | NEW | NPCC | 22 | 1 | Electric Utility | GT | DFO | DFO | barrels | 1054 | 1054 | 6186 | 6186 | 360 | 2013
2364 | N |  | Merrimack | Public Service Co of NH | 15472 | NH | NEW | NPCC | 22 | 1 | Electric Utility | GT | JF | WOO | barrels | 2789 | 2789 | 15553 | 15553 | 990 | 2013
2364 | N |  | Merrimack | Public Service Co of NH | 15472 | NH | NEW | NPCC | 22 | 1 | Electric Utility | ST | BIT | COL | short tons | 529146 | 529146 | 14594234 | 14594234 | 1317330.4 | 2013 | x
2364 | N |  | Merrimack | Public Service Co of NH | 15472 | NH | NEW | NPCC | 22 | 1 | Electric Utility | ST | DFO | DFO | barrels | 562 | 562 | 3213 | 3213 | 282.618 | 2013 | x
2367 | N |  | Schiller | Public Service Co of NH | 15472 | NH | NEW | NPCC | 22 | 1 | Electric Utility | GT | JF | WOO | barrels | 614 | 614 | 3499 | 3499 | 233 | 2013
2367 | N |  | Schiller | Public Service Co of NH | 15472 | NH | NEW | NPCC | 22 | 1 | Electric Utility | ST | BIT | COL | short tons | 86889 | 86889 | 2183315 | 2183315 | 146200.87 | 2013
2367 | N |  | Schiller | Public Service Co of NH | 15472 | NH | NEW | NPCC | 22 | 1 | Electric Utility | ST | DFO | DFO | barrels | 0 | 0 | 0 | 0 | 0 | 2013
2367 | N |  | Schiller | Public Service Co of NH | 15472 | NH | NEW | NPCC | 22 | 1 | Electric Utility | ST | NG | NG | mcf | 5023 | 5023 | 5228 | 5228 | 346.352 | 2013
2367 | N |  | Schiller | Public Service Co of NH | 15472 | NH | NEW | NPCC | 22 | 1 | Electric Utility | ST | OBS | ORW | short tons | 639 | 639 | 9428 | 9428 | 613.213 | 2013
2367 | N |  | Schiller | Public Service Co of NH | 15472 | NH | NEW | NPCC | 22 | 1 | Electric Utility | ST | RFO | RFO | barrels | 8868 | 8868 | 52154 | 52154 | 3351.505 | 2013
2367 | N |  | Schiller | Public Service Co of NH | 15472 | NH | NEW | NPCC | 22 | 1 | Electric Utility | ST | WDS | WWW | short tons | 540693 | 540693 | 5502643 | 5502643 | 358085.06 | 2013 |  | 15.3669
2368 | N |  | Smith (NH) | Public Service Co of NH | 15472 | NH | NEW | NPCC | 22 | 1 | Electric Utility | HY | WAT | HYC |  | 0 | 0 | 1056696 | 1056696 | 110753 | 2013
2369 | N |  | White Lake | Public Service Co of NH | 15472 | NH | NEW | NPCC | 22 | 1 | Electric Utility | GT | DFO | DFO | barrels | 0 | 0 | 0 | 0 | 0 | 2013
2369 | N |  | White Lake | Public Service Co of NH | 15472 | NH | NEW | NPCC | 22 | 1 | Electric Utility | GT | JF | WOO | barrels | 1151 | 1151 | 6342 | 6342 | 433 | 2013
2480 | N |  | Danskammer Generating Station | Danskammer Energy | 58971 | NY | MAT | NPCC | 22 | 2 | NAICS-22 Non-Cogen | IC | DFO | DFO | barrels | 0 | 0 | 0 | 0 | 0 | 2013
2480 | N |  | Danskammer Generating Station | Danskammer Energy | 58971 | NY | MAT | NPCC | 22 | 2 | NAICS-22 Non-Cogen | ST | BIT | COL | short tons | 0 | 0 | 0 | 0 | 0 | 2013
2480 | N |  | Danskammer Generating Station | Danskammer Energy | 58971 | NY | MAT | NPCC | 22 | 2 | NAICS-22 Non-Cogen | ST | NG | NG | mcf | 0 | 0 | 0 | 0 | 0 | 2013
2480 | N |  | Danskammer Generating Station | Danskammer Energy | 58971 | NY | MAT | NPCC | 22 | 2 | NAICS-22 Non-Cogen | ST | RFO | RFO | barrels | 0 | 0 | 0 | 0 | 0 | 2013
2481 | N |  | Dashville | Central Hudson Gas & Elec Corp | 3249 | NY | MAT | NPCC | 22 | 1 | Electric Utility | HY | WAT | HYC |  | 0 | 0 | 92090 | 92090 | 9652 | 2013
2483 | N |  | Neversink | New York Power Authority | 15296 | NY | MAT | NPCC | 22 | 1 | Electric Utility | HY | WAT | HYC |  | 0 | 0 | 283521 | 283521 | 29716 | 2013
2485 | N |  | South Cairo | Central Hudson Gas & Elec Corp | 3249 | NY | MAT | NPCC | 22 | 1 | Electric Utility | GT | KER | WOO | barrels | 141 | 141 | 790 | 790 | 5 | 2013
2486 | N |  | Sturgeon | Central Hudson Gas & Elec Corp | 3249 | NY | MAT | NPCC | 22 | 1 | Electric Utility | HY | WAT | HYC |  | 0 | 0 | 366491 | 366491 | 38412 | 2013
2487 | N |  | West Coxsackie | Central Hudson Gas & Elec Corp | 3249 | NY | MAT | NPCC | 22 | 1 | Electric Utility | GT | KER | WOO | barrels | 0 | 0 | 0 | 0 | 0 | 2013
2487 | N |  | West Coxsackie | Central Hudson Gas & Elec Corp | 3249 | NY | MAT | NPCC | 22 | 1 | Electric Utility | GT | NG | NG | mcf | 6097 | 6097 | 6279 | 6279 | 400 | 2013
2490 | N |  | Arthur Kill Generating Station | NRG Arthur Kill Operations Inc | 13192 | NY | MAT | NPCC | 22 | 2 | NAICS-22 Non-Cogen | GT | NG | NG | mcf | 16225 | 16225 | 16712 | 16712 | 832 | 2013 | x
2490 | N |  | Arthur Kill Generating Station | NRG Arthur Kill Operations Inc | 13192 | NY | MAT | NPCC | 22 | 2 | NAICS-22 Non-Cogen | ST | NG | NG | mcf | 14039860 | 14039860 | 14922430 | 14922430 | 1355427 | 2013 | x
2493 | N |  | East River | Consolidated Edison Co-NY Inc | 4226 | NY | MAT | NPCC | 22 | 1 | Electric Utility | GT | DFO | DFO | barrels | 0 | 0 | 0 | 0 | 0 | 2013 | x
2493 | N |  | East River | Consolidated Edison Co-NY Inc | 4226 | NY | MAT | NPCC | 22 | 1 | Electric Utility | GT | NG | NG | mcf | 26005207 | 26005207 | 26755986 | 26755986 | 2439997 | 2013 | x
2493 | N |  | East River | Consolidated Edison Co-NY Inc | 4226 | NY | MAT | NPCC | 22 | 1 | Electric Utility | ST | NG | NG | mcf | 8797935 | 8797935 | 9051604 | 9051604 | 716104.28 | 2013 | x
2493 | N |  | East River | Consolidated Edison Co-NY Inc | 4226 | NY | MAT | NPCC | 22 | 1 | Electric Utility | ST | RFO | RFO | barrels | 59885 | 59885 | 375059 | 375059 | 26193.723 | 2013 | x
2494 | N |  | Gowanus Gas Turbines Generating | U S Power Generating Company LLC | 54863 | NY | MAT | NPCC | 22 | 2 | NAICS-22 Non-Cogen | GT | DFO | DFO | barrels | 26520 | 26520 | 153896 | 153896 | 8763.518 | 2013
2494 | N |  | Gowanus Gas Turbines Generating | U S Power Generating Company LLC | 54863 | NY | MAT | NPCC | 22 | 2 | NAICS-22 Non-Cogen | GT | NG | NG | mcf | 761465 | 761465 | 809764 | 809764 | 45087.482 | 2013
2494 | N |  | Gowanus Gas Turbines Generating | U S Power Generating Company LLC | 54863 | NY | MAT | NPCC | 22 | 2 | NAICS-22 Non-Cogen | GT | RFO | RFO | barrels | 0 | 0 | 0 | 0 | 0 | 2013
2496 | N |  | Hudson Avenue | Consolidated Edison Co-NY Inc | 4226 | NY | MAT | NPCC | 22 | 1 | Electric Utility | GT | DFO | DFO | barrels | 0 | 0 | 0 | 0 | 0 | 2013
2496 | N |  | Hudson Avenue | Consolidated Edison Co-NY Inc | 4226 | NY | MAT | NPCC | 22 | 1 | Electric Utility | GT | KER | WOO | barrels | 2442 | 2442 | 13757 | 13757 | 809 | 2013
2497 | N | 2 | Indian Point 2 | Entergy Nuclear Indian Point 2 | 6027 | NY | MAT | NPCC | 22 | 2 | NAICS-22 Non-Cogen | ST | NUC | NUC |  | 0 | 0 | 91788442 | 91788442 | 8784643 | 2013
2499 | N |  | Narrows Gas Turbines Generating | U S Power Generating Company LLC | 54863 | NY | MAT | NPCC | 22 | 2 | NAICS-22 Non-Cogen | GT | DFO | DFO | barrels | 20051 | 20051 | 116616 | 116616 | 7458.217 | 2013
2499 | N |  | Narrows Gas Turbines Generating | U S Power Generating Company LLC | 54863 | NY | MAT | NPCC | 22 | 2 | NAICS-22 Non-Cogen | GT | NG | NG | mcf | 1855763 | 1855763 | 1949042 | 1949042 | 116425.78 | 2013
2500 | N |  | Ravenswood | TC Ravenswood LLC | 10023 | NY | MAT | NPCC | 22 | 2 | NAICS-22 Non-Cogen | CA | KER | WOO | barrels | 0 | 0 | 0 | 0 | 36.854 | 2013 | x
2500 | N |  | Ravenswood | TC Ravenswood LLC | 10023 | NY | MAT | NPCC | 22 | 2 | NAICS-22 Non-Cogen | CA | NG | NG | mcf | 0 | 0 | 0 | 0 | 455129.15 | 2013 | x
2500 | N |  | Ravenswood | TC Ravenswood LLC | 10023 | NY | MAT | NPCC | 22 | 2 | NAICS-22 Non-Cogen | CT | KER | WOO | barrels | 170 | 170 | 928 | 928 | 87.913 | 2013 | x
2500 | N |  | Ravenswood | TC Ravenswood LLC | 10023 | NY | MAT | NPCC | 22 | 2 | NAICS-22 Non-Cogen | CT | NG | NG | mcf | 10573596 | 10573596 | 10928484 | 10928484 | 1015937.1 | 2013 | x
2500 | N |  | Ravenswood | TC Ravenswood LLC | 10023 | NY | MAT | NPCC | 22 | 2 | NAICS-22 Non-Cogen | GT | NG | NG | mcf | 457365 | 457365 | 471722 | 471722 | 27513 | 2013 | x
2500 | N |  | Ravenswood | TC Ravenswood LLC | 10023 | NY | MAT | NPCC | 22 | 2 | NAICS-22 Non-Cogen | ST | DFO | DFO | barrels | 0 | 0 | 0 | 0 | 0 | 2013 | x
2500 | N |  | Ravenswood | TC Ravenswood LLC | 10023 | NY | MAT | NPCC | 22 | 2 | NAICS-22 Non-Cogen | ST | NG | NG | mcf | 16943495 | 16943495 | 17485477 | 17485477 | 1556664.9 | 2013 | x
2500 | N |  | Ravenswood | TC Ravenswood LLC | 10023 | NY | MAT | NPCC | 22 | 2 | NAICS-22 Non-Cogen | ST | RFO | RFO | barrels | 152003 | 152003 | 949993 | 949993 | 84698.075 | 2013 | x
2503 | N |  | 59th Street | Consolidated Edison Co-NY Inc | 4226 | NY | MAT | NPCC | 22 | 1 | Electric Utility | GT | KER | WOO | barrels | 1148 | 1148 | 6470 | 6470 | 402 | 2013
2504 | N |  | 74th Street | Consolidated Edison Co-NY Inc | 4226 | NY | MAT | NPCC | 22 | 1 | Electric Utility | GT | KER | WOO | barrels | 457 | 457 | 2571 | 2571 | 181 | 2013
2511 | N |  | E F Barrett | National Grid Generation LLC | 56505 | NY | MAT | NPCC | 22 | 1 | Electric Utility | GT | DFO | DFO | barrels | 1064 | 1064 | 6062 | 6062 | 381.37 | 2013 | x
2511 | N |  | E F Barrett | National Grid Generation LLC | 56505 | NY | MAT | NPCC | 22 | 1 | Electric Utility | GT | NG | NG | mcf | 2034329 | 2034329 | 2095253 | 2095253 | 128654.63 | 2013 | x
2511 | N |  | E F Barrett | National Grid Generation LLC | 56505 | NY | MAT | NPCC | 22 | 1 | Electric Utility | ST | NG | NG | mcf | 11032520 | 11032520 | 11376255 | 11376255 | 1012805.2 | 2013 | x
2511 | N |  | E F Barrett | National Grid Generation LLC | 56505 | NY | MAT | NPCC | 22 | 1 | Electric Utility | ST | RFO | RFO | barrels | 22702 | 22702 | 142812 | 142812 | 12668.788 | 2013 | x
2512 | N |  | East Hampton | National Grid Generation LLC | 56505 | NY | MAT | NPCC | 22 | 1 | Electric Utility | GT | DFO | DFO | barrels | 16801 | 16801 | 97077 | 97077 | 7042 | 2013
2512 | N |  | East Hampton | National Grid Generation LLC | 56505 | NY | MAT | NPCC | 22 | 1 | Electric Utility | IC | DFO | DFO | barrels | 3667 | 3667 | 21187 | 21187 | 1842 | 2013
2514 | N |  | Glenwood | National Grid Generation LLC | 56505 | NY | MAT | NPCC | 22 | 1 | Electric Utility | GT | DFO | DFO | barrels | 7793 | 7793 | 44395 | 44395 | 2597 | 2013 | x
2514 | N |  | Glenwood | National Grid Generation LLC | 56505 | NY | MAT | NPCC | 22 | 1 | Electric Utility | GT | NG | NG | mcf | 0 | 0 | 0 | 0 | 0 | 2013 | x
2514 | N |  | Glenwood | National Grid Generation LLC | 56505 | NY | MAT | NPCC | 22 | 1 | Electric Utility | ST | NG | NG | mcf | 0 | 0 | 0 | 0 | -454 | 2013 | x
2515 | N |  | Montauk | National Grid Generation LLC | 56505 | NY | MAT | NPCC | 22 | 1 | Electric Utility | IC | DFO | DFO | barrels | 279 | 279 | 1611 | 1611 | 157 | 2013
2516 | N |  | Northport | National Grid Generation LLC | 56505 | NY | MAT | NPCC | 22 | 1 | Electric Utility | GT | DFO | DFO | barrels | 674 | 674 | 3832 | 3832 | 80 | 2013
2516 | N |  | Northport | National Grid Generation LLC | 56505 | NY | MAT | NPCC | 22 | 1 | Electric Utility | ST | NG | NG | mcf | 30807143 | 30807143 | 31654365 | 31654365 | 2981506.5 | 2013 | x
2516 | N |  | Northport | National Grid Generation LLC | 56505 | NY | MAT | NPCC | 22 | 1 | Electric Utility | ST | RFO | RFO | barrels | 350426 | 350426 | 2236347 | 2236347 | 212619.51 | 2013 | x
2517 | N |  | Port Jefferson | National Grid Generation LLC | 56505 | NY | MAT | NPCC | 22 | 1 | Electric Utility | GT | DFO | DFO | barrels | 669 | 669 | 3813 | 3813 | 351.837 | 2013 | x
2517 | N |  | Port Jefferson | National Grid Generation LLC | 56505 | NY | MAT | NPCC | 22 | 1 | Electric Utility | GT | KER | WOO | barrels | 0 | 0 | 0 | 0 | 0 | 2013 | x
2517 | N |  | Port Jefferson | National Grid Generation LLC | 56505 | NY | MAT | NPCC | 22 | 1 | Electric Utility | GT | NG | NG | mcf | 1502452 | 1502452 | 1539209 | 1539209 | 143581.16 | 2013 | x
2517 | N |  | Port Jefferson | National Grid Generation LLC | 56505 | NY | MAT | NPCC | 22 | 1 | Electric Utility | ST | NG | NG | mcf | 3862602 | 3862602 | 3967692 | 3967692 | 333121.79 | 2013 | x
2517 | N |  | Port Jefferson | National Grid Generation LLC | 56505 | NY | MAT | NPCC | 22 | 1 | Electric Utility | ST | RFO | RFO | barrels | 26260 | 26260 | 167475 | 167475 | 12886.207 | 2013 | x
2518 | N |  | Shoreham | National Grid Generation LLC | 56505 | NY | MAT | NPCC | 22 | 1 | Electric Utility | GT | DFO | DFO | barrels | 8816 | 8816 | 50941 | 50941 | 3066 | 2013
2519 | N |  | South Hampton | National Grid Generation LLC | 56505 | NY | MAT | NPCC | 22 | 1 | Electric Utility | GT | DFO | DFO | barrels | 8514 | 8514 | 49193 | 49193 | 1744 | 2013
2520 | N |  | Southold | National Grid Generation LLC | 56505 | NY | MAT | NPCC | 22 | 1 | Electric Utility | GT | DFO | DFO | barrels | 6208 | 6208 | 35868 | 35868 | 1624 | 2013
2521 | N |  | West Babylon | National Grid Generation LLC | 56505 | NY | MAT | NPCC | 22 | 1 | Electric Utility | GT | DFO | DFO | barrels | 5915 | 5915 | 34177 | 34177 | 2254 | 2013 | x
2522 | N |  | Cadyville | New York State Elec & Gas Corp | 13511 | NY | MAT | NPCC | 22 | 1 | Electric Utility | HY | WAT | HYC |  | 0 | 0 | 270374 | 270374 | 28338 | 2013
2526 | Y |  | GMMM Westover | GMMM Holdings 1, LLC | 22146 | NY | MAT | NPCC | 22 | 3 | NAICS-22 Cogen | ST | BIT | COL | short tons | 0 | 0 | 0 | 0 | 0 | 2013
2526 | Y |  | GMMM Westover | GMMM Holdings 1, LLC | 22146 | NY | MAT | NPCC | 22 | 3 | NAICS-22 Cogen | ST | DFO | DFO | barrels | 0 | 0 | 0 | 0 | 0 | 2013
2527 | N |  | Greenidge Generation LLC | Greenidge Generation Holdings LLC | 25 | NY | MAT | NPCC | 22 | 2 | NAICS-22 Non-Cogen | ST | BIT | COL | short tons | 0 | 0 | 0 | 0 | 0 | 2013 | x
2527 | N |  | Greenidge Generation LLC | Greenidge Generation Holdings LLC | 25 | NY | MAT | NPCC | 22 | 2 | NAICS-22 Non-Cogen | ST | DFO | DFO | barrels | 0 | 0 | 0 | 0 | 0 | 2013 | x
2527 | N |  | Greenidge Generation LLC | Greenidge Generation Holdings LLC | 25 | NY | MAT | NPCC | 22 | 2 | NAICS-22 Non-Cogen | ST | NG | NG | mcf | 0 | 0 | 0 | 0 | 0 | 2013 | x
2527 | N |  | Greenidge Generation LLC | Greenidge Generation Holdings LLC | 25 | NY | MAT | NPCC | 22 | 2 | NAICS-22 Non-Cogen | ST | SUB | COL | short tons | 0 | 0 | 0 | 0 | 0 | 2013 | x
2527 | N |  | Greenidge Generation LLC | Greenidge Generation Holdings LLC | 25 | NY | MAT | NPCC | 22 | 2 | NAICS-22 Non-Cogen | ST | WDS | WWW | short tons | 0 | 0 | 0 | 0 | 0 | 2013 | x
2528 | N |  | Harris Lake | New York State Elec & Gas Corp | 13511 | NY | MAT | NPCC | 22 | 1 | Electric Utility | IC | DFO | DFO | barrels | 67 | 67 | 396 | 396 | 98.98 | 2013
2530 | N |  | High Falls - Saranac NY | New York State Elec & Gas Corp | 13511 | NY | MAT | NPCC | 22 | 1 | Electric Utility | HY | WAT | HYC |  | 0 | 0 | 813056 | 813056 | 85217 | 2013
2532 | N |  | Kent Falls | New York State Elec & Gas Corp | 13511 | NY | MAT | NPCC | 22 | 1 | Electric Utility | HY | WAT | HYC |  | 0 | 0 | 609976 | 609976 | 63932 | 2013
2535 | N |  | Cayuga Operating Company | Cayuga Operating Company, LLC | 22125 | NY | MAT | NPCC | 22 | 2 | NAICS-22 Non-Cogen | ST | BIT | COL | short tons | 378278 | 378278 | 9070115 | 9070115 | 799342.85 | 2013 | x
2535 | N |  | Cayuga Operating Company | Cayuga Operating Company, LLC | 22125 | NY | MAT | NPCC | 22 | 2 | NAICS-22 Non-Cogen | ST | DFO | DFO | barrels | 10575 | 10575 | 61215 | 61215 | 5267.146 | 2013 | x
2535 | N |  | Cayuga Operating Company | Cayuga Operating Company, LLC | 22125 | NY | MAT | NPCC | 22 | 2 | NAICS-22 Non-Cogen | ST | PC | PC | short tons | 0 | 0 | 0 | 0 | 0 | 2013 | x
2535 | N |  | Cayuga Operating Company | Cayuga Operating Company, LLC | 22125 | NY | MAT | NPCC | 22 | 2 | NAICS-22 Non-Cogen | ST | SUB | COL | short tons | 0 | 0 | 0 | 0 | 0 | 2013 | x
2539 | N |  | Bethlehem Energy Center | PSEG Power New York Inc | 14294 | NY | MAT | NPCC | 22 | 2 | NAICS-22 Non-Cogen | CA | KER | WOO | barrels | 0 | 0 | 0 | 0 | 0 | 2013 | x
2539 | N |  | Bethlehem Energy Center | PSEG Power New York Inc | 14294 | NY | MAT | NPCC | 22 | 2 | NAICS-22 Non-Cogen | CA | NG | NG | mcf | 10757 | 10757 | 11071 | 11071 | 1278265 | 2013 | x
2539 | N |  | Bethlehem Energy Center | PSEG Power New York Inc | 14294 | NY | MAT | NPCC | 22 | 2 | NAICS-22 Non-Cogen | CT | KER | WOO | barrels | 0 | 0 | 0 | 0 | 0 | 2013 | x
2539 | N |  | Bethlehem Energy Center | PSEG Power New York Inc | 14294 | NY | MAT | NPCC | 22 | 2 | NAICS-22 Non-Cogen | CT | NG | NG | mcf | 27185251 | 27185251 | 27962670 | 27962670 | 2673445 | 2013 | x
2540 | N |  | Allens Falls | Erie Boulevard Hydropower LP | 5914 | NY | MAT | NPCC | 22 | 2 | NAICS-22 Non-Cogen | HY | WAT | HYC |  | 0 | 0 | 87004 | 87004 | 9119 | 2013
2543 | N |  | Beardslee | Erie Boulevard Hydropower LP | 5914 | NY | MAT | NPCC | 22 | 2 | NAICS-22 Non-Cogen | HY | WAT | HYC |  | 0 | 0 | 460973 | 460973 | 48315 | 2013
2544 | N |  | Belfort | Erie Boulevard Hydropower LP | 5914 | NY | MAT | NPCC | 22 | 2 | NAICS-22 Non-Cogen | HY | WAT | HYC |  | 0 | 0 | 108327 | 108327 | 11354 | 2013
2545 | N |  | Bennetts Bridge | Erie Boulevard Hydropower LP | 5914 | NY | MAT | NPCC | 22 | 2 | NAICS-22 Non-Cogen | HY | WAT | HYC |  | 0 | 0 | 998046 | 998046 | 104606 | 2013
2546 | N |  | Black River | Erie Boulevard Hydropower LP | 5914 | NY | MAT | NPCC | 22 | 2 | NAICS-22 Non-Cogen | HY | WAT | HYC |  | 0 | 0 | 284752 | 284752 | 29845 | 2013
2547 | N |  | Blake | Erie Boulevard Hydropower LP | 5914 | NY | MAT | NPCC | 22 | 2 | NAICS-22 Non-Cogen | HY | WAT | HYC |  | 0 | 0 | 611732 | 611732 | 64116 | 2013
2548 | N |  | Browns Falls | Erie Boulevard Hydropower LP | 5914 | NY | MAT | NPCC | 22 | 2 | NAICS-22 Non-Cogen | HY | WAT | HYC |  | 0 | 0 | 603831 | 603831 | 63288 | 2013
2549 | N |  | C R Huntley Generating Station | NRG Huntley Operations Inc | 13168 | NY | MAT | NPCC | 22 | 2 | NAICS-22 Non-Cogen | ST | DFO | DFO | barrels | 9436 | 9436 | 55674 | 55674 | 5030.902 | 2013 | x
2549 | N |  | C R Huntley Generating Station | NRG Huntley Operations Inc | 13168 | NY | MAT | NPCC | 22 | 2 | NAICS-22 Non-Cogen | ST | SUB | COL | short tons | 664109 | 664109 | 11657854 | 11657854 | 1069543.1 | 2013 | x
2550 | N |  | Chasm | Erie Boulevard Hydropower LP | 5914 | NY | MAT | NPCC | 22 | 2 | NAICS-22 Non-Cogen | HY | WAT | HYC |  | 0 | 0 | 87682 | 87682 | 9190 | 2013
2551 | N |  | Colton | Erie Boulevard Hydropower LP | 5914 | NY | MAT | NPCC | 22 | 2 | NAICS-22 Non-Cogen | HY | WAT | HYC |  | 0 | 0 | 2063413 | 2063413 | 216268 | 2013
2552 | N |  | Deferiet | Erie Boulevard Hydropower LP | 5914 | NY | MAT | NPCC | 22 | 2 | NAICS-22 Non-Cogen | HY | WAT | HYC |  | 0 | 0 | 572469 | 572469 | 60001 | 2013
2554 | N |  | Dunkirk Generating Plant | Dunkirk Power LLC | 13579 | NY | MAT | NPCC | 22 | 2 | NAICS-22 Non-Cogen | ST | BIT | COL | short tons | 0 | 0 | 0 | 0 | 0 | 2013 | x
2554 | N |  | Dunkirk Generating Plant | Dunkirk Power LLC | 13579 | NY | MAT | NPCC | 22 | 2 | NAICS-22 Non-Cogen | ST | DFO | DFO | barrels | 1852 | 1852 | 10740 | 10740 | 930.532 | 2013 | x
2554 | N |  | Dunkirk Generating Plant | Dunkirk Power LLC | 13579 | NY | MAT | NPCC | 22 | 2 | NAICS-22 Non-Cogen | ST | SUB | COL | short tons | 294002 | 294002 | 5122408 | 5122408 | 439183.47 | 2013 | x
2555 | N |  | Eagle | Erie Boulevard Hydropower LP | 5914 | NY | MAT | NPCC | 22 | 2 | NAICS-22 Non-Cogen | HY | WAT | HYC |  | 0 | 0 | 317773 | 317773 | 33306 | 2013
2556 | N |  | Eel Weir | Erie Boulevard Hydropower LP | 5914 | NY | MAT | NPCC | 22 | 2 | NAICS-22 Non-Cogen | HY | WAT | HYC |  | 0 | 0 | 93071 | 93071 | 9755 | 2013
2557 | N |  | Effley | Erie Boulevard Hydropower LP | 5914 | NY | MAT | NPCC | 22 | 2 | NAICS-22 Non-Cogen | HY | WAT | HYC |  | 0 | 0 | 149967 | 149967 | 15718 | 2013
2559 | N |  | Elmer | Erie Boulevard Hydropower LP | 5914 | NY | MAT | NPCC | 22 | 2 | NAICS-22 Non-Cogen | HY | WAT | HYC |  | 0 | 0 | 109282 | 109282 | 11454 | 2013
2560 | N |  | Ephratah | Erie Boulevard Hydropower LP | 5914 | NY | MAT | NPCC | 22 | 2 | NAICS-22 Non-Cogen | HY | WAT | HYC |  | 0 | 0 | 127603 | 127603 | 13374 | 2013
2561 | N |  | East Norfolk | Erie Boulevard Hydropower LP | 5914 | NY | MAT | NPCC | 22 | 2 | NAICS-22 Non-Cogen | HY | WAT | HYC |  | 0 | 0 | 257884 | 257884 | 27029 | 2013
2562 | N |  | Five Falls | Erie Boulevard Hydropower LP | 5914 | NY | MAT | NPCC | 22 | 2 | NAICS-22 Non-Cogen | HY | WAT | HYC |  | 0 | 0 | 1018636 | 1018636 | 106764 | 2013
2563 | N |  | Flat Rock | Erie Boulevard Hydropower LP | 5914 | NY | MAT | NPCC | 22 | 2 | NAICS-22 Non-Cogen | HY | WAT | HYC |  | 0 | 0 | 188959 | 188959 | 19805 | 2013
2564 | N |  | Franklin (NY) | Erie Boulevard Hydropower LP | 5914 | NY | MAT | NPCC | 22 | 2 | NAICS-22 Non-Cogen | HY | WAT | HYC |  | 0 | 0 | 101460 | 101460 | 10634 | 2013
2566 | N |  | Fulton Hydro | Erie Boulevard Hydropower LP | 5914 | NY | MAT | NPCC | 22 | 2 | NAICS-22 Non-Cogen | HY | WAT | HYC |  | 0 | 0 | 21735 | 21735 | 2278 | 2013
2568 | N |  | Glenwood Hydro | Erie Boulevard Hydropower LP | 5914 | NY | MAT | NPCC | 22 | 2 | NAICS-22 Non-Cogen | HY | WAT | HYC |  | 0 | 0 | 55203 | 55203 | 5786 | 2013
2569 | N |  | Granby | Erie Boulevard Hydropower LP | 5914 | NY | MAT | NPCC | 22 | 2 | NAICS-22 Non-Cogen | HY | WAT | HYC |  | 0 | 0 | 468643 | 468643 | 49119 | 2013
2571 | N |  | Hannawa | Erie Boulevard Hydropower LP | 5914 | NY | MAT | NPCC | 22 | 2 | NAICS-22 Non-Cogen | HY | WAT | HYC |  | 0 | 0 | 117393 | 117393 | 12304 | 2013
2572 | N |  | Herrings | Erie Boulevard Hydropower LP | 5914 | NY | MAT | NPCC | 22 | 2 | NAICS-22 Non-Cogen | HY | WAT | HYC |  | 0 | 0 | 216848 | 216848 | 22728 | 2013
2573 | N |  | Heuvelton | Erie Boulevard Hydropower LP | 5914 | NY | MAT | NPCC | 22 | 2 | NAICS-22 Non-Cogen | HY | WAT | HYC |  | 0 | 0 | 51646 | 51646 | 5413 | 2013
2574 | N |  | High Dam | Oswego City of | 14240 | NY | MAT | NPCC | 22 | 1 | Electric Utility | HY | WAT | HYC |  | 0 | 0 | 438503 | 438503 | 45960 | 2013
2575 | N |  | High Falls - Croghan NY | Erie Boulevard Hydropower LP | 5914 | NY | MAT | NPCC | 22 | 2 | NAICS-22 Non-Cogen | HY | WAT | HYC |  | 0 | 0 | 288576 | 288576 | 30246 | 2013
2576 | N |  | Higley | Erie Boulevard Hydropower LP | 5914 | NY | MAT | NPCC | 22 | 2 | NAICS-22 Non-Cogen | HY | WAT | HYC |  | 0 | 0 | 384177 | 384177 | 40266 | 2013
2578 | N |  | Hydraulic Race | Erie Boulevard Hydropower LP | 5914 | NY | MAT | NPCC | 22 | 2 | NAICS-22 Non-Cogen | HY | WAT | HYC |  | 0 | 0 | 97938 | 97938 | 10265 | 2013
2579 | N |  | Inghams | Erie Boulevard Hydropower LP | 5914 | NY | MAT | NPCC | 22 | 2 | NAICS-22 Non-Cogen | HY | WAT | HYC |  | 0 | 0 | 290125 | 290125 | 30408 | 2013
2580 | N |  | Johnsonville Dam | Erie Boulevard Hydropower LP | 5914 | NY | MAT | NPCC | 22 | 2 | NAICS-22 Non-Cogen | HY | WAT | HYC |  | 0 | 0 | 62800 | 62800 | 6582 | 2013
2581 | N |  | Kamargo | Erie Boulevard Hydropower LP | 5914 | NY | MAT | NPCC | 22 | 2 | NAICS-22 Non-Cogen | HY | WAT | HYC |  | 0 | 0 | 224060 | 224060 | 23484 | 2013
2582 | N |  | Lighthouse Hill | Erie Boulevard Hydropower LP | 5914 | NY | MAT | NPCC | 22 | 2 | NAICS-22 Non-Cogen | HY | WAT | HYC |  | 0 | 0 | 244872 | 244872 | 25665 | 2013
2583 | N |  | Macomb | Erie Boulevard Hydropower LP | 5914 | NY | MAT | NPCC | 22 | 2 | NAICS-22 Non-Cogen | HY | WAT | HYC |  | 0 | 0 | 677 | 677 | 71 | 2013
2586 | N |  | Minetto | Erie Boulevard Hydropower LP | 5914 | NY | MAT | NPCC | 22 | 2 | NAICS-22 Non-Cogen | HY | WAT | HYC |  | 0 | 0 | 391315 | 391315 | 41014 | 2013
2588 | N |  | Moshier | Erie Boulevard Hydropower LP | 5914 | NY | MAT | NPCC | 22 | 2 | NAICS-22 Non-Cogen | HY | WAT | HYC |  | 0 | 0 | 358082 | 358082 | 37531 | 2013
2589 | N | 1 | Nine Mile Point Nuclear Station | Nine Mile Point Nuclear Sta LLC | 13606 | NY | MAT | NPCC | 22 | 2 | NAICS-22 Non-Cogen | ST | NUC | NUC |  | 0 | 0 | 51466571 | 51466571 | 4925625 | 2013
2589 | N | 2 | Nine Mile Point Nuclear Station | Nine Mile Point Nuclear Sta LLC | 13606 | NY | MAT | NPCC | 22 | 2 | NAICS-22 Non-Cogen | ST | NUC | NUC |  | 0 | 0 | 114107628 | 114107628 | 10920708 | 2013
2590 | N |  | Norfolk | Erie Boulevard Hydropower LP | 5914 | NY | MAT | NPCC | 22 | 2 | NAICS-22 Non-Cogen | HY | WAT | HYC |  | 0 | 0 | 272785 | 272785 | 28591 | 2013
2591 | N |  | Norwood | Erie Boulevard Hydropower LP | 5914 | NY | MAT | NPCC | 22 | 2 | NAICS-22 Non-Cogen | HY | WAT | HYC |  | 0 | 0 | 146405 | 146405 | 15345 | 2013
2594 | N |  | Oswego Harbor Power | NRG Oswego Harbor Power Operations Inc | 13923 | NY | MAT | NPCC | 22 | 2 | NAICS-22 Non-Cogen | ST | DFO | DFO | barrels | 0 | 0 | 0 | 0 | 0 | 2013 | x
2594 | N |  | Oswego Harbor Power | NRG Oswego Harbor Power Operations Inc | 13923 | NY | MAT | NPCC | 22 | 2 | NAICS-22 Non-Cogen | ST | NG | NG | mcf | 44317 | 44317 | 45478 | 45478 | 3560.566 | 2013 | x
2594 | N |  | Oswego Harbor Power | NRG Oswego Harbor Power Operations Inc | 13923 | NY | MAT | NPCC | 22 | 2 | NAICS-22 Non-Cogen | ST | RFO | RFO | barrels | 156586 | 156586 | 992978 | 992978 | 81090.434 | 2013 | x
2595 | N |  | Oswego Falls East | Erie Boulevard Hydropower LP | 5914 | NY | MAT | NPCC | 22 | 2 | NAICS-22 Non-Cogen | HY | WAT | HYC |  | 0 | 0 | 225922 | 225922 | 23679 | 2013
2596 | N |  | Oswego Falls West | Erie Boulevard Hydropower LP | 5914 | NY | MAT | NPCC | 22 | 2 | NAICS-22 Non-Cogen | HY | WAT | HYC |  | 0 | 0 | 106574 | 106574 | 11170 | 2013
2597 | N |  | Parishville | Erie Boulevard Hydropower LP | 5914 | NY | MAT | NPCC | 22 | 2 | NAICS-22 Non-Cogen | HY | WAT | HYC |  | 0 | 0 | 144784 | 144784 | 15175 | 2013
2598 | N |  | Piercefield | Erie Boulevard Hydropower LP | 5914 | NY | MAT | NPCC | 22 | 2 | NAICS-22 Non-Cogen | HY | WAT | HYC |  | 0 | 0 | 179132 | 179132 | 18775 | 2013
2599 | N |  | Prospect | Erie Boulevard Hydropower LP | 5914 | NY | MAT | NPCC | 22 | 2 | NAICS-22 Non-Cogen | HY | WAT | HYC |  | 0 | 0 | 720241 | 720241 | 75489 | 2013
2600 | N |  | Rainbow Falls Parishville | Erie Boulevard Hydropower LP | 5914 | NY | MAT | NPCC | 22 | 2 | NAICS-22 Non-Cogen | HY | WAT | HYC |  | 0 | 0 | 1054033 | 1054033 | 110474 | 2013
2601 | N |  | Raymondville | Erie Boulevard Hydropower LP | 5914 | NY | MAT | NPCC | 22 | 2 | NAICS-22 Non-Cogen | HY | WAT | HYC |  | 0 | 0 | 130826 | 130826 | 13712 | 2013
2604 | N |  | South Edwards | Erie Boulevard Hydropower LP | 5914 | NY | MAT | NPCC | 22 | 2 | NAICS-22 Non-Cogen | HY | WAT | HYC |  | 0 | 0 | 190066 | 190066 | 19921 | 2013
2605 | N |  | School Street | Erie Boulevard Hydropower LP | 5914 | NY | MAT | NPCC | 22 | 2 | NAICS-22 Non-Cogen | HY | WAT | HYC |  | 0 | 0 | 1398472 | 1398472 | 146575 | 2013
2606 | N |  | Schaghticoke | Erie Boulevard Hydropower LP | 5914 | NY | MAT | NPCC | 22 | 2 | NAICS-22 Non-Cogen | HY | WAT | HYC |  | 0 | 0 | 663672 | 663672 | 69560 | 2013
2607 | N |  | Schuylerville | Erie Boulevard Hydropower LP | 5914 | NY | MAT | NPCC | 22 | 2 | NAICS-22 Non-Cogen | HY | WAT | HYC |  | 0 | 0 | 63314 | 63314 | 6636 | 2013
2608 | N |  | Sewalls | Erie Boulevard Hydropower LP | 5914 | NY | MAT | NPCC | 22 | 2 | NAICS-22 Non-Cogen | HY | WAT | HYC |  | 0 | 0 | 128211 | 128211 | 13438 | 2013
2609 | N |  | Sherman Island | Erie Boulevard Hydropower LP | 5914 | NY | MAT | NPCC | 22 | 2 | NAICS-22 Non-Cogen | HY | WAT | HYC |  | 0 | 0 | 1662835 | 1662835 | 174283 | 2013
2610 | N |  | Soft Maple | Erie Boulevard Hydropower LP | 5914 | NY | MAT | NPCC | 22 | 2 | NAICS-22 Non-Cogen | HY | WAT | HYC |  | 0 | 0 | 367815 | 367815 | 38551 | 2013
2611 | N |  | South Colton | Erie Boulevard Hydropower LP | 5914 | NY | MAT | NPCC | 22 | 2 | NAICS-22 Non-Cogen | HY | WAT | HYC |  | 0 | 0 | 885883 | 885883 | 92850 | 2013
2612 | N |  | Spier Falls | Erie Boulevard Hydropower LP | 5914 | NY | MAT | NPCC | 22 | 2 | NAICS-22 Non-Cogen | HY | WAT | HYC |  | 0 | 0 | 2116889 | 2116889 | 221873 | 2013
2613 | N |  | Stark | Erie Boulevard Hydropower LP | 5914 | NY | MAT | NPCC | 22 | 2 | NAICS-22 Non-Cogen | HY | WAT | HYC |  | 0 | 0 | 1012977 | 1012977 | 106171 | 2013
2614 | N |  | Stewarts Bridge | Erie Boulevard Hydropower LP | 5914 | NY | MAT | NPCC | 22 | 2 | NAICS-22 Non-Cogen | HY | WAT | HYC |  | 0 | 0 | 1065290 | 1065290 | 111654 | 2013
2616 | N |  | Sugar Island | Erie Boulevard Hydropower LP | 5914 | NY | MAT | NPCC | 22 | 2 | NAICS-22 Non-Cogen | HY | WAT | HYC |  | 0 | 0 | 294838 | 294838 | 30902 | 2013
2617 | N |  | Taylorville | Erie Boulevard Hydropower LP | 5914 | NY | MAT | NPCC | 22 | 2 | NAICS-22 Non-Cogen | HY | WAT | HYC |  | 0 | 0 | 235292 | 235292 | 24661 | 2013
2619 | N |  | Trenton Falls | Erie Boulevard Hydropower LP | 5914 | NY | MAT | NPCC | 22 | 2 | NAICS-22 Non-Cogen | HY | WAT | HYC |  | 0 | 0 | 1393102 | 1393102 | 146012 | 2013
2621 | N |  | Varick | Erie Boulevard Hydropower LP | 5914 | NY | MAT | NPCC | 22 | 2 | NAICS-22 Non-Cogen | HY | WAT | HYC |  | 0 | 0 | 303634 | 303634 | 31824 | 2013
2623 | N |  | Waterport | Erie Boulevard Hydropower LP | 5914 | NY | MAT | NPCC | 22 | 2 | NAICS-22 Non-Cogen | HY | WAT | HYC |  | 0 | 0 | 146940 | 146940 | 15401 | 2013
2624 | N |  | Yaleville | Erie Boulevard Hydropower LP | 5914 | NY | MAT | NPCC | 22 | 2 | NAICS-22 Non-Cogen | HY | WAT | HYC |  | 0 | 0 | 33489 | 33489 | 3510 | 2013
2625 | N |  | Bowline Point | NRG New York LLC | 12792 | NY | MAT | NPCC | 22 | 2 | NAICS-22 Non-Cogen | ST | NG | NG | mcf | 13043900 | 13043900 | 13425995 | 13425995 | 1217007.7 | 2013 | x
2625 | N |  | Bowline Point | NRG New York LLC | 12792 | NY | MAT | NPCC | 22 | 2 | NAICS-22 Non-Cogen | ST | RFO | RFO | barrels | 7280 | 7280 | 46592 | 46592 | 4404.274 | 2013 | x
2627 | N |  | Grahamsville | New York Power Authority | 15296 | NY | MAT | NPCC | 22 | 2 | NAICS-22 Non-Cogen | HY | WAT | HYC |  | 0 | 0 | 875291 | 875291 | 91740 | 2013
2628 | N |  | Hillburn | Alliance NYGT, LLC | 56142 | NY | MAT | NPCC | 22 | 2 | NAICS-22 Non-Cogen | GT | JF | WOO | barrels | 0 | 0 | 0 | 0 | 0 | 2013 | x
2628 | N |  | Hillburn | Alliance NYGT, LLC | 56142 | NY | MAT | NPCC | 22 | 2 | NAICS-22 Non-Cogen | GT | KER | WOO | barrels | 0 | 0 | 0 | 0 | 0 | 2013 | x
2628 | N |  | Hillburn | Alliance NYGT, LLC | 56142 | NY | MAT | NPCC | 22 | 2 | NAICS-22 Non-Cogen | GT | NG | NG | mcf | 3515 | 3515 | 3551 | 3551 | 192 | 2013 | x
2630 | N |  | Mongaup | Eagle Creek RE LLC | 57280 | NY | MAT | NPCC | 22 | 2 | NAICS-22 Non-Cogen | HY | WAT | HYC |  | 0 | 0 | 97386 | 97386 | 10207 | 2013
2631 | N |  | Rio | Eagle Creek RE LLC | 57280 | NY | MAT | NPCC | 22 | 2 | NAICS-22 Non-Cogen | HY | WAT | HYC |  | 0 | 0 | 198825 | 198825 | 20839 | 2013
2632 | N |  | Shoemaker | Alliance NYGT, LLC | 56142 | NY | MAT | NPCC | 22 | 2 | NAICS-22 Non-Cogen | GT | JF | WOO | barrels | 0 | 0 | 0 | 0 | 0 | 2013 | x
2632 | N |  | Shoemaker | Alliance NYGT, LLC | 56142 | NY | MAT | NPCC | 22 | 2 | NAICS-22 Non-Cogen | GT | KER | WOO | barrels | 0 | 0 | 0 | 0 | 0 | 2013 | x
2632 | N |  | Shoemaker | Alliance NYGT, LLC | 56142 | NY | MAT | NPCC | 22 | 2 | NAICS-22 Non-Cogen | GT | NG | NG | mcf | 31532 | 31532 | 31847 | 31847 | 2082 | 2013 | x
2634 | N |  | Swinging Bridge 2 | Eagle Creek RE LLC | 57280 | NY | MAT | NPCC | 22 | 2 | NAICS-22 Non-Cogen | HY | WAT | HYC |  | 0 | 0 | 75307 | 75307 | 7893 | 2013
2638 | N |  | Rochester 26 | Rochester Gas & Electric Corp | 16183 | NY | MAT | NPCC | 22 | 1 | Electric Utility | HY | WAT | HYC |  | 0 | 0 | 0 | 0 | 0 | 2013
2639 | N |  | Rochester 2 | Rochester Gas & Electric Corp | 16183 | NY | MAT | NPCC | 22 | 1 | Electric Utility | HY | WAT | HYC |  | 0 | 0 | 385790 | 385790 | 40435 | 2013
2641 | N |  | Rochester 5 | Rochester Gas & Electric Corp | 16183 | NY | MAT | NPCC | 22 | 1 | Electric Utility | HY | WAT | HYC |  | 0 | 0 | 651469 | 651469 | 68281 | 2013
2644 | N |  | Rochester 9 | Rochester Gas & Electric Corp | 16183 | NY | MAT | NPCC | 22 | 1 | Electric Utility | GT | NG | NG | mcf | 42151 | 42151 | 43331 | 43331 | 2573 | 2013
2678 | N |  | Plant No 1 Freeport | Village of Freeport - (NY) | 6775 | NY | MAT | NPCC | 22 | 1 | Electric Utility | IC | DFO | DFO | barrels | 430 | 430 | 2409 | 2409 | 214 | 2013
2679 | N |  | Plant No 2 Freeport | Village of Freeport - (NY) | 6775 | NY | MAT | NPCC | 22 | 1 | Electric Utility | GT | DFO | DFO | barrels | 0 | 0 | 0 | 0 | 0 | 2013 | x
2679 | N |  | Plant No 2 Freeport | Village of Freeport - (NY) | 6775 | NY | MAT | NPCC | 22 | 1 | Electric Utility | GT | KER | WOO | barrels | 2017 | 2017 | 11436 | 11436 | 1075.631 | 2013 | x
2679 | N |  | Plant No 2 Freeport | Village of Freeport - (NY) | 6775 | NY | MAT | NPCC | 22 | 1 | Electric Utility | GT | NG | NG | mcf | 663137 | 663137 | 683033 | 683033 | 64241.369 | 2013 | x
2681 | N |  | Greenport | Village of Greenport - (NY) | 7630 | NY | MAT | NPCC | 22 | 1 | Electric Utility | IC | DFO | DFO | barrels | 29 | 29 | 178 | 178 | 10 | 2013
2682 | N |  | S A Carlson | Jamestown Board of Public Util | 9645 | NY | MAT | NPCC | 22 | 1 | Electric Utility | GT | NG | NG | mcf | 1932000 | 1932000 | 1991891 | 1991891 | 202852 | 2013 | x
2682 | N |  | S A Carlson | Jamestown Board of Public Util | 9645 | NY | MAT | NPCC | 22 | 1 | Electric Utility | ST | BIT | COL | short tons | 1106 | 1106 | 27191 | 27191 | 15243.429 | 2013 | x
2682 | N |  | S A Carlson | Jamestown Board of Public Util | 9645 | NY | MAT | NPCC | 22 | 1 | Electric Utility | ST | DFO | DFO | barrels | 92 | 92 | 543 | 543 | 371.87 | 2013 | x
2682 | N |  | S A Carlson | Jamestown Board of Public Util | 9645 | NY | MAT | NPCC | 22 | 1 | Electric Utility | ST | NG | NG | mcf | 292 | 292 | 300 | 300 | 43176.701 | 2013 | x
2685 | N |  | Crescent | New York Power Authority | 15296 | NY | MAT | NPCC | 22 | 1 | Electric Utility | HY | WAT | HYC |  | 0 | 0 | 577441 | 577441 | 60522 | 2013
2686 | N |  | Vischer Ferry | New York Power Authority | 15296 | NY | MAT | NPCC | 22 | 1 | Electric Utility | HY | WAT | HYC |  | 0 | 0 | 427669 | 427669 | 44824 | 2013
2691 | N |  | Blenheim Gilboa | New York Power Authority | 15296 | NY | MAT | NPCC | 22 | 1 | Electric Utility | PS | WAT | HPS |  | 382137 | 382137 | 0 | 0 | -121264 | 2013
2692 | N |  | Lewiston Niagara | New York Power Authority | 15296 | NY | MAT | NPCC | 22 | 1 | Electric Utility | PS | WAT | HPS |  | 836485 | 836485 | 0 | 0 | -321604 | 2013
2693 | N |  | Robert Moses Niagara | New York Power Authority | 15296 | NY | MAT | NPCC | 22 | 1 | Electric Utility | HY | WAT | HYC |  | 0 | 0 | 123612346 | 123612346 | 12955911 | 2013
2694 | N |  | Robert Moses Power Dam | New York Power Authority | 15296 | NY | MAT | NPCC | 22 | 1 | Electric Utility | HY | WAT | HYC |  | 0 | 0 | 63665758 | 63665758 | 6672860 | 2013
2695 | N |  | Charles P Keller | Village of Rockville Centre - (NY) | 16217 | NY | MAT | NPCC | 22 | 1 | Electric Utility | IC | DFO | DFO | barrels | 1922 | 1922 | 11292 | 11292 | 702.859 | 2013
2695 | N |  | Charles P Keller | Village of Rockville Centre - (NY) | 16217 | NY | MAT | NPCC | 22 | 1 | Electric Utility | IC | NG | NG | mcf | 11327 | 11327 | 11746 | 11746 | 731.141 | 2013
2700 | N |  | Watertown | City of Watertown - (NY) | 20188 | NY | MAT | NPCC | 22 | 1 | Electric Utility | HY | WAT | HYC |  | 0 | 0 | 224986 | 224986 | 23581 | 2013
3236 | N |  | Manchester Street | Dominion Energy New England, LLC | 50018 | RI | NEW | NPCC | 22 | 2 | NAICS-22 Non-Cogen | CA | DFO | DFO | barrels | 0 | 0 | 0 | 0 | 8496.549 | 2013 | x
3236 | N |  | Manchester Street | Dominion Energy New England, LLC | 50018 | RI | NEW | NPCC | 22 | 2 | NAICS-22 Non-Cogen | CA | NG | NG | mcf | 0 | 0 | 0 | 0 | 534319.45 | 2013 | x
3236 | N |  | Manchester Street | Dominion Energy New England, LLC | 50018 | RI | NEW | NPCC | 22 | 2 | NAICS-22 Non-Cogen | CT | DFO | DFO | barrels | 38217 | 38217 | 221730 | 221730 | 17477.501 | 2013 | x
3236 | N |  | Manchester Street | Dominion Energy New England, LLC | 50018 | RI | NEW | NPCC | 22 | 2 | NAICS-22 Non-Cogen | CT | NG | NG | mcf | 13173852 | 13173852 | 13657665 | 13657665 | 1058698.5 | 2013 | x
3708 | N |  | Ascutney | Green Mountain Power Corp | 7601 | VT | NEW | NPCC | 22 | 1 | Electric Utility | GT | DFO | DFO | barrels | 2195 | 2195 | 12730 | 12730 | 374 | 2013
3709 | N |  | Smith (VT) | Green Mountain Power Corp | 7601 | VT | NEW | NPCC | 22 | 1 | Electric Utility | HY | WAT | HYC |  | 0 | 0 | 55959 | 55959 | 5865 | 2013
3710 | N |  | Cavendish | Green Mountain Power Corp | 7601 | VT | NEW | NPCC | 22 | 1 | Electric Utility | HY | WAT | HYC |  | 0 | 0 | 36562 | 36562 | 3832 | 2013
3711 | N |  | Clark Falls | Green Mountain Power Corp | 7601 | VT | NEW | NPCC | 22 | 1 | Electric Utility | HY | WAT | HYC |  | 0 | 0 | 172510 | 172510 | 18081 | 2013
3712 | N |  | Fairfax Falls | Green Mountain Power Corp | 7601 | VT | NEW | NPCC | 22 | 1 | Electric Utility | HY | WAT | HYC |  | 0 | 0 | 243561 | 243561 | 25528 | 2013
3714 | N |  | Glen | Green Mountain Power Corp | 7601 | VT | NEW | NPCC | 22 | 1 | Electric Utility | HY | WAT | HYC |  | 0 | 0 | 68237 | 68237 | 7152 | 2013
3716 | N |  | Lower Middlebury | Green Mountain Power Corp | 7601 | VT | NEW | NPCC | 22 | 1 | Electric Utility | HY | WAT | HYC |  | 0 | 0 | 75926 | 75926 | 7958 | 2013
3717 | N |  | Milton | Green Mountain Power Corp | 7601 | VT | NEW | NPCC | 22 | 1 | Electric Utility | HY | WAT | HYC |  | 0 | 0 | 403622 | 403622 | 42304 | 2013
3720 | N |  | Peterson | Green Mountain Power Corp | 7601 | VT | NEW | NPCC | 22 | 1 | Electric Utility | HY | WAT | HYC |  | 0 | 0 | 273178 | 273178 | 28632 | 2013
3722 | N |  | Pittsford | Green Mountain Power Corp | 7601 | VT | NEW | NPCC | 22 | 1 | Electric Utility | HY | WAT | HYC |  | 0 | 0 | 93959 | 93959 | 9848 | 2013
3723 | N |  | Rutland | Green Mountain Power Corp | 7601 | VT | NEW | NPCC | 22 | 1 | Electric Utility | GT | DFO | DFO | barrels | 2214 | 2214 | 12841 | 12841 | 484 | 2013
3724 | N |  | Salisbury | Green Mountain Power Corp | 7601 | VT | NEW | NPCC | 22 | 1 | Electric Utility | HY | WAT | HYC |  | 0 | 0 | 30370 | 30370 | 3183 | 2013
3725 | N |  | Silver Lake (VT) | Green Mountain Power Corp | 7601 | VT | NEW | NPCC | 22 | 1 | Electric Utility | HY | WAT | HYC |  | 0 | 0 | 13099 | 13099 | 1373 | 2013
3728 | N |  | Weybridge | Green Mountain Power Corp | 7601 | VT | NEW | NPCC | 22 | 1 | Electric Utility | HY | WAT | HYC |  | 0 | 0 | 160433 | 160433 | 16815 | 2013
3731 | N |  | Newport | Great Bay Hydro Corp | 49852 | VT | NEW | NPCC | 22 | 2 | NAICS-22 Non-Cogen | HY | WAT | HYC |  | 0 | 0 | 168343 | 168343 | 17644 | 2013
3734 | N |  | Berlin 5 | Green Mountain Power Corp | 7601 | VT | NEW | NPCC | 22 | 1 | Electric Utility | GT | DFO | DFO | barrels | 0 | 0 | 0 | 0 | 0 | 2013 | x
3734 | N |  | Berlin 5 | Green Mountain Power Corp | 7601 | VT | NEW | NPCC | 22 | 1 | Electric Utility | GT | JF | WOO | barrels | 0 | 0 | 0 | 0 | 0 | 2013 | x
3734 | N |  | Berlin 5 | Green Mountain Power Corp | 7601 | VT | NEW | NPCC | 22 | 1 | Electric Utility | GT | KER | WOO | barrels | 5056 | 5056 | 29326 | 29326 | 1792 | 2013 | x
3735 | N |  | Colchester 16 | Green Mountain Power Corp | 7601 | VT | NEW | NPCC | 22 | 1 | Electric Utility | GT | DFO | DFO | barrels | 1091 | 1091 | 6329 | 6329 | 167 | 2013
3737 | N |  | Essex Junction 19 | Green Mountain Power Corp | 7601 | VT | NEW | NPCC | 22 | 1 | Electric Utility | HY | WAT | HYC |  | 0 | 0 | 441835 | 441835 | 46309 | 2013
3737 | N |  | Essex Junction 19 | Green Mountain Power Corp | 7601 | VT | NEW | NPCC | 22 | 1 | Electric Utility | IC | DFO | DFO | barrels | 1163 | 1163 | 6948 | 6948 | 689 | 2013
3739 | N |  | Marshfield 6 | Green Mountain Power Corp | 7601 | VT | NEW | NPCC | 22 | 1 | Electric Utility | HY | WAT | HYC |  | 0 | 0 | 102937 | 102937 | 10789 | 2013
3740 | N |  | Middlesex 2 | Green Mountain Power Corp | 7601 | VT | NEW | NPCC | 22 | 1 | Electric Utility | HY | WAT | HYC |  | 0 | 0 | 113204 | 113204 | 11865 | 2013
3743 | N |  | West Danville 15 | Green Mountain Power Corp | 7601 | VT | NEW | NPCC | 22 | 1 | Electric Utility | HY | WAT | HYC |  | 0 | 0 | 0 | 0 | 0 | 2013
3745 | N |  | Bellows Falls | TransCanada Hydro Northeast Inc., | 50048 | VT | NEW | NPCC | 22 | 2 | NAICS-22 Non-Cogen | HY | WAT | HYC |  | 0 | 0 | 2372590 | 2372590 | 248673 | 2013
3746 | N |  | Harriman | TransCanada Hydro Northeast Inc., | 50048 | VT | NEW | NPCC | 22 | 2 | NAICS-22 Non-Cogen | HY | WAT | HYC |  | 0 | 0 | 934485 | 934485 | 97944 | 2013
3750 | N |  | Canaan | Public Service Co of NH | 15472 | VT | NEW | NPCC | 22 | 1 | Electric Utility | HY | WAT | HYC |  | 0 | 0 | 57247 | 57247 | 6000 | 2013
3751 | N | 1 | Vermont Yankee | Entergy Nuclear Vermont Yankee | 5956 | VT | NEW | NPCC | 22 | 2 | NAICS-22 Non-Cogen | ST | NUC | NUC |  | 0 | 0 | 50638006 | 50638006 | 4846327 | 2013
3753 | N |  | West Charleston | Barton Village, Inc | 1299 | VT | NEW | NPCC | 22 | 1 | Electric Utility | HY | WAT | HYC |  | 0 | 0 | 48 | 48 | 5 | 2013
3753 | N |  | West Charleston | Barton Village, Inc | 1299 | VT | NEW | NPCC | 22 | 1 | Electric Utility | IC | DFO | DFO | barrels | 3 | 3 | 18 | 18 | 5 | 2013
3754 | N |  | Burlington GT | City of Burlington Electric - (VT) | 2548 | VT | NEW | NPCC | 22 | 1 | Electric Utility | GT | DFO | DFO | barrels | 726 | 726 | 4072 | 4072 | 201 | 2013 | x
3754 | N |  | Burlington GT | City of Burlington Electric - (VT) | 2548 | VT | NEW | NPCC | 22 | 1 | Electric Utility | GT | RFO | RFO | barrels | 0 | 0 | 0 | 0 | 0 | 2013 | x
3762 | N |  | Great Falls (VT) | Village of Lyndonville - (VT) | 11359 | VT | NEW | NPCC | 22 | 1 | Electric Utility | HY | WAT | HYC |  | 0 | 0 | 18317 | 18317 | 1920 | 2013
3764 | N |  | Morrisville | Village of Morrisville - (VT) | 12989 | VT | NEW | NPCC | 22 | 1 | Electric Utility | HY | WAT | HYC |  | 0 | 0 | 41915 | 41915 | 4393 | 2013
3765 | N |  | Cadys Falls | Village of Morrisville - (VT) | 12989 | VT | NEW | NPCC | 22 | 1 | Electric Utility | HY | WAT | HYC |  | 0 | 0 | 37314 | 37314 | 3911 | 2013
6012 | N |  | Sherman | TransCanada Hydro Northeast Inc., | 50048 | MA | NEW | NPCC | 22 | 2 | NAICS-22 Non-Cogen | HY | WAT | HYC |  | 0 | 0 | 229795 | 229795 | 24085 | 2013
6047 | N |  | Deerfield 2 | TransCanada Hydro Northeast Inc., | 50048 | MA | NEW | NPCC | 22 | 2 | NAICS-22 Non-Cogen | HY | WAT | HYC |  | 0 | 0 | 0 | 0 | 0 | 2013
6049 | N |  | West Tisbury Generating Facility | NRG Canal LLC | 21461 | MA | NEW | NPCC | 22 | 2 | NAICS-22 Non-Cogen | IC | DFO | DFO | barrels | 10351 | 10351 | 60037 | 60037 | 5594 | 2013
6081 | N |  | Stony Brook | Massachusetts Mun Wholes Electric Co | 11806 | MA | NEW | NPCC | 22 | 1 | Electric Utility | CA | DFO | DFO | barrels | 0 | 0 | 0 | 0 | 14710.337 | 2013 | x
6081 | N |  | Stony Brook | Massachusetts Mun Wholes Electric Co | 11806 | MA | NEW | NPCC | 22 | 1 | Electric Utility | CA | NG | NG | mcf | 0 | 0 | 0 | 0 | 16809.663 | 2013 | x
6081 | N |  | Stony Brook | Massachusetts Mun Wholes Electric Co | 11806 | MA | NEW | NPCC | 22 | 1 | Electric Utility | CT | DFO | DFO | barrels | 89215 | 89215 | 517447 | 517447 | 39637.378 | 2013 | x
6081 | N |  | Stony Brook | Massachusetts Mun Wholes Electric Co | 11806 | MA | NEW | NPCC | 22 | 1 | Electric Utility | CT | NG | NG | mcf | 557654 | 557654 | 568807 | 568807 | 41440.622 | 2013 | x
6081 | N |  | Stony Brook | Massachusetts Mun Wholes Electric Co | 11806 | MA | NEW | NPCC | 22 | 1 | Electric Utility | GT | DFO | DFO | barrels | 5653 | 5653 | 32787 | 32787 | 1985 | 2013 | x
6081 | N |  | Stony Brook | Massachusetts Mun Wholes Electric Co | 11806 | MA | NEW | NPCC | 22 | 1 | Electric Utility | IC | DFO | DFO | barrels | 0 | 0 | 0 | 0 | 0 | 2013
6082 | N |  | Somerset Operating Co LLC | Somerset Operating Co LLC | 22129 | NY | MAT | NPCC | 22 | 2 | NAICS-22 Non-Cogen | ST | BIT | COL | short tons | 885974 | 885974 | 21242240 | 21242240 | 2064225.4 | 2013 | x
6082 | N |  | Somerset Operating Co LLC | Somerset Operating Co LLC | 22129 | NY | MAT | NPCC | 22 | 2 | NAICS-22 Non-Cogen | ST | DFO | DFO | barrels | 17110 | 17110 | 98810 | 98810 | 9469.631 | 2013 | x
6082 | N |  | Somerset Operating Co LLC | Somerset Operating Co LLC | 22129 | NY | MAT | NPCC | 22 | 2 | NAICS-22 Non-Cogen | ST | PC | PC | short tons | 0 | 0 | 0 | 0 | 0 | 2013 | x
6082 | N |  | Somerset Operating Co LLC | Somerset Operating Co LLC | 22129 | NY | MAT | NPCC | 22 | 2 | NAICS-22 Non-Cogen | ST | SUB | COL | short tons | 0 | 0 | 0 | 0 | 0 | 2013 | x
6083 | N |  | Deerfield 3 | TransCanada Hydro Northeast Inc., | 50048 | MA | NEW | NPCC | 22 | 2 | NAICS-22 Non-Cogen | HY | WAT | HYC |  | 0 | 0 | 236988 | 236988 | 24839 | 2013
6110 | N | 1 | James A Fitzpatrick | Entergy Nuc Fitzpatrick LLC | 5943 | NY | MAT | NPCC | 22 | 2 | NAICS-22 Non-Cogen | ST | NUC | NUC |  | 0 | 0 | 71467514 | 71467514 | 6839822 | 2013
6115 | N | 1 | Seabrook | NextEra Energy Seabrook LLC | 6854 | NH | NEW | NPCC | 22 | 2 | NAICS-22 Non-Cogen | ST | NUC | NUC |  | 0 | 0 | 114170497 | 114170497 | 10926725 | 2013
6119 | N |  | Deerfield 4 | TransCanada Hydro Northeast Inc., | 50048 | MA | NEW | NPCC | 22 | 2 | NAICS-22 Non-Cogen | HY | WAT | HYC |  | 0 | 0 | 0 | 0 | 0 | 2013
6122 | N | 1 | R E Ginna Nuclear Power Plant | R.E. Ginna Nuclear Power Plant, LLC | 50100 | NY | MAT | NPCC | 22 | 2 | NAICS-22 Non-Cogen | ST | NUC | NUC |  | 0 | 0 | 52173645 | 52173645 | 4993296 | 2013
6125 | N |  | Shrewsbury | Town of Shrewsbury - (MA) | 17127 | MA | NEW | NPCC | 22 | 1 | Electric Utility | IC | DFO | DFO | barrels | 1619 | 1619 | 9519 | 9519 | 308 | 2013
6156 | N |  | New Haven Harbor | PSEG Power Connecticut LLC | 15452 | CT | NEW | NPCC | 22 | 2 | NAICS-22 Non-Cogen | GT | KER | WOO | barrels | 10010 | 10010 | 56787 | 56787 | 4104.38 | 2013 | x
6156 | N |  | New Haven Harbor | PSEG Power Connecticut LLC | 15452 | CT | NEW | NPCC | 22 | 2 | NAICS-22 Non-Cogen | GT | NG | NG | mcf | 14065 | 14065 | 14487 | 14487 | 841.62 | 2013 | x
6156 | N |  | New Haven Harbor | PSEG Power Connecticut LLC | 15452 | CT | NEW | NPCC | 22 | 2 | NAICS-22 Non-Cogen | ST | DFO | DFO | barrels | 3430 | 3430 | 20024 | 20024 | -1788.677 | 2013 | x
6156 | N |  | New Haven Harbor | PSEG Power Connecticut LLC | 15452 | CT | NEW | NPCC | 22 | 2 | NAICS-22 Non-Cogen | ST | NG | NG | mcf | 429611 | 429611 | 442499 | 442499 | 23699.811 | 2013 | x
6156 | N |  | New Haven Harbor | PSEG Power Connecticut LLC | 15452 | CT | NEW | NPCC | 22 | 2 | NAICS-22 Non-Cogen | ST | RFO | RFO | barrels | 162271 | 162271 | 1022307 | 1022307 | 85961.866 | 2013 | x
6378 | N |  | Dwight | NAEA Energy Massachusetts LLC | 56401 | MA | NEW | NPCC | 22 | 2 | NAICS-22 Non-Cogen | HY | WAT | HYC |  | 0 | 0 | 31324 | 31324 | 3283 | 2013
6379 | N |  | Indian Orchard | NAEA Energy Massachusetts LLC | 56401 | MA | NEW | NPCC | 22 | 2 | NAICS-22 Non-Cogen | HY | WAT | HYC |  | 0 | 0 | 69403 | 69403 | 7274 | 2013
6388 | N |  | Turners Falls | FirstLight Power Resources, Inc. - MA | 58185 | MA | NEW | NPCC | 22 | 2 | NAICS-22 Non-Cogen | HY | WAT | HYC |  | 0 | 0 | 163675 | 163675 | 17155 | 2013
6450 | N |  | Proctor | Green Mountain Power Corp | 7601 | VT | NEW | NPCC | 22 | 1 | Electric Utility | HY | WAT | HYC |  | 0 | 0 | 9854 | 9854 | 1033 | 2013
6451 | N |  | Beldens | Green Mountain Power Corp | 7601 | VT | NEW | NPCC | 22 | 1 | Electric Utility | HY | WAT | HYC |  | 0 | 0 | 177261 | 177261 | 18579 | 2013
6456 | N |  | Carver Falls | Green Mountain Power Corp | 7601 | NY | MAT | NPCC | 22 | 1 | Electric Utility | HY | WAT | HYC |  | 0 | 0 | 72712 | 72712 | 7621 | 2013
6475 | N |  | Gorge 18 | Green Mountain Power Corp | 7601 | VT | NEW | NPCC | 22 | 1 | Electric Utility | HY | WAT | HYC |  | 0 | 0 | 89437 | 89437 | 9374 | 2013
6483 | N |  | Mcindoes | TransCanada Hydro Northeast Inc., | 50048 | NH | NEW | NPCC | 22 | 2 | NAICS-22 Non-Cogen | HY | WAT | HYC |  | 0 | 0 | 449831 | 449831 | 47147 | 2013
6486 | N |  | Mill C | New York State Elec & Gas Corp | 13511 | NY | MAT | NPCC | 22 | 1 | Electric Utility | HY | WAT | HYC |  | 0 | 0 | 258400 | 258400 | 27083 | 2013
6519 | N |  | Vergennes 9 | Green Mountain Power Corp | 7601 | VT | NEW | NPCC | 22 | 1 | Electric Utility | HY | WAT | HYC |  | 0 | 0 | 129576 | 129576 | 13581 | 2013
6519 | N |  | Vergennes 9 | Green Mountain Power Corp | 7601 | VT | NEW | NPCC | 22 | 1 | Electric Utility | IC | DFO | DFO | barrels | 567 | 567 | 3287 | 3287 | 324 | 2013
6520 | N |  | Waterbury 22 | Green Mountain Power Corp | 7601 | VT | NEW | NPCC | 22 | 1 | Electric Utility | HY | WAT | HYC |  | 0 | 0 | 214787 | 214787 | 22512 | 2013
6526 | N |  | Rainbow Falls Auscble | New York State Elec & Gas Corp | 13511 | NY | MAT | NPCC | 22 | 1 | Electric Utility | HY | WAT | HYC |  | 0 | 0 | 0 | 0 | 0 | 2013
6527 | N |  | E J West | Erie Boulevard Hydropower LP | 5914 | NY | MAT | NPCC | 22 | 2 | NAICS-22 Non-Cogen | HY | WAT | HYC |  | 0 | 0 | 601046 | 601046 | 62996 | 2013
6529 | N |  | Searsburg | TransCanada Hydro Northeast Inc., | 50048 | VT | NEW | NPCC | 22 | 2 | NAICS-22 Non-Cogen | HY | WAT | HYC |  | 0 | 0 | 158801 | 158801 | 16644 | 2013
6567 | N |  | Block Island | Block Island Power Co | 1857 | RI | NEW | NPCC | 22 | 1 | Electric Utility | IC | DFO | DFO | barrels | 22446 | 22446 | 130186 | 130186 | 10659 | 2013
6586 | N |  | Wilkins Station | City of Marblehead - (MA) | 11624 | MA | NEW | NPCC | 22 | 1 | Electric Utility | IC | DFO | DFO | barrels | 298 | 298 | 1728 | 1728 | 110 | 2013
6598 | N |  | South Norwalk Electric | City of South Norwalk - (CT) | 17569 | CT | NEW | NPCC | 22 | 1 | Electric Utility | IC | DFO | DFO | barrels | 0 | 0 | 0 | 0 | 0 | 2013
6618 | N |  | Highgate Falls | Village of Swanton - (VT) | 18371 | VT | NEW | NPCC | 22 | 1 | Electric Utility | HY | WAT | HYC |  | 0 | 0 | 419423 | 419423 | 43960 | 2013
6635 | N |  | A L Pierce | Connecticut Mun Elec Engy Coop | 4180 | CT | NEW | NPCC | 22 | 1 | Electric Utility | GT | DFO | DFO | barrels | 1162 | 1162 | 6759 | 6759 | 491.1 | 2013 | x
6635 | N |  | A L Pierce | Connecticut Mun Elec Engy Coop | 4180 | CT | NEW | NPCC | 22 | 1 | Electric Utility | GT | NG | NG | mcf | 114280 | 114280 | 118387 | 118387 | 8568.9 | 2013 | x
7044 | N |  | Bates Mill Upper | Brookfield White Pine Hydro LLC | 39006 | ME | NEW | NPCC | 22 | 2 | NAICS-22 Non-Cogen | HY | WAT | HYC |  | 0 | 0 | 0 | 0 | 0 | 2013
7048 | N |  | Hill Mill | Brookfield White Pine Hydro LLC | 39006 | ME | NEW | NPCC | 22 | 2 | NAICS-22 Non-Cogen | HY | WAT | HYC |  | 0 | 0 | 0 | 0 | 0 | 2013
7051 | N |  | Wrightsville Hydro Plant | Washington Electric Coop - (VT) | 20151 | VT | NEW | NPCC | 22 | 1 | Electric Utility | HY | WAT | HYC |  | 0 | 0 | 28575 | 28575 | 2995 | 2013
7056 | N |  | Bolton Falls | Green Mountain Power Corp | 7601 | VT | NEW | NPCC | 22 | 1 | Electric Utility | HY | WAT | HYC |  | 0 | 0 | 256883 | 256883 | 26924 | 2013
7146 | N |  | Wading River | National Grid Generation LLC | 56505 | NY | MAT | NPCC | 22 | 1 | Electric Utility | GT | DFO | DFO | barrels | 97518 | 97518 | 549446 | 549446 | 42982 | 2013 | x
7314 | N |  | Richard M Flynn | New York Power Authority | 15296 | NY | MAT | NPCC | 22 | 1 | Electric Utility | CA | DFO | DFO | barrels | 0 | 0 | 0 | 0 | 2430.319 | 2013
7314 | N |  | Richard M Flynn | New York Power Authority | 15296 | NY | MAT | NPCC | 22 | 1 | Electric Utility | CA | NG | NG | mcf | 0 | 0 | 0 | 0 | 396215.68 | 2013
7314 | N |  | Richard M Flynn | New York Power Authority | 15296 | NY | MAT | NPCC | 22 | 1 | Electric Utility | CT | DFO | DFO | barrels | 10839 | 10839 | 62823 | 62823 | 4934.382 | 2013
7314 | N |  | Richard M Flynn | New York Power Authority | 15296 | NY | MAT | NPCC | 22 | 1 | Electric Utility | CT | NG | NG | mcf | 9341279 | 9341279 | 9564104 | 9564104 | 804460.62 | 2013
7337 | N |  | Florence | Omya Inc | 19794 | VT | NEW | NPCC | 22 | 1 | Electric Utility | GT | DFO | DFO | barrels | 0 | 0 | 0 | 0 | 0 | 2013
7381 | N |  | Searsburg Wind Turbine | Green Mountain Power Corp | 7601 | VT | NEW | NPCC | 22 | 1 | Electric Utility | WT | WND | WND |  | 0 | 0 | 116363 | 116363 | 12196 | 2013
7396 | N |  | Front Street | City of Chicopee - (MA) | 3477 | MA | NEW | NPCC | 22 | 1 | Electric Utility | IC | DFO | DFO | barrels | 1282 | 1282 | 7485 | 7485 | 731 | 2013
7501 | N |  | Princeton Wind Farm | Town of Princeton - (MA) | 15371 | MA | NEW | NPCC | 22 | 1 | Electric Utility | WT | WND | WND |  | 0 | 0 | 38528 | 38528 | 4038 | 2013
7513 | N |  | ReEnergy Fort Fairfield | ReEnergy Fort Fairfield LLC | 1984 | ME | NEW | NPCC | 22 | 2 | NAICS-22 Non-Cogen | ST | WDS | WWW | short tons | 377442 | 377442 | 3149564 | 3149564 | 255433 | 2013 |  | 12.3303
7583 | N |  | Talcville | Erie Boulevard Hydropower LP | 5914 | NY | MAT | NPCC | 22 | 2 | NAICS-22 Non-Cogen | HY | WAT | HYC |  | 0 | 0 | 5887 | 5887 | 617 | 2013
7784 | N |  | Allegany Cogen | Allegany Generating Station, LLC | 58651 | NY | MAT | NPCC | 22 | 1 | Electric Utility | CA | NG | NG | mcf | 275 | 275 | 283 | 283 | 98 | 2013
7784 | N |  | Allegany Cogen | Allegany Generating Station, LLC | 58651 | NY | MAT | NPCC | 22 | 1 | Electric Utility | CT | NG | NG | mcf | 3184 | 3184 | 3280 | 3280 | 274 | 2013
7869 | N |  | Glenwood Landing | National Grid Generation LLC | 56505 | NY | MAT | NPCC | 22 | 1 | Electric Utility | GT | DFO | DFO | barrels | 262 | 262 | 1514 | 1514 | 142.35 | 2013 | x
7869 | N |  | Glenwood Landing | National Grid Generation LLC | 56505 | NY | MAT | NPCC | 22 | 1 | Electric Utility | GT | KER | WOO | barrels | 0 | 0 | 0 | 0 | 0 | 2013 | x
7869 | N |  | Glenwood Landing | National Grid Generation LLC | 56505 | NY | MAT | NPCC | 22 | 1 | Electric Utility | GT | NG | NG | mcf | 1423065 | 1423065 | 1468603 | 1468603 | 138096.65 | 2013 | x
7909 | N |  | Vernon Boulevard | New York Power Authority | 15296 | NY | MAT | NPCC | 22 | 1 | Electric Utility | GT | NG | NG | mcf | 835674 | 835674 | 875787 | 875787 | 80688 | 2013 | x
7910 | N |  | Joseph J Seymour Power Project | New York Power Authority | 15296 | NY | MAT | NPCC | 22 | 1 | Electric Utility | GT | NG | NG | mcf | 1903120 | 1903120 | 1988761 | 1988761 | 185765 | 2013 | x
7912 | N |  | Brentwood | New York Power Authority | 15296 | NY | MAT | NPCC | 22 | 1 | Electric Utility | GT | NG | NG | mcf | 771107 | 771107 | 791157 | 791157 | 78793 | 2013 | x
7913 | N |  | Hell Gate | New York Power Authority | 15296 | NY | MAT | NPCC | 22 | 1 | Electric Utility | GT | NG | NG | mcf | 468241 | 468241 | 482287 | 482287 | 45415 | 2013 | x
7914 | N |  | Harlem River Yard | New York Power Authority | 15296 | NY | MAT | NPCC | 22 | 1 | Electric Utility | GT | NG | NG | mcf | 420667 | 420667 | 433288 | 433288 | 41858 | 2013 | x
7915 | N |  | North 1st | New York Power Authority | 15296 | NY | MAT | NPCC | 22 | 1 | Electric Utility | GT | NG | NG | mcf | 500538 | 500538 | 528067 | 528067 | 50116 | 2013 | x
8002 | N |  | Newington | Public Service Co of NH | 15472 | NH | NEW | NPCC | 22 | 1 | Electric Utility | ST | DFO | DFO | barrels | 9013 | 9013 | 52256 | 52256 | 3741.916 | 2013
8002 | N |  | Newington | Public Service Co of NH | 15472 | NH | NEW | NPCC | 22 | 1 | Electric Utility | ST | NG | NG | mcf | 350150 | 350150 | 357595 | 357595 | 24479.312 | 2013 | x
8002 | N |  | Newington | Public Service Co of NH | 15472 | NH | NEW | NPCC | 22 | 1 | Electric Utility | ST | RFO | RFO | barrels | 110728 | 110728 | 709298 | 709298 | 52611.772 | 2013 | x
8004 | N |  | Fife Brook | Bear Swamp Power Company LLC | 54765 | MA | NEW | NPCC | 22 | 2 | NAICS-22 Non-Cogen | HY | WAT | HYC |  | 0 | 0 | 4561 | 4561 | 478 | 2013
8005 | N |  | Bear Swamp | Bear Swamp Power Company LLC | 54765 | MA | NEW | NPCC | 22 | 2 | NAICS-22 Non-Cogen | PS | WAT | HPS |  | 535796 | 535796 | 0 | 0 | -145559 | 2013
8006 | N |  | Roseton Generating Facility | CCI Roseton LLC | 5511 | NY | MAT | NPCC | 22 | 2 | NAICS-22 Non-Cogen | ST | DFO | DFO | barrels | 0 | 0 | 0 | 0 | 0 | 2013 | x
8006 | N |  | Roseton Generating Facility | CCI Roseton LLC | 5511 | NY | MAT | NPCC | 22 | 2 | NAICS-22 Non-Cogen | ST | NG | NG | mcf | 3164689 | 3164689 | 3229659 | 3229659 | 273560.72 | 2013 | x
8006 | N |  | Roseton Generating Facility | CCI Roseton LLC | 5511 | NY | MAT | NPCC | 22 | 2 | NAICS-22 Non-Cogen | ST | RFO | RFO | barrels | 43794 | 43794 | 279050 | 279050 | 24927.285 | 2013 | x
8007 | N |  | Holtsville | National Grid Generation LLC | 56505 | NY | MAT | NPCC | 22 | 1 | Electric Utility | GT | DFO | DFO | barrels | 167464 | 167464 | 947803 | 947803 | 66039 | 2013 | x
8007 | N |  | Holtsville | National Grid Generation LLC | 56505 | NY | MAT | NPCC | 22 | 1 | Electric Utility | GT | KER | WOO | barrels | 0 | 0 | 0 | 0 | 0 | 2013 | x
8009 | N |  | Auburn State Street | New York State Elec & Gas Corp | 13511 | NY | MAT | NPCC | 22 | 1 | Electric Utility | GT | NG | NG | mcf | 6700 | 6700 | 6908 | 6908 | 94 | 2013
8053 | N |  | Pouch | New York Power Authority | 15296 | NY | MAT | NPCC | 22 | 1 | Electric Utility | GT | NG | NG | mcf | 1050640 | 1050640 | 1114729 | 1114729 | 108112 | 2013 | x
8824 | N |  | IMT Transfer NY | Consolidated Edison Co-NY Inc | 4226 | NY | MAT |  | 22 | 1 | Electric Utility | ST | RFO | RFO | barrels | 0 | 0 | 0 | 0 | 0 | 2013
8906 | N |  | Astoria Generating Station | U S Power Generating Company LLC | 54863 | NY | MAT | NPCC | 22 | 2 | NAICS-22 Non-Cogen | GT | NG | NG | mcf | 25018 | 25018 | 25772 | 25772 | 1456 | 2013 | x
8906 | N |  | Astoria Generating Station | U S Power Generating Company LLC | 54863 | NY | MAT | NPCC | 22 | 2 | NAICS-22 Non-Cogen | ST | NG | NG | mcf | 12424249 | 12424249 | 12802493 | 12802493 | 1031562.9 | 2013 | x
8906 | N |  | Astoria Generating Station | U S Power Generating Company LLC | 54863 | NY | MAT | NPCC | 22 | 2 | NAICS-22 Non-Cogen | ST | RFO | RFO | barrels | 63340 | 63340 | 395899 | 395899 | 33458.098 | 2013 | x
8907 | N | 3 | Indian Point 3 | Entergy Nuclear Indian Point 3 | 6028 | NY | MAT | NPCC | 22 | 2 | NAICS-22 Non-Cogen | ST | NUC | NUC |  | 0 | 0 | 86635845 | 86635845 | 8291512 | 2013
9038 | N |  | Cherry Street | Town of Hudson - (MA) | 8973 | MA | NEW | NPCC | 22 | 1 | Electric Utility | IC | DFO | DFO | barrels | 703 | 703 | 4100 | 4100 | 366.585 | 2013
9038 | N |  | Cherry Street | Town of Hudson - (MA) | 8973 | MA | NEW | NPCC | 22 | 1 | Electric Utility | IC | NG | NG | mcf | 5451 | 5451 | 5620 | 5620 | 502.415 | 2013
9864 | N |  | Cabot Holyoke | City of Holyoke Gas and Electric Dept. | 8776 | MA | NEW | NPCC | 22 | 1 | Electric Utility | HY | WAT | HYC |  | 0 | 0 | 98378 | 98378 | 10311 | 2013
9864 | N |  | Cabot Holyoke | City of Holyoke Gas and Electric Dept. | 8776 | MA | NEW | NPCC | 22 | 1 | Electric Utility | ST | DFO | DFO | barrels | 0 | 0 | 0 | 0 | 0 | 2013
9864 | N |  | Cabot Holyoke | City of Holyoke Gas and Electric Dept. | 8776 | MA | NEW | NPCC | 22 | 1 | Electric Utility | ST | NG | NG | mcf | 0 | 0 | 0 | 0 | 0 | 2013
9864 | N |  | Cabot Holyoke | City of Holyoke Gas and Electric Dept. | 8776 | MA | NEW | NPCC | 22 | 1 | Electric Utility | ST | RFO | RFO | barrels | 0 | 0 | 0 | 0 | 0 | 2013
10025 | Y |  | RED-Rochester, LLC | RED-Rochester, LLC | 5624 | NY | MAT | NPCC | 339 | 7 | Industrial NAICS Cogen | HY | WAT | HYC |  | 0 | 0 | 0 | 0 | 0 | 2013
10025 | Y |  | RED-Rochester, LLC | RED-Rochester, LLC | 5624 | NY | MAT | NPCC | 339 | 7 | Industrial NAICS Cogen | ST | BIT | COL | short tons | 338488 | 68762 | 8511396 | 1729890 | 307138.18 | 2013
10025 | Y |  | RED-Rochester, LLC | RED-Rochester, LLC | 5624 | NY | MAT | NPCC | 339 | 7 | Industrial NAICS Cogen | ST | DFO | DFO | barrels | 1399 | 287 | 8126 | 1663 | 298.989 | 2013
10025 | Y |  | RED-Rochester, LLC | RED-Rochester, LLC | 5624 | NY | MAT | NPCC | 339 | 7 | Industrial NAICS Cogen | ST | NG | NG | mcf | 704344 | 145308 | 725982 | 149757 | 26497.855 | 2013
10025 | Y |  | RED-Rochester, LLC | RED-Rochester, LLC | 5624 | NY | MAT | NPCC | 339 | 7 | Industrial NAICS Cogen | ST | RFO | RFO | barrels | 21188 | 4451 | 134755 | 28303 | 5028.972 | 2013
10029 | Y |  | General Electric Aircraft Engines | General Electric Aircraft Engines | 7049 | MA | NEW | NPCC | 336 | 7 | Industrial NAICS Cogen | GT | DFO | DFO | barrels | 0 | 0 | 0 | 0 | 0 | 2013
10029 | Y |  | General Electric Aircraft Engines | General Electric Aircraft Engines | 7049 | MA | NEW | NPCC | 336 | 7 | Industrial NAICS Cogen | GT | NG | NG | mcf | 0 | 0 | 0 | 0 | 0 | 2013
10029 | Y |  | General Electric Aircraft Engines | General Electric Aircraft Engines | 7049 | MA | NEW | NPCC | 336 | 7 | Industrial NAICS Cogen | ST | NG | NG | mcf | 1361970 | 416516 | 1405244 | 429881 | 45367 | 2013
10029 | Y |  | General Electric Aircraft Engines | General Electric Aircraft Engines | 7049 | MA | NEW | NPCC | 336 | 7 | Industrial NAICS Cogen | ST | RFO | RFO | barrels | 0 | 0 | 0 | 0 | 0 | 2013
10036 | N |  | Hillsborough Hosiery | Silverstreet Hydro | 56590 | NH | NEW | NPCC | 22 | 2 | NAICS-22 Non-Cogen | HY | WAT | HYC |  | 0 | 0 | 0 | 0 | 0 | 2013
10059 | N |  | General Electric Great Falls Upper Hydro | General Electric Co | 7080 | NH | NEW | NPCC | 335 | 6 | Industrial NAICS Non-Cogen | HY | WAT | HYC |  | 0 | 0 | 0 | 0 | 0 | 2013
10063 | N |  | Derby Hydro | McCallum Enterprises I LP | 11943 | CT | NEW | NPCC | 22 | 2 | NAICS-22 Non-Cogen | HY | WAT | HYC |  | 0 | 0 | 223507 | 223507 | 23426 | 2013
10066 | N |  | Lockwood Hydroelectric Facility | Merimil Ltd Partnership | 12401 | ME | NEW | NPCC | 22 | 2 | NAICS-22 Non-Cogen | HY | WAT | HYC |  | 0 | 0 | 319062 | 319062 | 33441 | 2013
10108 | Y |  | Hampton Facility | Foss Manufacturing Company LLC | 6636 | NH | NEW | NPCC | 314 | 7 | Industrial NAICS Cogen | GT | NG | NG | mcf | 357608 | 134048 | 364760 | 136728 | 29760 | 2013
10108 | Y |  | Hampton Facility | Foss Manufacturing Company LLC | 6636 | NH | NEW | NPCC | 314 | 7 | Industrial NAICS Cogen | IC | DFO | DFO | barrels | 484 | 189 | 2845 | 1113 | 259 | 2013
10109 | N |  | Franklin Industrial Complex | Eagle Creek RE LLC | 57280 | NH | NEW | NPCC | 22 | 2 | NAICS-22 Non-Cogen | HY | WAT | HYC |  | 0 | 0 | 60508 | 60508 | 6342 | 2013
10116 | N |  | Hampshire Paper | Hampshire Paper Co Inc | 9357 | NY | MAT | NPCC | 22 | 2 | NAICS-22 Non-Cogen | HY | WAT | HYC |  | 0 | 0 | 200286 | 200286 | 20992 | 2013
10124 | N |  | Hollow Dam Power Partnership | Ampersand Hollow Dam Hydro LLC | 59136 | NY | MAT | NPCC | 22 | 2 | NAICS-22 Non-Cogen | HY | WAT | HYC |  | 0 | 0 | 25379 | 25379 | 2660 | 2013
10125 | Y |  | Honeywell Farms | Honeywell Farm Inc | 8758 | NY | MAT | NPCC | 311 | 7 | Industrial NAICS Cogen | IC | DFO | DFO | barrels | 82 | 48 | 485 | 284 | 44.846 | 2013
10125 | Y |  | Honeywell Farms | Honeywell Farm Inc | 8758 | NY | MAT | NPCC | 311 | 7 | Industrial NAICS Cogen | IC | NG | NG | mcf | 111300 | 65712 | 111300 | 65712 | 10351.974 | 2013
10137 | N |  | Deweys Mill | Hydro Energies Inc | 9093 | VT | NEW | NPCC | 22 | 2 | NAICS-22 Non-Cogen | HY | WAT | HYC |  | 0 | 0 | 65937 | 65937 | 6911 | 2013
10176 | N |  | M Street Jet | Massachusetts Bay Trans Auth | 11724 | MA | NEW | NPCC | 22 | 2 | NAICS-22 Non-Cogen | GT | KER | WOO | barrels | 627 | 627 | 3739 | 3739 | 278 | 2013 | x
10183 | N |  | Mine Falls Generating Station | Eagle Creek RE LLC | 57280 | NH | NEW | NPCC | 22 | 2 | NAICS-22 Non-Cogen | HY | WAT | HYC |  | 0 | 0 | 89171 | 89171 | 9346 | 2013
10186 | Y |  | Anson Abenaki Hydros | Madison Paper Industries Inc | 11451 | ME | NEW | NPCC | 322122 | 7 | Industrial NAICS Cogen | HY | WAT | HYC |  | 0 | 0 | 1330015 | 1330015 | 139399.92 | 2013
10186 | Y |  | Anson Abenaki Hydros | Madison Paper Industries Inc | 11451 | ME | NEW | NPCC | 322122 | 7 | Industrial NAICS Cogen | ST | NG | NG | mcf | 772446 | 34216 | 815221 | 36113 | 6249.937 | 2013
10186 | Y |  | Anson Abenaki Hydros | Madison Paper Industries Inc | 11451 | ME | NEW | NPCC | 322122 | 7 | Industrial NAICS Cogen | ST | RFO | RFO | barrels | 61421 | 1103 | 406351 | 7301 | 1263.683 | 2013
10190 | N |  | Castleton Energy Center | PIC Group Inc | 56479 | NY | MAT | NPCC | 22 | 2 | NAICS-22 Non-Cogen | CA | DFO | DFO | barrels | 0 | 0 | 0 | 0 | 250.396 | 2013 | x
10190 | N |  | Castleton Energy Center | PIC Group Inc | 56479 | NY | MAT | NPCC | 22 | 2 | NAICS-22 Non-Cogen | CA | NG | NG | mcf | 69725 | 69725 | 71747 | 71747 | 26388.714 | 2013 | x
10190 | N |  | Castleton Energy Center | PIC Group Inc | 56479 | NY | MAT | NPCC | 22 | 2 | NAICS-22 Non-Cogen | CT | DFO | DFO | barrels | 1531 | 1531 | 9018 | 9018 | 780.907 | 2013 | x
10190 | N |  | Castleton Energy Center | PIC Group Inc | 56479 | NY | MAT | NPCC | 22 | 2 | NAICS-22 Non-Cogen | CT | NG | NG | mcf | 854480 | 854480 | 879262 | 879262 | 78217.093 | 2013 | x
10196 | N |  | Moose River | FortisUS Energy Corp | 6554 | NY | MAT | NPCC | 22 | 2 | NAICS-22 Non-Cogen | HY | WAT | HYC |  | 0 | 0 | 232382 | 232382 | 24356 | 2013
10197 | N |  | Philadlephia | FortisUS Energy Corp | 6554 | NY | MAT | NPCC | 22 | 2 | NAICS-22 Non-Cogen | HY | WAT | HYC |  | 0 | 0 | 93788 | 93788 | 9830 | 2013
10214 | N |  | Lower Saranac Hydroelectric Facility | Lower Saranac Hydro Partner LP | 11270 | NY | MAT | NPCC | 22 | 2 | NAICS-22 Non-Cogen | HY | WAT | HYC |  | 0 | 0 | 307697 | 307697 | 32250 | 2013
10218 | N |  | Warrensburg Hydroelectric | Boralex Hydro Operations Inc | 55754 | NY | MAT | NPCC | 22 | 2 | NAICS-22 Non-Cogen | HY | WAT | HYC |  | 0 | 0 | 97386 | 97386 | 10207 | 2013
10219 | N |  | Middle Falls Hydro | Boralex Hydro Operations Inc | 55754 | NY | MAT | NPCC | 22 | 2 | NAICS-22 Non-Cogen | HY | WAT | HYC |  | 0 | 0 | 139157 | 139157 | 14585 | 2013
10220 | N |  | Sissonville Hydro | Boralex Hydro Operations Inc | 55754 | NY | MAT | NPCC | 22 | 2 | NAICS-22 Non-Cogen | HY | WAT | HYC |  | 0 | 0 | 145356 | 145356 | 15235 | 2013
10221 | N |  | New York State Dam Hydro | Boralex Hydro Operations Inc | 55754 | NY | MAT | NPCC | 22 | 2 | NAICS-22 Non-Cogen | HY | WAT | HYC |  | 0 | 0 | 466240 | 466240 | 48867 | 2013
10237 | N |  | Diana Hydroelectric | FortisUS Energy Corp | 6554 | NY | MAT | NPCC | 22 | 2 | NAICS-22 Non-Cogen | HY | WAT | HYC |  | 0 | 0 | 54708 | 54708 | 5734 | 2013
10238 | N |  | Dolgeville Hydro | FortisUS Energy Corp | 6554 | NY | MAT | NPCC | 22 | 2 | NAICS-22 Non-Cogen | HY | WAT | HYC |  | 0 | 0 | 162340 | 162340 | 17015 | 2013
10255 | N |  | Bangor Pacific Hydro | Brookfield Black Bear Hydro, LLC | 59178 | ME | NEW | NPCC | 22 | 2 | NAICS-22 Non-Cogen | HY | WAT | HYC |  | 0 | 0 | 1188912 | 1188912 | 124611 | 2013
10286 | N |  | Cornell Hydro | Cornell Hydro | 4386 | NY | MAT | NPCC | 611 | 4 | Commercial NAICS Non-Cogen | HY | WAT | HYC |  | 0 | 0 | 54402 | 54402 | 5702 | 2013
10290 | N |  | Bridgewater Power LP | Bridgewater Power Co LP | 2226 | NH | NEW | NPCC | 22 | 2 | NAICS-22 Non-Cogen | ST | DFO | DFO | barrels | 318 | 318 | 1870 | 1870 | 118.526 | 2013
10290 | N |  | Bridgewater Power LP | Bridgewater Power Co LP | 2226 | NH | NEW | NPCC | 22 | 2 | NAICS-22 Non-Cogen | ST | WDS | WWW | short tons | 233648 | 233648 | 1986011 | 1986011 | 126174.47 | 2013 |  | 15.7402
10305 | N |  | Dutchess Cnty Resource Recovery Facility | Dutchess County RRA | 12834 | NY | MAT | NPCC | 562213 | 4 | Commercial NAICS Non-Cogen | ST | DFO | DFO | barrels | 0 | 0 | 0 | 0 | 0 | 2013
10305 | N |  | Dutchess Cnty Resource Recovery Facility | Dutchess County RRA | 12834 | NY | MAT | NPCC | 562213 | 4 | Commercial NAICS Non-Cogen | ST | MSB | MLG | short tons | 98604 | 98604 | 707187 | 707187 | 16776.82 | 2013
10305 | N |  | Dutchess Cnty Resource Recovery Facility | Dutchess County RRA | 12834 | NY | MAT | NPCC | 562213 | 4 | Commercial NAICS Non-Cogen | ST | MSN | OTH | short tons | 55464 | 55464 | 679435 | 679435 | 16118.406 | 2013
10305 | N |  | Dutchess Cnty Resource Recovery Facility | Dutchess County RRA | 12834 | NY | MAT | NPCC | 562213 | 4 | Commercial NAICS Non-Cogen | ST | NG | NG | mcf | 26083 | 26083 | 26083 | 26083 | 618.774 | 2013
10307 | Y |  | Bellingham Cogeneration Facility | Northeast Energy Associates LP | 21970 | MA | NEW | NPCC | 22 | 3 | NAICS-22 Cogen | CA | DFO | DFO | barrels | 0 | 0 | 0 | 0 | 2034.576 | 2013 | x
10307 | Y |  | Bellingham Cogeneration Facility | Northeast Energy Associates LP | 21970 | MA | NEW | NPCC | 22 | 3 | NAICS-22 Cogen | CA | NG | NG | mcf | 0 | 0 | 0 | 0 | 65287.424 | 2013 | x
10307 | Y |  | Bellingham Cogeneration Facility | Northeast Energy Associates LP | 21970 | MA | NEW | NPCC | 22 | 3 | NAICS-22 Cogen | CT | DFO | DFO | barrels | 12079 | 10504 | 81954 | 71269 | 7006.437 | 2013 | x
10307 | Y |  | Bellingham Cogeneration Facility | Northeast Energy Associates LP | 21970 | MA | NEW | NPCC | 22 | 3 | NAICS-22 Cogen | CT | NG | NG | mcf | 2078798 | 1916597 | 2148814 | 1980999 | 185284.56 | 2013 | x
10354 | N |  | ReEnergy Livermore Falls | ReEnergy Livermore Falls | 57432 | ME | NEW | NPCC | 22 | 2 | NAICS-22 Non-Cogen | ST | WDS | WWW | short tons | 443550 | 443550 | 3637108 | 3637108 | 280982 | 2013 |  | 12.9443
10408 | Y |  | Clark University | Clark University | 3692 | MA | NEW | NPCC | 611 | 5 | Commercial NAICS Cogen | IC | DFO | DFO | barrels | 0 | 0 | 0 | 0 | 0 | 2013
10408 | Y |  | Clark University | Clark University | 3692 | MA | NEW | NPCC | 611 | 5 | Commercial NAICS Cogen | IC | NG | NG | mcf | 105211 | 56827 | 105211 | 56827 | 9820.58 | 2013
10408 | Y |  | Clark University | Clark University | 3692 | MA | NEW | NPCC | 611 | 5 | Commercial NAICS Cogen | IC | RFO | RFO | barrels | 0 | 0 | 0 | 0 | 0 | 2013
10417 | Y |  | Indian Orchard Plant 1 | Solutia Inc-Indian | 39878 | MA | NEW | NPCC | 325211 | 7 | Industrial NAICS Cogen | ST | BIT | COL | short tons | 54574 | 4847 | 1498275 | 133087 | 24937 | 2013
10417 | Y |  | Indian Orchard Plant 1 | Solutia Inc-Indian | 39878 | MA | NEW | NPCC | 325211 | 7 | Industrial NAICS Cogen | ST | PUR | OTH |  | 0 | 0 | 0 | 0 | 0 | 2013
10464 | N |  | Black River Generation | Black River Generation LLC | 1746 | NY | MAT | NPCC | 22 | 1 | Electric Utility | ST | BIT | COL | short tons | 0 | 0 | 0 | 0 | 0 | 2013 | x
10464 | N |  | Black River Generation | Black River Generation LLC | 1746 | NY | MAT | NPCC | 22 | 1 | Electric Utility | ST | DFO | DFO | barrels | 8537 | 8537 | 47411 | 47411 | 2256.262 | 2013 | x
10464 | N |  | Black River Generation | Black River Generation LLC | 1746 | NY | MAT | NPCC | 22 | 1 | Electric Utility | ST | JF | WOO | barrels | 0 | 0 | 0 | 0 | 0 | 2013 | x
10464 | N |  | Black River Generation | Black River Generation LLC | 1746 | NY | MAT | NPCC | 22 | 1 | Electric Utility | ST | PC | PC | short tons | 0 | 0 | 0 | 0 | 0 | 2013 | x
10464 | N |  | Black River Generation | Black River Generation LLC | 1746 | NY | MAT | NPCC | 22 | 1 | Electric Utility | ST | TDF | OTH | short tons | 4419 | 4419 | 117357 | 117357 | 6762.541 | 2013 | x
10464 | N |  | Black River Generation | Black River Generation LLC | 1746 | NY | MAT | NPCC | 22 | 1 | Electric Utility | ST | WC | WOC | short tons | 0 | 0 | 0 | 0 | 0 | 2013 | x
10464 | N |  | Black River Generation | Black River Generation LLC | 1746 | NY | MAT | NPCC | 22 | 1 | Electric Utility | ST | WDS | WWW | short tons | 303102 | 303102 | 3091641 | 3091641 | 174676.2 | 2013 | x | 17.6993
10467 | N |  | Fourth Branch Hydroelectric Facility | Boralex Hydro Operations Inc | 55754 | NY | MAT | NPCC | 22 | 2 | NAICS-22 Non-Cogen | HY | WAT | HYC |  | 0 | 0 | 162207 | 162207 | 17001 | 2013
10490 | N |  | Upper Beaver Falls Project | Eagle Creek RE LLC | 57280 | NY | MAT | NPCC | 22 | 2 | NAICS-22 Non-Cogen | HY | WAT | HYC |  | 0 | 0 | 88226 | 88226 | 9247 | 2013
10491 | Y |  | Mead Rumford Cogen | NewPage Corporation | 54784 | ME | NEW | NPCC | 322122 | 7 | Industrial NAICS Cogen | ST | BIT | COL | short tons | 0 | 0 | 0 | 0 | 0 | 2013
10491 | Y |  | Mead Rumford Cogen | NewPage Corporation | 54784 | ME | NEW | NPCC | 322122 | 7 | Industrial NAICS Cogen | ST | NG | NG | mcf | 380374 | 0 | 380374 | 0 | 0 | 2013
10491 | Y |  | Mead Rumford Cogen | NewPage Corporation | 54784 | ME | NEW | NPCC | 322122 | 7 | Industrial NAICS Cogen | ST | RFO | RFO | barrels | 0 | 0 | 0 | 0 | 0 | 2013
10491 | Y |  | Mead Rumford Cogen | NewPage Corporation | 54784 | ME | NEW | NPCC | 322122 | 7 | Industrial NAICS Cogen | ST | SLW | ORW | short tons | 0 | 0 | 0 | 0 | 0 | 2013
10493 | N |  | Rumford Falls Hydro Facility | Brookfield Power New England | 50083 | ME | NEW | NPCC | 22 | 2 | NAICS-22 Non-Cogen | HY | WAT | HYC |  | 0 | 0 | 2811152 | 2811152 | 294639 | 2013
10494 | N |  | Sheldon Springs Hydroelectric | Sheldon Vermont Hydro Co., Inc. | 34612 | VT | NEW | NPCC | 22 | 2 | NAICS-22 Non-Cogen | HY | WAT | HYC |  | 0 | 0 | 757909 | 757909 | 79437 | 2013
10495 | Y |  | Rumford Cogeneration | NewPage Corporation | 54784 | ME | NEW | NPCC | 22 | 3 | NAICS-22 Cogen | ST | BIT | COL | short tons | 38265 | 7059 | 966911 | 178345 | 35182.506 | 2013
10495 | Y |  | Rumford Cogeneration | NewPage Corporation | 54784 | ME | NEW | NPCC | 22 | 3 | NAICS-22 Cogen | ST | BLQ | WWW | short tons | 705285 | 134387 | 8110780 | 1545455 | 308299.91 | 2013
10495 | Y |  | Rumford Cogeneration | NewPage Corporation | 54784 | ME | NEW | NPCC | 22 | 3 | NAICS-22 Cogen | ST | DFO | DFO | barrels | 0 | 0 | 0 | 0 | 0 | 2013
10495 | Y |  | Rumford Cogeneration | NewPage Corporation | 54784 | ME | NEW | NPCC | 22 | 3 | NAICS-22 Cogen | ST | RFO | RFO | barrels | 17551 | 3216 | 109695 | 20090 | 3949.513 | 2013
10495 | Y |  | Rumford Cogeneration | NewPage Corporation | 54784 | ME | NEW | NPCC | 22 | 3 | NAICS-22 Cogen | ST | SLW | ORW | short tons | 40291 | 7710 | 442275 | 84836 | 16927.472 | 2013
10495 | Y |  | Rumford Cogeneration | NewPage Corporation | 54784 | ME | NEW | NPCC | 22 | 3 | NAICS-22 Cogen | ST | TDF | OTH | short tons | 128154 | 24574 | 3972774 | 761790 | 152208.39 | 2013
10495 | Y |  | Rumford Cogeneration | NewPage Corporation | 54784 | ME | NEW | NPCC | 22 | 3 | NAICS-22 Cogen | ST | WDS | WWW | short tons | 295276 | 56121 | 2513736 | 477808 | 94935.211 | 2013 |  | 5.033
10503 | N |  | Wheelabrator Hudson Falls | Wheelabrator Environmental Systems | 20541 | NY | MAT | NPCC | 22 | 2 | NAICS-22 Non-Cogen | ST | MSB | MLG | short tons | 103845 | 103845 | 860616 | 860616 | 38002.488 | 2013
10503 | N |  | Wheelabrator Hudson Falls | Wheelabrator Environmental Systems | 20541 | NY | MAT | NPCC | 22 | 2 | NAICS-22 Non-Cogen | ST | MSN | OTH | short tons | 58413 | 58413 | 826871 | 826871 | 36512.512 | 2013
10511 | Y |  | Finch Paper | Finch Paper LLC | 56174 | NY | MAT | NPCC | 322122 | 7 | Industrial NAICS Cogen | ST | NG | NG | mcf | 1347406 | 190334 | 1387828 | 196045 | 37403.291 | 2013
10511 | Y |  | Finch Paper | Finch Paper LLC | 56174 | NY | MAT | NPCC | 322122 | 7 | Industrial NAICS Cogen | ST | RFO | RFO | barrels | 4381 | 628 | 27600 | 3955 | 754.495 | 2013
10511 | Y |  | Finch Paper | Finch Paper LLC | 56174 | NY | MAT | NPCC | 322122 | 7 | Industrial NAICS Cogen | ST | WDL | WWW | barrels | 1172945 | 165117 | 2463183 | 346742 | 66154.748 | 2013
10511 | Y |  | Finch Paper | Finch Paper LLC | 56174 | NY | MAT | NPCC | 322122 | 7 | Industrial NAICS Cogen | ST | WDS | WWW | short tons | 222126 | 31287 | 1688158 | 237782 | 45366.466 | 2013
10521 | Y |  | Lederle Laboratories | Wyeth-Averst Lederle | 10849 | NY | MAT | NPCC | 325 | 7 | Industrial NAICS Cogen | CA | DFO | DFO | barrels | 5986 | 320 | 34719 | 1854 | 210.28 | 2013
10521 | Y |  | Lederle Laboratories | Wyeth-Averst Lederle | 10849 | NY | MAT | NPCC | 325 | 7 | Industrial NAICS Cogen | CA | NG | NG | mcf | 137083 | 52634 | 137083 | 52634 | 12202.81 | 2013
10521 | Y |  | Lederle Laboratories | Wyeth-Averst Lederle | 10849 | NY | MAT | NPCC | 325 | 7 | Industrial NAICS Cogen | CT | DFO | DFO | barrels | 0 | 0 | 0 | 0 | 0 | 2013
10521 | Y |  | Lederle Laboratories | Wyeth-Averst Lederle | 10849 | NY | MAT | NPCC | 325 | 7 | Industrial NAICS Cogen | CT | NG | NG | mcf | 1459456 | 1267437 | 1459456 | 1267437 | 137480.04 | 2013
10523 | N |  | Benton Falls Associates | Essex Hydro Associates LLC | 55753 | ME | NEW | NPCC | 22 | 2 | NAICS-22 Non-Cogen | HY | WAT | HYC |  | 0 | 0 | 155528 | 155528 | 16301 | 2013
10526 | N |  | Dodge Falls Associates | Dodge Falls Associates LP | 5226 | NH | NEW | NPCC | 22 | 2 | NAICS-22 Non-Cogen | HY | WAT | HYC |  | 0 | 0 | 271328 | 271328 | 28438 | 2013
10530 | N |  | Feeder Dam Hydro Plant | Erie Boulevard Hydropower LP | 5914 | NY | MAT | NPCC | 22 | 2 | NAICS-22 Non-Cogen | HY | WAT | HYC |  | 0 | 0 | 266757 | 266757 | 27959 | 2013
10531 | N |  | Beebee Island Hydro Plant | Erie Boulevard Hydropower LP | 5914 | NY | MAT | NPCC | 22 | 2 | NAICS-22 Non-Cogen | HY | WAT | HYC |  | 0 | 0 | 455228 | 455228 | 47713 | 2013
10538 | N |  | Dexter Plant | CHI Energy Inc | 34688 | NY | MAT | NPCC | 22 | 2 | NAICS-22 Non-Cogen | HY | WAT | HYC |  | 0 | 0 | 97403 | 97403 | 10209 | 2013
10539 | N |  | Theresa Plant | CHI Energy Inc | 34688 | NY | MAT | NPCC | 22 | 2 | NAICS-22 Non-Cogen | HY | WAT | HYC |  | 0 | 0 | 72732 | 72732 | 7623 | 2013
10540 | N |  | Diamond Island Plant | CHI Energy Inc | 34688 | NY | MAT | NPCC | 22 | 2 | NAICS-22 Non-Cogen | HY | WAT | HYC |  | 0 | 0 | 55747 | 55747 | 5843 | 2013
10544 | N |  | Hailesboro 4 Plant | CHI Energy Inc | 34688 | NY | MAT | NPCC | 22 | 2 | NAICS-22 Non-Cogen | HY | WAT | HYC |  | 0 | 0 | 40985 | 40985 | 4296 | 2013
10545 | N |  | Copenhagen Plant | CHI Energy Inc | 34688 | NY | MAT | NPCC | 22 | 2 | NAICS-22 Non-Cogen | HY | WAT | HYC |  | 0 | 0 | 115321 | 115321 | 12087 | 2013
10547 | N |  | Pyrites Plant | CHI Energy Inc | 34688 | NY | MAT | NPCC | 22 | 2 | NAICS-22 Non-Cogen | HY | WAT | HYC |  | 0 | 0 | 302888 | 302888 | 31746 | 2013
10549 | N |  | Al Turi | Ameresco LFG I Inc | 463 | NY | MAT | NPCC | 22 | 2 | NAICS-22 Non-Cogen | IC | LFG | MLG | mcf | 337098 | 337098 | 144953 | 144953 | 11406 | 2013
10553 | N |  | Anderson Power Products Division | Anderson Power Products | 4385 | MA | NEW | NPCC | 326 | 6 | Industrial NAICS Non-Cogen | IC | DFO | DFO | barrels | 3 | 3 | 19 | 19 | 1 | 2013
10555 | N |  | Brassua Hydroelectric Project | Brassua Hydroelectric LP | 2179 | ME | NEW | NPCC | 22 | 2 | NAICS-22 Non-Cogen | HY | WAT | HYC |  | 0 | 0 | 159717 | 159717 | 16740 | 2013
10556 | N |  | Boott Hydropower | Boott Hydropower Inc | 2016 | MA | NEW | NPCC | 22 | 2 | NAICS-22 Non-Cogen | HY | WAT | HYC |  | 0 | 0 | 998122 | 998122 | 104614 | 2013
10567 | Y |  | Algonquin Windsor Locks | Algonquin Windsor Locks LLC | 291 | CT | NEW | NPCC | 22 | 3 | NAICS-22 Cogen | CA | DFO | DFO | barrels | 0 | 0 | 0 | 0 | 0 | 2013
10567 | Y |  | Algonquin Windsor Locks | Algonquin Windsor Locks LLC | 291 | CT | NEW | NPCC | 22 | 3 | NAICS-22 Cogen | CA | NG | NG | mcf | 0 | 0 | 0 | 0 | 0 | 2013
10567 | Y |  | Algonquin Windsor Locks | Algonquin Windsor Locks LLC | 291 | CT | NEW | NPCC | 22 | 3 | NAICS-22 Cogen | CT | DFO | DFO | barrels | 7 | 5 | 41 | 29 | 4.136 | 2013
10567 | Y |  | Algonquin Windsor Locks | Algonquin Windsor Locks LLC | 291 | CT | NEW | NPCC | 22 | 3 | NAICS-22 Cogen | CT | NG | NG | mcf | 1278368 | 781721 | 1316719 | 805173 | 114242.86 | 2013
10570 | N |  | Errol Hydroelectric Project | Errol Hydroelectric Co LLC | 23037 | NH | NEW | NPCC | 22 | 2 | NAICS-22 Non-Cogen | HY | WAT | HYC |  | 0 | 0 | 152895 | 152895 | 16025 | 2013
10608 | Y |  | Gilman Mill | Ampersand Gilman Hydro LP | 56467 | VT | NEW | NPCC | 22 | 3 | NAICS-22 Cogen | HY | WAT | HYC |  | 0 | 0 | 237571 | 237571 | 24900 | 2013
10608 | Y |  | Gilman Mill | Ampersand Gilman Hydro LP | 56467 | VT | NEW | NPCC | 22 | 3 | NAICS-22 Cogen | ST | WDS | WWW | short tons | 0 | 0 | 0 | 0 | 0 | 2013
10613 | Y |  | Domtar - Woodland Mill | Woodland Pulp LLC | 5232 | ME | NEW | NPCC | 322122 | 7 | Industrial NAICS Cogen | HY | WAT | HYC |  | 0 | 0 | 1108542 | 1108542 | 116187 | 2013
10613 | Y |  | Domtar - Woodland Mill | Woodland Pulp LLC | 5232 | ME | NEW | NPCC | 322122 | 7 | Industrial NAICS Cogen | ST | BLQ | WWW | short tons | 431390 | 91221 | 5176680 | 1094663 | 222331.8 | 2013
10613 | Y |  | Domtar - Woodland Mill | Woodland Pulp LLC | 5232 | ME | NEW | NPCC | 322122 | 7 | Industrial NAICS Cogen | ST | NG | NG | mcf | 1186969 | 254131 | 1186969 | 254131 | 51614.352 | 2013
10613 | Y |  | Domtar - Woodland Mill | Woodland Pulp LLC | 5232 | ME | NEW | NPCC | 322122 | 7 | Industrial NAICS Cogen | ST | RFO | RFO | barrels | 0 | 0 | 0 | 0 | 0 | 2013
10613 | Y |  | Domtar - Woodland Mill | Woodland Pulp LLC | 5232 | ME | NEW | NPCC | 322122 | 7 | Industrial NAICS Cogen | ST | WDS | WWW | short tons | 66222 | 14021 | 900532 | 188265 | 38236.844 | 2013
10617 | Y |  | CH Resources Beaver Falls | Lakeside Beaver Falls LLC | 58338 | NY | MAT | NPCC | 22 | 3 | NAICS-22 Cogen | CA | DFO | DFO | barrels | 0 | 0 | 0 | 0 | 0 | 2013
10617 | Y |  | CH Resources Beaver Falls | Lakeside Beaver Falls LLC | 58338 | NY | MAT | NPCC | 22 | 3 | NAICS-22 Cogen | CA | NG | NG | mcf | 1536 | 1052 | 1511 | 1035 | 91 | 2013
10617 | Y |  | CH Resources Beaver Falls | Lakeside Beaver Falls LLC | 58338 | NY | MAT | NPCC | 22 | 3 | NAICS-22 Cogen | CT | DFO | DFO | barrels | 0 | 0 | 0 | 0 | 0 | 2013
10617 | Y |  | CH Resources Beaver Falls | Lakeside Beaver Falls LLC | 58338 | NY | MAT | NPCC | 22 | 3 | NAICS-22 Cogen | CT | NG | NG | mcf | 59563 | 59563 | 58610 | 58610 | 4039 | 2013
10620 | N |  | Carthage Energy LLC | Carthage Energy LLC | 3085 | NY | MAT | NPCC | 22 | 2 | NAICS-22 Non-Cogen | CA | DFO | DFO | barrels | 0 | 0 | 0 | 0 | 0 | 2013 | x
10620 | N |  | Carthage Energy LLC | Carthage Energy LLC | 3085 | NY | MAT | NPCC | 22 | 2 | NAICS-22 Non-Cogen | CA | NG | NG | mcf | 1120 | 1120 | 1140 | 1140 | 855 | 2013 | x
10620 | N |  | Carthage Energy LLC | Carthage Energy LLC | 3085 | NY | MAT | NPCC | 22 | 2 | NAICS-22 Non-Cogen | CT | DFO | DFO | barrels | 0 | 0 | 0 | 0 | 0 | 2013 | x
10620 | N |  | Carthage Energy LLC | Carthage Energy LLC | 3085 | NY | MAT | NPCC | 22 | 2 | NAICS-22 Non-Cogen | CT | NG | NG | mcf | 28734 | 28734 | 29288 | 29288 | 2242 | 2013 | x
10621 | N |  | CH Resources Syracuse | Lakeside Syracuse LLC | 58337 | NY | MAT | NPCC | 22 | 2 | NAICS-22 Non-Cogen | CA | DFO | DFO | barrels | 0 | 0 | 0 | 0 | 0 | 2013 | x
10621 | N |  | CH Resources Syracuse | Lakeside Syracuse LLC | 58337 | NY | MAT | NPCC | 22 | 2 | NAICS-22 Non-Cogen | CA | NG | NG | mcf | 4927 | 4927 | 5075 | 5075 | 296 | 2013 | x
10621 | N |  | CH Resources Syracuse | Lakeside Syracuse LLC | 58337 | NY | MAT | NPCC | 22 | 2 | NAICS-22 Non-Cogen | CT | DFO | DFO | barrels | 0 | 0 | 0 | 0 | 0 | 2013 | x
10621 | N |  | CH Resources Syracuse | Lakeside Syracuse LLC | 58337 | NY | MAT | NPCC | 22 | 2 | NAICS-22 Non-Cogen | CT | NG | NG | mcf | 122407 | 122407 | 126077 | 126077 | 15341 | 2013 | x
10642 | N |  | Covanta Hempstead | Covanta Hempstead Company | 473 | NY | MAT | NPCC | 22 | 2 | NAICS-22 Non-Cogen | ST | DFO | DFO | barrels | 7579 | 7579 | 44563 | 44563 | 2516.074 | 2013
10642 | N |  | Covanta Hempstead | Covanta Hempstead Company | 473 | NY | MAT | NPCC | 22 | 2 | NAICS-22 Non-Cogen | ST | MSB | MLG | short tons | 631414 | 631414 | 5031737 | 5031737 | 284005.59 | 2013
10642 | N |  | Covanta Hempstead | Covanta Hempstead Company | 473 | NY | MAT | NPCC | 22 | 2 | NAICS-22 Non-Cogen | ST | MSN | OTH | short tons | 355173 | 355173 | 4834260 | 4834260 | 272859.33 | 2013
10646 | N |  | Covanta Southeastern Connecticut Company | Covanta Southeastern Connecticut Company | 528 | CT | NEW | NPCC | 22 | 2 | NAICS-22 Non-Cogen | ST | DFO | DFO | barrels | 6691 | 6691 | 38975 | 38975 | 2011.804 | 2013
10646 | N |  | Covanta Southeastern Connecticut Company | Covanta Southeastern Connecticut Company | 528 | CT | NEW | NPCC | 22 | 2 | NAICS-22 Non-Cogen | ST | MSB | MLG | short tons | 164911 | 164911 | 1314134 | 1314134 | 67299.184 | 2013
10646 | N |  | Covanta Southeastern Connecticut Company | Covanta Southeastern Connecticut Company | 528 | CT | NEW | NPCC | 22 | 2 | NAICS-22 Non-Cogen | ST | MSN | OTH | short tons | 92763 | 92763 | 1262580 | 1262580 | 64659.012 | 2013
10687 | N |  | Black River Hydro Associates | CHI Energy Inc | 34688 | NY | MAT | NPCC | 22 | 2 | NAICS-22 Non-Cogen | HY | WAT | HYC |  | 0 | 0 | 94696 | 94696 | 9925 | 2013
10694 | N |  | Pepperell Hydro Power Plant | Swift River Hydro Operations Co., Inc | 49911 | MA | NEW | NPCC | 322122 | 6 | Industrial NAICS Non-Cogen | HY | WAT | HYC |  | 0 | 0 | 33984 | 33984 | 3562 | 2013
10700 | Y |  | Red Shield Envir Old Town Facility | Red Shield Acquisition LLC | 56448 | ME | NEW | NPCC | 322 | 7 | Industrial NAICS Cogen | GT | NG | NG | mcf | 0 | 0 | 0 | 0 | 0 | 2013
10700 | Y |  | Red Shield Envir Old Town Facility | Red Shield Acquisition LLC | 56448 | ME | NEW | NPCC | 322 | 7 | Industrial NAICS Cogen | ST | BLQ | WWW | short tons | 330547 | 30555 | 3305470 | 305533 | 49551.38 | 2013
10700 | Y |  | Red Shield Envir Old Town Facility | Red Shield Acquisition LLC | 56448 | ME | NEW | NPCC | 322 | 7 | Industrial NAICS Cogen | ST | DFO | DFO | barrels | 0 | 0 | 0 | 0 | 0 | 2013
10700 | Y |  | Red Shield Envir Old Town Facility | Red Shield Acquisition LLC | 56448 | ME | NEW | NPCC | 322 | 7 | Industrial NAICS Cogen | ST | NG | NG | mcf | 406324 | 36560 | 406324 | 36560 | 5895.647 | 2013
10700 | Y |  | Red Shield Envir Old Town Facility | Red Shield Acquisition LLC | 56448 | ME | NEW | NPCC | 322 | 7 | Industrial NAICS Cogen | ST | RFO | RFO | barrels | 5879 | 514 | 37038 | 3244 | 514.492 | 2013
10700 | Y |  | Red Shield Envir Old Town Facility | Red Shield Acquisition LLC | 56448 | ME | NEW | NPCC | 322 | 7 | Industrial NAICS Cogen | ST | WDS | WWW | short tons | 188682 | 17381 | 2264184 | 208556 | 33798.481 | 2013
10725 | Y |  | Selkirk Cogen | Selkirk Cogen Partners LP | 16909 | NY | MAT | NPCC | 22 | 3 | NAICS-22 Cogen | CA | NG | NG | mcf | 750090 | 750090 | 770575 | 770575 | 569145 | 2013
10725 | Y |  | Selkirk Cogen | Selkirk Cogen Partners LP | 16909 | NY | MAT | NPCC | 22 | 3 | NAICS-22 Cogen | CT | NG | NG | mcf | 16607602 | 15409554 | 17068997 | 15837627 | 1400599 | 2013
10726 | Y |  | Masspower | Masspower | 11741 | MA | NEW | NPCC | 22 | 3 | NAICS-22 Cogen | CA | DFO | DFO | barrels | 0 | 0 | 0 | 0 | 0 | 2013 | x
10726 | Y |  | Masspower | Masspower | 11741 | MA | NEW | NPCC | 22 | 3 | NAICS-22 Cogen | CA | NG | NG | mcf | 0 | 0 | 0 | 0 | 223510 | 2013 | x
10726 | Y |  | Masspower | Masspower | 11741 | MA | NEW | NPCC | 22 | 3 | NAICS-22 Cogen | CT | DFO | DFO | barrels | 0 | 0 | 0 | 0 | 0 | 2013 | x
10726 | Y |  | Masspower | Masspower | 11741 | MA | NEW | NPCC | 22 | 3 | NAICS-22 Cogen | CT | NG | NG | mcf | 5982979 | 5909668 | 6161976 | 6086514 | 492990 | 2013 | x
10728 | N |  | Barker Lower | KEI (Maine) Power Management (III) LLC | 56838 | ME | NEW | NPCC | 22 | 2 | NAICS-22 Non-Cogen | HY | WAT | HYC |  | 0 | 0 | 60431 | 60431 | 6334.02 | 2013
10752 | N |  | Lachute Hydro Lower | Lachute Hydro Co Inc | 10575 | NY | MAT | NPCC | 22 | 2 | NAICS-22 Non-Cogen | HY | WAT | HYC |  | 0 | 0 | 125455 | 125455 | 13149 | 2013
10753 | N |  | Lachute Hydro Upper | Lachute Hydro Co Inc | 10575 | NY | MAT | NPCC | 22 | 2 | NAICS-22 Non-Cogen | HY | WAT | HYC |  | 0 | 0 | 125455 | 125455 | 13149 | 2013
10765 | N |  | Indeck Jonesboro Energy Center | Covanta Maine LLC | 56402 | ME | NEW | NPCC | 22 | 2 | NAICS-22 Non-Cogen | ST | WDS | WWW | short tons | 183612 | 183612 | 1872843 | 1872843 | 105619 | 2013 |  | 17.7321
10766 | N |  | Indeck West Enfield Energy Center | Covanta Maine LLC | 56402 | ME | NEW | NPCC | 22 | 2 | NAICS-22 Non-Cogen | ST | WDS | WWW | short tons | 193955 | 193955 | 1978341 | 1978341 | 111414 | 2013 |  | 17.7567
10802 | Y |  | Lowell Cogeneration Company LP | Lowell Cogeneration Co LP | 11267 | MA | NEW | NPCC | 22 | 3 | NAICS-22 Cogen | CA | DFO | DFO | barrels | 0 | 0 | 0 | 0 | 0 | 2013 | x
10802 | Y |  | Lowell Cogeneration Company LP | Lowell Cogeneration Co LP | 11267 | MA | NEW | NPCC | 22 | 3 | NAICS-22 Cogen | CA | NG | NG | mcf | 0 | 0 | 0 | 0 | 0 | 2013 | x
10802 | Y |  | Lowell Cogeneration Company LP | Lowell Cogeneration Co LP | 11267 | MA | NEW | NPCC | 22 | 3 | NAICS-22 Cogen | CT | DFO | DFO | barrels | 0 | 0 | 0 | 0 | 0 | 2013 | x
10802 | Y |  | Lowell Cogeneration Company LP | Lowell Cogeneration Co LP | 11267 | MA | NEW | NPCC | 22 | 3 | NAICS-22 Cogen | CT | NG | NG | mcf | 0 | 0 | 0 | 0 | 0 | 2013 | x
10817 | N |  | Port Leyden Hydroelectric Project | Empire Hydro Partners | 5811 | NY | MAT | NPCC | 22 | 2 | NAICS-22 Non-Cogen | HY | WAT | HYC |  | 0 | 0 | 42715 | 42715 | 4477 | 2013
10823 | Y |  | Deer Island Treatment Plant | Massachusetts Wtr RAuth-Deer I | 11427 | MA | NEW | NPCC | 22132 | 5 | Commercial NAICS Cogen | GT | DFO | DFO | barrels | 5051 | 4784 | 29200 | 27652 | 2251.06 | 2013
10823 | Y |  | Deer Island Treatment Plant | Massachusetts Wtr RAuth-Deer I | 11427 | MA | NEW | NPCC | 22132 | 5 | Commercial NAICS Cogen | HY | WAT | HYC |  | 0 | 0 | 55683 | 55683 | 5836.05 | 2013
10823 | Y |  | Deer Island Treatment Plant | Massachusetts Wtr RAuth-Deer I | 11427 | MA | NEW | NPCC | 22132 | 5 | Commercial NAICS Cogen | PV | SUN | SUN |  | 0 | 0 | 8407 | 8407 | 881.1 | 2013
10823 | Y |  | Deer Island Treatment Plant | Massachusetts Wtr RAuth-Deer I | 11427 | MA | NEW | NPCC | 22132 | 5 | Commercial NAICS Cogen | ST | DFO | DFO | barrels | 7426 | 7426 | 42942 | 42942 | 13434.966 | 2013
10823 | Y |  | Deer Island Treatment Plant | Massachusetts Wtr RAuth-Deer I | 11427 | MA | NEW | NPCC | 22132 | 5 | Commercial NAICS Cogen | ST | OBG | ORW | Mcf | 1622 | 1620 | 986 | 986 | 533.034 | 2013
10823 | Y |  | Deer Island Treatment Plant | Massachusetts Wtr RAuth-Deer I | 11427 | MA | NEW | NPCC | 22132 | 5 | Commercial NAICS Cogen | WT | WND | WND |  | 0 | 0 | 11176 | 11176 | 1171.17 | 2013
10824 | N |  | Oakdale Power Station | Massachusetts Water Res Auth | 11426 | MA | NEW | NPCC | 22 | 2 | NAICS-22 Non-Cogen | HY | WAT | HYC |  | 0 | 0 | 108596 | 108596 | 11382 | 2013
10825 | N |  | Cosgrove Intake and Power Station | Massachusetts Water Res Auth | 11426 | MA | NEW | NPCC | 22 | 2 | NAICS-22 Non-Cogen | HY | WAT | HYC |  | 0 | 0 | 46052 | 46052 | 4827 | 2013
10838 | N |  | Springfield Power LLC | Springfield Power LLC | 56084 | NH | NEW | NPCC | 22 | 2 | NAICS-22 Non-Cogen | ST | WDS | WWW | short tons | 222004 | 222004 | 1909234 | 1909234 | 137952 | 2013 |  | 13.8398
10839 | N |  | DG Whitefield LLC | EWP RENEWABLE CORP. | 55840 | NH | NEW | NPCC | 22 | 2 | NAICS-22 Non-Cogen | ST | WDS | WWW | short tons | 231077 | 231077 | 1848616 | 1848616 | 136792 | 2013 |  | 13.5141
10848 | N |  | Walden | Consolidated Hydro New York, Inc. | 49997 | NY | MAT | NPCC | 22 | 2 | NAICS-22 Non-Cogen | HY | WAT | HYC |  | 0 | 0 | 38391 | 38391 | 4024 | 2013
10853 | N |  | Center Falls | Hollingworth & Vose Co | 8736 | NY | MAT | NPCC | 322 | 6 | Industrial NAICS Non-Cogen | HY | WAT | HYC |  | 0 | 0 | 20 | 20 | 2 | 2013
10883 | Y |  | Medical Area Total Energy Plant | Medical Area Total Egy Plt Inc | 12258 | MA | NEW | NPCC | 622 | 5 | Commercial NAICS Cogen | GT | DFO | DFO | barrels | 303 | 182 | 1718 | 1033 | 156.571 | 2013
10883 | Y |  | Medical Area Total Energy Plant | Medical Area Total Egy Plt Inc | 12258 | MA | NEW | NPCC | 622 | 5 | Commercial NAICS Cogen | GT | NG | NG | mcf | 1593018 | 987591 | 1643981 | 1019209 | 154395.31 | 2013
10883 | Y |  | Medical Area Total Energy Plant | Medical Area Total Egy Plt Inc | 12258 | MA | NEW | NPCC | 622 | 5 | Commercial NAICS Cogen | IC | DFO | DFO | barrels | 16424 | 16424 | 93126 | 93126 | 10466.4 | 2013
10883 | Y |  | Medical Area Total Energy Plant | Medical Area Total Egy Plt Inc | 12258 | MA | NEW | NPCC | 622 | 5 | Commercial NAICS Cogen | ST | DFO | DFO | barrels | 2744 | 424 | 15558 | 2401 | 392.993 | 2013
10883 | Y |  | Medical Area Total Energy Plant | Medical Area Total Egy Plt Inc | 12258 | MA | NEW | NPCC | 622 | 5 | Commercial NAICS Cogen | ST | NG | NG | mcf | 2427434 | 432260 | 2506141 | 446189 | 73018.547 | 2013
10902 | N |  | Victory Mills | Consolidated Hydro New York, Inc. | 49997 | NY | MAT | NPCC | 22 | 2 | NAICS-22 Non-Cogen | HY | WAT | HYC |  | 0 | 0 | 58600 | 58600 | 6142 | 2013
50002 | Y |  | Pittsfield Generating LP | Pittsfield Generating Company, LP | 15114 | MA | NEW | NPCC | 22 | 3 | NAICS-22 Cogen | CA | DFO | DFO | barrels | 0 | 0 | 0 | 0 | 14207.068 | 2013 | x
50002 | Y |  | Pittsfield Generating LP | Pittsfield Generating Company, LP | 15114 | MA | NEW | NPCC | 22 | 3 | NAICS-22 Cogen | CA | NG | NG | mcf | 0 | 0 | 0 | 0 | 55645.932 | 2013 | x
50002 | Y |  | Pittsfield Generating LP | Pittsfield Generating Company, LP | 15114 | MA | NEW | NPCC | 22 | 3 | NAICS-22 Cogen | CT | DFO | DFO | barrels | 73805 | 72712 | 429545 | 423181 | 33328.99 | 2013 | x
50002 | Y |  | Pittsfield Generating LP | Pittsfield Generating Company, LP | 15114 | MA | NEW | NPCC | 22 | 3 | NAICS-22 Cogen | CT | NG | NG | mcf | 1610237 | 1572037 | 1658981 | 1619623 | 126499.01 | 2013 | x
50034 | N |  | Valley Falls Hydroelectric Facility | Valley Falls Associates | 19774 | NY | MAT | NPCC | 22 | 2 | NAICS-22 Non-Cogen | HY | WAT | HYC |  | 0 | 0 | 94438 | 94438 | 9898 | 2013
50035 | N |  | MMWAC Resource Recovery Facility | Mid-Maine Waste Action Corp | 22219 | ME | NEW | NPCC | 562212 | 4 | Commercial NAICS Non-Cogen | ST | MSB | MLG | short tons | 44424 | 44424 | 368187 | 368187 | 8449.564 | 2013
50035 | N |  | MMWAC Resource Recovery Facility | Mid-Maine Waste Action Corp | 22219 | ME | NEW | NPCC | 562212 | 4 | Commercial NAICS Non-Cogen | ST | MSN | OTH | short tons | 24989 | 24989 | 353719 | 353719 | 8117.562 | 2013
50035 | N |  | MMWAC Resource Recovery Facility | Mid-Maine Waste Action Corp | 22219 | ME | NEW | NPCC | 562212 | 4 | Commercial NAICS Non-Cogen | ST | NG | NG | mcf | 10801 | 10801 | 10801 | 10801 | 247.874 | 2013
50041 | Y |  | Norton Powerhouse | Saint - Gobain Abrasives Inc | 16544 | MA | NEW | NPCC | 327 | 7 | Industrial NAICS Cogen | ST | BIT | COL | short tons | 0 | 0 | 0 | 0 | 0 | 2013
50041 | Y |  | Norton Powerhouse | Saint - Gobain Abrasives Inc | 16544 | MA | NEW | NPCC | 327 | 7 | Industrial NAICS Cogen | ST | NG | NG | mcf | 474532 | 53110 | 488768 | 54704 | 11359 | 2013
50047 | N |  | International Paper Jay Hydro | Verso Paper Androscoggin LLC | 55738 | ME | NEW | NPCC | 322 | 6 | Industrial NAICS Non-Cogen | HY | WAT | HYC |  | 0 | 0 | 121293 | 121293 | 12713 | 2013
50051 | N |  | Penobscot Energy Recovery | ESOCO Orrington LLC | 6036 | ME | NEW | NPCC | 562212 | 4 | Commercial NAICS Non-Cogen | ST | DFO | DFO | barrels | 5927 | 5927 | 34970 | 34970 | 2072.66 | 2013
50051 | N |  | Penobscot Energy Recovery | ESOCO Orrington LLC | 6036 | ME | NEW | NPCC | 562212 | 4 | Commercial NAICS Non-Cogen | ST | MSB | MLG | short tons | 152009 | 152009 | 1342149 | 1342149 | 81524.935 | 2013
50051 | N |  | Penobscot Energy Recovery | ESOCO Orrington LLC | 6036 | ME | NEW | NPCC | 562212 | 4 | Commercial NAICS Non-Cogen | ST | MSN | OTH | short tons | 85507 | 85507 | 1289531 | 1289531 | 78328.734 | 2013
50051 | N |  | Penobscot Energy Recovery | ESOCO Orrington LLC | 6036 | ME | NEW | NPCC | 562212 | 4 | Commercial NAICS Non-Cogen | ST | WDS | WWW | short tons | 1154 | 1154 | 10155 | 10155 | 593.671 | 2013
50079 | N |  | Goodyear Lake Plant | CHI Energy Inc | 34688 | NY | MAT | NPCC | 22 | 2 | NAICS-22 Non-Cogen | HY | WAT | HYC |  | 0 | 0 | 55101 | 55101 | 5775 | 2013
50080 | N |  | Otis Hydro | Verso Paper Androscoggin LLC | 55738 | ME | NEW | NPCC | 322 | 6 | Industrial NAICS Non-Cogen | HY | WAT | HYC |  | 0 | 0 | 545346 | 545346 | 57158 | 2013
50081 | N |  | International Paper Riley Hydro | Verso Paper Androscoggin LLC | 55738 | ME | NEW | NPCC | 322 | 6 | Industrial NAICS Non-Cogen | HY | WAT | HYC |  | 0 | 0 | 271031 | 271031 | 28407 | 2013
50082 | N |  | International Paper Livermore Hydro | Verso Paper Androscoggin LLC | 55738 | ME | NEW | NPCC | 322 | 6 | Industrial NAICS Non-Cogen | HY | WAT | HYC |  | 0 | 0 | 355669 | 355669 | 37278 | 2013
50087 | Y |  | Univ of Massachusetts Medical Center | University of Massachusetts Medical | 23955 | MA | NEW | NPCC | 611 | 5 | Commercial NAICS Cogen | GT | DFO | DFO | barrels | 1149 | 1149 | 6322 | 6322 | 610.561 | 2013
50087 | Y |  | Univ of Massachusetts Medical Center | University of Massachusetts Medical | 23955 | MA | NEW | NPCC | 611 | 5 | Commercial NAICS Cogen | GT | NG | NG | mcf | 609445 | 609445 | 487557 | 487557 | 47105.439 | 2013
50087 | Y |  | Univ of Massachusetts Medical Center | University of Massachusetts Medical | 23955 | MA | NEW | NPCC | 611 | 5 | Commercial NAICS Cogen | ST | DFO | DFO | barrels | 0 | 0 | 0 | 0 | 0 | 2013
50087 | Y |  | Univ of Massachusetts Medical Center | University of Massachusetts Medical | 23955 | MA | NEW | NPCC | 611 | 5 | Commercial NAICS Cogen | ST | NG | NG | mcf | 944563 | 331357 | 755649 | 265084 | 18098.162 | 2013
50087 | Y |  | Univ of Massachusetts Medical Center | University of Massachusetts Medical | 23955 | MA | NEW | NPCC | 611 | 5 | Commercial NAICS Cogen | ST | RFO | RFO | barrels | 1877 | 661 | 10887 | 3837 | 378.758 | 2013
50093 | N |  | Chateaugay High Falls Hydro | Triton Power Co | 34689 | NY | MAT | NPCC | 22 | 2 | NAICS-22 Non-Cogen | HY | WAT | HYC |  | 0 | 0 | 69383 | 69383 | 7272 | 2013
50103 | N |  | China Mill Hydro | New Hampshire Hydro Associates | 13442 | NH | NEW | NPCC | 22 | 2 | NAICS-22 Non-Cogen | HY | WAT | HYC |  | 0 | 0 | 38022 | 38022 | 3985 | 2013
50123 | N |  | Normanskill Hydro Project | Watervliet City of | 20148 | NY | MAT | NPCC | 22 | 2 | NAICS-22 Non-Cogen | HY | WAT | HYC |  | 0 | 0 | 20932 | 20932 | 2194 | 2013
50126 | N |  | Ottauquechee Hydro | Ottauquechee Hydro Company, Inc. | 38001 | VT | NEW | NPCC | 22 | 2 | NAICS-22 Non-Cogen | HY | WAT | HYC |  | 0 | 0 | 65937 | 65937 | 6911 | 2013
50136 | Y |  | South Oaks Hospital | South Oak Hospital | 17460 | NY | MAT | NPCC | 622 | 5 | Commercial NAICS Cogen | IC | NG | NG | mcf | 74157 | 65708 | 81573 | 72279 | 336 | 2013
50176 | N |  | Union Falls | Union Falls Hydro Power LP | 56842 | NY | MAT | NPCC | 22 | 2 | NAICS-22 Non-Cogen | HY | WAT | HYC |  | 0 | 0 | 132058 | 132058 | 13841.19 | 2013
50177 | N |  | Blackstone/Tupperware | Blackstone Hydro Inc. | 56844 | RI | NEW | NPCC | 22 | 2 | NAICS-22 Non-Cogen | HY | WAT | HYC |  | 0 | 0 | 42429 | 42429 | 4447.08 | 2013
50202 | N |  | WPS Power Niagara | Niagara Generation LLC | 55807 | NY | MAT | NPCC | 22 | 2 | NAICS-22 Non-Cogen | ST | BIT | COL | short tons | 1311 | 1311 | 32263 | 32263 | 2428.342 | 2013 | x
50202 | N |  | WPS Power Niagara | Niagara Generation LLC | 55807 | NY | MAT | NPCC | 22 | 2 | NAICS-22 Non-Cogen | ST | NG | NG | mcf | 2939 | 2939 | 3012 | 3012 | 229.397 | 2013 | x
50202 | N |  | WPS Power Niagara | Niagara Generation LLC | 55807 | NY | MAT | NPCC | 22 | 2 | NAICS-22 Non-Cogen | ST | PC | PC | short tons | 0 | 0 | 0 | 0 | 0 | 2013 | x
50202 | N |  | WPS Power Niagara | Niagara Generation LLC | 55807 | NY | MAT | NPCC | 22 | 2 | NAICS-22 Non-Cogen | ST | TDF | OTH | short tons | 9570 | 9570 | 270831 | 270831 | 20319.124 | 2013 | x
50202 | N |  | WPS Power Niagara | Niagara Generation LLC | 55807 | NY | MAT | NPCC | 22 | 2 | NAICS-22 Non-Cogen | ST | WDS | WWW | short tons | 24330 | 24330 | 258534 | 258534 | 19418.512 | 2013 | x | 13.3138
50202 | N |  | WPS Power Niagara | Niagara Generation LLC | 55807 | NY | MAT | NPCC | 22 | 2 | NAICS-22 Non-Cogen | ST | WO | WOO | barrels | 2 | 2 | 8 | 8 | 0.625 | 2013 | x
50203 | Y |  | US Gypsum Oakfield | U S Gypsum Co | 19351 | NY | MAT | NPCC | 322 | 7 | Industrial NAICS Cogen | GT | NG | NG | mcf | 238247 | 72866 | 256115 | 78332 | 16891.28 | 2013
50208 | N |  | Pinetree Power | Pinetree Power Inc | 15064 | NH | NEW | NPCC | 22 | 2 | NAICS-22 Non-Cogen | ST | WDS | WWW | short tons | 230086 | 230086 | 1955734 | 1955734 | 124452 | 2013 |  | 15.7148
50225 | N |  | Regional Waste Systems | Ecomaine | 15824 | ME | NEW | NPCC | 22 | 2 | NAICS-22 Non-Cogen | ST | MSB | MLG | short tons | 115355 | 115355 | 919235 | 919235 | 44640.104 | 2013
50225 | N |  | Regional Waste Systems | Ecomaine | 15824 | ME | NEW | NPCC | 22 | 2 | NAICS-22 Non-Cogen | ST | MSN | OTH | short tons | 64890 | 64890 | 883210 | 883210 | 42890.796 | 2013
50225 | N |  | Regional Waste Systems | Ecomaine | 15824 | ME | NEW | NPCC | 22 | 2 | NAICS-22 Non-Cogen | ST | NG | NG | mcf | 24046 | 24046 | 24046 | 24046 | 1115.1 | 2013
50230 | Y |  | Robbins Lumber | Robbins Lumber Inc | 16191 | ME | NEW | NPCC | 321 | 7 | Industrial NAICS Cogen | IC | DFO | DFO | barrels | 221 | 178 | 1300 | 1049 | 188 | 2013
50243 | Y |  | Verso Paper | Verso Bucksport LLC | 9303 | ME | NEW | NPCC | 322122 | 7 | Industrial NAICS Cogen | GT | DFO | DFO | barrels | 0 | 0 | 0 | 0 | 0 | 2013
50243 | Y |  | Verso Paper | Verso Bucksport LLC | 9303 | ME | NEW | NPCC | 322122 | 7 | Industrial NAICS Cogen | GT | NG | NG | mcf | 14054954 | 12948703 | 14684159 | 13529200 | 1385671 | 2013
50243 | Y |  | Verso Paper | Verso Bucksport LLC | 9303 | ME | NEW | NPCC | 322122 | 7 | Industrial NAICS Cogen | ST | BIT | COL | short tons | 0 | 0 | 0 | 0 | 0 | 2013
50243 | Y |  | Verso Paper | Verso Bucksport LLC | 9303 | ME | NEW | NPCC | 322122 | 7 | Industrial NAICS Cogen | ST | NG | NG | mcf | 180723 | 142103 | 186142 | 146574 | 26061.226 | 2013
50243 | Y |  | Verso Paper | Verso Bucksport LLC | 9303 | ME | NEW | NPCC | 322122 | 7 | Industrial NAICS Cogen | ST | RFO | RFO | barrels | 7062 | 6099 | 45056 | 38909 | 7186.7 | 2013
50243 | Y |  | Verso Paper | Verso Bucksport LLC | 9303 | ME | NEW | NPCC | 322122 | 7 | Industrial NAICS Cogen | ST | SLW | ORW | short tons | 8371 | 7995 | 92081 | 87950 | 16544.412 | 2013
50243 | Y |  | Verso Paper | Verso Bucksport LLC | 9303 | ME | NEW | NPCC | 322122 | 7 | Industrial NAICS Cogen | ST | TDF | OTH | short tons | 0 | 0 | 0 | 0 | 0 | 2013
50243 | Y |  | Verso Paper | Verso Bucksport LLC | 9303 | ME | NEW | NPCC | 322122 | 7 | Industrial NAICS Cogen | ST | WDS | WWW | short tons | 191144 | 182211 | 3402362 | 3243360 | 603233.66 | 2013
50268 | N |  | Hewittville Hydroelectric | Erie Boulevard Hydropower LP | 5914 | NY | MAT | NPCC | 22 | 2 | NAICS-22 Non-Cogen | HY | WAT | HYC |  | 0 | 0 | 167883 | 167883 | 17596 | 2013
50269 | N |  | Unionville Hydro Project 2499 NY | Erie Boulevard Hydropower LP | 5914 | NY | MAT | NPCC | 22 | 2 | NAICS-22 Non-Cogen | HY | WAT | HYC |  | 0 | 0 | 160582 | 160582 | 16831 | 2013
50273 | N |  | Pioneer Valley Resource Recovery | Covanta Springfield LLC | 56125 | MA | NEW | NPCC | 22 | 2 | NAICS-22 Non-Cogen | ST | DFO | DFO | barrels | 0 | 0 | 0 | 0 | 0 | 2013
50273 | N |  | Pioneer Valley Resource Recovery | Covanta Springfield LLC | 56125 | MA | NEW | NPCC | 22 | 2 | NAICS-22 Non-Cogen | ST | MSB | MLG | short tons | 83666 | 83666 | 600053 | 600053 | 22020.845 | 2013
50273 | N |  | Pioneer Valley Resource Recovery | Covanta Springfield LLC | 56125 | MA | NEW | NPCC | 22 | 2 | NAICS-22 Non-Cogen | ST | MSN | OTH | short tons | 47062 | 47062 | 576510 | 576510 | 21156.859 | 2013
50273 | N |  | Pioneer Valley Resource Recovery | Covanta Springfield LLC | 56125 | MA | NEW | NPCC | 22 | 2 | NAICS-22 Non-Cogen | ST | NG | NG | mcf | 31848 | 31848 | 31848 | 31848 | 1168.764 | 2013
50273 | N |  | Pioneer Valley Resource Recovery | Covanta Springfield LLC | 56125 | MA | NEW | NPCC | 22 | 2 | NAICS-22 Non-Cogen | ST | TDF | OTH | short tons | 622 | 622 | 14928 | 14928 | 547.831 | 2013
50273 | N |  | Pioneer Valley Resource Recovery | Covanta Springfield LLC | 56125 | MA | NEW | NPCC | 22 | 2 | NAICS-22 Non-Cogen | ST | WDS | WWW | short tons | 2962 | 2962 | 32582 | 32582 | 1195.701 | 2013 |  | 27.2493
50277 | N |  | ReEnergy Chateaugay Power Station | ReEnergy Chateaugay LLC | 57433 | NY | MAT | NPCC | 22 | 2 | NAICS-22 Non-Cogen | ST | WDS | WWW | short tons | 0 | 0 | 0 | 0 | 0 | 2013
50278 | N |  | Worumbo Hydro Station | Miller Hydro Group Inc | 21737 | ME | NEW | NPCC | 22 | 2 | NAICS-22 Non-Cogen | HY | WAT | HYC |  | 0 | 0 | 928368 | 928368 | 97303 | 2013
50280 | N |  | Dahowa Hydro | Dahowa Hydro | 4735 | NY | MAT | NPCC | 22 | 2 | NAICS-22 Non-Cogen | HY | WAT | HYC |  | 0 | 0 | 392765 | 392765 | 41166 | 2013
50290 | N |  | SEMASS Resource Recovery | SEMASS Partnership | 16929 | MA | NEW | NPCC | 22 | 2 | NAICS-22 Non-Cogen | ST | DFO | DFO | barrels | 3856 | 3856 | 22365 | 22365 | 1168.614 | 2013
50290 | N |  | SEMASS Resource Recovery | SEMASS Partnership | 16929 | MA | NEW | NPCC | 22 | 2 | NAICS-22 Non-Cogen | ST | MSB | MLG | short tons | 695462 | 695462 | 5542138 | 5542138 | 299696.53 | 2013
50290 | N |  | SEMASS Resource Recovery | SEMASS Partnership | 16929 | MA | NEW | NPCC | 22 | 2 | NAICS-22 Non-Cogen | ST | MSN | OTH | short tons | 391197 | 391197 | 5324708 | 5324708 | 287938.85 | 2013
50292 | N |  | Bethpage Power Plant | Calpine Eastern Corp | 24457 | NY | MAT | NPCC | 22 | 2 | NAICS-22 Non-Cogen | CA | DFO | DFO | barrels | 0 | 0 | 0 | 0 | 0 | 2013 | x
50292 | N |  | Bethpage Power Plant | Calpine Eastern Corp | 24457 | NY | MAT | NPCC | 22 | 2 | NAICS-22 Non-Cogen | CA | NG | NG | mcf | 209279 | 209279 | 215738 | 215738 | 105813 | 2013 | x
50292 | N |  | Bethpage Power Plant | Calpine Eastern Corp | 24457 | NY | MAT | NPCC | 22 | 2 | NAICS-22 Non-Cogen | CT | DFO | DFO | barrels | 0 | 0 | 0 | 0 | 0 | 2013 | x
50292 | N |  | Bethpage Power Plant | Calpine Eastern Corp | 24457 | NY | MAT | NPCC | 22 | 2 | NAICS-22 Non-Cogen | CT | NG | NG | mcf | 3941617 | 3941617 | 4063692 | 4063692 | 371417 | 2013 | x
50292 | N |  | Bethpage Power Plant | Calpine Eastern Corp | 24457 | NY | MAT | NPCC | 22 | 2 | NAICS-22 Non-Cogen | GT | NG | NG | mcf | 1601780 | 1601780 | 1650425 | 1650425 | 154107 | 2013 | x
50292 | N |  | Bethpage Power Plant | Calpine Eastern Corp | 24457 | NY | MAT | NPCC | 22 | 2 | NAICS-22 Non-Cogen | IC | DFO | DFO | barrels | 0 | 0 | 0 | 0 | 0 | 2013
50312 | N |  | Pembroke Hydro | Eagle Creek RE LLC | 57280 | NH | NEW | NPCC | 22 | 2 | NAICS-22 Non-Cogen | HY | WAT | HYC |  | 0 | 0 | 92263 | 92263 | 9670 | 2013
50315 | N |  | Chasm Hydro Partnership | Chasm Hydro Partnership | 24979 | NY | MAT | NPCC | 22 | 2 | NAICS-22 Non-Cogen | HY | WAT | HYC |  | 0 | 0 | 66789 | 66789 | 7000 | 2013
50324 | N |  | Newfound Hydroelectric | KTZ Hydro LLC | 36055 | NH | NEW | NPCC | 22 | 2 | NAICS-22 Non-Cogen | HY | WAT | HYC |  | 0 | 0 | 59116 | 59116 | 6196 | 2013
50348 | N |  | Oceanside Energy | Zapco Energy Tactics Corp | 21148 | NY | MAT | NPCC | 22 | 2 | NAICS-22 Non-Cogen | IC | LFG | MLG | mcf | 55670 | 55670 | 27837 | 27837 | 1988 | 2013
50351 | N |  | Rolfe Canal Hydro | Briar-Hydro Associates | 24793 | NH | NEW | NPCC | 22 | 2 | NAICS-22 Non-Cogen | HY | WAT | HYC |  | 0 | 0 | 191098 | 191098 | 20029 | 2013
50353 | N |  | Penacook Lower Falls | Briar-Hydro Associates | 24793 | NH | NEW | NPCC | 22 | 2 | NAICS-22 Non-Cogen | HY | WAT | HYC |  | 0 | 0 | 192720 | 192720 | 20199 | 2013
50354 | N |  | Newport Hydro | Newport Hydro Associates | 13532 | NY | MAT | NPCC | 22 | 2 | NAICS-22 Non-Cogen | HY | WAT | HYC |  | 0 | 0 | 65167 | 65167 | 6830 | 2013
50365 | N |  | Ridgewood Providence Power | Rhode Island LFG Genco | 56889 | RI | NEW | NPCC | 22 | 2 | NAICS-22 Non-Cogen | IC | LFG | MLG | mcf | 25315 | 25315 | 12278 | 12278 | 744 | 2013
50368 | Y |  | Cornell University Central Heat | Cornell University | 21508 | NY | MAT | NPCC | 611 | 5 | Commercial NAICS Cogen | CA | BIT | COL | short tons | 0 | 0 | 0 | 0 | 0 | 2013
50368 | Y |  | Cornell University Central Heat | Cornell University | 21508 | NY | MAT | NPCC | 611 | 5 | Commercial NAICS Cogen | CA | DFO | DFO | barrels | 464 | 60 | 2645 | 342 | 30.876 | 2013
50368 | Y |  | Cornell University Central Heat | Cornell University | 21508 | NY | MAT | NPCC | 611 | 5 | Commercial NAICS Cogen | CA | NG | NG | mcf | 467415 | 273869 | 481439 | 282086 | 25514.124 | 2013
50368 | Y |  | Cornell University Central Heat | Cornell University | 21508 | NY | MAT | NPCC | 611 | 5 | Commercial NAICS Cogen | CT | BIT | COL | short tons | 0 | 0 | 0 | 0 | 0 | 2013
50368 | Y |  | Cornell University Central Heat | Cornell University | 21508 | NY | MAT | NPCC | 611 | 5 | Commercial NAICS Cogen | CT | DFO | DFO | barrels | 23 | 23 | 132 | 132 | 11.442 | 2013
50368 | Y |  | Cornell University Central Heat | Cornell University | 21508 | NY | MAT | NPCC | 611 | 5 | Commercial NAICS Cogen | CT | NG | NG | mcf | 2032623 | 2032623 | 2093601 | 2093601 | 184456.56 | 2013
50368 | Y |  | Cornell University Central Heat | Cornell University | 21508 | NY | MAT | NPCC | 611 | 5 | Commercial NAICS Cogen | CT | RFO | RFO | barrels | 0 | 0 | 0 | 0 | 0 | 2013
50384 | N |  | Gregg Falls | Eagle Creek RE LLC | 57280 | NH | NEW | NPCC | 22 | 2 | NAICS-22 Non-Cogen | HY | WAT | HYC |  | 0 | 0 | 92653 | 92653 | 9711 | 2013
50406 | Y |  | Somerset Plant | Sappi Fine Paper North America-Somerset | 16190 | ME | NEW | NPCC | 322122 | 7 | Industrial NAICS Cogen | ST | BLQ | WWW | short tons | 859566 | 138216 | 9850625 | 1583964 | 280587.42 | 2013
50406 | Y |  | Somerset Plant | Sappi Fine Paper North America-Somerset | 16190 | ME | NEW | NPCC | 322122 | 7 | Industrial NAICS Cogen | ST | DFO | DFO | barrels | 3634 | 598 | 21258 | 3501 | 625.086 | 2013
50406 | Y |  | Somerset Plant | Sappi Fine Paper North America-Somerset | 16190 | ME | NEW | NPCC | 322122 | 7 | Industrial NAICS Cogen | ST | OBL | ORW | barrels | 10428 | 1675 | 7498 | 1204 | 212.351 | 2013
50406 | Y |  | Somerset Plant | Sappi Fine Paper North America-Somerset | 16190 | ME | NEW | NPCC | 322122 | 7 | Industrial NAICS Cogen | ST | RFO | RFO | barrels | 79150 | 12512 | 497855 | 78706 | 13749.943 | 2013
50406 | Y |  | Somerset Plant | Sappi Fine Paper North America-Somerset | 16190 | ME | NEW | NPCC | 322122 | 7 | Industrial NAICS Cogen | ST | SLW | ORW | short tons | 62305 | 10093 | 274142 | 44413 | 7826.849 | 2013
50406 | Y |  | Somerset Plant | Sappi Fine Paper North America-Somerset | 16190 | ME | NEW | NPCC | 322122 | 7 | Industrial NAICS Cogen | ST | TDF | OTH | short tons | 26892 | 4356 | 850084 | 137738 | 24223.955 | 2013
50406 | Y |  | Somerset Plant | Sappi Fine Paper North America-Somerset | 16190 | ME | NEW | NPCC | 322122 | 7 | Industrial NAICS Cogen | ST | WDS | WWW | short tons | 958373 | 155925 | 8417207 | 1369431 | 239751.39 | 2013
50414 | N |  | Penacook Upper Falls Hydro | Briar-Hydro Associates | 24793 | NH | NEW | NPCC | 22 | 2 | NAICS-22 Non-Cogen | HY | WAT | HYC |  | 0 | 0 | 147981 | 147981 | 15510 | 2013
50416 | N |  | Tannery Island Power | Tannery Island Power Corp | 18436 | NY | MAT | NPCC | 22 | 2 | NAICS-22 Non-Cogen | HY | WAT | HYC |  | 0 | 0 | 71203 | 71203 | 7463 | 2013
50427 | Y |  | Bronx Zoo | New York Zoological Society | 13487 | NY | MAT | NPCC | 712 | 5 | Commercial NAICS Cogen | IC | DFO | DFO | barrels | 0 | 0 | 0 | 0 | 0 | 2013
50427 | Y |  | Bronx Zoo | New York Zoological Society | 13487 | NY | MAT | NPCC | 712 | 5 | Commercial NAICS Cogen | IC | NG | NG | mcf | 256447 | 95701 | 282094 | 105270 | 21105 | 2013
50447 | Y |  | S D Warren Westbrook | S D Warren Co.- Westbrook | 16721 | ME | NEW | NPCC | 322122 | 7 | Industrial NAICS Cogen | HY | WAT | HYC |  | 0 | 0 | 436644 | 436644 | 45765 | 2013
50447 | Y |  | S D Warren Westbrook | S D Warren Co.- Westbrook | 16721 | ME | NEW | NPCC | 322122 | 7 | Industrial NAICS Cogen | ST | BIT | COL | short tons | 27315 | 7798 | 690239 | 197086 | 27569.268 | 2013
50447 | Y |  | S D Warren Westbrook | S D Warren Co.- Westbrook | 16721 | ME | NEW | NPCC | 322122 | 7 | Industrial NAICS Cogen | ST | DFO | DFO | barrels | 2514 | 708 | 14889 | 4181 | 568.954 | 2013
50447 | Y |  | S D Warren Westbrook | S D Warren Co.- Westbrook | 16721 | ME | NEW | NPCC | 322122 | 7 | Industrial NAICS Cogen | ST | RFO | RFO | barrels | 16311 | 4468 | 102760 | 28139 | 3724.122 | 2013
50447 | Y |  | S D Warren Westbrook | S D Warren Co.- Westbrook | 16721 | ME | NEW | NPCC | 322122 | 7 | Industrial NAICS Cogen | ST | WDS | WWW | short tons | 403133 | 113725 | 3758780 | 1059915 | 144119.66 | 2013
50449 | Y |  | Indeck Silver Springs Energy Center | Indeck-Energy Serv Silver Spg | 9245 | NY | MAT | NPCC | 22 | 3 | NAICS-22 Cogen | CA | DFO | DFO | barrels | 0 | 0 | 0 | 0 | 0 | 2013
50449 | Y |  | Indeck Silver Springs Energy Center | Indeck-Energy Serv Silver Spg | 9245 | NY | MAT | NPCC | 22 | 3 | NAICS-22 Cogen | CA | NG | NG | mcf | 930 | 930 | 955 | 955 | 12411.15 | 2013
50449 | Y |  | Indeck Silver Springs Energy Center | Indeck-Energy Serv Silver Spg | 9245 | NY | MAT | NPCC | 22 | 3 | NAICS-22 Cogen | CT | DFO | DFO | barrels | 0 | 0 | 0 | 0 | 0 | 2013
50449 | Y |  | Indeck Silver Springs Energy Center | Indeck-Energy Serv Silver Spg | 9245 | NY | MAT | NPCC | 22 | 3 | NAICS-22 Cogen | CT | NG | NG | mcf | 457104 | 442231 | 469697 | 454419 | 36613.62 | 2013
50450 | Y |  | Indeck Oswego Energy Center | Indeck-Oswego Ltd Partnership | 9244 | NY | MAT | NPCC | 22 | 3 | NAICS-22 Cogen | CA | DFO | DFO | barrels | 0 | 0 | 0 | 0 | 66.516 | 2013
50450 | Y |  | Indeck Oswego Energy Center | Indeck-Oswego Ltd Partnership | 9244 | NY | MAT | NPCC | 22 | 3 | NAICS-22 Cogen | CA | NG | NG | mcf | 15487 | 15487 | 15742 | 15742 | 14689.484 | 2013
50450 | Y |  | Indeck Oswego Energy Center | Indeck-Oswego Ltd Partnership | 9244 | NY | MAT | NPCC | 22 | 3 | NAICS-22 Cogen | CT | DFO | DFO | barrels | 450 | 331 | 2475 | 1822 | 150.966 | 2013
50450 | Y |  | Indeck Oswego Energy Center | Indeck-Oswego Ltd Partnership | 9244 | NY | MAT | NPCC | 22 | 3 | NAICS-22 Cogen | CT | NG | NG | mcf | 405041 | 367645 | 411404 | 373436 | 31937.034 | 2013
50451 | Y |  | Indeck Yerkes Energy Center | Indeck-Yerkes Ltd Partnership | 9243 | NY | MAT | NPCC | 22 | 3 | NAICS-22 Cogen | CA | DFO | DFO | barrels | 0 | 0 | 0 | 0 | 6.471 | 2013
50451 | Y |  | Indeck Yerkes Energy Center | Indeck-Yerkes Ltd Partnership | 9243 | NY | MAT | NPCC | 22 | 3 | NAICS-22 Cogen | CA | NG | NG | mcf | 19513 | 19513 | 20264 | 20264 | 13869.529 | 2013
50451 | Y |  | Indeck Yerkes Energy Center | Indeck-Yerkes Ltd Partnership | 9243 | NY | MAT | NPCC | 22 | 3 | NAICS-22 Cogen | CT | DFO | DFO | barrels | 49 | 48 | 272 | 260 | 20.519 | 2013
50451 | Y |  | Indeck Yerkes Energy Center | Indeck-Yerkes Ltd Partnership | 9243 | NY | MAT | NPCC | 22 | 3 | NAICS-22 Cogen | CT | NG | NG | mcf | 528238 | 496858 | 549182 | 516292 | 42317.481 | 2013
50458 | Y |  | Indeck Corinth Energy Center | Indeck-Corinth Ltd Partnership | 9263 | NY | MAT | NPCC | 22 | 3 | NAICS-22 Cogen | CA | DFO | DFO | barrels | 0 | 0 | 0 | 0 | 1.812 | 2013
50458 | Y |  | Indeck Corinth Energy Center | Indeck-Corinth Ltd Partnership | 9263 | NY | MAT | NPCC | 22 | 3 | NAICS-22 Cogen | CA | KER | WOO | barrels | 0 | 0 | 0 | 0 | 0 | 2013
50458 | Y |  | Indeck Corinth Energy Center | Indeck-Corinth Ltd Partnership | 9263 | NY | MAT | NPCC | 22 | 3 | NAICS-22 Cogen | CA | NG | NG | mcf | 555565 | 555565 | 572761 | 572761 | 329409.19 | 2013
50458 | Y |  | Indeck Corinth Energy Center | Indeck-Corinth Ltd Partnership | 9263 | NY | MAT | NPCC | 22 | 3 | NAICS-22 Cogen | CT | DFO | DFO | barrels | 7 | 7 | 40 | 40 | 3.288 | 2013
50458 | Y |  | Indeck Corinth Energy Center | Indeck-Corinth Ltd Partnership | 9263 | NY | MAT | NPCC | 22 | 3 | NAICS-22 Cogen | CT | KER | WOO | barrels | 0 | 0 | 0 | 0 | 0 | 2013
50458 | Y |  | Indeck Corinth Energy Center | Indeck-Corinth Ltd Partnership | 9263 | NY | MAT | NPCC | 22 | 3 | NAICS-22 Cogen | CT | NG | NG | mcf | 6652872 | 6652872 | 6859630 | 6859630 | 574714.71 | 2013
50472 | Y |  | Covanta Niagara LP | Covanta Energy of Niagara LP | 470 | NY | MAT | NPCC | 22 | 3 | NAICS-22 Cogen | ST | DFO | DFO | barrels | 0 | 0 | 0 | 0 | 0 | 2013 | x
50472 | Y |  | Covanta Niagara LP | Covanta Energy of Niagara LP | 470 | NY | MAT | NPCC | 22 | 3 | NAICS-22 Cogen | ST | MSB | MLG | short tons | 479742 | 85072 | 3777007 | 669781 | 86346.934 | 2013 | x
50472 | Y |  | Covanta Niagara LP | Covanta Energy of Niagara LP | 470 | NY | MAT | NPCC | 22 | 3 | NAICS-22 Cogen | ST | MSN | OTH | short tons | 269854 | 47854 | 3628933 | 643521 | 82961.873 | 2013 | x
50472 | Y |  | Covanta Niagara LP | Covanta Energy of Niagara LP | 470 | NY | MAT | NPCC | 22 | 3 | NAICS-22 Cogen | ST | NG | NG | mcf | 808654 | 134838 | 808654 | 134838 | 17115.823 | 2013 | x
50472 | Y |  | Covanta Niagara LP | Covanta Energy of Niagara LP | 470 | NY | MAT | NPCC | 22 | 3 | NAICS-22 Cogen | ST | WDS | WWW | short tons | 21950 | 3741 | 285350 | 48631 | 6209.37 | 2013 | x | 7.8319
50498 | Y |  | Capital District Energy Center | Maxim Power (USA) Inc | 50168 | CT | NEW | NPCC | 22 | 3 | NAICS-22 Cogen | CA | DFO | DFO | barrels | 0 | 0 | 0 | 0 | 200.988 | 2013
50498 | Y |  | Capital District Energy Center | Maxim Power (USA) Inc | 50168 | CT | NEW | NPCC | 22 | 3 | NAICS-22 Cogen | CA | NG | NG | mcf | 16837 | 16837 | 17263 | 17263 | 6873.222 | 2013
50498 | Y |  | Capital District Energy Center | Maxim Power (USA) Inc | 50168 | CT | NEW | NPCC | 22 | 3 | NAICS-22 Cogen | CT | DFO | DFO | barrels | 2372 | 1666 | 13895 | 9759 | 744.246 | 2013
50498 | Y |  | Capital District Energy Center | Maxim Power (USA) Inc | 50168 | CT | NEW | NPCC | 22 | 3 | NAICS-22 Cogen | CT | NG | NG | mcf | 244619 | 223347 | 250799 | 229015 | 16994.144 | 2013
50512 | N |  | Glen Park Hydroelectric Project | Northbrook New York LLC | 13727 | NY | MAT | NPCC | 22 | 2 | NAICS-22 Non-Cogen | HY | WAT | HYC |  | 0 | 0 | 1491611 | 1491611 | 156337 | 2013
50513 | N |  | Stillwater Reservoir Hydro | Stillwater Associates | 18121 | NY | MAT | NPCC | 22 | 2 | NAICS-22 Non-Cogen | HY | WAT | HYC |  | 0 | 0 | 52228 | 52228 | 5474 | 2013
50514 | N |  | Fort Miller Hydroelectric Facility | Fort Miller Associates | 6495 | NY | MAT | NPCC | 22 | 2 | NAICS-22 Non-Cogen | HY | WAT | HYC |  | 0 | 0 | 228477 | 228477 | 23947 | 2013
50539 | N |  | Boltonville Hydro Associates | Boltonville Hydro Associates | 1966 | VT | NEW | NPCC | 22 | 2 | NAICS-22 Non-Cogen | HY | WAT | HYC |  | 0 | 0 | 44346 | 44346 | 4648 | 2013
50545 | N |  | Lawrence Hydroelectric Associates | Lawrence Hydroelectric Assoc | 23576 | MA | NEW | NPCC | 22 | 2 | NAICS-22 Non-Cogen | HY | WAT | HYC |  | 0 | 0 | 742729 | 742729 | 77846 | 2013
50564 | N |  | New Milford Gas Recovery | WM Renewable Energy LLC | 54842 | CT | NEW | NPCC | 22 | 2 | NAICS-22 Non-Cogen | IC | LFG | MLG | mcf | 281943 | 281943 | 143791 | 143791 | 11466 | 2013
50565 | N |  | Monroe Livingston Gas Recovery | WM Renewable Energy LLC | 54842 | NY | MAT | NPCC | 22 | 2 | NAICS-22 Non-Cogen | IC | LFG | MLG | mcf | 227357 | 227357 | 125274 | 125274 | 9631 | 2013
50568 | N |  | High Acres Gas Recovery | WM Renewable Energy LLC | 54842 | NY | MAT | NPCC | 22 | 2 | NAICS-22 Non-Cogen | IC | LFG | MLG | mcf | 1778051 | 1778051 | 956592 | 956592 | 80314 | 2013
50648 | N |  | Covanta Bristol Energy | Covanta Bristol Inc | 4474 | CT | NEW | NPCC | 22 | 2 | NAICS-22 Non-Cogen | ST | MSB | MLG | short tons | 135461 | 135461 | 971527 | 971527 | 53890.581 | 2013
50648 | N |  | Covanta Bristol Energy | Covanta Bristol Inc | 4474 | CT | NEW | NPCC | 22 | 2 | NAICS-22 Non-Cogen | ST | MSN | OTH | short tons | 76198 | 76198 | 933413 | 933413 | 51776.419 | 2013
50648 | N |  | Covanta Bristol Energy | Covanta Bristol Inc | 4474 | CT | NEW | NPCC | 22 | 2 | NAICS-22 Non-Cogen | ST | NG | NG | mcf | 0 | 0 | 0 | 0 | 0 | 2013
50649 | N |  | Covanta Babylon Inc | Covanta Babylon Inc | 4484 | NY | MAT | NPCC | 562213 | 4 | Commercial NAICS Non-Cogen | ST | DFO | DFO | barrels | 895 | 895 | 5279 | 5279 | 239.555 | 2013
50649 | N |  | Covanta Babylon Inc | Covanta Babylon Inc | 4484 | NY | MAT | NPCC | 562213 | 4 | Commercial NAICS Non-Cogen | ST | MSB | MLG | short tons | 152400 | 152400 | 1219508 | 1219508 | 56236.036 | 2013
50649 | N |  | Covanta Babylon Inc | Covanta Babylon Inc | 4484 | NY | MAT | NPCC | 562213 | 4 | Commercial NAICS Non-Cogen | ST | MSN | OTH | short tons | 85724 | 85724 | 1171674 | 1171674 | 54030.409 | 2013
50650 | N |  | ReEnergy Stratton LLC | ReEnergy Stratton LLC | 1950 | ME | NEW | NPCC | 22 | 2 | NAICS-22 Non-Cogen | ST | DFO | DFO | barrels | 0 | 0 | 0 | 0 | 0 | 2013
50650 | N |  | ReEnergy Stratton LLC | ReEnergy Stratton LLC | 1950 | ME | NEW | NPCC | 22 | 2 | NAICS-22 Non-Cogen | ST | WDS | WWW | short tons | 566312 | 566312 | 4643757 | 4643757 | 342027 | 2013 |  | 13.5772
50651 | Y |  | Syracuse Energy | Syracuse Energy Corp | 19194 | NY | MAT | NPCC | 22 | 3 | NAICS-22 Cogen | ST | BIT | COL | short tons | 0 | 0 | 0 | 0 | 0 | 2013 | x
50651 | Y |  | Syracuse Energy | Syracuse Energy Corp | 19194 | NY | MAT | NPCC | 22 | 3 | NAICS-22 Cogen | ST | DFO | DFO | barrels | 1199 | 1199 | 6954 | 6954 | 55181.526 | 2013 | x
50652 | N |  | Lyonsdale Associates | Burrows Paper Corp | 2598 | NY | MAT | NPCC | 22 | 2 | NAICS-22 Non-Cogen | HY | WAT | HYC |  | 0 | 0 | 110781 | 110781 | 11611 | 2013
50656 | N |  | Huntington Resource Recovery Facility | Huntington Resource Recovery | 9097 | NY | MAT | NPCC | 22 | 2 | NAICS-22 Non-Cogen | ST | MSB | MLG | short tons | 215931 | 215931 | 1720666 | 1720666 | 97664.038 | 2013
50656 | N |  | Huntington Resource Recovery Facility | Huntington Resource Recovery | 9097 | NY | MAT | NPCC | 22 | 2 | NAICS-22 Non-Cogen | ST | MSN | OTH | short tons | 121456 | 121456 | 1653206 | 1653206 | 93835.017 | 2013
50656 | N |  | Huntington Resource Recovery Facility | Huntington Resource Recovery | 9097 | NY | MAT | NPCC | 22 | 2 | NAICS-22 Non-Cogen | ST | PG | WOO | mcf | 3688 | 3688 | 9223 | 9223 | 521.945 | 2013
50661 | N |  | Covanta Haverhill | Ogden Projects Inc-Haverhill | 13982 | MA | NEW | NPCC | 22 | 2 | NAICS-22 Non-Cogen | ST | DFO | DFO | barrels | 2422 | 2422 | 14048 | 14048 | 863.461 | 2013
50661 | N |  | Covanta Haverhill | Ogden Projects Inc-Haverhill | 13982 | MA | NEW | NPCC | 22 | 2 | NAICS-22 Non-Cogen | ST | MSB | MLG | short tons | 377434 | 377434 | 2774916 | 2774916 | 173158.84 | 2013
50661 | N |  | Covanta Haverhill | Ogden Projects Inc-Haverhill | 13982 | MA | NEW | NPCC | 22 | 2 | NAICS-22 Non-Cogen | ST | MSN | OTH | short tons | 212308 | 212308 | 2666052 | 2666052 | 166365.7 | 2013
50662 | N |  | Onondaga County Resource Recovery | Covanta Onondega LP | 4487 | NY | MAT | NPCC | 562212 | 4 | Commercial NAICS Non-Cogen | ST | MSB | MLG | short tons | 202008 | 202008 | 1697299 | 1697299 | 95557.261 | 2013
50662 | N |  | Onondaga County Resource Recovery | Covanta Onondega LP | 4487 | NY | MAT | NPCC | 562212 | 4 | Commercial NAICS Non-Cogen | ST | MSN | OTH | short tons | 113629 | 113629 | 1630722 | 1630722 | 91809.153 | 2013
50662 | N |  | Onondaga County Resource Recovery | Covanta Onondega LP | 4487 | NY | MAT | NPCC | 562212 | 4 | Commercial NAICS Non-Cogen | ST | NG | NG | mcf | 14775 | 14775 | 15218 | 15218 | 848.586 | 2013
50664 | N |  | Covanta Wallingford Energy | Covanta Projects LP | 4427 | CT | NEW | NPCC | 562213 | 4 | Commercial NAICS Non-Cogen | ST | DFO | DFO | barrels | 3976 | 3976 | 24651 | 24651 | 866.33 | 2013
50664 | N |  | Covanta Wallingford Energy | Covanta Projects LP | 4427 | CT | NEW | NPCC | 562213 | 4 | Commercial NAICS Non-Cogen | ST | MSB | MLG | short tons | 86122 | 86122 | 673362 | 673362 | 24084.356 | 2013
50664 | N |  | Covanta Wallingford Energy | Covanta Projects LP | 4427 | CT | NEW | NPCC | 562213 | 4 | Commercial NAICS Non-Cogen | ST | MSN | OTH | short tons | 48443 | 48443 | 646953 | 646953 | 23139.779 | 2013
50664 | N |  | Covanta Wallingford Energy | Covanta Projects LP | 4427 | CT | NEW | NPCC | 562213 | 4 | Commercial NAICS Non-Cogen | ST | WDS | WWW | short tons | 2904 | 2904 | 52272 | 52272 | 1868.535 | 2013
50688 | N |  | Gardiner | KEI (Maine) Power Management (III) LLC | 56838 | ME | NEW | NPCC | 22 | 2 | NAICS-22 Non-Cogen | HY | WAT | HYC |  | 0 | 0 | 60838 | 60838 | 6376.59 | 2013
50699 | N |  | Pumpkin Hill | KEI (Maine) Power Management (II) LLC | 56837 | ME | NEW | NPCC | 22 | 2 | NAICS-22 Non-Cogen | HY | WAT | HYC |  | 0 | 0 | 48985 | 48985 | 5134.14 | 2013
50702 | N |  | Salmon Falls | Consolidated Hydro NH, Inc | 4211 | ME | NEW | NPCC | 22 | 2 | NAICS-22 Non-Cogen | HY | WAT | HYC |  | 0 | 0 | 31046 | 31046 | 3254 | 2013
50704 | N |  | Somersworth Lower Great Dam | Somersworth Hydro Company, Inc. | 17902 | NH | NEW | NPCC | 22 | 2 | NAICS-22 Non-Cogen | HY | WAT | HYC |  | 0 | 0 | 38127 | 38127 | 3996 | 2013
50713 | N |  | Huntington Falls | Green Mountain Power Corp | 7601 | VT | NEW | NPCC | 22 | 1 | Electric Utility | HY | WAT | HYC |  | 0 | 0 | 207517 | 207517 | 21750 | 2013
50736 | N |  | Exeter Energy LP | ReEnergy Sterling CT LP | 57182 | CT | NEW | NPCC | 22 | 2 | NAICS-22 Non-Cogen | ST | PG | WOO | mcf | 13870 | 13870 | 35506 | 35506 | 2041.23 | 2013
50736 | N |  | Exeter Energy LP | ReEnergy Sterling CT LP | 57182 | CT | NEW | NPCC | 22 | 2 | NAICS-22 Non-Cogen | ST | TDF | OTH | short tons | 69441 | 69441 | 1918392 | 1918392 | 110558.77 | 2013
50739 | N |  | Pinetree Power Tamworth | Pinetree Power Tamworth Inc | 15085 | NH | NEW | NPCC | 22 | 2 | NAICS-22 Non-Cogen | ST | WDS | WWW | short tons | 320283 | 320283 | 2882547 | 2882547 | 159980 | 2013 |  | 18.0182
50741 | N |  | Pontook Hydro Facility | Pontook Operating LP | 15213 | NH | NEW | NPCC | 22 | 2 | NAICS-22 Non-Cogen | HY | WAT | HYC |  | 0 | 0 | 597256 | 597256 | 62599 | 2013
50743 | Y |  | Starrett City Cogen Facility | Starrett City Inc | 18020 | NY | MAT | NPCC | 521 | 5 | Commercial NAICS Cogen | IC | DFO | DFO | barrels | 1723 | 1624 | 10009 | 9435 | 984.04 | 2013
50743 | Y |  | Starrett City Cogen Facility | Starrett City Inc | 18020 | NY | MAT | NPCC | 521 | 5 | Commercial NAICS Cogen | ST | ANT | COL | short tons | 0 | 0 | 0 | 0 | 0 | 2013
50743 | Y |  | Starrett City Cogen Facility | Starrett City Inc | 18020 | NY | MAT | NPCC | 521 | 5 | Commercial NAICS Cogen | ST | NG | NG | mcf | 1460033 | 436076 | 1489234 | 444798 | 66720.013 | 2013
50743 | Y |  | Starrett City Cogen Facility | Starrett City Inc | 18020 | NY | MAT | NPCC | 521 | 5 | Commercial NAICS Cogen | ST | RFO | RFO | barrels | 1308 | 354 | 7966 | 2155 | 324.757 | 2013
50744 | Y |  | Sterling Power Plant | Sterling Power Partners LP | 14182 | NY | MAT | NPCC | 22 | 3 | NAICS-22 Cogen | CA | NG | NG | mcf | 0 | 0 | 0 | 0 | 7856.03 | 2013
50744 | Y |  | Sterling Power Plant | Sterling Power Partners LP | 14182 | NY | MAT | NPCC | 22 | 3 | NAICS-22 Cogen | CT | NG | NG | mcf | 235275 | 235275 | 237627 | 237627 | 19073 | 2013
50744 | Y |  | Sterling Power Plant | Sterling Power Partners LP | 14182 | NY | MAT | NPCC | 22 | 3 | NAICS-22 Cogen | IC | DFO | DFO | barrels | 0 | 0 | 0 | 0 | 0 | 2013
50758 | N |  | Pejepscot Hydroelectric Project | Topsham Hydro Partners | 19013 | ME | NEW | NPCC | 22 | 2 | NAICS-22 Non-Cogen | HY | WAT | HYC |  | 0 | 0 | 762632 | 762632 | 79932 | 2013
50759 | N |  | West End Dam Hydroelectric Project | Northbrook Carthage LLC | 57144 | NY | MAT | NPCC | 22 | 2 | NAICS-22 Non-Cogen | HY | WAT | HYC |  | 0 | 0 | 232659 | 232659 | 24385 | 2013
50768 | N |  | Forestport | Trafalgar Power Inc | 19121 | NY | MAT | NPCC | 22 | 2 | NAICS-22 Non-Cogen | HY | WAT | HYC |  | 0 | 0 | 80774 | 80774 | 8466 | 2013
50801 | Y |  | Uncasville Mill | RockTenn-Uncasville | 18153 | CT | NEW | NPCC | 32213 | 7 | Industrial NAICS Cogen | ST | NG | NG | mcf | 532003 | 75990 | 551155 | 78727 | 6922 | 2013
50832 | N |  | Chicopee Hydroelectric Station | City of Chicopee - (MA) | 3477 | MA | NEW | NPCC | 22 | 2 | NAICS-22 Non-Cogen | HY | WAT | HYC |  | 0 | 0 | 51339 | 51339 | 5381 | 2013
50872 | N |  | Wheelabrator Claremont Facility | Wheelabrator Environmental Systems | 20541 | NH | NEW | NPCC | 22 | 2 | NAICS-22 Non-Cogen | ST | MSB | MLG | short tons | 33765 | 33765 | 279843 | 279843 | 11225.083 | 2013
50872 | N |  | Wheelabrator Claremont Facility | Wheelabrator Environmental Systems | 20541 | NH | NEW | NPCC | 22 | 2 | NAICS-22 Non-Cogen | ST | MSN | OTH | short tons | 18993 | 18993 | 268846 | 268846 | 10783.917 | 2013
50873 | N |  | Wheelabrator Concord Facility | Wheelabrator Environmental Systems | 20541 | NH | NEW | NPCC | 22 | 2 | NAICS-22 Non-Cogen | ST | MSB | MLG | short tons | 121970 | 121970 | 1010817 | 1010817 | 52243.193 | 2013
50873 | N |  | Wheelabrator Concord Facility | Wheelabrator Environmental Systems | 20541 | NH | NEW | NPCC | 22 | 2 | NAICS-22 Non-Cogen | ST | MSN | OTH | short tons | 68607 | 68607 | 971186 | 971186 | 50194.807 | 2013
50877 | N |  | Wheelabrator North Andover | Wheelabrator Environmental Systems | 20541 | MA | NEW | NPCC | 22 | 2 | NAICS-22 Non-Cogen | ST | MSB | MLG | short tons | 291095 | 291095 | 2412531 | 2412531 | 126636.07 | 2013
50877 | N |  | Wheelabrator North Andover | Wheelabrator Environmental Systems | 20541 | MA | NEW | NPCC | 22 | 2 | NAICS-22 Non-Cogen | ST | MSN | OTH | short tons | 163742 | 163742 | 2317860 | 2317860 | 121666.93 | 2013
50877 | N |  | Wheelabrator North Andover | Wheelabrator Environmental Systems | 20541 | MA | NEW | NPCC | 22 | 2 | NAICS-22 Non-Cogen | ST | NG | NG | mcf | 0 | 0 | 0 | 0 | 0 | 2013
50878 | N |  | Wheelabrator Millbury Facility | Wheelabrator Environmental Systems | 20541 | MA | NEW | NPCC | 22 | 2 | NAICS-22 Non-Cogen | ST | MSB | MLG | short tons | 312167 | 312167 | 2587062 | 2587062 | 165378.02 | 2013
50878 | N |  | Wheelabrator Millbury Facility | Wheelabrator Environmental Systems | 20541 | MA | NEW | NPCC | 22 | 2 | NAICS-22 Non-Cogen | ST | MSN | OTH | short tons | 175593 | 175593 | 2485630 | 2485630 | 158893.98 | 2013
50880 | N |  | Wheelabrator Saugus | Wheelabrator Environmental Systems | 20541 | MA | NEW | NPCC | 22 | 2 | NAICS-22 Non-Cogen | ST | MSB | MLG | short tons | 269514 | 269514 | 2233615 | 2233615 | 123762.27 | 2013
50880 | N |  | Wheelabrator Saugus | Wheelabrator Environmental Systems | 20541 | MA | NEW | NPCC | 22 | 2 | NAICS-22 Non-Cogen | ST | MSN | OTH | short tons | 151603 | 151603 | 2146021 | 2146021 | 118908.73 | 2013
50882 | N |  | Wheelabrator Westchester | Wheelabrator Environmental Systems | 20541 | NY | MAT | NPCC | 22 | 2 | NAICS-22 Non-Cogen | ST | MSB | MLG | short tons | 432886 | 432886 | 3587547 | 3587547 | 198752.28 | 2013
50882 | N |  | Wheelabrator Westchester | Wheelabrator Environmental Systems | 20541 | NY | MAT | NPCC | 22 | 2 | NAICS-22 Non-Cogen | ST | MSN | OTH | short tons | 243497 | 243497 | 3446819 | 3446819 | 190954.72 | 2013
50883 | N |  | Wheelabrator Bridgeport | Wheelabrator Environmental Systems | 20541 | CT | NEW | NPCC | 22 | 2 | NAICS-22 Non-Cogen | ST | MSB | MLG | short tons | 486683 | 486683 | 4033392 | 4033392 | 246718.76 | 2013
50883 | N |  | Wheelabrator Bridgeport | Wheelabrator Environmental Systems | 20541 | CT | NEW | NPCC | 22 | 2 | NAICS-22 Non-Cogen | ST | MSN | OTH | short tons | 273759 | 273759 | 3875215 | 3875215 | 237043.24 | 2013
50907 | Y |  | Oswego County Energy Recovery | Oswego County | 14222 | NY | MAT | NPCC | 562212 | 5 | Commercial NAICS Cogen | ST | MSB | MLG | short tons | 39459 | 2896 | 377345 | 27676 | 2582.204 | 2013
50907 | Y |  | Oswego County Energy Recovery | Oswego County | 14222 | NY | MAT | NPCC | 562212 | 5 | Commercial NAICS Cogen | ST | MSN | OTH | short tons | 22196 | 1630 | 362526 | 26589 | 2480.796 | 2013
50907 | Y |  | Oswego County Energy Recovery | Oswego County | 14222 | NY | MAT | NPCC | 562212 | 5 | Commercial NAICS Cogen | ST | NG | NG | mcf | 0 | 0 | 0 | 0 | 0 | 2013
50955 | Y |  | Rousselot Inc | Rousselot Inc | 5623 | MA | NEW | NPCC | 325 | 7 | Industrial NAICS Cogen | ST | NG | NG | mcf | 720800 | 80152 | 792881 | 88166 | 16359.565 | 2013
50955 | Y |  | Rousselot Inc | Rousselot Inc | 5623 | MA | NEW | NPCC | 325 | 7 | Industrial NAICS Cogen | ST | PG | WOO | mcf | 18503 | 2058 | 46260 | 5142 | 954.435 | 2013
50955 | Y |  | Rousselot Inc | Rousselot Inc | 5623 | MA | NEW | NPCC | 325 | 7 | Industrial NAICS Cogen | ST | RFO | RFO | barrels | 0 | 0 | 0 | 0 | 0 | 2013
50978 | N |  | Carr Street Generating Station | Carr Street Generating Sta LP | 24202 | NY | MAT | NPCC | 22 | 2 | NAICS-22 Non-Cogen | CA | DFO | DFO | barrels | 0 | 0 | 0 | 0 | 227.465 | 2013 | x
50978 | N |  | Carr Street Generating Station | Carr Street Generating Sta LP | 24202 | NY | MAT | NPCC | 22 | 2 | NAICS-22 Non-Cogen | CA | NG | NG | mcf | 0 | 0 | 0 | 0 | 9681.535 | 2013 | x
50978 | N |  | Carr Street Generating Station | Carr Street Generating Sta LP | 24202 | NY | MAT | NPCC | 22 | 2 | NAICS-22 Non-Cogen | CT | DFO | DFO | barrels | 1449 | 1449 | 8404 | 8404 | 729.075 | 2013 | x
50978 | N |  | Carr Street Generating Station | Carr Street Generating Sta LP | 24202 | NY | MAT | NPCC | 22 | 2 | NAICS-22 Non-Cogen | CT | NG | NG | mcf | 344099 | 344099 | 354422 | 354422 | 30694.925 | 2013 | x
50999 | N |  | Aziscohos Hydroelectric Project | Brookfield White Pine Hydro LLC | 39006 | ME | NEW | NPCC | 22 | 2 | NAICS-22 Non-Cogen | HY | WAT | HYC |  | 0 | 0 | 292182 | 292182 | 30624 | 2013
51026 | N |  | Ryegate Power Station | SUEZ Energy Generation NA Inc | 54824 | VT | NEW | NPCC | 22 | 2 | NAICS-22 Non-Cogen | ST | WDS | WWW | short tons | 222345 | 222345 | 1889936 | 1889936 | 146131 | 2013 |  | 12.9332
51030 | N |  | Ocean State Power | Ocean State Power Co | 27769 | RI | NEW | NPCC | 22 | 2 | NAICS-22 Non-Cogen | CA | NG | NG | mcf | 92292 | 92292 | 94720 | 94720 | 242520 | 2013 | x
51030 | N |  | Ocean State Power | Ocean State Power Co | 27769 | RI | NEW | NPCC | 22 | 2 | NAICS-22 Non-Cogen | CT | NG | NG | mcf | 5537641 | 5537641 | 5685499 | 5685499 | 458419 | 2013 | x
51033 | N |  | West Delaware Tunnel Plant | Erie Boulevard Hydropower LP | 5914 | NY | MAT | NPCC | 22 | 2 | NAICS-22 Non-Cogen | HY | WAT | HYC |  | 0 | 0 | 365258 | 365258 | 38283 | 2013
51034 | N |  | Little Falls Hydro | Little Falls Hydroelec Assoc | 10714 | NY | MAT | NPCC | 22 | 2 | NAICS-22 Non-Cogen | HY | WAT | HYC |  | 0 | 0 | 547320 | 547320 | 57365 | 2013
51035 | Y |  | Hofstra University | Hofstra University | 8688 | NY | MAT | NPCC | 611 | 5 | Commercial NAICS Cogen | IC | DFO | DFO | barrels | 4058 | 2792 | 23690 | 16306 | 2123.457 | 2013
51035 | Y |  | Hofstra University | Hofstra University | 8688 | NY | MAT | NPCC | 611 | 5 | Commercial NAICS Cogen | IC | NG | NG | mcf | 130495 | 89815 | 134410 | 92509 | 12047.543 | 2013
51038 | N |  | MacArthur Waste to Energy Facility | Covanta MacArthur Renewable Energy | 56601 | NY | MAT | NPCC | 562213 | 4 | Commercial NAICS Non-Cogen | ST | DFO | DFO | barrels | 0 | 0 | 0 | 0 | 0 | 2013
51038 | N |  | MacArthur Waste to Energy Facility | Covanta MacArthur Renewable Energy | 56601 | NY | MAT | NPCC | 562213 | 4 | Commercial NAICS Non-Cogen | ST | MSB | MLG | short tons | 109333 | 109333 | 784112 | 784112 | 28002.733 | 2013
51038 | N |  | MacArthur Waste to Energy Facility | Covanta MacArthur Renewable Energy | 56601 | NY | MAT | NPCC | 562213 | 4 | Commercial NAICS Non-Cogen | ST | MSN | OTH | short tons | 61497 | 61497 | 753362 | 753362 | 26904.576 | 2013
51038 | N |  | MacArthur Waste to Energy Facility | Covanta MacArthur Renewable Energy | 56601 | NY | MAT | NPCC | 562213 | 4 | Commercial NAICS Non-Cogen | ST | NG | NG | mcf | 14453 | 14453 | 14453 | 14453 | 503.691 | 2013
52024 | Y |  | Rhode Island Hospital | Rhode Island Hospital | 16001 | RI | NEW | NPCC | 622 | 5 | Commercial NAICS Cogen | ST | NG | NG | mcf | 807613 | 217393 | 888375 | 239132 | 12908.908 | 2013
52024 | Y |  | Rhode Island Hospital | Rhode Island Hospital | 16001 | RI | NEW | NPCC | 622 | 5 | Commercial NAICS Cogen | ST | RFO | RFO | barrels | 378601 | 14021 | 2574487 | 95348 | 5147.092 | 2013
52026 | N |  | Dartmouth Power Associates LP | Morris Energy Operations Company, LLC | 56516 | MA | NEW | NPCC | 22 | 2 | NAICS-22 Non-Cogen | CA | DFO | DFO | barrels | 0 | 0 | 0 | 0 | 0 | 2013 | x
52026 | N |  | Dartmouth Power Associates LP | Morris Energy Operations Company, LLC | 56516 | MA | NEW | NPCC | 22 | 2 | NAICS-22 Non-Cogen | CA | NG | NG | mcf | 109132 | 109132 | 112189 | 112189 | 0 | 2013 | x
52026 | N |  | Dartmouth Power Associates LP | Morris Energy Operations Company, LLC | 56516 | MA | NEW | NPCC | 22 | 2 | NAICS-22 Non-Cogen | CT | DFO | DFO | barrels | 724 | 724 | 4489 | 4489 | 602.958 | 2013 | x
52026 | N |  | Dartmouth Power Associates LP | Morris Energy Operations Company, LLC | 56516 | MA | NEW | NPCC | 22 | 2 | NAICS-22 Non-Cogen | CT | NG | NG | mcf | 1029713 | 1029713 | 1058545 | 1058545 | 132320.04 | 2013 | x
52026 | N |  | Dartmouth Power Associates LP | Morris Energy Operations Company, LLC | 56516 | MA | NEW | NPCC | 22 | 2 | NAICS-22 Non-Cogen | GT | DFO | DFO | barrels | 0 | 0 | 0 | 0 | 0 | 2013
52026 | N |  | Dartmouth Power Associates LP | Morris Energy Operations Company, LLC | 56516 | MA | NEW | NPCC | 22 | 2 | NAICS-22 Non-Cogen | GT | NG | NG | mcf | 26007 | 26007 | 26734 | 26734 | 2394 | 2013
52056 | Y |  | Nassau Energy Corp | Nassau Energy Corp | 19153 | NY | MAT | NPCC | 22 | 3 | NAICS-22 Cogen | CA | DFO | DFO | barrels | 0 | 0 | 0 | 0 | 616.388 | 2013
52056 | Y |  | Nassau Energy Corp | Nassau Energy Corp | 19153 | NY | MAT | NPCC | 22 | 3 | NAICS-22 Cogen | CA | NG | NG | mcf | 0 | 0 | 0 | 0 | 69883.212 | 2013
52056 | Y |  | Nassau Energy Corp | Nassau Energy Corp | 19153 | NY | MAT | NPCC | 22 | 3 | NAICS-22 Cogen | CT | DFO | DFO | barrels | 5463 | 3340 | 32047 | 19594 | 2528.394 | 2013
52056 | Y |  | Nassau Energy Corp | Nassau Energy Corp | 19153 | NY | MAT | NPCC | 22 | 3 | NAICS-22 Cogen | CT | NG | NG | mcf | 3649680 | 2183151 | 3765985 | 2252650 | 291634.78 | 2013
52058 | N |  | Ogdensburg | Trafalgar Power Inc | 19121 | NY | MAT | NPCC | 22 | 2 | NAICS-22 Non-Cogen | HY | WAT | HYC |  | 0 | 0 | 88551 | 88551 | 9281 | 2013
52061 | Y |  | Hartford Hospital Cogeneration | Hartford Steam Co | 8153 | CT | NEW | NPCC | 622 | 5 | Commercial NAICS Cogen | CA | DFO | DFO | barrels | 0 | 0 | 0 | 0 | 0.583 | 2013
52061 | Y |  | Hartford Hospital Cogeneration | Hartford Steam Co | 8153 | CT | NEW | NPCC | 622 | 5 | Commercial NAICS Cogen | CA | NG | NG | mcf | 269821 | 10286 | 277646 | 10583 | 1752.417 | 2013
52061 | Y |  | Hartford Hospital Cogeneration | Hartford Steam Co | 8153 | CT | NEW | NPCC | 622 | 5 | Commercial NAICS Cogen | CT | DFO | DFO | barrels | 49 | 23 | 285 | 137 | 22.703 | 2013
52061 | Y |  | Hartford Hospital Cogeneration | Hartford Steam Co | 8153 | CT | NEW | NPCC | 622 | 5 | Commercial NAICS Cogen | CT | NG | NG | mcf | 556547 | 269697 | 572686 | 277517 | 45946.297 | 2013
52091 | Y |  | New York Methodist Hospital | New York Methodist Hospital | 13484 | NY | MAT | NPCC | 22 | 3 | NAICS-22 Cogen | IC | NG | NG | mcf | 100998 | 41503 | 104027 | 42748 | 6729 | 2013
52166 | N |  | Collins Facility | Collins Hydroelectric Partners | 4034 | MA | NEW | NPCC | 22 | 2 | NAICS-22 Non-Cogen | HY | WAT | HYC |  | 0 | 0 | 51139 | 51139 | 5360 | 2013
52168 | Y |  | Riverbay | Riverbay Corp | 24210 | NY | MAT | NPCC | 814 | 5 | Commercial NAICS Cogen | GT | DFO | DFO | barrels | 840 | 840 | 5208 | 5208 | 6191.036 | 2013
52168 | Y |  | Riverbay | Riverbay Corp | 24210 | NY | MAT | NPCC | 814 | 5 | Commercial NAICS Cogen | GT | NG | NG | mcf | 64400 | 64400 | 66268 | 66268 | 78775.944 | 2013
52168 | Y |  | Riverbay | Riverbay Corp | 24210 | NY | MAT | NPCC | 814 | 5 | Commercial NAICS Cogen | GT | RFO | RFO | barrels | 0 | 0 | 0 | 0 | 0 | 2013
52168 | Y |  | Riverbay | Riverbay Corp | 24210 | NY | MAT | NPCC | 814 | 5 | Commercial NAICS Cogen | IC | DFO | DFO | barrels | 7 | 7 | 43 | 43 | 5.88 | 2013
52168 | Y |  | Riverbay | Riverbay Corp | 24210 | NY | MAT | NPCC | 814 | 5 | Commercial NAICS Cogen | ST | DFO | DFO | barrels | 269 | 104 | 1668 | 646 | 55.055 | 2013
52168 | Y |  | Riverbay | Riverbay Corp | 24210 | NY | MAT | NPCC | 814 | 5 | Commercial NAICS Cogen | ST | NG | NG | mcf | 658621 | 347579 | 677619 | 357436 | 38912.755 | 2013
52171 | N |  | Upper Barker | KEI (Maine) Power Management (III) LLC | 56838 | ME | NEW | NPCC | 22 | 2 | NAICS-22 Non-Cogen | HY | WAT | HYC |  | 0 | 0 | 66187 | 66187 | 6936.93 | 2013
54034 | N |  | Rensselaer Cogen | CCI Rensselaer LLC | 6838 | NY | MAT | NPCC | 22 | 2 | NAICS-22 Non-Cogen | CA | DFO | DFO | barrels | 0 | 0 | 0 | 0 | 0 | 2013 | x
54034 | N |  | Rensselaer Cogen | CCI Rensselaer LLC | 6838 | NY | MAT | NPCC | 22 | 2 | NAICS-22 Non-Cogen | CA | NG | NG | mcf | 69574 | 69574 | 71497 | 71497 | 27609 | 2013 | x
54034 | N |  | Rensselaer Cogen | CCI Rensselaer LLC | 6838 | NY | MAT | NPCC | 22 | 2 | NAICS-22 Non-Cogen | CT | DFO | DFO | barrels | 0 | 0 | 0 | 0 | 0 | 2013 | x
54034 | N |  | Rensselaer Cogen | CCI Rensselaer LLC | 6838 | NY | MAT | NPCC | 22 | 2 | NAICS-22 Non-Cogen | CT | NG | NG | mcf | 636556 | 636556 | 654079 | 654079 | 54849 | 2013 | x
54041 | Y |  | Lockport Energy Associates LP | Lockport Energy Associates LP | 11127 | NY | MAT | NPCC | 22 | 3 | NAICS-22 Cogen | CA | DFO | DFO | barrels | 0 | 0 | 0 | 0 | 0 | 2013
54041 | Y |  | Lockport Energy Associates LP | Lockport Energy Associates LP | 11127 | NY | MAT | NPCC | 22 | 3 | NAICS-22 Cogen | CA | NG | NG | mcf | 0 | 0 | 0 | 0 | 99744 | 2013
54041 | Y |  | Lockport Energy Associates LP | Lockport Energy Associates LP | 11127 | NY | MAT | NPCC | 22 | 3 | NAICS-22 Cogen | CT | DFO | DFO | barrels | 0 | 0 | 0 | 0 | 0 | 2013
54041 | Y |  | Lockport Energy Associates LP | Lockport Energy Associates LP | 11127 | NY | MAT | NPCC | 22 | 3 | NAICS-22 Cogen | CT | NG | NG | mcf | 3560076 | 2934140 | 3573814 | 2945402 | 299883 | 2013
54056 | N |  | Pawtucket Power Associates | Pawtucket Power Associates LP | 14584 | RI | NEW | NPCC | 22 | 2 | NAICS-22 Non-Cogen | CA | DFO | DFO | barrels | 0 | 0 | 0 | 0 | 0 | 2013 | x
54056 | N |  | Pawtucket Power Associates | Pawtucket Power Associates LP | 14584 | RI | NEW | NPCC | 22 | 2 | NAICS-22 Non-Cogen | CA | NG | NG | mcf | 0 | 0 | 0 | 0 | 0 | 2013 | x
54056 | N |  | Pawtucket Power Associates | Pawtucket Power Associates LP | 14584 | RI | NEW | NPCC | 22 | 2 | NAICS-22 Non-Cogen | CT | DFO | DFO | barrels | 0 | 0 | 0 | 0 | 0 | 2013 | x
54056 | N |  | Pawtucket Power Associates | Pawtucket Power Associates LP | 14584 | RI | NEW | NPCC | 22 | 2 | NAICS-22 Non-Cogen | CT | NG | NG | mcf | 10001 | 10001 | 10245 | 10245 | 964.18 | 2013 | x
54076 | Y |  | Indeck Olean Energy Center | Indeck-Olean Ltd Partnership | 9261 | NY | MAT | NPCC | 22 | 3 | NAICS-22 Cogen | CA | DFO | DFO | barrels | 0 | 0 | 0 | 0 | 373.621 | 2013
54076 | Y |  | Indeck Olean Energy Center | Indeck-Olean Ltd Partnership | 9261 | NY | MAT | NPCC | 22 | 3 | NAICS-22 Cogen | CA | NG | NG | mcf | 269027 | 269027 | 300717 | 300717 | 63587.379 | 2013
54076 | Y |  | Indeck Olean Energy Center | Indeck-Olean Ltd Partnership | 9261 | NY | MAT | NPCC | 22 | 3 | NAICS-22 Cogen | CT | DFO | DFO | barrels | 1294 | 1294 | 7583 | 7583 | 613.628 | 2013
54076 | Y |  | Indeck Olean Energy Center | Indeck-Olean Ltd Partnership | 9261 | NY | MAT | NPCC | 22 | 3 | NAICS-22 Cogen | CT | NG | NG | mcf | 868721 | 864099 | 971149 | 965954 | 76928.372 | 2013
54085 | Y |  | Androscoggin Mill | Verso Paper Androscoggin LLC | 55738 | ME | NEW | NPCC | 322 | 7 | Industrial NAICS Cogen | ST | BLQ | WWW | short tons | 920354 | 153254 | 10123894 | 1685796 | 319444.48 | 2013
54085 | Y |  | Androscoggin Mill | Verso Paper Androscoggin LLC | 55738 | ME | NEW | NPCC | 322 | 7 | Industrial NAICS Cogen | ST | KER | WOO | barrels | 0 | 0 | 0 | 0 | 0 | 2013
54085 | Y |  | Androscoggin Mill | Verso Paper Androscoggin LLC | 55738 | ME | NEW | NPCC | 322 | 7 | Industrial NAICS Cogen | ST | NG | NG | mcf | 187327 | 30905 | 187327 | 30905 | 5856.371 | 2013
54085 | Y |  | Androscoggin Mill | Verso Paper Androscoggin LLC | 55738 | ME | NEW | NPCC | 322 | 7 | Industrial NAICS Cogen | ST | RFO | RFO | barrels | 0 | 0 | 0 | 0 | 0 | 2013
54085 | Y |  | Androscoggin Mill | Verso Paper Androscoggin LLC | 55738 | ME | NEW | NPCC | 322 | 7 | Industrial NAICS Cogen | ST | SLW | ORW | short tons | 26370 | 4375 | 290070 | 48122 | 9118.687 | 2013
54085 | Y |  | Androscoggin Mill | Verso Paper Androscoggin LLC | 55738 | ME | NEW | NPCC | 322 | 7 | Industrial NAICS Cogen | ST | WDS | WWW | short tons | 259874 | 43058 | 4157984 | 688922 | 130545.04 | 2013
54085 | Y |  | Androscoggin Mill | Verso Paper Androscoggin LLC | 55738 | ME | NEW | NPCC | 322 | 7 | Industrial NAICS Cogen | ST | WO | WOO | barrels | 7821 | 1353 | 44345 | 7670 | 1453.424 | 2013
54099 | Y |  | Ticonderoga Mill | IPC-Ticonderoga | 9350 | NY | MAT | NPCC | 322122 | 7 | Industrial NAICS Cogen | ST | BLQ | WWW | short tons | 204712 | 85483 | 1733278 | 723766 | 122568.83 | 2013
54099 | Y |  | Ticonderoga Mill | IPC-Ticonderoga | 9350 | NY | MAT | NPCC | 322122 | 7 | Industrial NAICS Cogen | ST | RFO | RFO | barrels | 157188 | 65842 | 996572 | 417437 | 70691.94 | 2013
54099 | Y |  | Ticonderoga Mill | IPC-Ticonderoga | 9350 | NY | MAT | NPCC | 322122 | 7 | Industrial NAICS Cogen | ST | WDS | WWW | short tons | 21689 | 8967 | 183619 | 75909 | 12854.9 | 2013
54114 | Y |  | Kennedy International Airport Cogen | KIAC Partners | 10349 | NY | MAT | NPCC | 22 | 3 | NAICS-22 Cogen | CA | DFO | DFO | barrels | 0 | 0 | 0 | 0 | 0 | 2013
54114 | Y |  | Kennedy International Airport Cogen | KIAC Partners | 10349 | NY | MAT | NPCC | 22 | 3 | NAICS-22 Cogen | CA | NG | NG | mcf | 0 | 0 | 0 | 0 | 110505.06 | 2013
54114 | Y |  | Kennedy International Airport Cogen | KIAC Partners | 10349 | NY | MAT | NPCC | 22 | 3 | NAICS-22 Cogen | CT | DFO | DFO | barrels | 0 | 0 | 0 | 0 | 0 | 2013
54114 | Y |  | Kennedy International Airport Cogen | KIAC Partners | 10349 | NY | MAT | NPCC | 22 | 3 | NAICS-22 Cogen | CT | NG | NG | mcf | 5287392 | 5163534 | 5578860 | 5448436 | 527622 | 2013
54123 | N |  | Mechanic Falls | KEI (Maine) Power Management (IV) LLC | 56839 | ME | NEW | NPCC | 22 | 2 | NAICS-22 Non-Cogen | HY | WAT | HYC |  | 0 | 0 | 36035 | 36035 | 3776.85 | 2013
54124 | N |  | Pittsfield Hydro | KEI (Maine) Power Management (II) LLC | 56837 | ME | NEW | NPCC | 22 | 2 | NAICS-22 Non-Cogen | HY | WAT | HYC |  | 0 | 0 | 42164 | 42164 | 4419.36 | 2013
54131 | Y |  | Fortistar North Tonawanda | North American Energy Services | 50136 | NY | MAT | NPCC | 22 | 3 | NAICS-22 Cogen | CA | DFO | DFO | barrels | 0 | 0 | 0 | 0 | 0 | 2013
54131 | Y |  | Fortistar North Tonawanda | North American Energy Services | 50136 | NY | MAT | NPCC | 22 | 3 | NAICS-22 Cogen | CA | NG | NG | mcf | 0 | 0 | 0 | 0 | 13714 | 2013
54131 | Y |  | Fortistar North Tonawanda | North American Energy Services | 50136 | NY | MAT | NPCC | 22 | 3 | NAICS-22 Cogen | CT | DFO | DFO | barrels | 0 | 0 | 0 | 0 | 0 | 2013
54131 | Y |  | Fortistar North Tonawanda | North American Energy Services | 50136 | NY | MAT | NPCC | 22 | 3 | NAICS-22 Cogen | CT | NG | NG | mcf | 461125 | 449794 | 412197 | 402005 | 38081 | 2013
54134 | N |  | Great Lakes Hydro America - ME | Great Lakes Hydro America LLC | 7595 | ME | NEW | NPCC | 22 | 2 | NAICS-22 Non-Cogen | HY | WAT | HYC |  | 0 | 0 | 6481915 | 6481915 | 679375 | 2013
54148 | N |  | Hydro Kennebec Project | Hydro Kennebec LLC | 56597 | ME | NEW | NPCC | 22 | 2 | NAICS-22 Non-Cogen | HY | WAT | HYC |  | 0 | 0 | 857841 | 857841 | 89911 | 2013
54149 | Y |  | Stony Brook Cogen Plant | Nissequoque Cogen Partners | 13587 | NY | MAT | NPCC | 22 | 3 | NAICS-22 Cogen | GT | DFO | DFO | barrels | 33 | 14 | 192 | 86 | 17.386 | 2013
54149 | Y |  | Stony Brook Cogen Plant | Nissequoque Cogen Partners | 13587 | NY | MAT | NPCC | 22 | 3 | NAICS-22 Cogen | GT | NG | NG | mcf | 3337170 | 1511051 | 3423936 | 1550338 | 313121.61 | 2013
54225 | Y |  | Gillette SBMC | The Gillette Company | 7209 | MA | NEW | NPCC | 332 | 7 | Industrial NAICS Cogen | GT | DFO | DFO | barrels | 1089 | 671 | 6750 | 4166 | 359.021 | 2013
54225 | Y |  | Gillette SBMC | The Gillette Company | 7209 | MA | NEW | NPCC | 332 | 7 | Industrial NAICS Cogen | GT | NG | NG | mcf | 967660 | 597154 | 996690 | 615067 | 52998.059 | 2013
54225 | Y |  | Gillette SBMC | The Gillette Company | 7209 | MA | NEW | NPCC | 332 | 7 | Industrial NAICS Cogen | IC | DFO | DFO | barrels | 6 | 0 | 37 | 0 | 0 | 2013
54225 | Y |  | Gillette SBMC | The Gillette Company | 7209 | MA | NEW | NPCC | 332 | 7 | Industrial NAICS Cogen | ST | NG | NG | mcf | 8940 | 8940 | 8940 | 8940 | 19102.21 | 2013
54225 | Y |  | Gillette SBMC | The Gillette Company | 7209 | MA | NEW | NPCC | 332 | 7 | Industrial NAICS Cogen | ST | RFO | RFO | barrels | 0 | 0 | 0 | 0 | 0 | 2013
54236 | Y |  | Pfizer Groton Plant | Pfizer Inc | 14928 | CT | NEW | NPCC | 325 | 7 | Industrial NAICS Cogen | GT | DFO | DFO | barrels | 294 | 230 | 1710 | 1340 | 117.863 | 2013
54236 | Y |  | Pfizer Groton Plant | Pfizer Inc | 14928 | CT | NEW | NPCC | 325 | 7 | Industrial NAICS Cogen | GT | NG | NG | mcf | 757703 | 593906 | 781948 | 612912 | 53890.137 | 2013
54236 | Y |  | Pfizer Groton Plant | Pfizer Inc | 14928 | CT | NEW | NPCC | 325 | 7 | Industrial NAICS Cogen | ST | DFO | DFO | barrels | 446 | 105 | 2594 | 611 | 135.788 | 2013
54236 | Y |  | Pfizer Groton Plant | Pfizer Inc | 14928 | CT | NEW | NPCC | 325 | 7 | Industrial NAICS Cogen | ST | NG | NG | mcf | 747077 | 133655 | 770923 | 137950 | 30664.212 | 2013
54236 | Y |  | Pfizer Groton Plant | Pfizer Inc | 14928 | CT | NEW | NPCC | 325 | 7 | Industrial NAICS Cogen | ST | PG | WOO | mcf | 0 | 0 | 0 | 0 | 0 | 2013
54236 | Y |  | Pfizer Groton Plant | Pfizer Inc | 14928 | CT | NEW | NPCC | 325 | 7 | Industrial NAICS Cogen | ST | RFO | RFO | barrels | 0 | 0 | 0 | 0 | 0 | 2013
54301 | N |  | Colebrook Hydroelectric | Metropolitan Dist of Hartford | 12382 | CT | NEW | NPCC | 22 | 2 | NAICS-22 Non-Cogen | HY | WAT | HYC |  | 0 | 0 | 43126 | 43126 | 4520 | 2013
54302 | N |  | Goodwin Hydroelectric | Metropolitan Dist of Hartford | 12382 | CT | NEW | NPCC | 22 | 2 | NAICS-22 Non-Cogen | HY | WAT | HYC |  | 0 | 0 | 124043 | 124043 | 13001 | 2013
54324 | N |  | Ocean State Power II | Ocean State Power II | 27770 | RI | NEW | NPCC | 22 | 2 | NAICS-22 Non-Cogen | CA | NG | NG | mcf | 148841 | 148841 | 152791 | 152791 | 199254 | 2013 | x
54324 | N |  | Ocean State Power II | Ocean State Power II | 27770 | RI | NEW | NPCC | 22 | 2 | NAICS-22 Non-Cogen | CT | NG | NG | mcf | 4777899 | 4777899 | 4905602 | 4905602 | 380049 | 2013 | x
54355 | N |  | Chace Mill Winooski One | Winooski One Partnership | 20857 | VT | NEW | NPCC | 22 | 2 | NAICS-22 Non-Cogen | HY | WAT | HYC |  | 0 | 0 | 307532 | 307532 | 32233 | 2013
54384 | N |  | EHC West Hopkinton | Consolidated Hydro NH Inc | 4207 | NH | NEW | NPCC | 22 | 2 | NAICS-22 Non-Cogen | HY | WAT | HYC |  | 0 | 0 | 28128 | 28128 | 2948 | 2013
54385 | N |  | Kinneytown New Old | Kinneytown Hydro Co Inc | 10347 | CT | NEW | NPCC | 22 | 2 | NAICS-22 Non-Cogen | HY | WAT | HYC |  | 0 | 0 | 43954 | 43954 | 4607 | 2013
54391 | N |  | Alice Falls Hydro Project | Alice Falls Corp | 326 | NY | MAT | NPCC | 22 | 2 | NAICS-22 Non-Cogen | HY | WAT | HYC |  | 0 | 0 | 0 | 0 | 0 | 2013
54395 | N |  | Stillwater Hydro Electric Project | Stillwater Hydro Associates LLC | 56372 | NY | MAT | NPCC | 22 | 2 | NAICS-22 Non-Cogen | HY | WAT | HYC |  | 0 | 0 | 148840 | 148840 | 15600 | 2013
54409 | Y |  | Dartmouth College Heating Plant | Dartmouth College | 4823 | NH | NEW | NPCC | 611 | 5 | Commercial NAICS Cogen | ST | PG | WOO | mcf | 0 | 0 | 0 | 0 | 0 | 2013
54409 | Y |  | Dartmouth College Heating Plant | Dartmouth College | 4823 | NH | NEW | NPCC | 611 | 5 | Commercial NAICS Cogen | ST | RFO | RFO | barrels | 87033 | 9534 | 548308 | 60062 | 13676.03 | 2013
54418 | N |  | Rollinsford | Consolidated Hydro NH Inc | 4207 | NH | NEW | NPCC | 22 | 2 | NAICS-22 Non-Cogen | HY | WAT | HYC |  | 0 | 0 | 55147 | 55147 | 5780 | 2013
54471 | N |  | Mascoma Hydro | Mascoma Hydro Corp | 31216 | NH | NEW | NPCC | 22 | 2 | NAICS-22 Non-Cogen | HY | WAT | HYC |  | 0 | 0 | 46351 | 46351 | 4858 | 2013
54515 | Y |  | Crotched Mountain Rehabilitation Center | Crotched Mt Rehab Ctr Inc | 4566 | NH | NEW | NPCC | 622 | 5 | Commercial NAICS Cogen | IC | DFO | DFO | barrels | 121 | 121 | 669 | 665 | 88 | 2013
54526 | Y |  | ReEnergy Biomass LLC | ReEnergy Biomass LLC | 57431 | NY | MAT | NPCC | 22 | 3 | NAICS-22 Cogen | ST | WDS | WWW | short tons | 264306 | 225745 | 2463040 | 2099538 | 160305 | 2013 |  | 13.0971
54541 | Y |  | Entenmanns Energy Center | PE Bay Shore LLC | 26642 | NY | MAT | NPCC | 22 | 3 | NAICS-22 Cogen | IC | DFO | DFO | barrels | 3038 | 1700 | 17609 | 9863 | 1531.744 | 2013
54541 | Y |  | Entenmanns Energy Center | PE Bay Shore LLC | 26642 | NY | MAT | NPCC | 22 | 3 | NAICS-22 Cogen | IC | NG | NG | mcf | 144144 | 80750 | 159425 | 89310 | 13868.256 | 2013
54547 | Y |  | Sithe Independence Station | Sithe/Independence LLC | 17254 | NY | MAT | NPCC | 22 | 3 | NAICS-22 Cogen | CA | NG | NG | mcf | 1312853 | 1312853 | 1350926 | 1350926 | 2006693.3 | 2013
54547 | Y |  | Sithe Independence Station | Sithe/Independence LLC | 17254 | NY | MAT | NPCC | 22 | 3 | NAICS-22 Cogen | CT | NG | NG | mcf | 36359496 | 34079894 | 37413921 | 35068210 | 3208989.9 | 2013
54548 | N |  | Longfalls Facility | Fourth Branch Assoc-Long Fall | 6652 | NY | MAT | NPCC | 22 | 2 | NAICS-22 Non-Cogen | HY | WAT | HYC |  | 0 | 0 | 116 | 116 | 12 | 2013
54564 | Y |  | General Mills Inc | General Mills Inc | 7092 | NY | MAT | NPCC | 311 | 7 | Industrial NAICS Cogen | GT | NG | NG | mcf | 21480 | 7958 | 22125 | 8198 | 1545 | 2013
54572 | N |  | Lochmere Hydroelectric Plant | Eagle Creek RE LLC | 57280 | NH | NEW | NPCC | 22 | 2 | NAICS-22 Non-Cogen | HY | WAT | HYC |  | 0 | 0 | 30866 | 30866 | 3235 | 2013
54573 | N |  | Wappinger Falls Hydroelectric | Windsor Machinery Co Inc | 54838 | NY | MAT | NPCC | 22 | 2 | NAICS-22 Non-Cogen | HY | WAT | HYC |  | 0 | 0 | 95200 | 95200 | 9978 | 2013
54574 | N |  | Saranac Facility | Saranac Power Partners LP | 16729 | NY | MAT | NPCC | 22 | 2 | NAICS-22 Non-Cogen | CA | NG | NG | mcf | 241588 | 241588 | 244881 | 244881 | 158532 | 2013 | x
54574 | N |  | Saranac Facility | Saranac Power Partners LP | 16729 | NY | MAT | NPCC | 22 | 2 | NAICS-22 Non-Cogen | CT | NG | NG | mcf | 4212052 | 4212052 | 4266757 | 4266757 | 326617 | 2013 | x
54580 | N |  | Curtis Palmer Hydroelectric | Palmer Hydroelectric | 24931 | NY | MAT | NPCC | 22 | 2 | NAICS-22 Non-Cogen | HY | WAT | HYC |  | 0 | 0 | 2996580 | 2996580 | 314074 | 2013
54586 | N |  | L'Energia Energy Center | L'Energia Energy | 57218 | MA | NEW | NPCC | 22 | 2 | NAICS-22 Non-Cogen | CA | DFO | DFO | barrels | 0 | 0 | 0 | 0 | 1574.567 | 2013 | x
54586 | N |  | L'Energia Energy Center | L'Energia Energy | 57218 | MA | NEW | NPCC | 22 | 2 | NAICS-22 Non-Cogen | CA | NG | NG | mcf | 48285 | 48285 | 49681 | 49681 | 11819.193 | 2013 | x
54586 | N |  | L'Energia Energy Center | L'Energia Energy | 57218 | MA | NEW | NPCC | 22 | 2 | NAICS-22 Non-Cogen | CT | DFO | DFO | barrels | 9674 | 9674 | 56109 | 56109 | 5520.151 | 2013 | x
54586 | N |  | L'Energia Energy Center | L'Energia Energy | 57218 | MA | NEW | NPCC | 22 | 2 | NAICS-22 Non-Cogen | CT | NG | NG | mcf | 344308 | 344308 | 354300 | 354300 | 34619.419 | 2013 | x
54587 | Y |  | Lincoln Paper & Tissue | Lincoln Paper and Tissue, LLC | 49969 | ME | NEW | NPCC | 322122 | 7 | Industrial NAICS Cogen | ST | BLQ | WWW | short tons | 237630 | 20385 | 2017434 | 173039 | 37689.445 | 2013
54587 | Y |  | Lincoln Paper & Tissue | Lincoln Paper and Tissue, LLC | 49969 | ME | NEW | NPCC | 322122 | 7 | Industrial NAICS Cogen | ST | DFO | DFO | barrels | 210 | 2 | 1239 | 11 | 2.398 | 2013
54587 | Y |  | Lincoln Paper & Tissue | Lincoln Paper and Tissue, LLC | 49969 | ME | NEW | NPCC | 322122 | 7 | Industrial NAICS Cogen | ST | KER | WOO | barrels | 0 | 0 | 0 | 0 | 0 | 2013
54587 | Y |  | Lincoln Paper & Tissue | Lincoln Paper and Tissue, LLC | 49969 | ME | NEW | NPCC | 322122 | 7 | Industrial NAICS Cogen | ST | RFO | RFO | barrels | 215137 | 2394 | 1290824 | 14364 | 3128.26 | 2013
54587 | Y |  | Lincoln Paper & Tissue | Lincoln Paper and Tissue, LLC | 49969 | ME | NEW | NPCC | 322122 | 7 | Industrial NAICS Cogen | ST | SLW | ORW | short tons | 6279 | 523 | 40184 | 3342 | 728.027 | 2013
54587 | Y |  | Lincoln Paper & Tissue | Lincoln Paper and Tissue, LLC | 49969 | ME | NEW | NPCC | 322122 | 7 | Industrial NAICS Cogen | ST | WDS | WWW | short tons | 179376 | 14630 | 1506760 | 122888 | 26765.87 | 2013
54592 | N |  | Massena Energy Facility | Power City Partners LP | 15253 | NY | MAT | NPCC | 22 | 2 | NAICS-22 Non-Cogen | CA | DFO | DFO | barrels | 0 | 0 | 0 | 0 | 0 | 2013 | x
54592 | N |  | Massena Energy Facility | Power City Partners LP | 15253 | NY | MAT | NPCC | 22 | 2 | NAICS-22 Non-Cogen | CA | NG | NG | mcf | 4007 | 4007 | 4058 | 4058 | 971.94 | 2013 | x
54592 | N |  | Massena Energy Facility | Power City Partners LP | 15253 | NY | MAT | NPCC | 22 | 2 | NAICS-22 Non-Cogen | CA | OTH | OTH |  | 0 | 0 | 0 | 0 | 0 | 2013 | x
54592 | N |  | Massena Energy Facility | Power City Partners LP | 15253 | NY | MAT | NPCC | 22 | 2 | NAICS-22 Non-Cogen | CT | DFO | DFO | barrels | 0 | 0 | 0 | 0 | 0 | 2013 | x
54592 | N |  | Massena Energy Facility | Power City Partners LP | 15253 | NY | MAT | NPCC | 22 | 2 | NAICS-22 Non-Cogen | CT | NG | NG | mcf | 22511 | 22511 | 22804 | 22804 | 2583 | 2013 | x
54592 | N |  | Massena Energy Facility | Power City Partners LP | 15253 | NY | MAT | NPCC | 22 | 2 | NAICS-22 Non-Cogen | CT | OTH | OTH |  | 0 | 0 | 0 | 0 | 0 | 2013 | x
54592 | N |  | Massena Energy Facility | Power City Partners LP | 15253 | NY | MAT | NPCC | 22 | 2 | NAICS-22 Non-Cogen | IC | DFO | DFO | barrels | 0 | 0 | 0 | 0 | 0 | 2013
54593 | Y |  | Batavia Power Plant | Seneca Power Partners LP | 16839 | NY | MAT | NPCC | 22 | 3 | NAICS-22 Cogen | CA | NG | NG | mcf | 0 | 0 | 0 | 0 | 12129 | 2013
54593 | Y |  | Batavia Power Plant | Seneca Power Partners LP | 16839 | NY | MAT | NPCC | 22 | 3 | NAICS-22 Cogen | CT | NG | NG | mcf | 375083 | 307090 | 386336 | 316303 | 29302 | 2013
54593 | Y |  | Batavia Power Plant | Seneca Power Partners LP | 16839 | NY | MAT | NPCC | 22 | 3 | NAICS-22 Cogen | IC | DFO | DFO | barrels | 0 | 0 | 0 | 0 | 0 | 2013
54605 | Y |  | Pratt & Whitney | United Technologies | 21621 | CT | NEW | NPCC | 336 | 7 | Industrial NAICS Cogen | GT | JF | WOO | barrels | 2929 | 1440 | 16607 | 8167 | 1307.137 | 2013
54605 | Y |  | Pratt & Whitney | United Technologies | 21621 | CT | NEW | NPCC | 336 | 7 | Industrial NAICS Cogen | GT | NG | NG | mcf | 976971 | 480478 | 1010188 | 496814 | 79509.863 | 2013
54620 | N |  | Pinetree Power Fitchburg | Pinetree Power Fitchburg Inc | 14995 | MA | NEW | NPCC | 22 | 2 | NAICS-22 Non-Cogen | ST | LFG | MLG | mcf | 0 | 0 | 0 | 0 | 0 | 2013
54620 | N |  | Pinetree Power Fitchburg | Pinetree Power Fitchburg Inc | 14995 | MA | NEW | NPCC | 22 | 2 | NAICS-22 Non-Cogen | ST | NG | NG | mcf | 6222 | 6222 | 6346 | 6346 | 358.809 | 2013
54620 | N |  | Pinetree Power Fitchburg | Pinetree Power Fitchburg Inc | 14995 | MA | NEW | NPCC | 22 | 2 | NAICS-22 Non-Cogen | ST | OBS | ORW | short tons | 0 | 0 | 0 | 0 | 0 | 2013
54620 | N |  | Pinetree Power Fitchburg | Pinetree Power Fitchburg Inc | 14995 | MA | NEW | NPCC | 22 | 2 | NAICS-22 Non-Cogen | ST | WDS | WWW | short tons | 139265 | 139265 | 1334836 | 1334836 | 75335.191 | 2013 |  | 17.7186
54639 | N |  | Berlin Gorham | Great Lakes Hydro America LLC | 7595 | NH | NEW | NPCC | 22 | 2 | NAICS-22 Non-Cogen | HY | WAT | HYC |  | 0 | 0 | 1810778 | 1810778 | 189789 | 2013
54657 | Y |  | Versailles Mill | Fusion Paperboard Connecticut LLC | 55793 | CT | NEW | NPCC | 32213 | 7 | Industrial NAICS Cogen | ST | NG | NG | mcf | 1741352 | 332841 | 1793593 | 342827 | 60286.022 | 2013
54657 | Y |  | Versailles Mill | Fusion Paperboard Connecticut LLC | 55793 | CT | NEW | NPCC | 32213 | 7 | Industrial NAICS Cogen | ST | RFO | RFO | barrels | 3026 | 598 | 19064 | 3770 | 662.978 | 2013
54663 | N |  | Turnkey Landfill Gas Recovery | WM Renewable Energy LLC | 54842 | NH | NEW | NPCC | 22 | 2 | NAICS-22 Non-Cogen | GT | LFG | MLG | mcf | 172190 | 172190 | 85578 | 85578 | 6539 | 2013
54663 | N |  | Turnkey Landfill Gas Recovery | WM Renewable Energy LLC | 54842 | NH | NEW | NPCC | 22 | 2 | NAICS-22 Non-Cogen | IC | LFG | MLG | mcf | 770490 | 770490 | 395261 | 395261 | 21219 | 2013
54691 | N |  | Lower Beaver Falls Project | Eagle Creek RE LLC | 57280 | NY | MAT | NPCC | 22 | 2 | NAICS-22 Non-Cogen | HY | WAT | HYC |  | 0 | 0 | 45930 | 45930 | 4814 | 2013
54758 | N |  | Wheelabrator Lisbon | Wheelabrator Environmental Systems | 20541 | CT | NEW | NPCC | 22 | 2 | NAICS-22 Non-Cogen | ST | MSB | MLG | short tons | 125575 | 125575 | 1040714 | 1040714 | 56087.573 | 2013
54758 | N |  | Wheelabrator Lisbon | Wheelabrator Environmental Systems | 20541 | CT | NEW | NPCC | 22 | 2 | NAICS-22 Non-Cogen | ST | MSN | OTH | short tons | 70637 | 70637 | 999888 | 999888 | 53887.427 | 2013
54758 | N |  | Wheelabrator Lisbon | Wheelabrator Environmental Systems | 20541 | CT | NEW | NPCC | 22 | 2 | NAICS-22 Non-Cogen | ST | WDS | WWW | short tons | 0 | 0 | 0 | 0 | 0 | 2013
54769 | Y |  | Lutheran Medical Center | Lutheran Medical Center | 11329 | NY | MAT | NPCC | 622 | 5 | Commercial NAICS Cogen | IC | NG | NG | mcf | 115600 | 108472 | 106467 | 99903 | 11400 | 2013
54772 | N |  | South Glens Falls Hydroelectric | Boralex Hydro Operations Inc | 55754 | NY | MAT | NPCC | 22 | 2 | NAICS-22 Non-Cogen | HY | WAT | HYC |  | 0 | 0 | 698705 | 698705 | 73232 | 2013
54782 | N |  | Seneca Energy | Seneca Energy II | 17283 | NY | MAT | NPCC | 22 | 2 | NAICS-22 Non-Cogen | IC | LFG | MLG | mcf | 3047633 | 3047633 | 1676199 | 1676199 | 141103 | 2013
54803 | Y |  | Plymouth State College Cogeneration | Plymouth State University | 59190 | NH | NEW | NPCC | 611 | 5 | Commercial NAICS Cogen | IC | DFO | DFO | barrels | 11 | 5 | 64 | 33 | 4 | 2013
54803 | Y |  | Plymouth State College Cogeneration | Plymouth State University | 59190 | NH | NEW | NPCC | 611 | 5 | Commercial NAICS Cogen | IC | RFO | RFO | barrels | 0 | 0 | 0 | 0 | 0 | 2013
54805 | N |  | Milford Power LP | Milford Power Ltd Partnership | 12469 | MA | NEW | NPCC | 22 | 2 | NAICS-22 Non-Cogen | CA | NG | NG | mcf | 0 | 0 | 0 | 0 | 58280 | 2013 | x
54805 | N |  | Milford Power LP | Milford Power Ltd Partnership | 12469 | MA | NEW | NPCC | 22 | 2 | NAICS-22 Non-Cogen | CT | NG | NG | mcf | 1709489 | 1709489 | 1759063 | 1759063 | 153501 | 2013 | x
54808 | Y |  | New York University Central Plant | New York University | 13491 | NY | MAT | NPCC | 611 | 5 | Commercial NAICS Cogen | CA | DFO | DFO | barrels | 0 | 0 | 0 | 0 | 639.103 | 2013
54808 | Y |  | New York University Central Plant | New York University | 13491 | NY | MAT | NPCC | 611 | 5 | Commercial NAICS Cogen | CA | NG | NG | mcf | 0 | 0 | 0 | 0 | 11542.897 | 2013
54808 | Y |  | New York University Central Plant | New York University | 13491 | NY | MAT | NPCC | 611 | 5 | Commercial NAICS Cogen | CT | DFO | DFO | barrels | 6003 | 6003 | 35543 | 35543 | 3711.726 | 2013
54808 | Y |  | New York University Central Plant | New York University | 13491 | NY | MAT | NPCC | 611 | 5 | Commercial NAICS Cogen | CT | NG | NG | mcf | 1004352 | 1004349 | 890668 | 890668 | 83417.274 | 2013
54808 | Y |  | New York University Central Plant | New York University | 13491 | NY | MAT | NPCC | 611 | 5 | Commercial NAICS Cogen | CT | RFO | RFO | barrels | 0 | 0 | 0 | 0 | 0 | 2013
54808 | Y |  | New York University Central Plant | New York University | 13491 | NY | MAT | NPCC | 611 | 5 | Commercial NAICS Cogen | IC | DFO | DFO | barrels | 0 | 0 | 0 | 0 | 0 | 2013
54863 | N |  | Bassett Medical Center | Bassett Healthcare | 1362 | NY | MAT | NPCC | 622 | 4 | Commercial NAICS Non-Cogen | IC | DFO | DFO | barrels | 8 | 8 | 46 | 46 | 3 | 2013
54865 | N |  | Phoenix Hydro Project | Eagle Creek RE LLC | 57280 | NY | MAT | NPCC | 22 | 2 | NAICS-22 Non-Cogen | HY | WAT | HYC |  | 0 | 0 | 110524 | 110524 | 11584 | 2013
54878 | N |  | Cellu Tissue Natural Dam | Cellu Tissue Corporation | 32080 | NY | MAT | NPCC | 322122 | 6 | Industrial NAICS Non-Cogen | HY | WAT | HYC |  | 0 | 0 | 44201 | 44201 | 4633 | 2013
54907 | Y |  | Mass Inst Tech Cntrl Utilities/Cogen Plt | Massachusetts Inst of Tech | 11820 | MA | NEW | NPCC | 611 | 5 | Commercial NAICS Cogen | GT | DFO | DFO | barrels | 6631 | 6374 | 40456 | 38887 | 2785.105 | 2013
54907 | Y |  | Mass Inst Tech Cntrl Utilities/Cogen Plt | Massachusetts Inst of Tech | 11820 | MA | NEW | NPCC | 611 | 5 | Commercial NAICS Cogen | GT | NG | NG | mcf | 1772068 | 1689687 | 1847529 | 1761606 | 126166.24 | 2013
54914 | Y |  | Brooklyn Navy Yard Cogeneration | Brooklyn Navy Yard Cogen PLP | 2313 | NY | MAT | NPCC | 22 | 3 | NAICS-22 Cogen | CA | DFO | DFO | barrels | 0 | 0 | 0 | 0 | 298.42 | 2013
54914 | Y |  | Brooklyn Navy Yard Cogeneration | Brooklyn Navy Yard Cogen PLP | 2313 | NY | MAT | NPCC | 22 | 3 | NAICS-22 Cogen | CA | NG | NG | mcf | 0 | 0 | 0 | 0 | 347296.58 | 2013
54914 | Y |  | Brooklyn Navy Yard Cogeneration | Brooklyn Navy Yard Cogen PLP | 2313 | NY | MAT | NPCC | 22 | 3 | NAICS-22 Cogen | CT | DFO | DFO | barrels | 6076 | 3930 | 35241 | 22798 | 3074.873 | 2013
54914 | Y |  | Brooklyn Navy Yard Cogeneration | Brooklyn Navy Yard Cogen PLP | 2313 | NY | MAT | NPCC | 22 | 3 | NAICS-22 Cogen | CT | NG | NG | mcf | 20126166 | 12546914 | 20986623 | 13089337 | 1589414.1 | 2013
54937 | Y |  | Wellesley College Central Utility Plant | Wellesley College | 20347 | MA | NEW | NPCC | 611 | 5 | Commercial NAICS Cogen | IC | NG | NG | mcf | 220620 | 95266 | 220620 | 95266 | 19525 | 2013
54945 | N |  | CT Resource Rec Authority Facility | NAES Corp | 4426 | CT | NEW | NPCC | 22 | 2 | NAICS-22 Non-Cogen | ST | BIT | COL | short tons | 0 | 0 | 0 | 0 | 0 | 2013
54945 | N |  | CT Resource Rec Authority Facility | NAES Corp | 4426 | CT | NEW | NPCC | 22 | 2 | NAICS-22 Non-Cogen | ST | MSB | MLG | short tons | 417149 | 417149 | 3565707 | 3565707 | 177117.74 | 2013
54945 | N |  | CT Resource Rec Authority Facility | NAES Corp | 4426 | CT | NEW | NPCC | 22 | 2 | NAICS-22 Non-Cogen | ST | MSN | OTH | short tons | 234649 | 234649 | 3425916 | 3425916 | 170174.26 | 2013
54953 | N |  | Hudson Falls Hydroelectric Project | Boralex Hydro Operations Inc | 55754 | NY | MAT | NPCC | 22 | 2 | NAICS-22 Non-Cogen | HY | WAT | HYC |  | 0 | 0 | 1972353 | 1972353 | 206724 | 2013
54981 | N |  | Harris Energy Realty | City of Holyoke Gas and Electric Dept. | 8776 | MA | NEW | NPCC | 22 | 1 | Electric Utility | HY | WAT | HYC |  | 0 | 0 | 0 | 0 | 0 | 2013
55006 | N |  | Nashua Plant | Suncook Energy LLC | 57249 | NH | NEW | NPCC | 22 | 2 | NAICS-22 Non-Cogen | IC | LFG | MLG | mcf | 185540 | 185540 | 92774 | 92774 | 5247 | 2013
55026 | N |  | Dighton Power Plant | Dighton Power, LLC | 55773 | MA | NEW | NPCC | 22 | 2 | NAICS-22 Non-Cogen | CS | NG | NG | mcf | 6071819 | 6071819 | 6285428 | 6285428 | 803903 | 2013 | x
55031 | Y |  | Androscoggin Energy Center | Verso Paper Androscoggin LLC | 55738 | ME | NEW | NPCC | 322 | 7 | Industrial NAICS Cogen | GT | KER | WOO | barrels | 0 | 0 | 0 | 0 | 0 | 2013
55031 | Y |  | Androscoggin Energy Center | Verso Paper Androscoggin LLC | 55738 | ME | NEW | NPCC | 322 | 7 | Industrial NAICS Cogen | GT | NG | NG | mcf | 7057949 | 2222969 | 7057949 | 2222969 | 459341 | 2013
55041 | N |  | Berkshire Power | Berkshire Power Co LLC | 1616 | MA | NEW | NPCC | 22 | 2 | NAICS-22 Non-Cogen | CS | NG | NG | mcf | 8087796 | 8087796 | 8330914 | 8330914 | 1114904 | 2013 | x
55042 | N |  | Bridgeport Energy Project | Bridgeport Energy LLC | 2232 | CT | NEW | NPCC | 22 | 2 | NAICS-22 Non-Cogen | CA | NG | NG | mcf | 0 | 0 | 0 | 0 | 1038070 | 2013 | x
55042 | N |  | Bridgeport Energy Project | Bridgeport Energy LLC | 2232 | CT | NEW | NPCC | 22 | 2 | NAICS-22 Non-Cogen | CT | NG | NG | mcf | 21048408 | 21048408 | 21553637 | 21553637 | 1979411 | 2013 | x
55048 | N |  | Tiverton Power Plant | Tiverton Power LLC | 55510 | RI | NEW | NPCC | 22 | 2 | NAICS-22 Non-Cogen | CA | NG | NG | mcf | 0 | 0 | 0 | 0 | 442759 | 2013 | x
55048 | N |  | Tiverton Power Plant | Tiverton Power LLC | 55510 | RI | NEW | NPCC | 22 | 2 | NAICS-22 Non-Cogen | CT | NG | NG | mcf | 8641691 | 8641691 | 8946402 | 8946402 | 777645 | 2013 | x
55068 | N |  | Maine Independence Station | Casco Bay Energy Co LLC | 4966 | ME | NEW | NPCC | 22 | 2 | NAICS-22 Non-Cogen | CA | NG | NG | mcf | 0 | 0 | 0 | 0 | 142103 | 2013 | x
55068 | N |  | Maine Independence Station | Casco Bay Energy Co LLC | 4966 | ME | NEW | NPCC | 22 | 2 | NAICS-22 Non-Cogen | CT | NG | NG | mcf | 2619071 | 2619071 | 2749956 | 2749956 | 220093 | 2013 | x
55079 | N |  | Millennium Power | Millennium Power Partners LP | 12713 | MA | NEW | NPCC | 22 | 2 | NAICS-22 Non-Cogen | CA | DFO | DFO | barrels | 0 | 0 | 0 | 0 | 0 | 2013 | x
55079 | N |  | Millennium Power | Millennium Power Partners LP | 12713 | MA | NEW | NPCC | 22 | 2 | NAICS-22 Non-Cogen | CA | NG | NG | mcf | 0 | 0 | 0 | 0 | 523196 | 2013 | x
55079 | N |  | Millennium Power | Millennium Power Partners LP | 12713 | MA | NEW | NPCC | 22 | 2 | NAICS-22 Non-Cogen | CT | DFO | DFO | barrels | 0 | 0 | 0 | 0 | 0 | 2013 | x
55079 | N |  | Millennium Power | Millennium Power Partners LP | 12713 | MA | NEW | NPCC | 22 | 2 | NAICS-22 Non-Cogen | CT | NG | NG | mcf | 10481020 | 10481020 | 10791052 | 10791052 | 961284 | 2013 | x
55093 | N |  | MM Taunton Energy | MM Taunton Energy LLC | 57226 | MA | NEW | NPCC | 22 | 2 | NAICS-22 Non-Cogen | IC | LFG | MLG | mcf | 542232 | 542232 | 254849 | 254849 | 22890 | 2013
55100 | N |  | Rumford Power, Inc | Rumford Power | 54821 | ME | NEW | NPCC | 22 | 2 | NAICS-22 Non-Cogen | CA | NG | NG | mcf | 0 | 0 | 0 | 0 | 65925 | 2013 | x
55100 | N |  | Rumford Power, Inc | Rumford Power | 54821 | ME | NEW | NPCC | 22 | 2 | NAICS-22 Non-Cogen | CA | OTH | OTH |  | 0 | 0 | 0 | 0 | 0 | 2013 | x
55100 | N |  | Rumford Power, Inc | Rumford Power | 54821 | ME | NEW | NPCC | 22 | 2 | NAICS-22 Non-Cogen | CT | NG | NG | mcf | 1366801 | 1366801 | 1387949 | 1387949 | 104187 | 2013 | x
55100 | N |  | Rumford Power, Inc | Rumford Power | 54821 | ME | NEW | NPCC | 22 | 2 | NAICS-22 Non-Cogen | CT | OTH | OTH |  | 0 | 0 | 0 | 0 | 0 | 2013 | x
55107 | N |  | Entergy Rhode Island State Energy LP | Entergy RISE | 6832 | RI | NEW | NPCC | 22 | 2 | NAICS-22 Non-Cogen | CA | NG | NG | mcf | 62439 | 62439 | 64429 | 64429 | 695917 | 2013 | x
55107 | N |  | Entergy Rhode Island State Energy LP | Entergy RISE | 6832 | RI | NEW | NPCC | 22 | 2 | NAICS-22 Non-Cogen | CT | NG | NG | mcf | 13917300 | 13917300 | 14359694 | 14359694 | 1308551 | 2013 | x
55126 | N |  | Milford Power Project | Milford Power Co LLC | 12568 | CT | NEW | NPCC | 22 | 2 | NAICS-22 Non-Cogen | CS | DFO | DFO | barrels | 0 | 0 | 0 | 0 | 0 | 2013 | x
55126 | N |  | Milford Power Project | Milford Power Co LLC | 12568 | CT | NEW | NPCC | 22 | 2 | NAICS-22 Non-Cogen | CS | NG | NG | mcf | 27220503 | 27220503 | 27873668 | 27873668 | 3748080 | 2013 | x
55149 | N |  | Lake Road Generating Plant | Lake Road Generating Co LP | 10576 | CT | NEW | NPCC | 22 | 2 | NAICS-22 Non-Cogen | CS | DFO | DFO | barrels | 0 | 0 | 0 | 0 | 0 | 2013 | x
55149 | N |  | Lake Road Generating Plant | Lake Road Generating Co LP | 10576 | CT | NEW | NPCC | 22 | 2 | NAICS-22 Non-Cogen | CS | NG | NG | mcf | 32748377 | 32748377 | 33783762 | 33783762 | 4600225 | 2013 | x
55155 | N |  | MM Albany Energy | MM Albany Energy LLC | 57229 | NY | MAT | NPCC | 22 | 2 | NAICS-22 Non-Cogen | IC | LFG | MLG | mcf | 549812 | 549812 | 263910 | 263910 | 27037 | 2013
55163 | N |  | MM Hartford Energy | MM Hartford Energy LLC | 57234 | CT | NEW | NPCC | 22 | 2 | NAICS-22 Non-Cogen | IC | LFG | MLG | mcf | 267546 | 267546 | 141800 | 141800 | 11137 | 2013
55170 | N |  | Granite Ridge | Granite Ridge Energy LLC | 88 | NH | NEW | NPCC | 22 | 2 | NAICS-22 Non-Cogen | CA | NG | NG | mcf | 0 | 0 | 0 | 0 | 1258345 | 2013 | x
55170 | N |  | Granite Ridge | Granite Ridge Energy LLC | 88 | NH | NEW | NPCC | 22 | 2 | NAICS-22 Non-Cogen | CT | NG | NG | mcf | 24332636 | 24332636 | 25081681 | 25081681 | 2108899 | 2013 | x
55211 | N |  | ANP Bellingham Energy Project | ANP Bellingham Energy Company LLC | 641 | MA | NEW | NPCC | 22 | 2 | NAICS-22 Non-Cogen | CS | NG | NG | mcf | 14648388 | 14648388 | 15135680 | 15135680 | 1978236 | 2013 | x
55212 | N |  | ANP Blackstone Energy Project | ANP Blackstone Energy Company LLC | 656 | MA | NEW | NPCC | 22 | 2 | NAICS-22 Non-Cogen | CS | NG | NG | mcf | 13731811 | 13731811 | 14143767 | 14143767 | 1872344 | 2013 | x
55243 | N |  | Astoria Gas Turbines | NRG Astoria Gas Turbine Operations Inc | 13582 | NY | MAT | NPCC | 22 | 2 | NAICS-22 Non-Cogen | GT | KER | WOO | barrels | 14440 | 14440 | 81322 | 81322 | 5565.846 | 2013 | x
55243 | N |  | Astoria Gas Turbines | NRG Astoria Gas Turbine Operations Inc | 13582 | NY | MAT | NPCC | 22 | 2 | NAICS-22 Non-Cogen | GT | NG | NG | mcf | 756434 | 756434 | 779973 | 779973 | 52468.154 | 2013 | x
55288 | N |  | Medway Hydro | Brookfield Black Bear Hydro, LLC | 59178 | ME | NEW | NPCC | 22 | 2 | NAICS-22 Non-Cogen | HY | WAT | HYC |  | 0 | 0 | 283482 | 283482 | 29712 | 2013
55294 | N |  | Westbrook Energy Center Power Plant | Westbrook Energy Center | 2891 | ME | NEW | NPCC | 22 | 2 | NAICS-22 Non-Cogen | CA | NG | NG | mcf | 0 | 0 | 0 | 0 | 878173 | 2013 | x
55294 | N |  | Westbrook Energy Center Power Plant | Westbrook Energy Center | 2891 | ME | NEW | NPCC | 22 | 2 | NAICS-22 Non-Cogen | CT | NG | NG | mcf | 16894123 | 16894123 | 17200142 | 17200142 | 1494710 | 2013 | x
55317 | N |  | Fore River Generating Station | Calpine Fore River Energy Center, LLC | 59368 | MA | NEW | NPCC | 22 | 2 | NAICS-22 Non-Cogen | CA | NG | NG | mcf | 178960 | 178960 | 185331 | 185331 | 1286217 | 2013 | x
55317 | N |  | Fore River Generating Station | Calpine Fore River Energy Center, LLC | 59368 | MA | NEW | NPCC | 22 | 2 | NAICS-22 Non-Cogen | CT | DFO | DFO | barrels | 0 | 0 | 0 | 0 | 0 | 2013 | x
55317 | N |  | Fore River Generating Station | Calpine Fore River Energy Center, LLC | 59368 | MA | NEW | NPCC | 22 | 2 | NAICS-22 Non-Cogen | CT | NG | NG | mcf | 27079487 | 27079487 | 28032419 | 28032419 | 2531911 | 2013 | x
55368 | N |  | Wethersfield Wind Farm | CHI Energy Inc | 34688 | NY | MAT | NPCC | 22 | 2 | NAICS-22 Non-Cogen | WT | WND | WND |  | 0 | 0 | 90439 | 90439 | 9479 | 2013
55375 | N |  | Astoria Energy | Astoria Energy LLC | 22979 | NY | MAT | NPCC | 22 | 2 | NAICS-22 Non-Cogen | CA | DFO | DFO | barrels | 0 | 0 | 0 | 0 | 5158.092 | 2013 | x
55375 | N |  | Astoria Energy | Astoria Energy LLC | 22979 | NY | MAT | NPCC | 22 | 2 | NAICS-22 Non-Cogen | CA | NG | NG | mcf | 781640 | 781640 | 805159 | 805159 | 1037329.9 | 2013 | x
55375 | N |  | Astoria Energy | Astoria Energy LLC | 22979 | NY | MAT | NPCC | 22 | 2 | NAICS-22 Non-Cogen | CT | DFO | DFO | barrels | 18452 | 18452 | 106948 | 106948 | 9483.919 | 2013 | x
55375 | N |  | Astoria Energy | Astoria Energy LLC | 22979 | NY | MAT | NPCC | 22 | 2 | NAICS-22 Non-Cogen | CT | NG | NG | mcf | 19025330 | 19025330 | 19596215 | 19596215 | 1745422.1 | 2013 | x
55405 | N |  | Athens Generating Plant | New Athens Generating Company LLC | 32173 | NY | MAT | NPCC | 22 | 2 | NAICS-22 Non-Cogen | CA | NG | NG | mcf | 0 | 0 | 0 | 0 | 1229366 | 2013 | x
55405 | N |  | Athens Generating Plant | New Athens Generating Company LLC | 32173 | NY | MAT | NPCC | 22 | 2 | NAICS-22 Non-Cogen | CT | NG | NG | mcf | 25744026 | 25744026 | 26129256 | 26129256 | 2355582 | 2013 | x
55517 | N |  | Wallingford Energy | Wallingford Energy LLC | 56927 | CT | NEW | NPCC | 22 | 2 | NAICS-22 Non-Cogen | GT | NG | NG | mcf | 584321 | 584321 | 604562 | 604562 | 51111 | 2013 | x
55589 | N |  | GRS Fall River | Gas Recovery Systems Inc | 25049 | MA | NEW | NPCC | 22 | 2 | NAICS-22 Non-Cogen | GT | LFG | MLG | mcf | 951354 | 951354 | 466163 | 466163 | 24933 | 2013
55589 | N |  | GRS Fall River | Gas Recovery Systems Inc | 25049 | MA | NEW | NPCC | 22 | 2 | NAICS-22 Non-Cogen | IC | LFG | MLG | mcf | 0 | 0 | 0 | 0 | 0 | 2013
55619 | N |  | Watchtower Educational Center | Watchtower Bible & Tract Soc-NY | 20238 | NY | MAT | NPCC | 813 | 4 | Commercial NAICS Non-Cogen | IC | DFO | DFO | barrels | 0 | 0 | 0 | 0 | 0 | 2013
55619 | N |  | Watchtower Educational Center | Watchtower Bible & Tract Soc-NY | 20238 | NY | MAT | NPCC | 813 | 4 | Commercial NAICS Non-Cogen | IC | NG | NG | mcf | 0 | 0 | 0 | 0 | 0 | 2013
55661 | N |  | EP Newington Energy LLC | EP Newington Energy LLC | 13538 | NH | NEW | NPCC | 22 | 2 | NAICS-22 Non-Cogen | CA | DFO | DFO | barrels | 0 | 0 | 0 | 0 | 9497.969 | 2013 | x
55661 | N |  | EP Newington Energy LLC | EP Newington Energy LLC | 13538 | NH | NEW | NPCC | 22 | 2 | NAICS-22 Non-Cogen | CA | NG | NG | mcf | 60245 | 60245 | 61426 | 61426 | 246724.03 | 2013 | x
55661 | N |  | EP Newington Energy LLC | EP Newington Energy LLC | 13538 | NH | NEW | NPCC | 22 | 2 | NAICS-22 Non-Cogen | CT | DFO | DFO | barrels | 37312 | 37312 | 216223 | 216223 | 17073.779 | 2013 | x
55661 | N |  | EP Newington Energy LLC | EP Newington Energy LLC | 13538 | NH | NEW | NPCC | 22 | 2 | NAICS-22 Non-Cogen | CT | NG | NG | mcf | 4896016 | 4896016 | 5015566 | 5015566 | 416053.22 | 2013 | x
55661 | N |  | EP Newington Energy LLC | EP Newington Energy LLC | 13538 | NH | NEW | NPCC | 22 | 2 | NAICS-22 Non-Cogen | CT | RFO | RFO | barrels | 0 | 0 | 0 | 0 | 0 | 2013 | x
55699 | N |  | Bayswater Peaking Facility LLC | Bayswater Peaking Facility LLC | 1268 | NY | MAT | NPCC | 22 | 2 | NAICS-22 Non-Cogen | GT | NG | NG | mcf | 1738217 | 1738217 | 1790364 | 1790364 | 153596 | 2013 | x
55757 | N |  | Model City Energy Facility | Model City Energy LLC | 12758 | NY | MAT | NPCC | 22 | 2 | NAICS-22 Non-Cogen | IC | LFG | MLG | mcf | 1063311 | 1063311 | 572063 | 572063 | 42855 | 2013
55769 | N |  | Madison Windpower LLC | EDP Renewables North America LLC | 49880 | NY | MAT | NPCC | 22 | 2 | NAICS-22 Non-Cogen | WT | WND | WND |  | 0 | 0 | 194616 | 194616 | 20398 | 2013
55776 | N |  | Barre | Zapco Energy Tactics Corp | 21148 | MA | NEW | NPCC | 22 | 2 | NAICS-22 Non-Cogen | IC | LFG | MLG | mcf | 113300 | 113300 | 56652 | 56652 | 4096 | 2013
55786 | N |  | Edgewood Energy LLC | Edgewood Energy LLC | 56852 | NY | MAT | NPCC | 22 | 2 | NAICS-22 Non-Cogen | GT | NG | NG | mcf | 2150935 | 2150935 | 2150935 | 2150935 | 212594 | 2013 | x
55787 | N |  | Shoreham Energy LLC | Shoreham Energy LLC | 56853 | NY | MAT | NPCC | 22 | 2 | NAICS-22 Non-Cogen | GT | DFO | DFO | barrels | 0 | 0 | 0 | 0 | 0 | 2013 | x
55787 | N |  | Shoreham Energy LLC | Shoreham Energy LLC | 56853 | NY | MAT | NPCC | 22 | 2 | NAICS-22 Non-Cogen | GT | KER | WOO | barrels | 34810 | 34810 | 198417 | 198417 | 19476 | 2013 | x
55788 | N |  | Hospira Inc | Hospira Inc | 40 | NY | MAT | NPCC | 326 | 6 | Industrial NAICS Non-Cogen | IC | NG | NG | mcf | 0 | 0 | 0 | 0 | 0 | 2013
55790 | N |  | Fenner Wind | CHI Energy Inc | 34688 | NY | MAT | NPCC | 22 | 2 | NAICS-22 Non-Cogen | WT | WND | WND |  | 0 | 0 | 651194 | 651194 | 68252 | 2013
55830 | Y |  | East Millinocket Mill | Great Northern Paper Company LLC | 57207 | ME | NEW | NPCC | 322122 | 7 | Industrial NAICS Cogen | ST | DFO | DFO | barrels | 0 | 0 | 0 | 0 | 0 | 2013
55830 | Y |  | East Millinocket Mill | Great Northern Paper Company LLC | 57207 | ME | NEW | NPCC | 322122 | 7 | Industrial NAICS Cogen | ST | RFO | RFO | barrels | 0 | 0 | 0 | 0 | 0 | 2013
55830 | Y |  | East Millinocket Mill | Great Northern Paper Company LLC | 57207 | ME | NEW | NPCC | 322122 | 7 | Industrial NAICS Cogen | ST | WDS | WWW | short tons | 0 | 0 | 0 | 0 | 0 | 2013
55860 | N |  | Quinebaug Lower Project | Quinebaug Associates LLC | 25771 | CT | NEW | NPCC | 22 | 2 | NAICS-22 Non-Cogen | HY | WAT | HYC |  | 0 | 0 | 62369 | 62369 | 6537 | 2013
55969 | N |  | Hawkeye Energy Greenport LLC | Hawkeye Energy Greenport LLC | 7308 | NY | MAT | NPCC | 22 | 2 | NAICS-22 Non-Cogen | GT | DFO | DFO | barrels | 0 | 0 | 0 | 0 | 0 | 2013 | x
55969 | N |  | Hawkeye Energy Greenport LLC | Hawkeye Energy Greenport LLC | 7308 | NY | MAT | NPCC | 22 | 2 | NAICS-22 Non-Cogen | GT | KER | WOO | barrels | 54380 | 54380 | 304530 | 304530 | 28101 | 2013 | x
55999 | Y |  | NECCO Co-Generation | New England Confectionery Co Inc | 56221 | MA | NEW | NPCC | 22 | 3 | NAICS-22 Cogen | IC | DFO | DFO | barrels | 0 | 0 | 0 | 0 | 0 | 2013
55999 | Y |  | NECCO Co-Generation | New England Confectionery Co Inc | 56221 | MA | NEW | NPCC | 22 | 3 | NAICS-22 Cogen | IC | NG | NG | mcf | 168657 | 148168 | 175742 | 154392 | 30 | 2013
56032 | N |  | Equus Freeport Power | Equus Power I, L.P., | 49845 | NY | MAT | NPCC | 22 | 2 | NAICS-22 Non-Cogen | GT | KER | WOO | barrels | 0 | 0 | 0 | 0 | 0 | 2013 | x
56032 | N |  | Equus Freeport Power | Equus Power I, L.P., | 49845 | NY | MAT | NPCC | 22 | 2 | NAICS-22 Non-Cogen | GT | NG | NG | mcf | 1153909 | 1153909 | 1153909 | 1153909 | 109072 | 2013 | x
56141 | N |  | Jamaica Bay Peaking | Jamaica Bay Peaking Facility, LLC | 49786 | NY | MAT | NPCC | 22 | 2 | NAICS-22 Non-Cogen | GT | KER | WOO | barrels | 42214 | 42214 | 240620 | 240620 | 22296 | 2013
56188 | N |  | Pinelawn Power LLC | Pinelawn Power LLC | 49837 | NY | MAT | NPCC | 22 | 2 | NAICS-22 Non-Cogen | CA | KER | WOO | barrels | 0 | 0 | 0 | 0 | 0 | 2013 | x
56188 | N |  | Pinelawn Power LLC | Pinelawn Power LLC | 49837 | NY | MAT | NPCC | 22 | 2 | NAICS-22 Non-Cogen | CA | NG | NG | mcf | 173374 | 173374 | 177908 | 177908 | 62113 | 2013 | x
56188 | N |  | Pinelawn Power LLC | Pinelawn Power LLC | 49837 | NY | MAT | NPCC | 22 | 2 | NAICS-22 Non-Cogen | CT | KER | WOO | barrels | 0 | 0 | 0 | 0 | 0 | 2013 | x
56188 | N |  | Pinelawn Power LLC | Pinelawn Power LLC | 49837 | NY | MAT | NPCC | 22 | 2 | NAICS-22 Non-Cogen | CT | NG | NG | mcf | 1958469 | 1958469 | 2008571 | 2008571 | 194547 | 2013 | x
56189 | N |  | Waterside Power, LLC | Waterside Power, LLC | 49840 | CT | NEW | NPCC | 22 | 2 | NAICS-22 Non-Cogen | GT | DFO | DFO | barrels | 3674 | 3674 | 21458 | 21458 | 1895 | 2013
56196 | N |  | 500MW CC | New York Power Authority | 15296 | NY | MAT | NPCC | 22 | 1 | Electric Utility | CA | KER | WOO | barrels | 0 | 0 | 0 | 0 | 21720.442 | 2013 | x
56196 | N |  | 500MW CC | New York Power Authority | 15296 | NY | MAT | NPCC | 22 | 1 | Electric Utility | CA | NG | NG | mcf | 0 | 0 | 0 | 0 | 1198612.6 | 2013 | x
56196 | N |  | 500MW CC | New York Power Authority | 15296 | NY | MAT | NPCC | 22 | 1 | Electric Utility | CT | KER | WOO | barrels | 80898 | 80898 | 458692 | 458692 | 39718.507 | 2013 | x
56196 | N |  | 500MW CC | New York Power Authority | 15296 | NY | MAT | NPCC | 22 | 1 | Electric Utility | CT | NG | NG | mcf | 23478507 | 23478507 | 24168806 | 24168806 | 2111856.5 | 2013 | x
56196 | N |  | 500MW CC | New York Power Authority | 15296 | NY | MAT | NPCC | 22 | 1 | Electric Utility | CT | RFO | RFO | barrels | 0 | 0 | 0 | 0 | 0 | 2013 | x
56234 | N |  | Caithness Long Island Energy Center | Caithness Long Island, LLC | 49950 | NY | MAT | NPCC | 22 | 2 | NAICS-22 Non-Cogen | CA | DFO | DFO | barrels | 0 | 0 | 0 | 0 | 246.173 | 2013 | x
56234 | N |  | Caithness Long Island Energy Center | Caithness Long Island, LLC | 49950 | NY | MAT | NPCC | 22 | 2 | NAICS-22 Non-Cogen | CA | NG | NG | mcf | 1411060 | 1411060 | 1445040 | 1445040 | 939947.83 | 2013 | x
56234 | N |  | Caithness Long Island Energy Center | Caithness Long Island, LLC | 49950 | NY | MAT | NPCC | 22 | 2 | NAICS-22 Non-Cogen | CT | DFO | DFO | barrels | 839 | 839 | 4933 | 4933 | 446.776 | 2013 | x
56234 | N |  | Caithness Long Island Energy Center | Caithness Long Island, LLC | 49950 | NY | MAT | NPCC | 22 | 2 | NAICS-22 Non-Cogen | CT | NG | NG | mcf | 15732939 | 15732939 | 16115911 | 16115911 | 1438974.2 | 2013 | x
56250 | N |  | Ontario LFGTE | Seneca Energy II | 17283 | NY | MAT | NPCC | 22 | 2 | NAICS-22 Non-Cogen | IC | LFG | MLG | mcf | 1820434 | 1820434 | 935703 | 935703 | 79350 | 2013
56256 | N |  | John Street 1, 3, 4 & 5 | Connecticut Mun Elec Engy Coop | 4180 | CT | NEW | NPCC | 22 | 1 | Electric Utility | IC | DFO | DFO | barrels | 26 | 26 | 151 | 151 | 19 | 2013
56259 | Y |  | Empire Generating Co LLC | Empire Generating Co LLC | 56480 | NY | MAT | NPCC | 22 | 3 | NAICS-22 Cogen | CA | DFO | DFO | barrels | 0 | 0 | 0 | 0 | 32.194 | 2013
56259 | Y |  | Empire Generating Co LLC | Empire Generating Co LLC | 56480 | NY | MAT | NPCC | 22 | 3 | NAICS-22 Cogen | CA | NG | NG | mcf | 1625842 | 1625842 | 1673314 | 1673314 | 1102536.8 | 2013
56259 | Y |  | Empire Generating Co LLC | Empire Generating Co LLC | 56480 | NY | MAT | NPCC | 22 | 3 | NAICS-22 Cogen | CT | DFO | DFO | barrels | 117 | 117 | 683 | 683 | 62.139 | 2013
56259 | Y |  | Empire Generating Co LLC | Empire Generating Co LLC | 56480 | NY | MAT | NPCC | 22 | 3 | NAICS-22 Cogen | CT | NG | NG | mcf | 18680431 | 18680431 | 19222368 | 19222368 | 1767337.9 | 2013
56290 | N |  | Maple Ridge Wind Farm | Flat Rock Windpower, LLC | 54684 | NY | MAT | NPCC | 22 | 2 | NAICS-22 Non-Cogen | WT | WND | WND |  | 0 | 0 | 7169041 | 7169041 | 751393 | 2013
56323 | N |  | Modern Innovative Energy LLC | Innovative Energy Systems Inc | 50158 | NY | MAT | NPCC | 22 | 2 | NAICS-22 Non-Cogen | IC | LFG | MLG | mcf | 941418 | 941418 | 506483 | 506483 | 42362 | 2013
56324 | N |  | Colonie LFGTE Facility | Innovative Energy Systems Inc | 50158 | NY | MAT | NPCC | 22 | 2 | NAICS-22 Non-Cogen | IC | LFG | MLG | mcf | 694209 | 694209 | 326280 | 326280 | 31460 | 2013
56399 | N |  | Lempster Wind LLC | Iberdrola Renewables Inc | 15399 | NH | NEW | NPCC | 22 | 2 | NAICS-22 Non-Cogen | WT | WND | WND |  | 0 | 0 | 663893 | 663893 | 69583 | 2013
56426 | N |  | AMERESCO Chicopee Energy | AMERESCO Chicopee Energy LLC | 54812 | MA | NEW | NPCC | 22 | 2 | NAICS-22 Non-Cogen | IC | LFG | MLG | mcf | 1129400 | 1129400 | 451759 | 451759 | 53774 | 2013
56448 | N |  | Mars Hill Wind Farm Project | First Wind O&M, LLC | 59155 | ME | NEW | NPCC | 22 | 2 | NAICS-22 Non-Cogen | WT | WND | WND |  | 0 | 0 | 1298835 | 1298835 | 136132 | 2013
56526 | N |  | Chaffee Gas Recovery | WM Renewable Energy LLC | 54842 | NY | MAT | NPCC | 22 | 2 | NAICS-22 Non-Cogen | IC | LFG | MLG | mcf | 1113280 | 1113280 | 580018 | 580018 | 50616 | 2013
56527 | N |  | Fitchburg Gas Recovery | WM Renewable Energy LLC | 54842 | MA | NEW | NPCC | 22 | 2 | NAICS-22 Non-Cogen | IC | LFG | MLG | mcf | 734199 | 734199 | 368569 | 368569 | 33443 | 2013
56575 | N |  | Steel Winds Wind Farm | First Wind O&M, LLC | 59155 | NY | MAT | NPCC | 22 | 2 | NAICS-22 Non-Cogen | WT | WND | WND |  | 0 | 0 | 499927 | 499927 | 52398 | 2013
56594 | N |  | Munnsville Wind Farm LLC | E ON Climate Renewables N America LLC | 56215 | NY | MAT | NPCC | 22 | 2 | NAICS-22 Non-Cogen | WT | WND | WND |  | 0 | 0 | 853012 | 853012 | 89405 | 2013
56618 | N |  | Noble Clinton Windpark LLC | Noble Wind Operations LLC | 55868 | NY | MAT | NPCC | 22 | 2 | NAICS-22 Non-Cogen | WT | WND | WND |  | 0 | 0 | 1681924 | 1681924 | 176284 | 2013
56619 | N |  | Noble Ellenburg Windpark LLC | Noble Wind Operations LLC | 55868 | NY | MAT | NPCC | 22 | 2 | NAICS-22 Non-Cogen | WT | WND | WND |  | 0 | 0 | 1568854 | 1568854 | 164433 | 2013
56620 | N |  | Noble Bliss Windpark LLC | Noble Wind Operations LLC | 55868 | NY | MAT | NPCC | 22 | 2 | NAICS-22 Non-Cogen | WT | WND | WND |  | 0 | 0 | 1941946 | 1941946 | 203537 | 2013
56629 | N |  | Waterbury Generation | FirstLight Power Resources Services LLC | 54895 | CT | NEW | NPCC | 22 | 2 | NAICS-22 Non-Cogen | GT | DFO | DFO | barrels | 7 | 7 | 40 | 40 | 4.08 | 2013 | x
56629 | N |  | Waterbury Generation | FirstLight Power Resources Services LLC | 54895 | CT | NEW | NPCC | 22 | 2 | NAICS-22 Non-Cogen | GT | KER | WOO | barrels | 0 | 0 | 0 | 0 | 0 | 2013 | x
56629 | N |  | Waterbury Generation | FirstLight Power Resources Services LLC | 54895 | CT | NEW | NPCC | 22 | 2 | NAICS-22 Non-Cogen | GT | NG | NG | mcf | 191674 | 191674 | 199342 | 199342 | 20678.92 | 2013 | x
56633 | N |  | Dutch Hill Wind Project | First Wind O&M, LLC | 59155 | NY | MAT | NPCC | 22 | 2 | NAICS-22 Non-Cogen | WT | WND | WND |  | 0 | 0 | 681028 | 681028 | 71379 | 2013
56634 | N |  | Cohocton Wind Project | First Wind O&M, LLC | 59155 | NY | MAT | NPCC | 22 | 2 | NAICS-22 Non-Cogen | WT | WND | WND |  | 0 | 0 | 1617591 | 1617591 | 169541 | 2013
56703 | N |  | Lyons Falls Hydroelectric | Northbrook Lyons Falls LLC | 55941 | NY | MAT | NPCC | 22 | 2 | NAICS-22 Non-Cogen | HY | WAT | HYC |  | 0 | 0 | 248786 | 248786 | 26075.61 | 2013
56704 | N |  | Gouldtown | Northbrook Lyons Falls LLC | 55941 | NY | MAT | NPCC | 22 | 2 | NAICS-22 Non-Cogen | HY | WAT | HYC |  | 0 | 0 | 124824 | 124824 | 13083 | 2013
56705 | N |  | Kosterville | Northbrook Lyons Falls LLC | 55941 | NY | MAT | NPCC | 22 | 2 | NAICS-22 Non-Cogen | HY | WAT | HYC |  | 0 | 0 | 38056 | 38056 | 3988.71 | 2013
56798 | N |  | Kleen Energy Systems Project | Kleen Energy Systems, LLC | 55993 | CT | NEW | NPCC | 22 | 2 | NAICS-22 Non-Cogen | CA | DFO | DFO | barrels | 0 | 0 | 0 | 0 | 28663.238 | 2013 | x
56798 | N |  | Kleen Energy Systems Project | Kleen Energy Systems, LLC | 55993 | CT | NEW | NPCC | 22 | 2 | NAICS-22 Non-Cogen | CA | NG | NG | mcf | 1190886 | 1190886 | 1235274 | 1235274 | 1225664.8 | 2013 | x
56798 | N |  | Kleen Energy Systems Project | Kleen Energy Systems, LLC | 55993 | CT | NEW | NPCC | 22 | 2 | NAICS-22 Non-Cogen | CT | DFO | DFO | barrels | 100174 | 100174 | 586809 | 586809 | 52211.899 | 2013 | x
56798 | N |  | Kleen Energy Systems Project | Kleen Energy Systems, LLC | 55993 | CT | NEW | NPCC | 22 | 2 | NAICS-22 Non-Cogen | CT | NG | NG | mcf | 20580161 | 20580161 | 21345364 | 21345364 | 1936123.1 | 2013 | x
56800 | N |  | Hull Wind II | Hull Municipal Light Plant | 8797 | MA | NEW | NPCC | 22 | 1 | Electric Utility | WT | WND | WND |  | 0 | 0 | 29858 | 29858 | 3129.39 | 2013
56829 | N |  | Kibby Wind Power Project | TransCanada Maine Wind Development Inc | 56030 | ME | NEW | NPCC | 22 | 2 | NAICS-22 Non-Cogen | WT | WND | WND |  | 0 | 0 | 2566395 | 2566395 | 268986 | 2013
56857 | N |  | Marble River Wind Farm | Marble River, LLC | 56072 | NY | MAT | NPCC | 22 | 2 | NAICS-22 Non-Cogen | WT | WND | WND |  | 0 | 0 | 4879590 | 4879590 | 511434 | 2013
56891 | N |  | Moretown | PPL Renewable Energy LLC | 55723 | VT | NEW | NPCC | 22 | 2 | NAICS-22 Non-Cogen | IC | LFG | MLG | mcf | 651700 | 651700 | 282187 | 282187 | 25698 | 2013
56901 | N |  | Noble Altona Windpark LLC | Noble Wind Operations LLC | 55868 | NY | MAT | NPCC | 22 | 2 | NAICS-22 Non-Cogen | WT | WND | WND |  | 0 | 0 | 1546233 | 1546233 | 162062 | 2013
56902 | N |  | Noble Wethersfield Windpark LLC | Noble Wind Operations LLC | 55868 | NY | MAT | NPCC | 22 | 2 | NAICS-22 Non-Cogen | WT | WND | WND |  | 0 | 0 | 2512050 | 2512050 | 263290 | 2013
56904 | N |  | Noble Chateaugay Windpark LLC | Noble Wind Operations LLC | 55868 | NY | MAT | NPCC | 22 | 2 | NAICS-22 Non-Cogen | WT | WND | WND |  | 0 | 0 | 1798363 | 1798363 | 188488 | 2013
56928 | Y |  | Fairfield University CHP Plant | Fairfield University | 56143 | CT | NEW | NPCC | 611 | 5 | Commercial NAICS Cogen | GT | NG | NG | mcf | 296650 | 296650 | 296650 | 296650 | 29154 | 2013
56936 | N |  | Brookfield Power Glen Falls Hydro | Erie Boulevard Hydropower LP | 5914 | NY | MAT | NPCC | 322122 | 6 | Industrial NAICS Non-Cogen | HY | WAT | HYC |  | 0 | 0 | 543216 | 543216 | 56935 | 2013
56953 | N |  | High Sheldon Wind Farm | Invenergy Services LLC | 49893 | NY | MAT | NPCC | 22 | 2 | NAICS-22 Non-Cogen | WT | WND | WND |  | 0 | 0 | 2550644 | 2550644 | 267335 | 2013
56958 | N |  | DANC LFGTE Facility | Innovative Energy Systems Inc | 50158 | NY | MAT | NPCC | 22 | 2 | NAICS-22 Non-Cogen | IC | LFG | MLG | mcf | 1046325 | 1046325 | 492818 | 492818 | 46405 | 2013
56986 | N |  | Clinton LFGTE Facility | Innovative Energy Systems Inc | 50158 | NY | MAT | NPCC | 22 | 2 | NAICS-22 Non-Cogen | IC | LFG | MLG | mcf | 1024036 | 1024036 | 458767 | 458767 | 42091 | 2013
56987 | N |  | Hyland LFGTE Facility | Innovative Energy Systems Inc | 50158 | NY | MAT | NPCC | 22 | 2 | NAICS-22 Non-Cogen | IC | LFG | MLG | mcf | 747377 | 747377 | 371445 | 371445 | 32871 | 2013
56989 | N |  | Stetson Wind I | First Wind O&M, LLC | 59155 | ME | NEW | NPCC | 22 | 2 | NAICS-22 Non-Cogen | WT | WND | WND |  | 0 | 0 | 1332840 | 1332840 | 139696 | 2013
56990 | N |  | Rollins Wind Project | First Wind O&M, LLC | 59155 | ME | NEW | NPCC | 22 | 2 | NAICS-22 Non-Cogen | WT | WND | WND |  | 0 | 0 | 1280667 | 1280667 | 134228 | 2013
56991 | N |  | Stetson Wind II | First Wind O&M, LLC | 59155 | ME | NEW | NPCC | 22 | 2 | NAICS-22 Non-Cogen | WT | WND | WND |  | 0 | 0 | 514622 | 514622 | 53938 | 2013
57003 | N |  | Fulton LFGTE Facility | Innovative Energy Systems Inc | 50158 | NY | MAT | NPCC | 22 | 2 | NAICS-22 Non-Cogen | IC | LFG | MLG | mcf | 266346 | 266346 | 135305 | 135305 | 13317 | 2013
57016 | N |  | Waste Management Crossroads LFGTE | WM Renewable Energy LLC | 54842 | ME | NEW | NPCC | 22 | 2 | NAICS-22 Non-Cogen | IC | LFG | MLG | mcf | 474054 | 474054 | 250775 | 250775 | 22129 | 2013
57021 | N |  | Waste Management Madison County LFGTE | WM Renewable Energy LLC | 54842 | NY | MAT | NPCC | 22 | 2 | NAICS-22 Non-Cogen | IC | LFG | MLG | mcf | 168117 | 168117 | 79015 | 79015 | 6491 | 2013
57068 | N |  | GenConn Middletown LLC | GenConn Middletown LLC | 56354 | CT | NEW | NPCC | 22 | 2 | NAICS-22 Non-Cogen | GT | DFO | DFO | barrels | 0 | 0 | 0 | 0 | 0 | 2013 | x
57068 | N |  | GenConn Middletown LLC | GenConn Middletown LLC | 56354 | CT | NEW | NPCC | 22 | 2 | NAICS-22 Non-Cogen | GT | KER | WOO | barrels | 24011 | 24011 | 135251 | 135251 | 10661.47 | 2013 | x
57068 | N |  | GenConn Middletown LLC | GenConn Middletown LLC | 56354 | CT | NEW | NPCC | 22 | 2 | NAICS-22 Non-Cogen | GT | NG | NG | mcf | 3 | 3 | 3 | 3 | -0.47 | 2013 | x
57070 | N |  | GenConn Devon LLC | GenConn Devon LLC | 56352 | CT | NEW | NPCC | 22 | 2 | NAICS-22 Non-Cogen | GT | BIT | COL | short tons | 0 | 0 | 0 | 0 | 0 | 2013 | x
57070 | N |  | GenConn Devon LLC | GenConn Devon LLC | 56352 | CT | NEW | NPCC | 22 | 2 | NAICS-22 Non-Cogen | GT | DFO | DFO | barrels | 0 | 0 | 0 | 0 | 0 | 2013 | x
57070 | N |  | GenConn Devon LLC | GenConn Devon LLC | 56352 | CT | NEW | NPCC | 22 | 2 | NAICS-22 Non-Cogen | GT | KER | WOO | barrels | 13656 | 13656 | 77822 | 77822 | 7569 | 2013 | x
57070 | N |  | GenConn Devon LLC | GenConn Devon LLC | 56352 | CT | NEW | NPCC | 22 | 2 | NAICS-22 Non-Cogen | GT | NG | NG | mcf | 0 | 0 | 0 | 0 | 0 | 2013 | x
57078 | N |  | Steel Winds II | First Wind O&M, LLC | 59155 | NY | MAT | NPCC | 22 | 2 | NAICS-22 Non-Cogen | WT | WND | WND |  | 0 | 0 | 402983 | 402983 | 42237 | 2013
57080 | N |  | Sheffield Wind | First Wind O&M, LLC | 59155 | VT | NEW | NPCC | 22 | 2 | NAICS-22 Non-Cogen | WT | WND | WND |  | 0 | 0 | 797455 | 797455 | 83582 | 2013
57083 | N |  | Bull Hill Wind Project | First Wind O&M, LLC | 59155 | ME | NEW | NPCC | 22 | 2 | NAICS-22 Non-Cogen | WT | WND | WND |  | 0 | 0 | 1020151 | 1020151 | 106923 | 2013
57103 | Y |  | Newark America Mill | Newark America | 56406 | MA | NEW | NPCC | 32213 | 7 | Industrial NAICS Cogen | ST | DFO | DFO | barrels | 0 | 0 | 0 | 0 | 0 | 2013
57103 | Y |  | Newark America Mill | Newark America | 56406 | MA | NEW | NPCC | 32213 | 7 | Industrial NAICS Cogen | ST | NG | NG | mcf | 547650 | 0 | 562985 | 0 | 0 | 2013
57129 | N |  | Catskill Mts Energy Corporation | Delaware County Electric Coop, Inc | 56438 | NY | MAT | NPCC | 22 | 2 | NAICS-22 Non-Cogen | IC | LFG | MLG | mcf | 20 | 20 | 10 | 10 | 1 | 2013
57130 | N |  | Beaver Ridge Wind | Beaver Ridge Wind LLC | 56439 | ME | NEW | NPCC | 22 | 2 | NAICS-22 Non-Cogen | WT | WND | WND |  | 0 | 0 | 105743 | 105743 | 11083.05 | 2013
57179 | Y |  | HSCo CHP | Hartford Steam Co | 8153 | CT | NEW | NPCC | 622 | 5 | Commercial NAICS Cogen | GT | NG | NG | mcf | 687226 | 327463 | 707156 | 336958 | 28862 | 2013
57184 | N |  | Orono Hydro Station | Brookfield Black Bear Hydro, LLC | 59178 | ME | NEW | NPCC | 22 | 2 | NAICS-22 Non-Cogen | HY | WAT | HYC |  | 0 | 0 | 104664 | 104664 | 10970 | 2013
57186 | N |  | Chautauqua LFGTE Facility | Innovative Energy Systems Inc | 50158 | NY | MAT | NPCC | 22 | 2 | NAICS-22 Non-Cogen | IC | LFG | MLG | mcf | 940045 | 940045 | 476603 | 476603 | 48417 | 2013
57253 | N |  | MA Military Reservation Wind Project | Air Force Civil Engineer Center | 56619 | MA | NEW | NPCC | 22 | 2 | NAICS-22 Non-Cogen | WT | WND | WND |  | 0 | 0 | 97251 | 97251 | 10193 | 2013
57265 | N |  | Dorchester Solar Site | Massachusetts Electric Co | 11804 | MA | NEW | NPCC | 22 | 1 | Electric Utility | PV | SUN | SUN |  | 0 | 0 | 15418 | 15418 | 1616 | 2013
57269 | N |  | Haverhill Solar Power Project | Massachusetts Electric Co | 11804 | MA | NEW | NPCC | 22 | 1 | Electric Utility | PV | SUN | SUN |  | 0 | 0 | 11726 | 11726 | 1229 | 2013
57270 | N |  | NEDC Solar Site | Massachusetts Electric Co | 11804 | MA | NEW | NPCC | 22 | 1 | Electric Utility | PV | SUN | SUN |  | 0 | 0 | 9445 | 9445 | 990 | 2013
57287 | N |  | Hardscrabble Wind Power LLC | Iberdrola Renewables Inc | 15399 | NY | MAT | NPCC | 22 | 2 | NAICS-22 Non-Cogen | WT | WND | WND |  | 0 | 0 | 1717771 | 1717771 | 180041 | 2013
57350 | N |  | Portsmouth Wind Turbine | Town of Portsmouth | 56690 | RI | NEW | NPCC | 22 | 2 | NAICS-22 Non-Cogen | WT | WND | WND |  | 0 | 0 | 0 | 0 | 0 | 2013
57354 | N |  | Fox Island Wind LLC | Fox Island Wind LLC | 56693 | ME | NEW | NPCC | 22 | 2 | NAICS-22 Non-Cogen | WT | WND | WND |  | 0 | 0 | 102472 | 102472 | 10740 | 2013
57380 | N |  | New England Wind LLC | Iberdrola Renewables Inc | 15399 | MA | NEW | NPCC | 22 | 2 | NAICS-22 Non-Cogen | WT | WND | WND |  | 0 | 0 | 953192 | 953192 | 99905 | 2013
57404 | N |  | Oneida Herkimer | WM Renewable Energy LLC | 54842 | NY | MAT | NPCC | 22 | 2 | NAICS-22 Non-Cogen | IC | LFG | MLG | mcf | 398901 | 398901 | 217401 | 217401 | 21109 | 2013
57414 | N |  | Notus Wind 1 | Notus Clean Energy LLC | 56742 | MA | NEW | NPCC | 22 | 2 | NAICS-22 Non-Cogen | WT | WND | WND |  | 0 | 0 | 46360 | 46360 | 4859 | 2013
57473 | N |  | Dartmouth Solar | Consolidated Edison Development Inc. | 56769 | MA | NEW | NPCC | 22 | 2 | NAICS-22 Non-Cogen | PV | SUN | SUN |  | 0 | 0 | 20639 | 20639 | 2163.15 | 2013
57481 | N |  | Chittenden County Solar Partners | Chittenden County Solar Partners LLC | 56795 | VT | NEW | NPCC | 22 | 2 | NAICS-22 Non-Cogen | PV | SUN | SUN |  | 0 | 0 | 29766 | 29766 | 3120 | 2013
57568 | N |  | Record Hill Wind | Record Hill Wind LLC | 56909 | ME | NEW | NPCC | 22 | 2 | NAICS-22 Non-Cogen | WT | WND | WND |  | 0 | 0 | 1207480 | 1207480 | 126557 | 2013
57589 | N |  | Long Island Solar Farm LLC | Long Island Solar Farm LLC | 56924 | NY | MAT | NPCC | 22 | 2 | NAICS-22 Non-Cogen | PV | SUN | SUN |  | 0 | 0 | 494387 | 494387 | 51817 | 2013
57598 | N |  | Bridge Street 1 & 2 | Connecticut Mun Elec Engy Coop | 4180 | CT | NEW | NPCC | 22 | 1 | Electric Utility | IC | DFO | DFO | barrels | 1132 | 1132 | 6516 | 6516 | 651 | 2013
57598 | N |  | Bridge Street 1 & 2 | Connecticut Mun Elec Engy Coop | 4180 | CT | NEW | NPCC | 22 | 1 | Electric Utility | IC | RFO | RFO | barrels | 0 | 0 | 0 | 0 | 0 | 2013
57599 | N |  | Fort Hill 1, 2, 3 & 4 | Connecticut Mun Elec Engy Coop | 4180 | CT | NEW | NPCC | 22 | 1 | Electric Utility | IC | DFO | DFO | barrels | 2031 | 2031 | 11821 | 11821 | 1142 | 2013
57600 | N |  | Fishers Island 1 | Connecticut Mun Elec Engy Coop | 4180 | NY | MAT | NPCC | 22 | 1 | Electric Utility | IC | DFO | DFO | barrels | 525 | 525 | 3055 | 3055 | 316 | 2013
57601 | N |  | Gary Court 1 & 2 | Connecticut Mun Elec Engy Coop | 4180 | CT | NEW | NPCC | 22 | 1 | Electric Utility | IC | DFO | DFO | barrels | 1161 | 1161 | 6757 | 6757 | 642 | 2013
57602 | N |  | Jewett City 1 | Connecticut Mun Elec Engy Coop | 4180 | CT | NEW | NPCC | 22 | 1 | Electric Utility | IC | DFO | DFO | barrels | 496 | 496 | 2888 | 2888 | 281 | 2013
57603 | N |  | LNG 1 & 2 | Connecticut Mun Elec Engy Coop | 4180 | CT | NEW | NPCC | 22 | 1 | Electric Utility | IC | DFO | DFO | barrels | 1122 | 1122 | 6530 | 6530 | 645 | 2013
57604 | N |  | Lebanon Pines 1 & 2 | Connecticut Mun Elec Engy Coop | 4180 | CT | NEW | NPCC | 22 | 1 | Electric Utility | IC | DFO | DFO | barrels | 1080 | 1080 | 6286 | 6286 | 650 | 2013
57605 | N |  | Water Treatment 1 & 2 | Connecticut Mun Elec Engy Coop | 4180 | CT | NEW | NPCC | 22 | 1 | Electric Utility | IC | DFO | DFO | barrels | 1154 | 1154 | 6716 | 6716 | 677 | 2013
57624 | N |  | Norwich WWTP | City of Norwich - (CT) | 13831 | CT | NEW | NPCC | 22132 | 4 | Commercial NAICS Non-Cogen | IC | DFO | DFO | barrels | 140 | 140 | 816 | 816 | 61 | 2013
57636 | N |  | Auburn LFG Energy Facility | Auburn Energy, LLC | 56965 | NY | MAT | NPCC | 22 | 2 | NAICS-22 Non-Cogen | IC | LFG | MLG | mcf | 185000 | 185000 | 93240 | 93240 | 9777 | 2013
57636 | N |  | Auburn LFG Energy Facility | Auburn Energy, LLC | 56965 | NY | MAT | NPCC | 22 | 2 | NAICS-22 Non-Cogen | IC | NG | NG | mcf | 0 | 0 | 0 | 0 | 0 | 2013
57648 | N |  | Zotos International WPGF | Zotos International | 56977 | NY | MAT | NPCC | 339 | 6 | Industrial NAICS Non-Cogen | WT | WND | WND |  | 0 | 0 | 35025 | 35025 | 3671 | 2013
57654 | N |  | Town of Falmouth WWTP | Town of Falmouth | 56981 | MA | NEW | NPCC | 22132 | 4 | Commercial NAICS Non-Cogen | WT | WND | WND |  | 0 | 0 | 43173 | 43173 | 4525 | 2013
57664 | N |  | Astoria Energy II | Astoria Energy II LLC | 56991 | NY | MAT | NPCC | 22 | 2 | NAICS-22 Non-Cogen | CA | DFO | DFO | barrels | 0 | 0 | 0 | 0 | 6296.806 | 2013
57664 | N |  | Astoria Energy II | Astoria Energy II LLC | 56991 | NY | MAT | NPCC | 22 | 2 | NAICS-22 Non-Cogen | CA | NG | NG | mcf | 1447424 | 1447424 | 1491975 | 1491975 | 1190076.2 | 2013
57664 | N |  | Astoria Energy II | Astoria Energy II LLC | 56991 | NY | MAT | NPCC | 22 | 2 | NAICS-22 Non-Cogen | CT | DFO | DFO | barrels | 21705 | 21705 | 125802 | 125802 | 11266.487 | 2013
57664 | N |  | Astoria Energy II | Astoria Energy II LLC | 56991 | NY | MAT | NPCC | 22 | 2 | NAICS-22 Non-Cogen | CT | NG | NG | mcf | 20562331 | 20562331 | 21193873 | 21193873 | 1878151.5 | 2013
57666 | Y |  | Foxwoods CoGen | Foxwoods Resort Casino | 56992 | CT | NEW | NPCC | 713 | 5 | Commercial NAICS Cogen | GT | NG | NG | mcf | 2026926 | 1238445 | 2108001 | 1287983 | 113246 | 2013
57674 | N |  | Indian Orchard PV Facility | Western Massachusetts Electric Company | 56999 | MA | NEW | NPCC | 22 | 1 | Electric Utility | PV | SUN | SUN |  | 0 | 0 | 727 | 727 | 76 | 2013
57676 | N |  | Silver Lake Solar Photovoltaic Facility | Western Massachusetts Electric Company | 56999 | MA | NEW | NPCC | 22 | 1 | Electric Utility | PV | SUN | SUN |  | 0 | 0 | 352 | 352 | 37 | 2013
57689 | N |  | Norden 1-3 | Third Taxing District of Norwalk | 57015 | CT | NEW | NPCC | 22 | 1 | Electric Utility | IC | DFO | DFO | barrels | 132 | 132 | 792 | 792 | 134 | 2013
57721 | N |  | Berkshire Wind Power Project | Massachusetts Mun Wholes Electric Co | 11806 | MA | NEW | NPCC | 22 | 1 | Electric Utility | WT | WND | WND |  | 0 | 0 | 493270 | 493270 | 51700 | 2013
57789 | N |  | Peak Power 1 Cogen | Peak Power 1, LLC | 57106 | NY | MAT | NPCC | 53 | 4 | Commercial NAICS Non-Cogen | IC | NG | NG | mcf | 137041 | 137041 | 141153 | 141153 | 12419 | 2013
57798 | Y |  | OBP Cogen | OBP Cogen LLC | 57120 | NY | MAT | RFC | 53 | 5 | Commercial NAICS Cogen | GT | NG | NG | mcf | 346669 | 346669 | 356376 | 356376 | 30934 | 2013
57804 | N |  | Middlebury College | Middlebury College Biomass | 57123 | VT | NEW | NPCC | 611 | 4 | Commercial NAICS Non-Cogen | ST | RFO | RFO | barrels | 13659 | 13659 | 86051 | 86051 | 1067.459 | 2013
57804 | N |  | Middlebury College | Middlebury College Biomass | 57123 | VT | NEW | NPCC | 611 | 4 | Commercial NAICS Non-Cogen | ST | WDS | WWW | short tons | 22605 | 22605 | 194405 | 194405 | 2411.541 | 2013
57838 | N |  | Dartmouth II Solar | Consolidated Edison Development Inc. | 56769 | MA | NEW | NPCC | 22 | 2 | NAICS-22 Non-Cogen | PV | SUN | SUN |  | 0 | 0 | 33230 | 33230 | 3482.82 | 2013
57855 | N |  | Ipswich Wind Turbine | Town of Ipswich - (MA) | 9442 | MA | NEW | NPCC | 22 | 1 | Electric Utility | WT | WND | WND |  | 0 | 0 | 33172 | 33172 | 3477 | 2013
57867 | N |  | Howard Wind Farm | Everpower Wind Holdings Inc | 58672 | NY | MAT | NPCC | 22 | 2 | NAICS-22 Non-Cogen | WT | WND | WND |  | 0 | 0 | 1276683 | 1276683 | 133810 | 2013
57931 | N |  | Holyoke Solar Cooperative at Mueller | Holyoke Solar LLC | 57309 | MA | NEW | NPCC | 22 | 2 | NAICS-22 Non-Cogen | PV | SUN | SUN |  | 0 | 0 | 39556 | 39556 | 4146 | 2013
57934 | N |  | Douglas Solar | Consolidated Edison Development Inc. | 56769 | MA | NEW | NPCC | 22 | 2 | NAICS-22 Non-Cogen | PV | SUN | SUN |  | 0 | 0 | 32257 | 32257 | 3380.85 | 2013
57941 | N |  | Town of Uxbridge MA at Commerce Dr | Constellation Solar Net Metering LLC | 57318 | MA | NEW | NPCC | 22 | 2 | NAICS-22 Non-Cogen | PV | SUN | SUN |  | 0 | 0 | 24072 | 24072 | 2523 | 2013
57942 | N |  | Town of Norfolk MA at Medway Branch | Constellation Solar Massachusetts LLC | 57319 | MA | NEW | NPCC | 22 | 2 | NAICS-22 Non-Cogen | PV | SUN | SUN |  | 0 | 0 | 19034 | 19034 | 1995 | 2013
57979 | N |  | Kingdom Community Wind | Green Mountain Power Corp | 7601 | VT | NEW | NPCC | 22 | 1 | Electric Utility | WT | WND | WND |  | 0 | 0 | 1095890 | 1095890 | 114861 | 2013
57989 | N |  | Groveland Solar | Consolidated Edison Development Inc. | 56769 | MA | NEW | NPCC | 22 | 2 | NAICS-22 Non-Cogen | PV | SUN | SUN |  | 0 | 0 | 44563 | 44563 | 4670.82 | 2013
57990 | N |  | Shrewsbury Solar | Consolidated Edison Development Inc. | 56769 | MA | NEW | NPCC | 22 | 2 | NAICS-22 Non-Cogen | PV | SUN | SUN |  | 0 | 0 | 41344 | 41344 | 4333.23 | 2013
57992 | N |  | Boston Scientific Solar | Consolidated Edison Solutions Inc | 57365 | MA | NEW | NPCC | 22 | 2 | NAICS-22 Non-Cogen | PV | SUN | SUN |  | 0 | 0 | 14149 | 14149 | 1483.02 | 2013
58004 | N |  | Granite Reliable Power | Granite Reliable Power | 57378 | NH | NEW | NPCC | 22 | 2 | NAICS-22 Non-Cogen | WT | WND | WND |  | 0 | 0 | 2118398 | 2118398 | 222031 | 2013
58025 | N |  | Mt Wachusett Community College | Mt Wachusett Community College | 57401 | MA | NEW | NPCC | 611 | 4 | Commercial NAICS Non-Cogen | WT | WND | WND |  | 0 | 0 | 52151 | 52151 | 5466 | 2013
58026 | N |  | Spruce Mountain WInd | Spruce Mountain Wind LLC | 57402 | ME | NEW | NPCC | 22 | 2 | NAICS-22 Non-Cogen | WT | WND | WND |  | 0 | 0 | 566613 | 566613 | 59387.13 | 2013
58032 | N |  | Padelford Solar | Consolidated Edison Solutions Inc | 57365 | MA | NEW | NPCC | 22 | 2 | NAICS-22 Non-Cogen | PV | SUN | SUN |  | 0 | 0 | 32257 | 32257 | 3380.85 | 2013
58054 | N |  | Burgess BioPower | Berlin Station, LLC | 57430 | NH | NEW | NPCC | 22 | 2 | NAICS-22 Non-Cogen | ST | DFO | DFO | barrels | 3262 | 3262 | 19246 | 19246 | 1193.056 | 2013
58054 | N |  | Burgess BioPower | Berlin Station, LLC | 57430 | NH | NEW | NPCC | 22 | 2 | NAICS-22 Non-Cogen | ST | WDS | WWW | short tons | 26359 | 26359 | 237231 | 237231 | 15250.944 | 2013 |  | 15.5552
58065 | N |  | Charlestown Wind Turbine | MWRA Charlestown | 57443 | MA | NEW | NPCC | 22 | 2 | NAICS-22 Non-Cogen | WT | WND | WND |  | 0 | 0 | 23834 | 23834 | 2498 | 2013
58084 | Y |  | Kimberly Clark-Unit 1,2,3 | Kimberly-Clark Corporation | 57464 | CT | NEW | NPCC | 3252 | 7 | Industrial NAICS Cogen | CA | NG | NG | mcf | 0 | 0 | 0 | 0 | 14415 | 2013
58084 | Y |  | Kimberly Clark-Unit 1,2,3 | Kimberly-Clark Corporation | 57464 | CT | NEW | NPCC | 3252 | 7 | Industrial NAICS Cogen | CT | NG | NG | mcf | 1353419 | 1353419 | 1381841 | 1381841 | 114676 | 2013
58084 | Y |  | Kimberly Clark-Unit 1,2,3 | Kimberly-Clark Corporation | 57464 | CT | NEW | NPCC | 3252 | 7 | Industrial NAICS Cogen | GT | NG | NG | mcf | 1199569 | 1099894 | 1224759 | 1122992 | 98739 | 2013
58088 | N |  | Stony Creek Wind Farm NY | Stony Creek Wind Farm NY | 57469 | NY | MAT | NPCC | 22 | 2 | NAICS-22 Non-Cogen | WT | WND | WND |  | 0 | 0 | 101431 | 101431 | 10631 | 2013
58116 | N |  | Cellu Tissue | Cellu Tissue LLC | 57495 | CT | NEW | NPCC | 322 | 6 | Industrial NAICS Non-Cogen | IC | NG | NG | mcf | 113407 | 113407 | 116356 | 116356 | 14058 | 2013
58141 | N |  | Groton Wind LLC | Iberdrola Renewables Inc | 15399 | NH | NEW | NPCC | 22 | 2 | NAICS-22 Non-Cogen | WT | WND | WND |  | 0 | 0 | 930915 | 930915 | 97570 | 2013
58144 | N |  | SVEP Solar Project Company | Gestamp Asetym Solar North America | 57354 | VT | NEW | NPCC | 22 | 2 | NAICS-22 Non-Cogen | PV | SUN | SUN |  | 0 | 0 | 27622 | 27622 | 2895 | 2013
58145 | N |  | Williamstown Solar | Gestamp Asetym Solar North America | 57354 | VT | NEW | NPCC | 22 | 2 | NAICS-22 Non-Cogen | PV | SUN | SUN |  | 0 | 0 | 24442 | 24442 | 2562 | 2013
58146 | Y |  | Twin Rivers Paper Co LLC | Twin Rivers Paper Co LLC | 58103 | ME | NEW | NPCC | 322 | 7 | Industrial NAICS Cogen | ST | PUR | OTH |  | 0 | 0 | 908129 | 908129 | 95182 | 2013
58152 | Y |  | Danbury Hospital Cogen Plant | Danbury Hospital | 58120 | CT | NEW | NPCC | 622 | 5 | Commercial NAICS Cogen | GT | NG | NG | mcf | 341791 | 291874 | 349993 | 298880 | 26277 | 2013
58153 | Y |  | Eastern Maine Medical Center | Eastern Maine Medical Center | 58122 | ME | NEW | NPCC | 622 | 5 | Commercial NAICS Cogen | GT | DFO | DFO | barrels | 48 | 42 | 274 | 230 | 20.348 | 2013
58153 | Y |  | Eastern Maine Medical Center | Eastern Maine Medical Center | 58122 | ME | NEW | NPCC | 622 | 5 | Commercial NAICS Cogen | GT | NG | NG | mcf | 397373 | 337900 | 349690 | 297352 | 26144.652 | 2013
58156 | Y |  | SUNY Old Westbury College | SUNY Old Westbury College | 58110 | NY | MAT | NPCC | 611 | 5 | Commercial NAICS Cogen | IC | NG | NG | mcf | 85000 | 85000 | 85000 | 85000 | 10540 | 2013
58157 | Y |  | University of Rochester | University of Rochester | 58107 | NY | MAT | NPCC | 611 | 5 | Commercial NAICS Cogen | ST | DFO | DFO | barrels | 400 | 111 | 2327 | 640 | 56.297 | 2013
58157 | Y |  | University of Rochester | University of Rochester | 58107 | NY | MAT | NPCC | 611 | 5 | Commercial NAICS Cogen | ST | NG | NG | mcf | 2424725 | 613354 | 2498335 | 632023 | 55570.703 | 2013
58158 | Y |  | Wesleyan University Cogen 1 | Wesleyan University | 58131 | CT | NEW | NPCC | 611 | 5 | Commercial NAICS Cogen | IC | NG | NG | mcf | 110112 | 110112 | 113415 | 113415 | 12007.94 | 2013
58159 | Y |  | UCONN Cogen Facility | University of Connecticut | 58130 | CT | NEW | NPCC | 611 | 5 | Commercial NAICS Cogen | CA | DFO | DFO | barrels | 0 | 0 | 0 | 0 | 110.918 | 2013
58159 | Y |  | UCONN Cogen Facility | University of Connecticut | 58130 | CT | NEW | NPCC | 611 | 5 | Commercial NAICS Cogen | CA | NG | NG | mcf | 0 | 0 | 0 | 0 | 919.222 | 2013
58159 | Y |  | UCONN Cogen Facility | University of Connecticut | 58130 | CT | NEW | NPCC | 611 | 5 | Commercial NAICS Cogen | CT | DFO | DFO | barrels | 2450 | 2171 | 14508 | 12862 | 985.831 | 2013
58159 | Y |  | UCONN Cogen Facility | University of Connecticut | 58130 | CT | NEW | NPCC | 611 | 5 | Commercial NAICS Cogen | CT | NG | NG | mcf | 109013 | 96620 | 120243 | 106571 | 8169.999 | 2013
58160 | Y |  | Williams College - Campus CHP | President & Trustees of Williams College | 58109 | MA | NEW | NPCC | 611 | 5 | Commercial NAICS Cogen | ST | DFO | DFO | barrels | 0 | 0 | 0 | 0 | 0 | 2013
58160 | Y |  | Williams College - Campus CHP | President & Trustees of Williams College | 58109 | MA | NEW | NPCC | 611 | 5 | Commercial NAICS Cogen | ST | NG | NG | mcf | 150712 | 44750 | 153726 | 45643 | 3509.587 | 2013
58160 | Y |  | Williams College - Campus CHP | President & Trustees of Williams College | 58109 | MA | NEW | NPCC | 611 | 5 | Commercial NAICS Cogen | ST | RFO | RFO | barrels | 2137 | 635 | 13553 | 4025 | 309.413 | 2013
58163 | N |  | Mercy Medical Center | Mercy Medical Center | 58133 | NY | MAT | NPCC | 622 | 4 | Commercial NAICS Non-Cogen | IC | DFO | DFO | barrels | 25 | 25 | 148 | 148 | 1 | 2013
58166 | Y |  | Smith College Central Heating Plant | The Trustees of Smith College | 58138 | MA | NEW | NPCC | 611 | 5 | Commercial NAICS Cogen | GT | DFO | DFO | barrels | 0 | 0 | 0 | 0 | 0 | 2013
58166 | Y |  | Smith College Central Heating Plant | The Trustees of Smith College | 58138 | MA | NEW | NPCC | 611 | 5 | Commercial NAICS Cogen | GT | NG | NG | mcf | 370138 | 196748 | 370138 | 196748 | 16953.02 | 2013
58174 | N |  | Wilson Solar | Consolidated Edison Solutions Inc | 57365 | MA | NEW | NPCC | 22 | 2 | NAICS-22 Non-Cogen | PV | SUN | SUN |  | 0 | 0 | 0 | 0 | 0 | 2013
58176 | N |  | Connecticut Valley Hospital Plant | Connecticut Valley Hospital | 58147 | CT | NEW | NPCC | 22 | 2 | NAICS-22 Non-Cogen | CA | NG | NG | mcf | 0 | 0 | 0 | 0 | 0 | 2013
58176 | N |  | Connecticut Valley Hospital Plant | Connecticut Valley Hospital | 58147 | CT | NEW | NPCC | 22 | 2 | NAICS-22 Non-Cogen | ST | DFO | DFO | barrels | 180 | 180 | 1080 | 1080 | 1.873 | 2013
58176 | N |  | Connecticut Valley Hospital Plant | Connecticut Valley Hospital | 58147 | CT | NEW | NPCC | 22 | 2 | NAICS-22 Non-Cogen | ST | NG | NG | mcf | 73 | 73 | 73 | 73 | 0.127 | 2013
58180 | Y |  | UNH 7.9 MW Plant | Emcor Energy Services | 58099 | NH | NEW | NPCC | 611 | 5 | Commercial NAICS Cogen | GT | DFO | DFO | barrels | 1304 | 1246 | 7564 | 7219 | 597.937 | 2013
58180 | Y |  | UNH 7.9 MW Plant | Emcor Energy Services | 58099 | NH | NEW | NPCC | 611 | 5 | Commercial NAICS Cogen | GT | LFG | MLG | mcf | 744483 | 710731 | 508481 | 485430 | 40199.967 | 2013
58180 | Y |  | UNH 7.9 MW Plant | Emcor Energy Services | 58099 | NH | NEW | NPCC | 611 | 5 | Commercial NAICS Cogen | GT | NG | NG | mcf | 196880 | 187955 | 196880 | 187955 | 15565.096 | 2013
58184 | Y |  | Rand Whitney CHP Plant | Rand Whitney Containerboard L.P. | 58156 | CT | NEW | NPCC | 32213 | 7 | Industrial NAICS Cogen | GT | DFO | DFO | barrels | 0 | 0 | 0 | 0 | 0 | 2013
58184 | Y |  | Rand Whitney CHP Plant | Rand Whitney Containerboard L.P. | 58156 | CT | NEW | NPCC | 32213 | 7 | Industrial NAICS Cogen | GT | NG | NG | mcf | 1551630 | 1342074 | 1598178 | 1382338 | 117986 | 2013
58185 | Y |  | Amherst College Co Gen | Amherst College | 58152 | MA | NEW | NPCC | 611 | 5 | Commercial NAICS Cogen | GT | DFO | DFO | barrels | 913 | 256 | 5205 | 1452 | 125.249 | 2013
58185 | Y |  | Amherst College Co Gen | Amherst College | 58152 | MA | NEW | NPCC | 611 | 5 | Commercial NAICS Cogen | GT | NG | NG | mcf | 174041 | 48612 | 174041 | 48612 | 4188.711 | 2013
58185 | Y |  | Amherst College Co Gen | Amherst College | 58152 | MA | NEW | NPCC | 611 | 5 | Commercial NAICS Cogen | ST | NG | NG | mcf | 52572 | 10521 | 52572 | 10521 | 897.352 | 2013
58185 | Y |  | Amherst College Co Gen | Amherst College | 58152 | MA | NEW | NPCC | 611 | 5 | Commercial NAICS Cogen | ST | RFO | RFO | barrels | 1422 | 285 | 9029 | 1807 | 154.128 | 2013
58186 | Y |  | HVCC Cogen Plant | Hudson Valley Community College | 58154 | NY | MAT | NPCC | 611 | 5 | Commercial NAICS Cogen | IC | DFO | DFO | barrels | 167 | 154 | 967 | 904 | 74.907 | 2013
58186 | Y |  | HVCC Cogen Plant | Hudson Valley Community College | 58154 | NY | MAT | NPCC | 611 | 5 | Commercial NAICS Cogen | IC | LFG | MLG | mcf | 0 | 0 | 0 | 0 | 0 | 2013
58186 | Y |  | HVCC Cogen Plant | Hudson Valley Community College | 58154 | NY | MAT | NPCC | 611 | 5 | Commercial NAICS Cogen | IC | NG | NG | mcf | 191012 | 178731 | 196742 | 184093 | 15215.093 | 2013
58201 | Y |  | Monroe Community College Plant | Monroe Newpower Corporation | 58174 | NY | MAT | NPCC | 611 | 5 | Commercial NAICS Cogen | IC | NG | NG | mcf | 131250 | 112765 | 135713 | 116599 | 10046.96 | 2013
58210 | N |  | NFM Solar Power LLC | FirstLight Power Resources, Inc. - MA | 58185 | MA | NEW | NPCC | 22 | 2 | NAICS-22 Non-Cogen | PV | SUN | SUN |  | 0 | 0 | 18052 | 18052 | 1892 | 2013
58214 | N |  | West Greenwich Solar | Consolidated Edison Development Inc. | 56769 | RI | NEW | NPCC | 22 | 2 | NAICS-22 Non-Cogen | PV | SUN | SUN |  | 0 | 0 | 16434 | 16434 | 1722.6 | 2013
58221 | Y |  | Oak Tree Farm Dairy Facility | Oak Tree Farm Dairy, Inc. | 58189 | NY | MAT | NPCC | 311 | 7 | Industrial NAICS Cogen | IC | DFO | DFO | barrels | 1731 | 2 | 9414 | 10 | 1 | 2013
58224 | Y |  | CCSU Co-Gen-STBY Gen | Central Connecticut State University | 58188 | CT | NEW | NPCC | 611 | 5 | Commercial NAICS Cogen | IC | DFO | DFO | barrels | 0 | 0 | 0 | 0 | 0 | 2013
58224 | Y |  | CCSU Co-Gen-STBY Gen | Central Connecticut State University | 58188 | CT | NEW | NPCC | 611 | 5 | Commercial NAICS Cogen | IC | NG | NG | mcf | 348 | 348 | 348 | 348 | 43.12 | 2013
58237 | Y |  | CCSU Fuel Cell Project | New Britain Renewable Energy, LLC | 58213 | CT | NEW | NPCC | 611 | 5 | Commercial NAICS Cogen | FC | NG | NG | mcf | 80834 | 80834 | 82452 | 82452 | 9919 | 2013
58238 | N |  | Georgia Mountain Community Wind Farm | Georgia Mountain Community Wind, LLC | 58212 | VT | NEW | NPCC | 22 | 2 | NAICS-22 Non-Cogen | WT | WND | WND |  | 0 | 0 | 242296 | 242296 | 25395 | 2013
58270 | N |  | Acushnet AD Makepeace | Borrego Solar Systems Inc | 57449 | MA | NEW | NPCC | 22 | 2 | NAICS-22 Non-Cogen | PV | SUN | SUN |  | 0 | 0 | 55977 | 55977 | 5867 | 2013
58271 | N |  | Acushnet Hawes Reed Road | Borrego Solar Systems Inc | 57449 | MA | NEW | NPCC | 22 | 2 | NAICS-22 Non-Cogen | PV | SUN | SUN |  | 0 | 0 | 16237 | 16237 | 1702 | 2013
58272 | N |  | Easthampton Landfill-City of Easthampton | Borrego Solar Systems Inc | 57449 | MA | NEW | NPCC | 22 | 2 | NAICS-22 Non-Cogen | PV | SUN | SUN |  | 0 | 0 | 28215 | 28215 | 2957 | 2013
58295 | N |  | SREC Bath LFGTE | Innovative Energy Systems Inc | 50158 | NY | MAT | NPCC | 22 | 2 | NAICS-22 Non-Cogen | IC | LFG | MLG | mcf | 446109 | 446109 | 232869 | 232869 | 21927 | 2013
58327 | Y |  | Bradley Energy Center | Ameresco Select Inc | 58300 | CT | NEW | NPCC | 481 | 5 | Commercial NAICS Cogen | IC | NG | NG | mcf | 235967 | 226417 | 243046 | 233210 | 17085 | 2013
58362 | N |  | Quittacas Pond Solar | Consolidated Edison Solutions Inc | 57365 | MA | NEW | NPCC | 22 | 2 | NAICS-22 Non-Cogen | PV | SUN | SUN |  | 0 | 0 | 0 | 0 | 0 | 2013
58365 | N |  | CJTS Energy Center | Ameresco Select Inc | 58300 | CT | NEW | NPCC | 92214 | 4 | Commercial NAICS Non-Cogen | FC | NG | NG | mcf | 37676 | 37676 | 38807 | 38807 | 2695 | 2013
58385 | N |  | Northbridge Solar | Consolidated Edison Development Inc. | 56769 | MA | NEW | NPCC | 22 | 2 | NAICS-22 Non-Cogen | PV | SUN | SUN |  | 0 | 0 | 8141 | 8141 | 853.38 | 2013
58399 | N |  | Synergy Biogas | CH4 Biogas LLC | 58383 | NY | MAT | NPCC | 562 | 4 | Commercial NAICS Non-Cogen | IC | OBG | ORW | Mcf | 143600 | 143600 | 86162 | 86162 | 9587 | 2013
58403 | N |  | Bellingham PV | Washington Gas Energy Systems, Inc. | 57081 | MA | NEW | NPCC | 22 | 2 | NAICS-22 Non-Cogen | PV | SUN | SUN |  | 0 | 0 | 6937 | 6937 | 727 | 2013
58410 | N |  | Marshfield PV | Washington Gas Energy Systems, Inc. | 57081 | MA | NEW | NPCC | 22 | 2 | NAICS-22 Non-Cogen | PV | SUN | SUN |  | 0 | 0 | 429 | 429 | 45 | 2013
58411 | N |  | Orange PV | Washington Gas Energy Systems, Inc. | 57081 | MA | NEW | NPCC | 22 | 2 | NAICS-22 Non-Cogen | PV | SUN | SUN |  | 0 | 0 | 10953 | 10953 | 1148 | 2013
58507 | Y |  | Montefieor Medical Center Moses Division | Montefiore Medical Center Moses Division | 58487 | NY | MAT | NPCC | 622 | 5 | Commercial NAICS Cogen | GT | DFO | DFO | barrels | 6662 | 4526 | 36644 | 24896 | 1779.527 | 2013
58507 | Y |  | Montefieor Medical Center Moses Division | Montefiore Medical Center Moses Division | 58487 | NY | MAT | NPCC | 622 | 5 | Commercial NAICS Cogen | GT | NG | NG | mcf | 487300 | 331078 | 501921 | 341010 | 24376.473 | 2013
58507 | Y |  | Montefieor Medical Center Moses Division | Montefiore Medical Center Moses Division | 58487 | NY | MAT | NPCC | 622 | 5 | Commercial NAICS Cogen | IC | DFO | DFO | barrels | 3081 | 1367 | 16949 | 7515 | 627.741 | 2013
58507 | Y |  | Montefieor Medical Center Moses Division | Montefiore Medical Center Moses Division | 58487 | NY | MAT | NPCC | 622 | 5 | Commercial NAICS Cogen | IC | NG | NG | mcf | 313771 | 139155 | 323183 | 143329 | 11972.259 | 2013
58534 | N |  | Westford Solar Park | Westford Solar Park | 58506 | MA | NEW | NPCC | 22 | 2 | NAICS-22 Non-Cogen | PV | SUN | SUN |  | 0 | 0 | 55759 | 55759 | 5844 | 2013
58541 | N |  | SunGen Sharon 1 LLC | SunGen Sharon 1 LLC | 58511 | VT | NEW | NPCC | 22 | 2 | NAICS-22 Non-Cogen | PV | SUN | SUN |  | 0 | 0 | 48906 | 48906 | 5126 | 2013
58550 | N |  | Owens Corning at Bethlehem | Constellation NewEnergy, Inc | 58491 | NY | MAT | NPCC | 22 | 2 | NAICS-22 Non-Cogen | PV | SUN | SUN |  | 0 | 0 | 4436 | 4436 | 465 | 2013
58551 | N |  | Bridgeport Fuel Cell Park | Dominion Renewable Energy | 58468 | CT | NEW | NPCC | 22 | 2 | NAICS-22 Non-Cogen | FC | NG | NG | mcf | 0 | 0 | 0 | 0 | 0 | 2013
58554 | N |  | Somers Solar Center | Dominion Renewable Energy | 58468 | CT | NEW | NPCC | 22 | 2 | NAICS-22 Non-Cogen | PV | SUN | SUN |  | 0 | 0 | 0 | 0 | 0 | 2013
58561 | N |  | Merrimac Solar | Consolidated Edison Development Inc. | 56769 | MA | NEW | NPCC | 22 | 2 | NAICS-22 Non-Cogen | PV | SUN | SUN |  | 0 | 0 | 0 | 0 | 0 | 2013
58583 | N |  | Forbes Street Solar | Forbes Street Solar, LLC | 58541 | RI | NEW | NPCC | 22 | 2 | NAICS-22 Non-Cogen | PV | SUN | SUN |  | 0 | 0 | 544 | 544 | 57 | 2013
58586 | N |  | Town of East Bridgewater | SolarCity Corporation | 57313 | MA | NEW | NPCC | 22 | 2 | NAICS-22 Non-Cogen | PV | SUN | SUN |  | 0 | 0 | 14470 | 14470 | 1516.68 | 2013
58595 | N |  | Indeck Energy-Alexandria | Indeck Energy-Alexandria, LLC | 58550 | NH | NEW | NPCC | 22 | 2 | NAICS-22 Non-Cogen | ST | WDS | WWW | short tons | 197713 | 197713 | 1756662 | 1756662 | 110246 | 2013
58664 | N |  | Frito Lay Incorporated | Frito Lay Incorporated Dayville | 58607 | CT | NEW | NPCC | 311 | 6 | Industrial NAICS Non-Cogen | GT | NG | NG | mcf | 354030 | 354030 | 362173 | 362173 | 21332.64 | 2013
58678 | N |  | Oswegatchie | Erie Boulevard Hydropower LP | 5914 | NY | MAT | NPCC | 22 | 2 | NAICS-22 Non-Cogen | HY | WAT | HYC |  | 0 | 0 | 85641 | 85641 | 8976 | 2013
58679 | N |  | Upper Newton Falls | Erie Boulevard Hydropower LP | 5914 | NY | MAT | NPCC | 22 | 2 | NAICS-22 Non-Cogen | HY | WAT | HYC |  | 0 | 0 | 73398 | 73398 | 7693 | 2013
58702 | N |  | Axio Green LLC | Axio Green LLC | 58639 | MA | NEW | NPCC | 22 | 2 | NAICS-22 Non-Cogen | PV | SUN | SUN |  | 0 | 0 | 25475 | 25475 | 2670.03 | 2013
58712 | N |  | Stevens Mills Hydroelectric Project | Eagle Creek RE LLC | 57280 | NH | NEW | NPCC | 22 | 2 | NAICS-22 Non-Cogen | HY | WAT | HYC |  | 0 | 0 | 0 | 0 | 0 | 2013
58785 | N |  | Brentwood Solar | CD US Solar MT1 LLC | 58677 | NY | MAT | NPCC | 22 | 2 | NAICS-22 Non-Cogen | PV | SUN | SUN |  | 0 | 0 | 10315 | 10315 | 1081.08 | 2013
58786 | N |  | Deer Park | CD US Solar MT1 LLC | 58677 | NY | MAT | NPCC | 22 | 2 | NAICS-22 Non-Cogen | PV | SUN | SUN |  | 0 | 0 | 31937 | 31937 | 3347.19 | 2013
58787 | N |  | Dennison | CD US Solar MT1 LLC | 58677 | NY | MAT | NPCC | 22 | 2 | NAICS-22 Non-Cogen | PV | SUN | SUN |  | 0 | 0 | 24890 | 24890 | 2608.65 | 2013
58788 | N |  | North County | CD US Solar MT1 LLC | 58677 | NY | MAT | NPCC | 22 | 2 | NAICS-22 Non-Cogen | PV | SUN | SUN |  | 0 | 0 | 7944 | 7944 | 832.59 | 2013
58789 | N |  | Riverhead | CD US Solar MT1 LLC | 58677 | NY | MAT | NPCC | 22 | 2 | NAICS-22 Non-Cogen | PV | SUN | SUN |  | 0 | 0 | 18959 | 18959 | 1986.93 | 2013
58790 | N |  | Cohalan | CD US Solar MT1 LLC | 58677 | NY | MAT | NPCC | 22 | 2 | NAICS-22 Non-Cogen | PV | SUN | SUN |  | 0 | 0 | 46547 | 46547 | 4878.72 | 2013
58815 | Y |  | Hilton NY Co Gen Plant | UTS Project Company HNY-1 LLC | 58697 | NY | MAT | NPCC | 22 | 3 | NAICS-22 Cogen | IC | NG | NG | mcf | 105954 | 105954 | 95888 | 95888 | 9861 | 2013
58824 | N |  | Sheldon Solar | Enel North America, Inc. | 49932 | VT | NEW | NPCC | 22 | 2 | NAICS-22 Non-Cogen | PV | SUN | SUN |  | 0 | 0 | 3911 | 3911 | 410 | 2013
58839 | N |  | Sudbury Landfill | Solar Sudbury One LF LLC | 58721 | MA | NEW | NPCC | 22 | 2 | NAICS-22 Non-Cogen | PV | SUN | SUN |  | 0 | 0 | 18843 | 18843 | 1975 | 2013
58871 | N |  | Berkley East Solar LLC | Berkley East Solar, LLC | 58750 | MA | NEW | NPCC | 22 | 2 | NAICS-22 Non-Cogen | PV | SUN | SUN |  | 0 | 0 | 9226 | 9226 | 967 | 2013
58873 | N |  | Stuyvesant Falls | Albany Engineering Corporation | 58756 | NY | MAT | NPCC | 22 | 2 | NAICS-22 Non-Cogen | HY | WAT | HYC |  | 0 | 0 | 88815 | 88815 | 9309 | 2013
58934 | N |  | Integrys MA Solar, LLC - Ashburnham Site | Integrys MA Solar, LLC | 58801 | MA | NEW | NPCC | 22 | 2 | NAICS-22 Non-Cogen | PV | SUN | SUN |  | 0 | 0 | 363 | 363 | 38 | 2013
58935 | N |  | Open View Solar Farm | Cross Pollination Inc | 58800 | VT | NEW | NPCC | 22 | 2 | NAICS-22 Non-Cogen | PV | SUN | SUN |  | 0 | 0 | 30340 | 30340 | 3180 | 2013
58945 | Y |  | Simonds | Simonds International | 58809 | MA | NEW | NPCC | 22 | 3 | NAICS-22 Cogen | IC | NG | NG | mcf | 120000 | 120000 | 120000 | 120000 | 12000 | 2013
58948 | N |  | Bristol Myers Squibb Wallingford | Bristol-Myers Squibb Co | 2265 | CT | NEW | NPCC | 22 | 2 | NAICS-22 Non-Cogen | GT | NG | NG | mcf | 371951 | 371951 | 383109 | 383109 | 27506 | 2013
58948 | N |  | Bristol Myers Squibb Wallingford | Bristol-Myers Squibb Co | 2265 | CT | NEW | NPCC | 22 | 2 | NAICS-22 Non-Cogen | IC | DFO | DFO | barrels | 169 | 169 | 986 | 986 | 35 | 2013
58958 | N |  | Camelot Wind LLC | Camelot Wind LLC | 58821 | MA | NEW | NPCC | 22 | 2 | NAICS-22 Non-Cogen | WT | WND | WND |  | 0 | 0 | 25750 | 25750 | 2699 | 2013
58992 | N |  | Dept of Corrections NCCI Wind | Dept of Corrections NCCI Wind | 58844 | MA | NEW | NPCC | 92214 | 4 | Commercial NAICS Non-Cogen | WT | WND | WND |  | 0 | 0 | 35187 | 35187 | 3688 | 2013
58993 | N |  | Pine Tree Landfill Gas to Energy | Pine Tree Landfill | 58845 | ME | NEW | NPCC | 22 | 2 | NAICS-22 Non-Cogen | IC | LFG | MLG | mcf | 354488 | 354488 | 159521 | 159521 | 12233 | 2013
59011 | N |  | Southbridge Landfill Gas-to-Energy | Southbridge Recycling and Disposal Park, Inc | 58860 | MA | NEW | NPCC | 22 | 2 | NAICS-22 Non-Cogen | IC | LFG | MLG | mcf | 616020 | 616020 | 264273 | 264273 | 10219 | 2013
59013 | N |  | Scituate PV | Main Street Power | 58863 | MA | NEW | NPCC | 22 | 2 | NAICS-22 Non-Cogen | PV | SUN | SUN |  | 0 | 0 | 5123 | 5123 | 537 | 2013
59014 | N |  | Bolton PV | Main Street Power | 58863 | MA | NEW | NPCC | 22 | 2 | NAICS-22 Non-Cogen | PV | SUN | SUN |  | 0 | 0 | 0 | 0 | 0 | 2013
59015 | N |  | Stow PV | Main Street Power | 58863 | MA | NEW | NPCC | 22 | 2 | NAICS-22 Non-Cogen | PV | SUN | SUN |  | 0 | 0 | 286 | 286 | 30 | 2013
59022 | N |  | Kingston Wind Independence | Kingston Wind Independence | 58867 | MA | NEW | NPCC | 22 | 2 | NAICS-22 Non-Cogen | WT | WND | WND |  | 0 | 0 | 32859 | 32859 | 3444 | 2013
59023 | N |  | Ipswich Wind Independence | Ipswich Wind Independence | 58866 | MA | NEW | NPCC | 22 | 2 | NAICS-22 Non-Cogen | WT | WND | WND |  | 0 | 0 | 39166 | 39166 | 4105 | 2013
59028 | N |  | Agawam Solar | Citizens Enterprises Corporation | 58871 | MA | NEW | NPCC | 22 | 2 | NAICS-22 Non-Cogen | PV | SUN | SUN |  | 0 | 0 | 19042 | 19042 | 1996 | 2013
59029 | N |  | Rehoboth Solar | Citizens Enterprises Corporation | 58871 | MA | NEW | NPCC | 22 | 2 | NAICS-22 Non-Cogen | PV | SUN | SUN |  | 0 | 0 | 239 | 239 | 25 | 2013
59030 | N |  | Chicopee Solar | Citizens Enterprises Corporation | 58871 | MA | NEW | NPCC | 22 | 2 | NAICS-22 Non-Cogen | PV | SUN | SUN |  | 0 | 0 | 0 | 0 | 0 | 2013
59031 | N |  | Route 57 Solar | Citizens Enterprises Corporation | 58871 | MA | NEW | NPCC | 22 | 2 | NAICS-22 Non-Cogen | PV | SUN | SUN |  | 0 | 0 | 19578 | 19578 | 2052 | 2013
59032 | N |  | EBZ Solar | Citizens Enterprises Corporation | 58871 | MA | NEW | NPCC | 22 | 2 | NAICS-22 Non-Cogen | PV | SUN | SUN |  | 0 | 0 | 36656 | 36656 | 3842 | 2013
59033 | N |  | Whately Solar | Citizens Enterprises Corporation | 58871 | MA | NEW | NPCC | 22 | 2 | NAICS-22 Non-Cogen | PV | SUN | SUN |  | 0 | 0 | 18328 | 18328 | 1921 | 2013
59043 | N |  | West Davisville Solar | WR-TGC Solar Generation IV LLC | 58682 | RI | NEW | NPCC | 22 | 2 | NAICS-22 Non-Cogen | PV | SUN | SUN |  | 0 | 0 | 2166 | 2166 | 227 | 2013
59060 | N |  | Waste Water Treatment Plant | City of Pittsfield | 58888 | MA | NEW | NPCC | 22 | 2 | NAICS-22 Non-Cogen | CP | SUN | SUN |  | 0 | 0 | 17983 | 17983 | 1885 | 2013
59060 | N |  | Waste Water Treatment Plant | City of Pittsfield | 58888 | MA | NEW | NPCC | 22 | 2 | NAICS-22 Non-Cogen | PV | SUN | SUN |  | 0 | 0 | 0 | 0 | 0 | 2013
59090 | N |  | Rockland Solar | Rockland Solar | 58902 | MA | NEW | NPCC | 22 | 2 | NAICS-22 Non-Cogen | PV | SUN | SUN |  | 0 | 0 | 0 | 0 | 0 | 2013
59121 | N |  | Acushnet-Braley Road 1 | Borrego Solar Systems Inc | 57449 | MA | NEW | NPCC | 22 | 2 | NAICS-22 Non-Cogen | PV | SUN | SUN |  | 0 | 0 | 22126 | 22126 | 2319 | 2013
59128 | N |  | Acushnet- High Hill | Borrego Solar Systems Inc | 57449 | MA | NEW | NPCC | 22 | 2 | NAICS-22 Non-Cogen | PV | SUN | SUN |  | 0 | 0 | 33966 | 33966 | 3560 | 2013
59131 | N |  | Dartmouth Landfill | Borrego Solar Systems Inc | 57449 | MA | NEW | WECC | 22 | 2 | NAICS-22 Non-Cogen | PV | SUN | SUN |  | 0 | 0 | 15227 | 15227 | 1596 | 2013
59134 | N |  | Easton Landfill | Borrego Solar Systems Inc | 57449 | MA | NEW | NPCC | 22 | 2 | NAICS-22 Non-Cogen | PV | SUN | SUN |  | 0 | 0 | 2947 | 2947 | 309 | 2013
59135 | N |  | Ludlow Landfill | Borrego Solar Systems Inc | 57449 | MA | NEW | NPCC | 22 | 2 | NAICS-22 Non-Cogen | PV | SUN | SUN |  | 0 | 0 | 9283 | 9283 | 973 | 2013
59136 | N |  | Methuen Landfill | Borrego Solar Systems Inc | 57449 | MA | NEW | NPCC | 22 | 2 | NAICS-22 Non-Cogen | PV | SUN | SUN |  | 0 | 0 | 6144 | 6144 | 644 | 2013
59137 | N |  | Plymouth Site 1 | Borrego Solar Systems Inc | 57449 | MA | NEW | NPCC | 22 | 2 | NAICS-22 Non-Cogen | PV | SUN | SUN |  | 0 | 0 | 10696 | 10696 | 1121 | 2013
59178 | N |  | Franklin 1 | CD US Solar MT 2 LLC | 58440 | MA | NEW | NPCC | 22 | 2 | NAICS-22 Non-Cogen | PV | SUN | SUN |  | 0 | 0 | 2447 | 2447 | 256.41 | 2013
59179 | N |  | Franklin 2 | CD US Solar MT 2 LLC | 58440 | MA | NEW | NPCC | 22 | 2 | NAICS-22 Non-Cogen | PV | SUN | SUN |  | 0 | 0 | 321 | 321 | 33.66 | 2013
59241 | N |  | Brockelman | Integrys MA Solar, LLC | 58801 | MA | NEW | NPCC | 22 | 2 | NAICS-22 Non-Cogen | PV | SUN | SUN |  | 0 | 0 | 535 | 535 | 56 | 2013
59254 | N |  | Johnston LFG Turbine Plant | Rhode Island LFG Genco | 56889 | RI | NEW | NPCC | 22 | 2 | NAICS-22 Non-Cogen | CA | LFG | MLG | mcf | 0 | 0 | 0 | 0 | 9624.34 | 2013
59254 | N |  | Johnston LFG Turbine Plant | Rhode Island LFG Genco | 56889 | RI | NEW | NPCC | 22 | 2 | NAICS-22 Non-Cogen | CT | LFG | MLG | mcf | 930887 | 930887 | 457686 | 457686 | 37764.04 | 2013
59295 | N |  | WED NK Green | WED NK Green LLC | 59097 | RI | NEW | NPCC | 22 | 2 | NAICS-22 Non-Cogen | WT | WND | WND |  | 0 | 0 | 24713 | 24713 | 2590 | 2013
99999 | N |  | State-Fuel Level Increment | State-Fuel Level Increment | 99999 | CT | NEW |  | 99999 | 2 | NAICS-22 Non-Cogen | ST | WDS | WWW | short tons | 2264 | 2264 | 40752 | 40752 | 2420 | 2013 |  | 16.8397
99999 | N |  | State-Fuel Level Increment | State-Fuel Level Increment | 99999 | MA | NEW |  | 99999 | 2 | NAICS-22 Non-Cogen | FW | MWH | OTH |  | 1475 | 0 | 0 | 0 | 447 | 2013
99999 | N |  | State-Fuel Level Increment | State-Fuel Level Increment | 99999 | MA | NEW |  | 99999 | 2 | NAICS-22 Non-Cogen | PV | SUN | SUN |  | 0 | 0 | 178521 | 178521 | 18711.01 | 2013
99999 | N |  | State-Fuel Level Increment | State-Fuel Level Increment | 99999 | ME | NEW |  | 99999 | 2 | NAICS-22 Non-Cogen | ST | DFO | DFO | barrels | 0 | 0 | 0 | 0 | 0 | 2013
99999 | N |  | State-Fuel Level Increment | State-Fuel Level Increment | 99999 | ME | NEW |  | 99999 | 2 | NAICS-22 Non-Cogen | ST | WDS | WWW | short tons | 0 | 0 | 0 | 0 | 0 | 2013
99999 | N |  | State-Fuel Level Increment | State-Fuel Level Increment | 99999 | ME | NEW |  | 99999 | 6 | Industrial NAICS Non-Cogen | ST | RFO | RFO | barrels | 0 | 0 | 0 | 0 | 0 | 2013
99999 | N |  | State-Fuel Level Increment | State-Fuel Level Increment | 99999 | NH | NEW |  | 99999 | 2 | NAICS-22 Non-Cogen | HY | WAT | HYC |  | 0 | 0 | 127566 | 127566 | 13370.415 | 2013
99999 | N |  | State-Fuel Level Increment | State-Fuel Level Increment | 99999 | NY | MAT |  | 99999 | 1 | Electric Utility | ST | DFO | DFO | barrels | 0 | 0 | 0 | 0 | 0 | 2013
99999 | N |  | State-Fuel Level Increment | State-Fuel Level Increment | 99999 | NY | MAT |  | 99999 | 2 | NAICS-22 Non-Cogen | BA | MWH | OTH |  | 622 | 0 | 0 | 0 | -187 | 2013
99999 | N |  | State-Fuel Level Increment | State-Fuel Level Increment | 99999 | NY | MAT |  | 99999 | 2 | NAICS-22 Non-Cogen | FW | MWH | OTH |  | 32681 | 0 | 0 | 0 | -11534 | 2013
99999 | N |  | State-Fuel Level Increment | State-Fuel Level Increment | 99999 | NY | MAT |  | 99999 | 2 | NAICS-22 Non-Cogen | HY | WAT | HYC |  | 0 | 0 | 84910 | 84910 | 8899.768 | 2013
99999 | Y |  | State-Fuel Level Increment | State-Fuel Level Increment | 99999 | CT | NEW |  | 99999 | 7 | Industrial NAICS Cogen | ST | PUR | OTH |  | 0 | 0 | 0 | 0 | 0 | 2013
99999 | Y |  | State-Fuel Level Increment | State-Fuel Level Increment | 99999 | MA | NEW |  | 99999 | 3 | NAICS-22 Cogen | ST | DFO | DFO | barrels | 0 | 0 | 0 | 0 | 0 | 2013
99999 | Y |  | State-Fuel Level Increment | State-Fuel Level Increment | 99999 | MA | NEW |  | 99999 | 3 | NAICS-22 Cogen | ST | NG | NG | mcf | 0 | 0 | 0 | 0 | 0 | 2013
99999 | Y |  | State-Fuel Level Increment | State-Fuel Level Increment | 99999 | NY | MAT |  | 99999 | 5 | Commercial NAICS Cogen | IC | NG | NG | mcf | 37736 | 24688 | 38840 | 25416 | 2418.793 | 2013
99999 | Y |  | State-Fuel Level Increment | State-Fuel Level Increment | 99999 | NY | MAT |  | 99999 | 7 | Industrial NAICS Cogen | ST | DFO | DFO | barrels | 0 | 0 | 0 | 0 | 0 | 2013
99999 | Y |  | State-Fuel Level Increment | State-Fuel Level Increment | 99999 | RI | NEW |  | 99999 | 5 | Commercial NAICS Cogen | GT | DFO | DFO | barrels | 488 | 213 | 2824 | 1226 | 196.187 | 2013
99999 | Y |  | State-Fuel Level Increment | State-Fuel Level Increment | 99999 | RI | NEW |  | 99999 | 5 | Commercial NAICS Cogen | GT | NG | NG | mcf | 380908 | 163835 | 393830 | 169391 | 27085.38 | 2013
99999 | Y |  | State-Fuel Level Increment | State-Fuel Level Increment | 99999 | RI | NEW |  | 99999 | 5 | Commercial NAICS Cogen | ST | DFO | DFO | barrels | 187 | 187 | 1083 | 1083 | 8563.914 | 2013
99999 | Y |  | State-Fuel Level Increment | State-Fuel Level Increment | 99999 | RI | NEW |  | 99999 | 5 | Commercial NAICS Cogen | ST | RFO | RFO | barrels | 0 | 0 | 0 | 0 | 0 | 2013
[16 empty] | 943575621 | 890090697 | 2524526429 | 2394092930 | 251552914.802 |  | Average Wood Heat Rate= | 14.4914
[6 empty] | MA | Non-biogenic fuels |  |  |  |  | bituminous coal | BIT | COL |  | 1718448 | 1718448 | 40594106 | 40594106 | 3934292.277 |  | 40594106
[12 empty] | sub-bituminous coal | SUB | COL |  | 0 | 0 | 0 | 0 | 0 |  | 0
[12 empty] | distillate petroleum | DFO | DFO |  | 256552 | 253884 | 1501735 | 1484686 | 149131.042 |  | 1205132
[12 empty] | natural gas | NG | NG |  | 154217119 | 153777450 | 159814639 | 159359368 | 20638023.333 |  | 152317439
[12 empty] | sludge waste | SLW | ORW |  | 0 | 0 | 0 | 0 | 0 |  | 0
[12 empty] | non-biogenic component of municipal solid waste | MSN | OTH |  | 1141505 | 1141505 | 15516781 | 15516781 | 874931.049 |  | 0
[12 empty] | other | OTH | OTH |  | 0 | 0 | 0 | 0 | 0 |  | 0
[12 empty] | tire derived fuel | TDF | OTH |  | 622 | 622 | 14928 | 14928 | 547.831 |  | 0
[12 empty] | petroleum coke | PC | PC |  | 0 | 0 | 0 | 0 | 0 |  | 0
[12 empty] | residual petroleum | RFO | RFO |  | 415851 | 415851 | 2606577 | 2606577 | 209455.317 |  | 2606577
[12 empty] | jet fuel | JF | WOO |  | 578 | 578 | 3237 | 3237 | 223 |  | 0
[12 empty] | kerosene | KER | WOO |  | 1785 | 1785 | 10280 | 10280 | 794.123 |  | 3739
[12 empty] | waste oil | WO | WOO |  | 0 | 0 | 0 | 0 | 0 |  | 0
[16 empty] | 0 | 0 | 0 | 0 | 0 |  | 0
[7 empty] | Biogenic fuels |  |  |  |  | landfill gas | LFG | MLG |  | 4086505 | 4086505 | 1862265 | 1862265 | 149355 |  | 0
[12 empty] | biogenic component of municipal solid waste | MSB | MLG |  | 2029338 | 2029338 | 16150315 | 16150315 | 910652.575 |  | 0
[12 empty] | black liquor | BLQ | WWW |  | 0 | 0 | 0 | 0 | 0 |  | 0
[12 empty] | wood/wood waste solids | WDS | WWW |  | 142227 | 142227 | 1367418 | 1367418 | 76530.892 |  | 0
[16 empty] | 164010530 | 163568193 | 239442281 | 238969961 | 26943936.439
[6 empty] | CT | Non-biogenic fuels |  |  |  |  | bituminous coal | BIT | COL |  | 0 | 0 | 0 | 0 | 0 |  | 0
[12 empty] | sub-bituminous coal | SUB | COL |  | 418568 | 418568 | 7679497 | 7679497 | 680652.53 |  | 7679497
[12 empty] | distillate petroleum | DFO | DFO |  | 136602 | 135894 | 799151 | 795003 | 94198.551 |  | 664547
[12 empty] | natural gas | NG | NG |  | 106862962 | 106345043 | 109999037 | 109465707 | 14871741.203 |  | 108031074
[12 empty] | sludge waste | SLW | ORW |  | 0 | 0 | 0 | 0 | 0 |  | 0
[12 empty] | non-biogenic component of municipal solid waste | MSN | OTH |  | 748006 | 748006 | 10497012 | 10497012 | 577540.358 |  | 0
[12 empty] | other | OTH | OTH |  | 0 | 0 | 0 | 0 | 0 |  | 0
[12 empty] | tire derived fuel | TDF | OTH |  | 69441 | 69441 | 1918392 | 1918392 | 110558.77 |  | 0
[12 empty] | petroleum coke | PC | PC |  | 0 | 0 | 0 | 0 | 0 |  | 0
[12 empty] | residual petroleum | RFO | RFO |  | 332009 | 332009 | 2094002 | 2094002 | 174969.719 |  | 2094002
[12 empty] | jet fuel | JF | WOO |  | 624 | 624 | 3509 | 3509 | 246 |  | 0
[12 empty] | kerosene | KER | WOO |  | 68383 | 68383 | 388061 | 388061 | 30325.436 |  | 348562
[12 empty] | waste oil | WO | WOO |  | 0 | 0 | 0 | 0 | 0 |  | 0
[12 empty] | gaseous propane | PG | OOG |  | 13870 | 13870 | 35506 | 35506 | 2041.23 |  | 0
[16 empty] | 0 | 0 | 0 | 0 | 0 |  | 0
[7 empty] | Biogenic fuels |  |  |  |  | landfill gas | LFG | MLG |  | 549489 | 549489 | 285591 | 285591 | 22603 |  | 0
[12 empty] | biogenic component of municipal solid waste | MSB | MLG |  | 1329779 | 1329779 | 10925474 | 10925474 | 601113.838 |  | 0
[12 empty] | black liquor | BLQ | WWW |  | 0 | 0 | 0 | 0 | 0 |  | 0
[12 empty] | wood/wood waste solids | WDS | WWW |  | 2264 | 2264 | 40752 | 40752 | 2420 |  | 0
[16 empty] | 110531997 | 110013370 | 144665984 | 144128506 | 17168410.635
[6 empty] | ME | Non-biogenic fuels |  |  |  |  | bituminous coal | BIT | COL |  | 38265 | 7059 | 966911 | 178345 | 35182.506 |  | 0
[12 empty] | sub-bituminous coal | SUB | COL |  | 0 | 0 | 0 | 0 | 0 |  | 0
[12 empty] | distillate petroleum | DFO | DFO |  | 6687 | 6687 | 39037 | 39037 | 2553.447 |  | 22618
[12 empty] | natural gas | NG | NG |  | 20904041 | 20904041 | 21362093 | 21362093 | 2906306.1 |  | 21338047
[12 empty] | sludge waste | SLW | ORW |  | 40291 | 7710 | 442275 | 84836 | 16927.472 |  | 0
[12 empty] | non-biogenic component of municipal solid waste | MSN | OTH |  | 64890 | 64890 | 883210 | 883210 | 42890.796 |  | 0
[12 empty] | other | OTH | OTH |  | 0 | 0 | 0 | 0 | 0 |  | 0
[12 empty] | tire derived fuel | TDF | OTH |  | 128154 | 24574 | 3972774 | 761790 | 152208.39 |  | 0
[12 empty] | petroleum coke | PC | PC |  | 0 | 0 | 0 | 0 | 0 |  | 0
[12 empty] | residual petroleum | RFO | RFO |  | 432487 | 418152 | 2752084 | 2662479 | 202076.063 |  | 2642389
[12 empty] | jet fuel | JF | WOO |  | 0 | 0 | 0 | 0 | 0 |  | 0
[12 empty] | kerosene | KER | WOO |  | 0 | 0 | 0 | 0 | 0 |  | 0
[12 empty] | waste oil | WO | WOO |  | 0 | 0 | 0 | 0 | 0 |  | 0
[16 empty] | 0 | 0 | 0 | 0 | 0 |  | 0
[7 empty] | Biogenic fuels |  |  |  |  | landfill gas | LFG | MLG |  | 828542 | 828542 | 410296 | 410296 | 34362 |  | 0
[12 empty] | biogenic component of municipal solid waste | MSB | MLG |  | 115355 | 115355 | 919235 | 919235 | 44640.104 |  | 0
[12 empty] | black liquor | BLQ | WWW |  | 705285 | 134387 | 8110780 | 1545455 | 308299.91 |  | 0
[12 empty] | wood/wood waste solids | WDS | WWW |  | 2060147 | 1820992 | 17795349 | 15759421 | 1190410.211 |  | 0
[16 empty] | 25324144 | 24332389 | 57654044 | 44606197 | 4935856.999
[6 empty] | NH | Non-biogenic fuels |  |  |  |  | bituminous coal | BIT | COL |  | 616035 | 616035 | 16777549 | 16777549 | 1463531.27 |  | 14594234
[12 empty] | sub-bituminous coal | SUB | COL |  | 0 | 0 | 0 | 0 | 0 |  | 0
[12 empty] | distillate petroleum | DFO | DFO |  | 51521 | 51521 | 298994 | 298994 | 32267.864 |  | 219436
[12 empty] | natural gas | NG | NG |  | 29644070 | 29644070 | 30521496 | 30521496 | 4054846.914 |  | 30516268
[12 empty] | sludge waste | SLW | ORW |  | 0 | 0 | 0 | 0 | 0 |  | 0
[12 empty] | non-biogenic component of municipal solid waste | MSN | OTH |  | 87600 | 87600 | 1240032 | 1240032 | 60978.724 |  | 0
[12 empty] | other | OTH | OTH |  | 0 | 0 | 0 | 0 | 0 |  | 0
[12 empty] | tire derived fuel | TDF | OTH |  | 0 | 0 | 0 | 0 | 0 |  | 0
[12 empty] | petroleum coke | PC | PC |  | 0 | 0 | 0 | 0 | 0 |  | 0
[12 empty] | residual petroleum | RFO | RFO |  | 119596 | 119596 | 761452 | 761452 | 55963.277 |  | 709298
[12 empty] | jet fuel | JF | WOO |  | 4554 | 4554 | 25394 | 25394 | 1656 |  | 0
[12 empty] | kerosene | KER | WOO |  | 0 | 0 | 0 | 0 | 0 |  | 0
[12 empty] | waste oil | WO | WOO |  | 0 | 0 | 0 | 0 | 0 |  | 0
[16 empty] | 0 | 0 | 0 | 0 | 0 |  | 0
[7 empty] | Biogenic fuels |  |  |  |  | landfill gas | LFG | MLG |  | 1128220 | 1128220 | 573613 | 573613 | 33005 |  | 0
[12 empty] | biogenic component of municipal solid waste | MSB | MLG |  | 155735 | 155735 | 1290660 | 1290660 | 63468.276 |  | 0
[12 empty] | black liquor | BLQ | WWW |  | 0 | 0 | 0 | 0 | 0 |  | 0
[12 empty] | wood/wood waste solids | WDS | WWW |  | 2001863 | 2001863 | 18078678 | 18078678 | 1168932.474 |  | 0
[12 empty] | other biomass solids | OBS | ORW |  | 639 | 639 | 9428 | 9428 | 613.213 |  | 0
[16 empty] | 33809833 | 33809833 | 69577296 | 69577296 | 6935263.012
[6 empty] | NY | Non-biogenic fuels |  |  |  |  | bituminous coal | BIT | COL |  | 1266669 | 1266669 | 30371809 | 30371809 | 2881240.021 |  | 30371809
[12 empty] | sub-bituminous coal | SUB | COL |  | 958111 | 958111 | 16780262 | 16780262 | 1508726.57 |  | 16780262
[12 empty] | distillate petroleum | DFO | DFO |  | 502910 | 497164 | 2874741 | 2841328 | 280539.23 |  | 1997860
[12 empty] | natural gas | NG | NG |  | 455846297 | 439782169 | 469493309 | 452895931 | 53402321.907 |  | 307282467
[12 empty] | sludge waste | SLW | ORW |  | 0 | 0 | 0 | 0 | 0 |  | 0
[12 empty] | non-biogenic component of municipal solid waste | MSN | OTH |  | 1048393 | 826393 | 14390089 | 11404677 | 677123.452 |  | 643521
[12 empty] | other | OTH | OTH |  | 0 | 0 | 0 | 0 | 0 |  | 0
[12 empty] | tire derived fuel | TDF | OTH |  | 13989 | 13989 | 388188 | 388188 | 27081.665 |  | 388188
[12 empty] | petroleum coke | PC | PC |  | 0 | 0 | 0 | 0 | 0 |  | 0
[12 empty] | residual petroleum | RFO | RFO |  | 882276 | 882276 | 5586205 | 5586205 | 492946.394 |  | 5586205
[12 empty] | jet fuel | JF | WOO |  | 0 | 0 | 0 | 0 | 0 |  | 0
[12 empty] | kerosene | KER | WOO |  | 233117 | 233117 | 1319533 | 1319533 | 139475.193 |  | 1055325
[12 empty] | waste oil | WO | WOO |  | 2 | 2 | 8 | 8 | 0.625 |  | 8
[16 empty] | 0 | 0 | 0 | 0 | 0 |  | 0
[7 empty] | Biogenic fuels |  |  |  |  | landfill gas | LFG | MLG |  | 16850549 | 16850549 | 8672785 | 8672785 | 760528 |  | 0
[12 empty] | biogenic component of municipal solid waste | MSB | MLG |  | 1863818 | 1469148 | 14977573 | 11870347 | 704771.33 |  | 669781
[12 empty] | black liquor | BLQ | WWW |  | 0 | 0 | 0 | 0 | 0 |  | 0
[12 empty] | wood/wood waste solids | WDS | WWW |  | 613688 | 556918 | 6098565 | 5498344 | 360609.082 |  | 3398806
[12 empty] | other biomass solids | OBS | ORW |  | 0 | 0 | 0 | 0 | 0 |  | 0
[12 empty] | other biomass gas | OBG | ORW |  | 0 | 0 | 0 | 0 | 0 |  | 0
[16 empty] | 480079819 | 463336505 | 570953067 | 547629417 | 61235363.469
[6 empty] | RI | Non-biogenic fuels |  |  |  |  | bituminous coal | BIT | COL |  | 0 | 0 | 0 | 0 | 0 |  | 0
[12 empty] | sub-bituminous coal | SUB | COL |  | 0 | 0 | 0 | 0 | 0 |  | 0
[12 empty] | distillate petroleum | DFO | DFO |  | 60663 | 60663 | 351916 | 351916 | 36633.05 |  | 221730
[12 empty] | natural gas | NG | NG |  | 46361956 | 46361956 | 47877047 | 47877047 | 6099096.13 |  | 47877047
[12 empty] | sludge waste | SLW | ORW |  | 0 | 0 | 0 | 0 | 0 |  | 0
[12 empty] | non-biogenic component of municipal solid waste | MSN | OTH |  | 0 | 0 | 0 | 0 | 0 |  | 0
[12 empty] | other | OTH | OTH |  | 0 | 0 | 0 | 0 | 0 |  | 0
[12 empty] | tire derived fuel | TDF | OTH |  | 0 | 0 | 0 | 0 | 0 |  | 0
[12 empty] | petroleum coke | PC | PC |  | 0 | 0 | 0 | 0 | 0 |  | 0
[12 empty] | residual petroleum | RFO | RFO |  | 0 | 0 | 0 | 0 | 0 |  | 0
[12 empty] | jet fuel | JF | WOO |  | 0 | 0 | 0 | 0 | 0 |  | 0
[12 empty] | kerosene | KER | WOO |  | 0 | 0 | 0 | 0 | 0 |  | 0
[12 empty] | waste oil | WO | WOO |  | 0 | 0 | 0 | 0 | 0 |  | 0
[16 empty] | 0 | 0 | 0 | 0 | 0 |  | 0
[7 empty] | Biogenic fuels |  |  |  |  | landfill gas | LFG | MLG |  | 956202 | 956202 | 469964 | 469964 | 48132.38 |  | 0
[12 empty] | biogenic component of municipal solid waste | MSB | MLG |  | 0 | 0 | 0 | 0 | 0 |  | 0
[12 empty] | black liquor | BLQ | WWW |  | 0 | 0 | 0 | 0 | 0 |  | 0
[12 empty] | wood/wood waste solids | WDS | WWW |  | 0 | 0 | 0 | 0 | 0 |  | 0
[16 empty] | 47378821 | 47378821 | 48698927 | 48698927 | 6183861.56
[6 empty] | VT | Non-biogenic fuels |  |  |  |  | bituminous coal | BIT | COL |  | 0 | 0 | 0 | 0 | 0 |  | 0
[12 empty] | sub-bituminous coal | SUB | COL |  | 0 | 0 | 0 | 0 | 0 |  | 0
[12 empty] | distillate petroleum | DFO | DFO |  | 7959 | 7959 | 46225 | 46225 | 2244 |  | 4072
[12 empty] | natural gas | NG | NG |  | 43666 | 43666 | 44308 | 44308 | 3029.132 |  | 0
[12 empty] | sludge waste | SLW | ORW |  | 0 | 0 | 0 | 0 | 0 |  | 0
[12 empty] | non-biogenic component of municipal solid waste | MSN | OTH |  | 0 | 0 | 0 | 0 | 0 |  | 0
[12 empty] | other | OTH | OTH |  | 0 | 0 | 0 | 0 | 0 |  | 0
[12 empty] | tire derived fuel | TDF | OTH |  | 0 | 0 | 0 | 0 | 0 |  | 0
[12 empty] | petroleum coke | PC | PC |  | 0 | 0 | 0 | 0 | 0 |  | 0
[12 empty] | residual petroleum | RFO | RFO |  | 0 | 0 | 0 | 0 | 0 |  | 0
[12 empty] | jet fuel | JF | WOO |  | 0 | 0 | 0 | 0 | 0 |  | 0
[12 empty] | kerosene | KER | WOO |  | 5056 | 5056 | 29326 | 29326 | 1792 |  | 29326
[12 empty] | waste oil | WO | WOO |  | 0 | 0 | 0 | 0 | 0 |  | 0
[16 empty] | 0 | 0 | 0 | 0 | 0 |  | 0
[7 empty] | Biogenic fuels |  |  |  |  | landfill gas | LFG | MLG |  | 651700 | 651700 | 282187 | 282187 | 25698 |  | 0
[12 empty] | biogenic component of municipal solid waste | MSB | MLG |  | 0 | 0 | 0 | 0 | 0 |  | 0
[12 empty] | black liquor | BLQ | WWW |  | 0 | 0 | 0 | 0 | 0 |  | 0
[12 empty] | wood/wood waste solids | WDS | WWW |  | 710406 | 710406 | 6526517 | 6526517 | 463101.87 |  | 0
[16 empty] | 1418787 | 1418787 | 6928563 | 6928563 | 495865.002

## EPA Part 75 data
STATE | FACILITY_NAME | ORISPL_CODE | UNITID | OP_YEAR | CO2_MASS (tons) | HEAT_INPUT (mmBtu) | UNIT_TYPE_INFO | CO2 (tons)
CT | Alfred L Pierce Generating Station | 6635 | AP-1 | 2013 | 6258.867 | 103897 | Combustion turbine | 6258.867
CT | Algonquin Power Windsor Locks, LLC | 10567 | GT1 | 2013 | 941.6 | 13744.25 | Combined cycle |  | steam and MWh
CT | Bridgeport Energy | 55042 | BE1 | 2013 | 581444.2 | 9783915.207 | Combined cycle | 581444.2
CT | Bridgeport Energy | 55042 | BE2 | 2013 | 719804.699 | 12112072.596 | Combined cycle | 719804.699
CT | Bridgeport Harbor Station | 568 | BHB2 | 2013 |  |  | Cyclone boiler | 0
CT | Bridgeport Harbor Station | 568 | BHB3 | 2013 | 765427.358 | 7298147.828 | Tangentially-fired | 765427.358
CT | Capitol District Energy Center | 50498 | GT | 2013 | 16098.079 | 267872.136 | Combined cycle |  | steam and MWh
CT | Devon | 544 | 11 | 2013 | 670.638 | 8442.287 | Combustion turbine | 670.638
CT | Devon | 544 | 12 | 2013 | 666.973 | 8633.475 | Combustion turbine | 666.973
CT | Devon | 544 | 13 | 2013 | 638.66 | 7880.232 | Combustion turbine | 638.66
CT | Devon | 544 | 14 | 2013 | 668.756 | 8244.802 | Combustion turbine | 668.756
CT | Devon | 544 | 15 | 2013 | 1834.587 | 22610.685 | Combustion turbine | 1834.587
CT | Devon | 544 | 16 | 2013 | 1482.257 | 18268.2 | Combustion turbine | 1482.257
CT | Devon | 544 | 17 | 2013 | 1547.635 | 19074.219 | Combustion turbine | 1547.635
CT | Devon | 544 | 18 | 2013 | 1448.801 | 17857.336 | Combustion turbine | 1448.801
CT | Kleen Energy Systems Project | 56798 | U1 | 2013 | 584232.923 | 9739514.906 | Combined cycle | 584232.923
CT | Kleen Energy Systems Project | 56798 | U2 | 2013 | 596238.919 | 9909025.177 | Combined cycle | 596238.919
CT | Lake Road Generating Company | 55149 | LRG1 | 2013 | 633186.141 | 10654518.903 | Combined cycle | 633186.141
CT | Lake Road Generating Company | 55149 | LRG2 | 2013 | 707374.01 | 11902912.951 | Combined cycle | 707374.01
CT | Lake Road Generating Company | 55149 | LRG3 | 2013 | 636987.697 | 10718437.318 | Combined cycle | 636987.697
CT | Middletown | 562 | 12 | 2013 | 2976.05 | 36680.646 | Combustion turbine | 2976.05
CT | Middletown | 562 | 13 | 2013 | 2583.157 | 31881.166 | Combustion turbine | 2583.157
CT | Middletown | 562 | 14 | 2013 | 2996.239 | 36954.208 | Combustion turbine | 2996.239
CT | Middletown | 562 | 15 | 2013 | 2531.879 | 31222.992 | Combustion turbine | 2531.879
CT | Middletown | 562 | 2 | 2013 | 44679.519 | 690749.952 | Dry bottom wall-fired boiler | 44679.519
CT | Middletown | 562 | 3 | 2013 | 22792.545 | 366118.505 | Cyclone boiler | 22792.545
CT | Middletown | 562 | 4 | 2013 | 32955.243 | 407154.75 | Tangentially-fired | 32955.243
CT | Milford Power Company LLC | 55126 | CT01 | 2013 | 811899.37 | 13661697.485 | Combined cycle | 811899.37
CT | Milford Power Company LLC | 55126 | CT02 | 2013 | 781851.74 | 13156223.626 | Combined cycle | 781851.74
CT | Montville | 546 | 5 | 2013 | 19218.243 | 237449.62 | Tangentially-fired | 19218.243
CT | Montville | 546 | 6 | 2013 | 11728.197 | 144928.41 | Tangentially-fired | 11728.197
CT | New Haven Harbor | 6156 | NHB1 | 2013 | 100226.316 | 1310481.019 | Tangentially-fired | 100226.316
CT | New Haven Harbor | 6156 | NHHS2 | 2013 | 2204.751 | 28625.382 | Combustion turbine | 2204.751
CT | New Haven Harbor | 6156 | NHHS3 | 2013 | 1696.985 | 22243.144 | Combustion turbine | 1696.985
CT | New Haven Harbor | 6156 | NHHS4 | 2013 | 1383.28 | 17813.074 | Combustion turbine | 1383.28
CT | Norwalk Harbor Station | 548 | 1 | 2013 | 10629.088 | 131323.331 | Tangentially-fired | 10629.088
CT | Norwalk Harbor Station | 548 | 2 | 2013 | 9769.075 | 120692.883 | Tangentially-fired | 9769.075
CT | Pratt & Whitney, East Hartford | 54605 | 1 | 2013 | 60494.425 | 1012473.357 | Combined cycle |  | steam and MWh; industrial
CT | South Meadow Station | 563 | 11A | 2013 | 397.5 | 4909.1 | Combustion turbine | 397.5
CT | South Meadow Station | 563 | 11B | 2013 | 377.8 | 4667.8 | Combustion turbine | 377.8
CT | South Meadow Station | 563 | 12A | 2013 | 412.1 | 5090 | Combustion turbine | 412.1
CT | South Meadow Station | 563 | 12B | 2013 | 413.3 | 5107 | Combustion turbine | 413.3
CT | South Meadow Station | 563 | 13A | 2013 | 487.4 | 6017 | Combustion turbine | 487.4
CT | South Meadow Station | 563 | 13B | 2013 | 556.8 | 6874.3 | Combustion turbine | 556.8
CT | South Meadow Station | 563 | 14A | 2013 | 498 | 6149 | Combustion turbine | 498
CT | South Meadow Station | 563 | 14B | 2013 | 469.9 | 5801.9 | Combustion turbine | 469.9
CT | Wallingford Energy, LLC | 55517 | CT01 | 2013 | 5450.622 | 91721.687 | Combustion turbine | 5450.622
CT | Wallingford Energy, LLC | 55517 | CT02 | 2013 | 6037.756 | 101602.787 | Combustion turbine | 6037.756
CT | Wallingford Energy, LLC | 55517 | CT03 | 2013 | 6004.842 | 101048.471 | Combustion turbine | 6004.842
CT | Wallingford Energy, LLC | 55517 | CT04 | 2013 | 7877.073 | 132538.452 | Combustion turbine | 7877.073
CT | Wallingford Energy, LLC | 55517 | CT05 | 2013 | 5818.048 | 97905.98 | Combustion turbine | 5818.048
CT | Waterbury Generation | 56629 | 10 | 2013 | 9990.584 | 168122.875 | Combustion turbine | 9990.584
MA | ANP Bellingham Energy Company, LLC | 55211 | 1 | 2013 | 467178.162 | 7861155.272 | Combined cycle | 467178.162
MA | ANP Bellingham Energy Company, LLC | 55211 | 2 | 2013 | 420533.953 | 7076323.123 | Combined cycle | 420533.953
MA | ANP Blackstone Energy Company, LLC | 55212 | 1 | 2013 | 359174.065 | 6043798.921 | Combined cycle | 359174.065
MA | ANP Blackstone Energy Company, LLC | 55212 | 2 | 2013 | 455701.617 | 7668020.151 | Combined cycle | 455701.617
MA | Bellingham | 10307 | 1 | 2013 | 52697.61 | 871663.227 | Combined cycle | 52697.61
MA | Bellingham | 10307 | 2 | 2013 | 81372.203 | 1357120.832 | Combined cycle | 81372.203
MA | Berkshire Power | 55041 | 1 | 2013 | 491676.22 | 8273387.309 | Combined cycle | 491676.22
MA | Brayton Point | 1619 | 1 | 2013 | 813329.2 | 8014513.2 | Tangentially-fired | 813329.2
MA | Brayton Point | 1619 | 2 | 2013 | 785189.35 | 7716224.675 | Tangentially-fired | 785189.35
MA | Brayton Point | 1619 | 3 | 2013 | 1972284 | 19236529.775 | Dry bottom wall-fired boiler | 1972284
MA | Brayton Point | 1619 | 4 | 2013 | 55403.925 | 832652.4 | Dry bottom wall-fired boiler | 55403.925
MA | Canal Station | 1599 | 1 | 2013 | 4303.213 | 53036.785 | Dry bottom wall-fired boiler | 4303.213
MA | Canal Station | 1599 | 2 | 2013 | 77085.862 | 1232496.339 | Dry bottom wall-fired boiler | 77085.862
MA | Cleary Flood | 1682 | 8 | 2013 | 10938.505 | 135152.492 | Dry bottom wall-fired boiler | 10938.505
MA | Cleary Flood | 1682 | 9 | 2013 | 48825.07 | 803943.752 | Other boiler | 48825.07
MA | Dartmouth Power | 52026 | 1 | 2013 | 66444.966 | 1117006.032 | Combined cycle | 66444.966
MA | Deer Island Treatment | 10823 | S42 | 2013 | 786.733 | 9694.175 | Combustion turbine |  | behind the meter
MA | Deer Island Treatment | 10823 | S43 | 2013 | 1537.864 | 18948.552 | Combustion turbine |  | behind the meter
MA | Dighton | 55026 | 1 | 2013 | 374305.693 | 6298416.042 | Combined cycle | 374305.693
MA | Fore River Station | 55317 | 11 | 2013 | 795017.971 | 13377636.66 | Combined cycle | 795017.971
MA | Fore River Station | 55317 | 12 | 2013 | 845231.575 | 14222662.997 | Combined cycle | 845231.575
MA | Kendall Green Energy LLC | 1595 | 2 | 2013 | 16233.189 | 273162.807 | Dry bottom wall-fired boiler |  | steam and MWh
MA | Kendall Green Energy LLC | 1595 | 3 | 2013 | 17313.891 | 291340.738 | Dry bottom wall-fired boiler |  | steam and MWh
MA | Kendall Green Energy LLC | 1595 | 4 | 2013 | 361265.018 | 6078963.32 | Combined cycle |  | steam and MWh
MA | L'Energia Energy Center | 54586 | 2 | 2013 | 29053.587 | 465643.136 | Combined cycle | 29053.587
MA | Lowell Cogeneration Company | 10802 | 1 | 2013 |  |  | Combined cycle | 0
MA | MASSPOWER | 10726 | 1 | 2013 | 180025.225 | 3029240.45 | Combustion turbine | 180025.225
MA | MASSPOWER | 10726 | 2 | 2013 | 173398.375 | 2917763.85 | Combustion turbine | 173398.375
MA | Medway Station | 1592 | J1T1 | 2013 | 811.5 | 10011.6 | Combustion turbine | 811.5
MA | Medway Station | 1592 | J1T2 | 2013 | 948 | 11698.3 | Combustion turbine | 948
MA | Medway Station | 1592 | J2T1 | 2013 | 872.7 | 10772.4 | Combustion turbine | 872.7
MA | Medway Station | 1592 | J2T2 | 2013 | 755.4 | 9324.8 | Combustion turbine | 755.4
MA | Medway Station | 1592 | J3T1 | 2013 | 1344.1 | 16586.6 | Combustion turbine | 1344.1
MA | Medway Station | 1592 | J3T2 | 2013 | 1291.7 | 15939.3 | Combustion turbine | 1291.7
MA | Milford Power, LLC | 54805 | 1 | 2013 | 104200.31 | 1753386.587 | Combined cycle | 104200.31
MA | Millennium Power Partners | 55079 | 1 | 2013 | 621498.656 | 10457942.877 | Combined cycle | 621498.656
MA | Mount Tom | 1606 | 1 | 2013 | 136660.6 | 1331966.925 | Dry bottom wall-fired boiler | 136660.6
MA | Mystic | 1588 | 7 | 2013 | 258220.115 | 3810700.132 | Tangentially-fired | 258220.115
MA | Mystic | 1588 | 81 | 2013 | 747993.068 | 12586406.008 | Combined cycle | 747993.068
MA | Mystic | 1588 | 82 | 2013 | 757154.242 | 12740621.725 | Combined cycle | 757154.242
MA | Mystic | 1588 | 93 | 2013 | 706736.184 | 11892198.791 | Combined cycle | 706736.184
MA | Mystic | 1588 | 94 | 2013 | 685941.999 | 11542235.049 | Combined cycle | 685941.999
MA | Pittsfield Generating | 50002 | 1 | 2013 | 38319.383 | 596766.421 | Combined cycle | 38319.383
MA | Pittsfield Generating | 50002 | 2 | 2013 | 46720.706 | 728441.243 | Combined cycle | 46720.706
MA | Pittsfield Generating | 50002 | 3 | 2013 | 43677.977 | 687499.078 | Combined cycle | 43677.977
MA | Potter | 1660 | 3 | 2013 | 11547.489 | 194292.604 | Combined cycle | 11547.489 | Although EIA says Potter 2, Units 4 and 5 appear to be included based on MMBtu value.
MA | Potter | 1660 | 4 | 2013 | 16534.02 | 270476.028 | Combustion turbine | 16534.02 | Although EIA says Potter 2, Units 4 and 5 appear to be included based on MMBtu value.
MA | Potter | 1660 | 5 | 2013 | 15764.369 | 262602.936 | Combustion turbine | 15764.369 | Although EIA says Potter 2, Units 4 and 5 appear to be included based on MMBtu value.
MA | Salem Harbor Station | 1626 | 1 | 2013 |  |  | Dry bottom wall-fired boiler | 0
MA | Salem Harbor Station | 1626 | 2 | 2013 |  |  | Dry bottom wall-fired boiler | 0
MA | Salem Harbor Station | 1626 | 3 | 2013 | 373907.421 | 3644366.296 | Dry bottom wall-fired boiler | 373907.421
MA | Salem Harbor Station | 1626 | 4 | 2013 | 38160.873 | 471472.771 | Dry bottom wall-fired boiler | 38160.873
MA | South Boston Combustion Turbines | 10176 | A | 2013 | 179.8 | 2217.6 | Combustion turbine | 179.8
MA | South Boston Combustion Turbines | 10176 | B | 2013 | 183 | 2257.2 | Combustion turbine | 183
MA | Stony Brook | 6081 | 1 | 2013 | 31693.55 | 466780.6 | Combined cycle | 31693.55
MA | Stony Brook | 6081 | 2 | 2013 | 20331.525 | 276450.825 | Combined cycle | 20331.525
MA | Stony Brook | 6081 | 3 | 2013 | 20681.05 | 292523.925 | Combined cycle | 20681.05
MA | Stony Brook | 6081 | 4 | 2013 | 1272.8 | 15709.9 | Combustion turbine | 1272.8
MA | Stony Brook | 6081 | 5 | 2013 | 1253.4 | 15471.9 | Combustion turbine | 1253.4
MA | Waters River | 1678 | 2 | 2013 | 3455.4 | 54972.2 | Combustion turbine |  | only 1 unit reports CO2
MA | West Springfield | 1642 | 3 | 2013 | 21213.637 | 321218.611 | Tangentially-fired | 21213.637
MA | West Springfield | 1642 | CTG1 | 2013 | 4905.397 | 81137.454 | Combustion turbine | 4905.397 | only 2 units report CO2
MA | West Springfield | 1642 | CTG2 | 2013 | 5888.309 | 96385.623 | Combustion turbine | 5888.309 | only 2 units report CO2
ME | Androscoggin Energy | 55031 | CT01 | 2013 | 74376.538 | 1251526.154 | Combustion turbine |  | steam and MWh
ME | Androscoggin Energy | 55031 | CT02 | 2013 | 166152.394 | 2795905.671 | Combustion turbine |  | steam and MWh
ME | Androscoggin Energy | 55031 | CT03 | 2013 | 112333.465 | 1890176.78 | Combustion turbine |  | steam and MWh
ME | Bucksport Clean Energy | 50243 | GEN4 | 2013 | 793406.434 | 13586536.05 | Combined cycle |  | steam and MWh; plant burns both biomass and fossil
ME | Maine Independence Station | 55068 | 1 | 2013 | 80590.841 | 1356075.542 | Combined cycle | 80590.841
ME | Maine Independence Station | 55068 | 2 | 2013 | 81192.287 | 1366217.006 | Combined cycle | 81192.287
ME | Rumford Power | 55100 | 1 | 2013 | 81648.687 | 1373898.718 | Combined cycle | 81648.687
ME | Westbrook Energy Center | 55294 | 1 | 2013 | 514255.437 | 8653299.429 | Combined cycle | 514255.437
ME | Westbrook Energy Center | 55294 | 2 | 2013 | 496826.527 | 8360038.05 | Combined cycle | 496826.527
ME | William F Wyman | 1507 | 1 | 2013 | 6654.283 | 75464.96 | Dry bottom wall-fired boiler | 6654.283
ME | William F Wyman | 1507 | 2 | 2013 | 13163.769 | 150018.727 | Dry bottom wall-fired boiler | 13163.769
ME | William F Wyman | 1507 | 3 | 2013 | 28127.882 | 320568.793 | Tangentially-fired | 28127.882
ME | William F Wyman | 1507 | 4 | 2013 | 163694.752 | 1869915.673 | Dry bottom wall-fired boiler | 163694.752
NH | EP Newington Energy, LLC | 55661 | 1 | 2013 | 138472.667 | 2288854.788 | Combined cycle | 138472.667
NH | EP Newington Energy, LLC | 55661 | 2 | 2013 | 178888.399 | 2971802.152 | Combined cycle | 178888.399
NH | Granite Ridge Energy | 55170 | 1 | 2013 | 789816.097 | 13290207.042 | Combined cycle | 789816.097
NH | Granite Ridge Energy | 55170 | 2 | 2013 | 717457.533 | 12072594.169 | Combined cycle | 717457.533
NH | Merrimack | 2364 | 1 | 2013 | 418425.6 | 4078239.667 | Cyclone boiler | 418425.6
NH | Merrimack | 2364 | 2 | 2013 | 1086049.468 | 10585287.71 | Cyclone boiler | 1086049.468
NH | Newington | 8002 | 1 | 2013 | 89708.068 | 1209521.329 | Tangentially-fired | 89708.068
NH | Schiller | 2367 | 4 | 2013 | 125589.291 | 1233099.958 | Dry bottom wall-fired boiler |  | plant burns both biomass and fossil
NH | Schiller | 2367 | 5 | 2013 | 553195.362 | 5305054.305 | Circulating fluidized bed boiler |  | plant burns both biomass and fossil
NH | Schiller | 2367 | 6 | 2013 | 108787.741 | 1066810.673 | Dry bottom wall-fired boiler |  | plant burns both biomass and fossil
NY | 23rd and 3rd | 7910 | 2301 | 2013 | 61197.007 | 1029791.952 | Combustion turbine | 61197.007
NY | 23rd and 3rd | 7910 | 2302 | 2013 | 51552.689 | 867468.952 | Combustion turbine | 51552.689
NY | AG - Energy | 10803 | 1 | 2013 |  |  | Combined cycle
NY | AG - Energy | 10803 | 2 | 2013 |  |  | Combined cycle
NY | Allegany Station No. 133 | 10619 | 1 | 2013 | 213.118 | 3584.562 | Combined cycle | 213.118 | not on 923
NY | Arthur Kill | 2490 | 20 | 2013 | 444622.1 | 7481569.675 | Dry bottom wall-fired boiler | 444622.1
NY | Arthur Kill | 2490 | 30 | 2013 | 428873 | 7216610.45 | Tangentially-fired | 428873
NY | Astoria Energy | 55375 | CT1 | 2013 | 580983.991 | 9738804.983 | Combined cycle | 580983.991
NY | Astoria Energy | 55375 | CT2 | 2013 | 572693.666 | 9636544.947 | Combined cycle | 572693.666
NY | Astoria Energy | 55375 | CT3 | 2013 | 636948.136 | 10716558.99 | Combined cycle | 636948.136
NY | Astoria Energy | 55375 | CT4 | 2013 | 700499.848 | 11742312.653 | Combined cycle | 700499.848
NY | Astoria Gas Turbine Power | 55243 | CT2-1A | 2013 | 2915.4 | 48454.3 | Combustion turbine | 2915.4
NY | Astoria Gas Turbine Power | 55243 | CT2-1B | 2013 | 2915.4 | 48454.3 | Combustion turbine | 2915.4
NY | Astoria Gas Turbine Power | 55243 | CT2-2A | 2013 | 3248.2 | 53745.7 | Combustion turbine | 3248.2
NY | Astoria Gas Turbine Power | 55243 | CT2-2B | 2013 | 3248.2 | 53745.7 | Combustion turbine | 3248.2
NY | Astoria Gas Turbine Power | 55243 | CT2-3A | 2013 | 2588.7 | 42651.8 | Combustion turbine | 2588.7
NY | Astoria Gas Turbine Power | 55243 | CT2-3B | 2013 | 2588.7 | 42651.8 | Combustion turbine | 2588.7
NY | Astoria Gas Turbine Power | 55243 | CT2-4A | 2013 | 1650 | 27605.9 | Combustion turbine | 1650
NY | Astoria Gas Turbine Power | 55243 | CT2-4B | 2013 | 1650 | 27605.9 | Combustion turbine | 1650
NY | Astoria Gas Turbine Power | 55243 | CT3-1A | 2013 | 2074.5 | 34490.5 | Combustion turbine | 2074.5
NY | Astoria Gas Turbine Power | 55243 | CT3-1B | 2013 | 2074.5 | 34490.5 | Combustion turbine | 2074.5
NY | Astoria Gas Turbine Power | 55243 | CT3-2A | 2013 | 3323.4 | 54890.9 | Combustion turbine | 3323.4
NY | Astoria Gas Turbine Power | 55243 | CT3-2B | 2013 | 3323.4 | 54890.9 | Combustion turbine | 3323.4
NY | Astoria Gas Turbine Power | 55243 | CT3-3A | 2013 | 3806.8 | 62605.7 | Combustion turbine | 3806.8
NY | Astoria Gas Turbine Power | 55243 | CT3-3B | 2013 | 3806.8 | 62605.7 | Combustion turbine | 3806.8
NY | Astoria Gas Turbine Power | 55243 | CT3-4A | 2013 | 2847 | 46157.4 | Combustion turbine | 2847
NY | Astoria Gas Turbine Power | 55243 | CT3-4B | 2013 | 2847 | 46157.4 | Combustion turbine | 2847
NY | Astoria Gas Turbine Power | 55243 | CT4-1A | 2013 | 2381.1 | 39718.4 | Combustion turbine | 2381.1
NY | Astoria Gas Turbine Power | 55243 | CT4-1B | 2013 | 2381.1 | 39718.4 | Combustion turbine | 2381.1
NY | Astoria Gas Turbine Power | 55243 | CT4-2A | 2013 | 1895 | 31876.6 | Combustion turbine | 1895
NY | Astoria Gas Turbine Power | 55243 | CT4-2B | 2013 | 1895 | 31876.6 | Combustion turbine | 1895
NY | Astoria Gas Turbine Power | 55243 | CT4-3A | 2013 | 1506.9 | 24481.4 | Combustion turbine | 1506.9
NY | Astoria Gas Turbine Power | 55243 | CT4-3B | 2013 | 1506.9 | 24481.4 | Combustion turbine | 1506.9
NY | Astoria Gas Turbine Power | 55243 | CT4-4A | 2013 | 2186.5 | 36083.9 | Combustion turbine | 2186.5
NY | Astoria Gas Turbine Power | 55243 | CT4-4B | 2013 | 2186.5 | 36083.9 | Combustion turbine | 2186.5
NY | Astoria Generating Station | 8906 | 20 | 2013 |  |  | Dry bottom wall-fired boiler | 0
NY | Astoria Generating Station | 8906 | 31RH | 2013 | 153155.63 | 2537595.272 | Dry bottom wall-fired boiler | 153155.63
NY | Astoria Generating Station | 8906 | 32SH | 2013 | 143413.772 | 2374497.005 | Dry bottom wall-fired boiler | 143413.772
NY | Astoria Generating Station | 8906 | 41SH | 2013 |  |  | Tangentially-fired | 0
NY | Astoria Generating Station | 8906 | 42RH | 2013 |  |  | Tangentially-fired | 0
NY | Astoria Generating Station | 8906 | 51RH | 2013 | 247723.454 | 4138084.98 | Tangentially-fired | 247723.454
NY | Astoria Generating Station | 8906 | 52SH | 2013 | 240786.447 | 4021160.549 | Tangentially-fired | 240786.447
NY | Athens Generating Company | 55405 | 1 | 2013 | 340487.976 | 5729352.379 | Combined cycle | 340487.976
NY | Athens Generating Company | 55405 | 2 | 2013 | 583920.67 | 9825585.51 | Combined cycle | 583920.67
NY | Athens Generating Company | 55405 | 3 | 2013 | 591010.268 | 9944858.583 | Combined cycle | 591010.268
NY | Batavia Energy | 54593 | 1 | 2013 | 21543.625 | 362386.35 | Combined cycle |  | CHP
NY | Bayswater Peaking Facility | 55699 | 1 | 2013 | 106565.613 | 1793142.216 | Combustion turbine | 106565.613
NY | Bayswater Peaking Facility | 55699 | 2 | 2013 | 16080.816 | 198175.758 | Combustion turbine | 16080.816
NY | Bethlehem Energy Center (Albany) | 2539 | 10001 | 2013 | 578709.102 | 9737922.666 | Combined cycle | 578709.102
NY | Bethlehem Energy Center (Albany) | 2539 | 10002 | 2013 | 582903.311 | 9808458.003 | Combined cycle | 582903.311
NY | Bethlehem Energy Center (Albany) | 2539 | 10003 | 2013 | 497041.758 | 8363711.352 | Combined cycle | 497041.758
NY | Bethpage Energy Center | 50292 | GT1 | 2013 | 52876.432 | 889708.183 | Combined cycle | 52876.432
NY | Bethpage Energy Center | 50292 | GT2 | 2013 | 63224.951 | 1063841.042 | Combined cycle | 63224.951
NY | Bethpage Energy Center | 50292 | GT3 | 2013 | 100054.737 | 1683602.058 | Combustion turbine | 100054.737
NY | Bethpage Energy Center | 50292 | GT4 | 2013 | 118217.331 | 1989262.902 | Combined cycle | 118217.331
NY | Binghamton Cogen Plant | 55600 | 1 | 2013 |  |  | Combustion turbine
NY | Black River Generation, LLC | 10464 | E0001 | 2013 | 112435.939 | 1165128.411 | Circulating fluidized bed boiler | 112435.939
NY | Black River Generation, LLC | 10464 | E0002 | 2013 | 159127.027 | 1691525.963 | Circulating fluidized bed boiler | 159127.027
NY | Black River Generation, LLC | 10464 | E0003 | 2013 | 127704.719 | 1337817.473 | Circulating fluidized bed boiler | 127704.719
NY | Bowline Generating Station | 2625 | 1 | 2013 | 718275.027 | 12077527.03 | Tangentially-fired | 718275.027
NY | Bowline Generating Station | 2625 | 2 | 2013 | 56368.946 | 950907.607 | Dry bottom wall-fired boiler | 56368.946
NY | Brentwood | 7912 | BW01 | 2013 | 46876.744 | 788752.711 | Combustion turbine | 46876.744
NY | Brooklyn Navy Yard Cogeneration | 54914 | 1 | 2013 | 612940.185 | 10304970.874 | Combined cycle
NY | Brooklyn Navy Yard Cogeneration | 54914 | 2 | 2013 | 520729.865 | 8742485.967 | Combined cycle
NY | CCI Roseton LLC | 8006 | 1 | 2013 | 106322.334 | 1774187.389 | Tangentially-fired | 106322.334
NY | CCI Roseton LLC | 8006 | 2 | 2013 | 111566.223 | 1792286.91 | Tangentially-fired | 111566.223
NY | Caithness Long Island Energy Center | 56234 | 1 | 2013 | 970612.272 | 16330817.153 | Combined cycle | 970612.272
NY | Carr Street Generating Station | 50978 | A | 2013 | 10416.361 | 173559.726 | Combined cycle | 10416.361
NY | Carr Street Generating Station | 50978 | B | 2013 | 10422.723 | 173992.343 | Combined cycle | 10422.723
NY | Carthage Energy | 10620 | 1 | 2013 | 1710.297 | 28775.152 | Combined cycle | 1710.297
NY | Castleton Power, LLC | 10190 | 1 | 2013 | 56461.669 | 947059.639 | Combined cycle | 56461.669
NY | Cayuga Operating Company, LLC | 2535 | 1 | 2013 | 462094.78 | 4503859.065 | Tangentially-fired | 462094.78
NY | Cayuga Operating Company, LLC | 2535 | 2 | 2013 | 445206.363 | 4339226.806 | Tangentially-fired | 445206.363
NY | Covanta Niagara | 50472 | R1B01 | 2013 | 54964 | 930160 | Dry bottom wall-fired boiler | 54964
NY | E F Barrett | 2511 | 10 | 2013 | 233260.9 | 3909839.45 | Tangentially-fired | 233260.9
NY | E F Barrett | 2511 | 20 | 2013 | 461571.45 | 7726002.475 | Tangentially-fired | 461571.45
NY | E F Barrett | 2511 | U00012 | 2013 | 6870 | 116382.1 | Combustion turbine | 6870
NY | E F Barrett | 2511 | U00013 | 2013 | 6870 | 116382.1 | Combustion turbine | 6870
NY | E F Barrett | 2511 | U00014 | 2013 | 8973.1 | 152019.2 | Combustion turbine | 8973.1
NY | E F Barrett | 2511 | U00015 | 2013 | 8973.1 | 152019.2 | Combustion turbine | 8973.1
NY | E F Barrett | 2511 | U00016 | 2013 | 15144.5 | 256501.2 | Combustion turbine | 15144.5
NY | E F Barrett | 2511 | U00017 | 2013 | 15144.5 | 256501.2 | Combustion turbine | 15144.5
NY | E F Barrett | 2511 | U00018 | 2013 | 11723.5 | 198516.8 | Combustion turbine | 11723.5
NY | E F Barrett | 2511 | U00019 | 2013 | 11723.5 | 198516.8 | Combustion turbine | 11723.5
NY | East River | 2493 | 1 | 2013 | 813634.3 | 13690953.5 | Combined cycle | 813634.3
NY | East River | 2493 | 2 | 2013 | 828111 | 13934600 | Combined cycle | 828111
NY | East River | 2493 | 60 | 2013 | 459129.425 | 7649027.6 | Dry bottom wall-fired boiler | 459129.425
NY | East River | 2493 | 70 | 2013 | 301688.8 | 5017615 | Dry bottom wall-fired boiler | 301688.8
NY | Edgewood Energy | 55786 | CT01 | 2013 | 65706.811 | 1105597.763 | Combustion turbine | 65706.811
NY | Edgewood Energy | 55786 | CT02 | 2013 | 66065.978 | 1111647.642 | Combustion turbine | 66065.978
NY | Empire Generating Company LLC | 56259 | CT-1 | 2013 | 610345.933 | 10269240.7 | Combined cycle |  | CHP
NY | Empire Generating Company LLC | 56259 | CT-2 | 2013 | 638285.773 | 10740397.69 | Combined cycle |  | CHP
NY | Equus Power I | 56032 | 1 | 2013 | 67686.675 | 1138996.45 | Combustion turbine | 67686.675
NY | Fortistar North Tonawanda Inc | 54131 | NTCT1 | 2013 | 27135.5 | 456600.025 | Combined cycle |  | CHP
NY | Freeport Power Plant No. 2 | 2679 | 5 | 2013 | 37849.925 | 636911.225 | Combustion turbine | 37849.925
NY | GMMM Westover | 2526 | 13 | 2013 |  |  | Tangentially-fired |  | steam and MWh
NY | Glenwood | 2514 | U00020 | 2013 | 961 | 11861.6 | Combustion turbine | 961
NY | Glenwood | 2514 | U00021 | 2013 | 2298.1 | 28369.9 | Combustion turbine | 2298.1
NY | Glenwood Landing Energy Center | 7869 | UGT012 | 2013 | 33564.825 | 564323 | Combustion turbine | 33564.825
NY | Glenwood Landing Energy Center | 7869 | UGT013 | 2013 | 51945.075 | 874070 | Combustion turbine | 51945.075
NY | Greenidge Generation LLC | 2527 | 6 | 2013 |  |  | Tangentially-fired | 0
NY | Harlem River Yard | 7914 | HR01 | 2013 | 14195.889 | 238883.39 | Combustion turbine | 14195.889
NY | Harlem River Yard | 7914 | HR02 | 2013 | 12422.12 | 209006.795 | Combustion turbine | 12422.12
NY | Hawkeye Energy Greenport, LLC | 55969 | U-01 | 2013 | 23961.15 | 295280.575 | Combustion turbine | 23961.15
NY | Hell Gate | 7913 | HG01 | 2013 | 12358.898 | 207965.796 | Combustion turbine | 12358.898
NY | Hell Gate | 7913 | HG02 | 2013 | 16670.402 | 280505.699 | Combustion turbine | 16670.402
NY | Hillburn | 2628 | 1 | 2013 | 257.26 | 4330.005 | Combustion turbine | 257.26
NY | Holtsville Facility | 8007 | U00001 | 2013 | 3335.6 | 41172.9 | Combustion turbine | 3335.6
NY | Holtsville Facility | 8007 | U00002 | 2013 | 3335.6 | 41172.9 | Combustion turbine | 3335.6
NY | Holtsville Facility | 8007 | U00003 | 2013 | 2555 | 31534.3 | Combustion turbine | 2555
NY | Holtsville Facility | 8007 | U00004 | 2013 | 2555 | 31534.3 | Combustion turbine | 2555
NY | Holtsville Facility | 8007 | U00005 | 2013 | 2117.9 | 26143.4 | Combustion turbine | 2117.9
NY | Holtsville Facility | 8007 | U00006 | 2013 | 2117.9 | 26143.4 | Combustion turbine | 2117.9
NY | Holtsville Facility | 8007 | U00007 | 2013 | 1690.2 | 20860.5 | Combustion turbine | 1690.2
NY | Holtsville Facility | 8007 | U00008 | 2013 | 1690.2 | 20860.5 | Combustion turbine | 1690.2
NY | Holtsville Facility | 8007 | U00009 | 2013 | 1978.8 | 24417.4 | Combustion turbine | 1978.8
NY | Holtsville Facility | 8007 | U00010 | 2013 | 1978.8 | 24417.4 | Combustion turbine | 1978.8
NY | Holtsville Facility | 8007 | U00011 | 2013 | 4561.2 | 56300.7 | Combustion turbine | 4561.2
NY | Holtsville Facility | 8007 | U00012 | 2013 | 4544.4 | 56094.3 | Combustion turbine | 4544.4
NY | Holtsville Facility | 8007 | U00013 | 2013 | 4963.3 | 61265.7 | Combustion turbine | 4963.3
NY | Holtsville Facility | 8007 | U00014 | 2013 | 4955.8 | 61173.3 | Combustion turbine | 4955.8
NY | Holtsville Facility | 8007 | U00015 | 2013 | 5901.1 | 72832.4 | Combustion turbine | 5901.1
NY | Holtsville Facility | 8007 | U00016 | 2013 | 5932.3 | 73219.4 | Combustion turbine | 5932.3
NY | Holtsville Facility | 8007 | U00017 | 2013 | 6820.2 | 84172.6 | Combustion turbine | 6820.2
NY | Holtsville Facility | 8007 | U00018 | 2013 | 6507.8 | 80320.1 | Combustion turbine | 6507.8
NY | Holtsville Facility | 8007 | U00019 | 2013 | 4572.3 | 56442.6 | Combustion turbine | 4572.3
NY | Holtsville Facility | 8007 | U00020 | 2013 | 4582.7 | 56571.6 | Combustion turbine | 4582.7
NY | Huntley Power | 2549 | 67 | 2013 | 671516.826 | 6402796.107 | Tangentially-fired | 671516.826
NY | Huntley Power | 2549 | 68 | 2013 | 530102.756 | 5054385.32 | Tangentially-fired | 530102.756
NY | Indeck-Corinth Energy Center | 50458 | 1 | 2013 | 431260.925 | 7256770.85 | Combined cycle |  | CHP
NY | Indeck-Olean Energy Center | 54076 | 1 | 2013 | 75589.325 | 1268995.675 | Combined cycle |  | CHP
NY | Indeck-Oswego Energy Center | 50450 | 1 | 2013 | 25795.45 | 434058.2 | Combined cycle |  | CHP
NY | Indeck-Silver Springs Energy Center | 50449 | 1 | 2013 | 27525.525 | 463194.375 | Combined cycle |  | CHP
NY | Indeck-Yerkes Energy Center | 50451 | 1 | 2013 | 32946.5 | 554229.225 | Combined cycle |  | CHP
NY | Independence | 54547 | 1 | 2013 | 535861.69 | 9016888.6 | Combined cycle |  | CHP
NY | Independence | 54547 | 2 | 2013 | 539665.983 | 9080875.615 | Combined cycle |  | CHP
NY | Independence | 54547 | 3 | 2013 | 606599.023 | 10207265.97 | Combined cycle |  | CHP
NY | Independence | 54547 | 4 | 2013 | 601695.731 | 10124732.564 | Combined cycle |  | CHP
NY | KIAC Cogeneration | 54114 | GT1 | 2013 | 178757.405 | 3007624.595 | Combined cycle |  | CHP
NY | KIAC Cogeneration | 54114 | GT2 | 2013 | 146254.682 | 2461001.114 | Combined cycle |  | CHP
NY | Lakeside Beaver Falls LLC | 10617 | 1 | 2013 | 3397.429 | 57174.094 | Combined cycle |  | CHP
NY | Lakeside Syracuse LLC | 10621 | 1 | 2013 | 13063.62 | 219825.64 | Combined cycle | 13063.62
NY | Lockport | 54041 | 11854 | 2013 | 82882.275 | 1394672.2 | Combined cycle |  | CHP
NY | Lockport | 54041 | 11855 | 2013 | 52092.25 | 876566.675 | Combined cycle |  | CHP
NY | Lockport | 54041 | 11856 | 2013 | 63620.25 | 1070529.85 | Combined cycle |  | CHP
NY | Massena Energy Facility | 54592 | 1 | 2013 | 1641.742 | 27621.146 | Combined cycle | 1641.742
NY | NRG Dunkirk Power | 2554 | 1 | 2013 | 155070.647 | 1478555.969 | Tangentially-fired | 155070.647
NY | NRG Dunkirk Power | 2554 | 2 | 2013 | 385196.18 | 3672774.769 | Tangentially-fired | 385196.18
NY | NRG Dunkirk Power | 2554 | 3 | 2013 |  |  | Tangentially-fired | 0
NY | NRG Dunkirk Power | 2554 | 4 | 2013 |  |  | Tangentially-fired | 0
NY | Nassau Energy Corporation | 52056 | 4 | 2013 | 228878.481 | 3839964.049 | Combined cycle |  | CHP
NY | Niagara Generation, LLC | 50202 | 1 | 2013 | 74661.413 | 705682.392 | Circulating fluidized bed boiler | 74661.413
NY | Nissequogue Cogen | 54149 | 1 | 2013 | 216622.55 | 3644424.47 | Combustion turbine |  | CHP
NY | North 1st | 7915 | NO1 | 2013 | 29133.695 | 490244.953 | Combustion turbine | 29133.695
NY | Northport | 2516 | 1 | 2013 | 215273.875 | 3501036.025 | Tangentially-fired | 215273.875
NY | Northport | 2516 | 2 | 2013 | 436543.5 | 7173273.575 | Tangentially-fired | 436543.5
NY | Northport | 2516 | 3 | 2013 | 416031.575 | 6699273.3 | Tangentially-fired | 416031.575
NY | Northport | 2516 | 4 | 2013 | 1005054.575 | 16691450.425 | Tangentially-fired | 1005054.575
NY | Oswego Harbor Power | 2594 | 5 | 2013 | 46964.917 | 580235.509 | Dry bottom wall-fired boiler | 46964.917
NY | Oswego Harbor Power | 2594 | 6 | 2013 | 45215.787 | 559347.921 | Dry bottom wall-fired boiler | 45215.787
NY | Pinelawn Power | 56188 | 1 | 2013 | 129675.025 | 2182049.15 | Combined cycle | 129675.025
NY | Poletti 500 MW CC | 56196 | CTG7A | 2013 | 737728.191 | 12286649.438 | Combined cycle | 737728.191
NY | Poletti 500 MW CC | 56196 | CTG7B | 2013 | 730350.251 | 12244542.116 | Combined cycle | 730350.251
NY | Port Jefferson Energy Center | 2517 | 3 | 2013 | 99222.8 | 1601976.6 | Tangentially-fired | 99222.8
NY | Port Jefferson Energy Center | 2517 | 4 | 2013 | 149911.725 | 2515128.25 | Tangentially-fired | 149911.725
NY | Port Jefferson Energy Center | 2517 | UGT002 | 2013 | 57633.45 | 969806.725 | Combustion turbine | 57633.45
NY | Port Jefferson Energy Center | 2517 | UGT003 | 2013 | 32397.475 | 545151.5 | Combustion turbine | 32397.475
NY | Pouch Terminal | 8053 | PT01 | 2013 | 62724.412 | 1055489.848 | Combustion turbine | 62724.412
NY | Ravenswood Generating Station | 2500 | 10 | 2013 | 290445.969 | 4794298.457 | Tangentially-fired | 290445.969
NY | Ravenswood Generating Station | 2500 | 20 | 2013 | 409086.594 | 6810572.499 | Tangentially-fired | 409086.594
NY | Ravenswood Generating Station | 2500 | 30 | 2013 | 418358.103 | 6849417.723 | Tangentially-fired | 418358.103
NY | Ravenswood Generating Station | 2500 | CT02-1 | 2013 | 2796.7 | 47387 | Combustion turbine | 2796.7
NY | Ravenswood Generating Station | 2500 | CT02-2 | 2013 | 2928.4 | 49613.9 | Combustion turbine | 2928.4
NY | Ravenswood Generating Station | 2500 | CT02-3 | 2013 | 915.3 | 15512.2 | Combustion turbine | 915.3
NY | Ravenswood Generating Station | 2500 | CT02-4 | 2013 | 2890.7 | 49012.1 | Combustion turbine | 2890.7
NY | Ravenswood Generating Station | 2500 | CT03-1 | 2013 | 1981.6 | 33598.1 | Combustion turbine | 1981.6
NY | Ravenswood Generating Station | 2500 | CT03-2 | 2013 | 1487.4 | 25219.8 | Combustion turbine | 1487.4
NY | Ravenswood Generating Station | 2500 | CT03-3 | 2013 | 3234.5 | 54808.8 | Combustion turbine | 3234.5
NY | Ravenswood Generating Station | 2500 | CT03-4 | 2013 |  |  | Combustion turbine | 0
NY | Ravenswood Generating Station | 2500 | UCC001 | 2013 | 431723.557 | 7264354.864 | Combined cycle | 431723.557
NY | Rensselaer Cogen | 54034 | 1GTDBS | 2013 | 43322.355 | 728962.604 | Combined cycle | 43322.355 | CHP status = N on 923
NY | Richard M Flynn (Holtsville) | 7314 | 1 | 2013 | 579984.407 | 9735766.486 | Combined cycle | 579984.407
NY | S A Carlson | 2682 | 20 | 2013 | 135579.2 | 2281409.1 | Combined cycle | 135579.2
NY | Saranac Power Partners, LP | 54574 | 1 | 2013 | 179301.248 | 3017031.383 | Combined cycle | 179301.248
NY | Saranac Power Partners, LP | 54574 | 2 | 2013 | 91094.177 | 1532828.379 | Combined cycle | 91094.177
NY | Selkirk Cogen Partners | 10725 | CTG101 | 2013 | 287788.98 | 4842814.317 | Combined cycle |  | CHP
NY | Selkirk Cogen Partners | 10725 | CTG201 | 2013 | 370014.585 | 6226194.027 | Combined cycle |  | CHP
NY | Selkirk Cogen Partners | 10725 | CTG301 | 2013 | 369127.287 | 6211324.814 | Combined cycle |  | CHP
NY | Shoemaker | 2632 | 1 | 2013 | 1819.35 | 30615.175 | Combustion turbine | 1819.35
NY | Shoreham Energy | 55787 | CT01 | 2013 | 8349.319 | 102902.923 | Combustion turbine | 8349.319
NY | Shoreham Energy | 55787 | CT02 | 2013 | 7527.215 | 92772.85 | Combustion turbine | 7527.215
NY | Somerset Operating Company (Kintigh) | 6082 | 1 | 2013 | 2196386.523 | 21407244.098 | Dry bottom wall-fired boiler | 2196386.523
NY | Sterling Power Plant | 50744 | 1 | 2013 | 12914.025 | 217339.075 | Combined cycle |  | CHP
NY | Syracuse Energy Corporation | 50651 | BLR1 | 2013 | 68187.257 | 664598.24 | Dry bottom wall-fired boiler | 68187.257 | 923 says CHP
NY | Syracuse Energy Corporation | 50651 | BLR2 | 2013 | 67046.505 | 653476.859 | Dry bottom wall-fired boiler | 67046.505 | but only reports
NY | Syracuse Energy Corporation | 50651 | BLR3 | 2013 | 71572.229 | 697591.37 | Dry bottom wall-fired boiler | 71572.229 | about 7000 MMBTUs
NY | Syracuse Energy Corporation | 50651 | BLR4 | 2013 | 34472.313 | 335988.476 | Dry bottom wall-fired boiler | 34472.313 | for total fuel
NY | Syracuse Energy Corporation | 50651 | BLR5 | 2013 | 40025.38 | 390111.354 | Dry bottom wall-fired boiler | 40025.38 | consumption
NY | Vernon Boulevard | 7909 | VB01 | 2013 | 24333.823 | 409454.9 | Combustion turbine | 24333.823
NY | Vernon Boulevard | 7909 | VB02 | 2013 | 22966.907 | 386487.426 | Combustion turbine | 22966.907
NY | Wading River Facility | 7146 | UGT007 | 2013 | 17463.85 | 215218.65 | Combustion turbine | 17463.85
NY | Wading River Facility | 7146 | UGT008 | 2013 | 18117 | 223257.7 | Combustion turbine | 18117
NY | Wading River Facility | 7146 | UGT009 | 2013 | 12473.1 | 153718.5 | Combustion turbine | 12473.1
NY | Wading River Facility | 7146 | UGT013 | 2013 | 3097 | 38241.3 | Combustion turbine | 3097
NY | West Babylon Facility | 2521 | UGT001 | 2013 | 2816.2 | 34768.7 | Combustion turbine | 2816.2
RI | Entergy Rhode Island State Energy LP | 55107 | RISEP1 | 2013 | 423041.722 | 7118484.057 | Combined cycle | 423041.722
RI | Entergy Rhode Island State Energy LP | 55107 | RISEP2 | 2013 | 417809.946 | 7030468.266 | Combined cycle | 417809.946
RI | Manchester Street | 3236 | 10 | 2013 | 276060.525 | 4629033.2 | Combined cycle | 276060.525
RI | Manchester Street | 3236 | 11 | 2013 | 228478.225 | 3831670.475 | Combined cycle | 228478.225
RI | Manchester Street | 3236 | 9 | 2013 | 244167.575 | 4086704.4 | Combined cycle | 244167.575
RI | Ocean State Power | 51030 | 1 | 2013 | 171025.639 | 2878043.728 | Combined cycle | 171025.639
RI | Ocean State Power | 51030 | 2 | 2013 | 171475.482 | 2885437.114 | Combined cycle | 171475.482
RI | Ocean State Power II | 54324 | 3 | 2013 | 146887.427 | 2471682.354 | Combined cycle | 146887.427
RI | Ocean State Power II | 54324 | 4 | 2013 | 157553.916 | 2651164.61 | Combined cycle | 157553.916
RI | Pawtucket Power Associates, LP | 54056 | 1 | 2013 | 593.126 | 9978.43 | Combined cycle | 593.126
RI | Tiverton Power, LLC | 55048 | 1 | 2013 | 534011.152 | 8985836.564 | Combined cycle | 534011.152
VT | Berlin 5 | 3734 | A | 2013 | 1320.7 | 16295.4 | Combustion turbine | 1320.7
VT | Berlin 5 | 3734 | B | 2013 | 1065.7 | 13166.3 | Combustion turbine | 1065.7
VT | Penny Lane Gas Turbine | 3754 | CT1 | 2013 | 315.5 | 3895.9 | Combustion turbine | 315.5
VT | Penny Lane Gas Turbine | 3754 | CT2 | 2013 | 59 | 729 | Combustion turbine | 59
[5 empty] | 64101261.886 | 980997224.594
[5 empty] | CO2 emissions used instead of calculating from mmBtu |  | CT | 7146826.523
[7 empty] | MA | 13275833.627
[7 empty] | ME | 1466154.465
[7 empty] | NH | 3418817.832
In 2013, NY was a net electricity exporter to New England, and therefore there was a need to assess NY Part 75 CO2 emissions. | [6 empty] | NY | 26287525.148
Part 75 CO2 from cogeneration units is not used, as Part 75 does not report CO2 by type of energy produced (i.e., steam and electricity). | [6 empty] | RI | 2771104.735
Part 75 CO2 from units that combust biomass and non-biomass fuels is not used, as Part 75 does not report CO2 by fuel. | [6 empty] | VT | 2760.9
Part 75 CO2 is not used when only a portion of CO2 for a row on Form 923 is reported under Part 75 | [7 empty] | 54369023.23

## GWPs & EFs
| Global Warming Potential |  |  |  |  | Emission Factors - CO2
[6 empty] | Fuel Type | IPCC Emission Factors (CO2 lb/MMBtu) HHV | EIA Emission Factors (CO2 lb/MMBtu) HHV | EPA Emission Factors (CO2 lb/MMBtu) HHV | average of other emission factors (CO2 lb/MMBtu) HHV | Selected Emission Factor | Selected Source
| The 2013 Retail Seller Emission Factor is continuing to use the Global Warming Potentials (GWPs) from the Second Assessment Report. |  |  |  |  | Non-Biogenic
[6 empty] | bituminous coal | 209.0376 | 205.3 | 205.6472 |  | 205.3 | EIA
[6 empty] | sub-bituminous coal | 212.3522 | 212.7 | 214.2232 |  | 212.7 | EIA
[6 empty] | distillate petroleum | 0 | 161.386 | 161.4886 |  | 161.386 | EIA
[6 empty] | natural gas | 117.4397 | 117.08 | 116.9773 |  | 117.08 | EIA
[6 empty] | non-biogenic component of municipal solid waste | 202.6295 |  |  |  | 202.6295 | IPCC
| IPCC Report | CH4 | N2O |  |  | other |  |  |  | 184.7376 | 184.7376 | Average
| SAR | 21 | 310 |  |  | tire derived fuel |  | 189.538 | 189.5314 |  | 189.538 | EIA
[6 empty] | petroleum coke | 215.4457 | 225.13 | 225.7754 |  | 225.13 | EIA
[6 empty] | residual petroleum | 171.0308 | 173.906 | 165.5672 |  | 173.906 | EIA
[6 empty] | jet fuel | 157.9935 | 156.258 | 159.2178 |  | 156.258 | EIA
|  | CH4 | N2O |  |  | kerosene | 158.8774 | 159.535 | 165.7876 |  | 159.535 | EIA
| SAR | 21 | 310 |  |  | waste oil | 161.971 | 210 |  |  | 210 | EIA
[6 empty] | gaseous propane |  | 139.178 | 138.6046 |  | 139.178 | EIA
| SAR = 1996 Second Assessment Report |  |  |  |  | Biogenic
| AR4 = 2007 Fourth Assessment Report |  |  |  |  | landfill gas | 114.2996 |  | 114.7947 |  | 114.7947 | EPA
| AR5 = 2014 Fifth Assessment Report |  |  |  |  | biogenic component of municipal solid waste | 209.34 |  |  |  | 209.34 | IPCC
[6 empty] | black liquor | 199.501 |  |  |  | 199.501 | IPCC
[6 empty] | wood/wood waste solids | 234.4608 |  | 206.7936 |  | 206.7936 | EPA
[6 empty] | sludge waste |  |  |  | 184.7376 | 184.7376 | Average
Emission Factor Selection | [5 empty] | other biomass solids | 209.34 |  |  |  | 209.34 | IPCC
Sources for emission factors were chosen based on two criteria: 1) geographic scope of the data relative to the emission sources, and 2) the regularity with which the data are updated. Based on these parameters, EIA emission factors are used when available. These are the preferred emission factors because they are a national-level dataset that are updated annually. In the absence of EIA data, EPA emission factors are used. In the absence of both national-level data sets, IPCC emission factors are used. | [5 empty] | other biomass gas | 114.2996 |  | 114.7947 |  | 114.7947 | EPA
Emission Factors - CH4
[6 empty] | Fuel Type | IPCC Emission Factors (CH4 lb/MMBtu) HHV | EPA Emission Factors (CH4 lb/MMBtu) HHV | average of other emission factors (CH4 lb/MMBtu) HHV | Selected Emission Factor | Selected Source
Non-Biogenic
[6 empty] | bituminous coal | 0.0022097 | 0.024251 |  | 0.024251 | EPA
[6 empty] | sub-bituminous coal | 0.0022097 | 0.024251 |  | 0.024251 | EPA
[6 empty] | distillate petroleum | 0.0066291 | 0.0066139 |  | 0.0066139 | EPA
[6 empty] | natural gas | 0.0020934 | 0.0022046 |  | 0.0022046 | EPA
[6 empty] | non-biogenic component of municipal solid waste | 0.066291 |  |  | 0.066291 | IPCC
[6 empty] | other |  |  | 0.024834 | 0.024834 | Average
[6 empty] | tire derived fuel | 0.066291 | 0.070548 |  | 0.070548 | EPA
[6 empty] | petroleum coke | 0.0066291 | 0.0066139 |  | 0.0066139 | EPA
[6 empty] | residual petroleum | 0.0066291 | 0.0066139 |  | 0.0066139 | EPA
[6 empty] | jet fuel | 0.0066291 | 0.0066139 |  | 0.0066139 | EPA
[6 empty] | kerosene | 0.0066291 | 0.0066139 |  | 0.0066139 | EPA
[6 empty] | waste oil | 0.066291 |  |  | 0.066291 | IPCC
[6 empty] | gaseous propane | 0.0022097 | 0.0022046 |  | 0.0022046 | EPA
Biogenic
[6 empty] | landfill gas | 0.0020934 | 0.0070548 |  | 0.0070548 | EPA
[6 empty] | biogenic component of municipal solid waste | 0.062802 |  |  | 0.062802 | IPCC
[6 empty] | black liquor | 0.0062802 |  |  | 0.0062802 | IPCC
[6 empty] | wood/wood waste solids | 0.062802 | 0.015873 |  | 0.015873 | EPA
[6 empty] | sludge waste |  |  | 0.024834 | 0.024834 | Average
[6 empty] | other biomass solids | 0.062802 | 0.070548 |  | 0.070548 | EPA
[6 empty] | other biomass gas | 0.0020934 | 0.0070548 |  | 0.0070548 | EPA
Emission Factors - N2O
[6 empty] | Fuel Type | IPCC Emission Factors (N2O lb/MMBtu) HHV | EPA Emission Factors (N2O lb/MMBtu) HHV | average of other emission factors (N2O lb/MMBtu) HHV | Selected Emission Factor | Selected Source
Non-Biogenic
[6 empty] | bituminous coal | 0.0033145 | 0.0035274 |  | 0.0035274 | EPA
[6 empty] | sub-bituminous coal | 0.0033145 | 0.0035274 |  | 0.0035274 | EPA
[6 empty] | distillate petroleum | 0.0013258 | 0.0013228 |  | 0.0013228 | EPA
[6 empty] | natural gas | 0.00020934 | 0.00022046 |  | 0.00022046 | EPA
[6 empty] | non-biogenic component of municipal solid waste | 0.0088388 |  |  | 0.0088388 | IPCC
[6 empty] | other |  |  | 0.0040752 | 0.0040752 | Average
[6 empty] | tire derived fuel | 0.0088388 | 0.0092594 |  | 0.0092594 | EPA
[6 empty] | petroleum coke | 0.0013258 | 0.0013228 |  | 0.0013228 | EPA
[6 empty] | residual petroleum | 0.0013258 | 0.0013228 |  | 0.0013228 | EPA
[6 empty] | jet fuel | 0.0013258 | 0.0013228 |  | 0.0013228 | EPA
[6 empty] | kerosene | 0.0013258 | 0.0013228 |  | 0.0013228 | EPA
[6 empty] | waste oil | 0.0088388 |  |  | 0.0088388 | IPCC
[6 empty] | gaseous propane | 0.00022097 | 0.00022046 |  | 0.00022046 | EPA
Biogenic
[6 empty] | landfill gas | 0.00020934 | 0.0013889 |  | 0.0013889 | EPA
[6 empty] | biogenic component of municipal solid waste | 0.0083736 |  |  | 0.0083736 | IPCC
[6 empty] | black liquor | 0.0041868 |  |  | 0.0041868 | IPCC
[6 empty] | wood/wood waste solids | 0.0083736 | 0.0079366 |  | 0.0079366 | EPA
[6 empty] | sludge waste |  |  | 0.0040752 | 0.0040752 | Average
[6 empty] | other biomass solids | 0.0083736 | 0.0092594 |  | 0.0092594 | EPA
[6 empty] | other biomass gas | 0.00020934 | 0.0013889 |  | 0.0013889 | EPA
Conversion Factors
1 MMBtu = | 1055.0558 | TJ
1 kg = | 2.2046 | lbs.
| Table C-1 | http://www.gpo.gov/fdsys/pkg/CFR-2014-title40-vol21/pdf/CFR-2014-title40-vol21-part98-subpartC-appC.pdf
EPA Emission Factors | Table C-2 | http://www.gpo.gov/fdsys/pkg/CFR-2014-title40-vol21/pdf/CFR-2014-title40-vol21-part98-subpartC-appC-id656.pdf | [7 empty] | 2006 IPCC Guidelines for National Greenhouse Gas Inventories, Volume 2: Energy, Chapter 2: Stationary Combustion
Table C-1 |  |  |  | Table C-2 | [5 empty] | http://www.ipcc-nggip.iges.or.jp/public/2006gl/pdf/2_Volume2/V2_2_Ch2_Stationary_Combustion.pdf
Fuel type | Default high heat value | Default CO2 emission factor |  | Fuel type | Default CH4 emission factor (kg CH4/mmBtu) | Default N2O emission factor (kg N2O/mmBtu)
Coal and coke | mmBtu/short ton | kg CO2/mmBtu |  | Coal and Coke (All fuel types in Table C-1) | 1.1 × 10−02 | 1.6 × 10−03
Anthracite | 25.09 | 103.69 |  | Natural Gas | 1.0 × 10−03 | 1.0 × 10−04
Bituminous | 24.93 | 93.28 |  | Petroleum (All fuel types in Table C-1) | 3.0 × 10−03 | 6.0 × 10−04
Subbituminous | 17.25 | 97.17 |  | Fuel Gas | 3.0 × 10−03 | 6.0 × 10−04
Lignite | 14.21 | 97.72 |  | Municipal Solid Waste | 3.2 × 10−02 | 4.2 × 10−03
Coal Coke | 24.8 | 113.67 |  | Tires | 3.2 × 10−02 | 4.2 × 10−03
Mixed (Commercial sector) | 21.39 | 94.27 |  | Blast Furnace Gas | 2.2 × 10−05 | 1.0 × 10−04
Mixed (Industrial coking) | 26.28 | 93.9 |  | Coke Oven Gas | 4.8 × 10−04 | 1.0 × 10−04
Mixed (Industrial sector) | 22.35 | 94.67 |  | Biomass Fuels—Solid (All fuel types in Table C-1, except wood and wood residuals) | 3.2 × 10−02 | 4.2 × 10−03
Mixed (Electric Power sector) | 19.73 | 95.52 |  | Wood and wood residuals | 7.2 × 10−03 | 3.6 × 10−03
Natural gas | mmBtu/scf | kg CO2/mmBtu |  | Biomass Fuels—Gaseous (All fuel types in Table C-1) | 3.2 × 10−03 | 6.3 × 10−04
(Weighted U.S. Average) | 1.026 × 10−3 | 53.06 |  | Biomass Fuels—Liquid (All fuel types in Table C-1) | 1.1 × 10−03 | 1.1 × 10−04
Petroleum products | mmBtu/gallon | kg CO2/mmBtu
Distillate Fuel Oil No. 1 | 0.139 | 73.25
Distillate Fuel Oil No. 2 | 0.138 | 73.96
Distillate Fuel Oil No. 4 | 0.146 | 75.04
Residual Fuel Oil No. 5 | 0.14 | 72.93 |  |  |  | EIA Emission Factors
Residual Fuel Oil No. 6 | 0.15 | 75.1 |  |  |  | Electric Power Annual 2012
Used Oil | 0.138 | 74 |  |  |  | Released: December 12, 2013 Next Update: November 2014 | http://www.eia.gov/electricity/annual/
Kerosene | 0.135 | 75.2 |  |  |  | Table A3. Carbon Dioxide Uncontrolled Emission Factors
Liquefied petroleum gases (LPG)1 | 0.092 | 61.71 |  |  |  | (Pounds of CO2 per Million Btu)
Propane1 | 0.091 | 62.87
Propylene2 | 0.091 | 67.77 |  |  |  | Fuel, Code, Source, and Emission Factor
Ethane1 | 0.068 | 59.6
Ethanol | 0.084 | 68.44 |  |  |  | Fuel And EIA Fuel Code | Source and Tables (As appropriate) | Factor
Ethylene2 | 0.058 | 65.96 | [5 empty] | (Pounds of CO2 Per Million Btu)***
Isobutane1 | 0.099 | 64.94 |  |  |  | Bituminous Coal (BIT) | Source: 1 | 205.3
Isobutylene1 | 0.103 | 68.86 |  |  |  | Distillate Fuel Oil (DFO) | Source: 1 | 161.386
Butane1 | 0.103 | 64.77 |  |  |  | Geothermal (GEO) | Estimate from EIA, Office of Integrated Analysis and Forecasting | 16.5998
Butylene1 | 0.105 | 68.72 |  |  |  | Jet Fuel (JF) | Source: 1 | 156.258
Naphtha (<401 deg F) | 0.125 | 68.02 |  |  |  | Kerosene (KER) | Source: 1 | 159.535
Natural Gasoline | 0.11 | 66.88 |  |  |  | Lignite Coal (LIG) | Source: 1 | 215.4
Other Oil (>401 deg F) | 0.139 | 76.22 |  |  |  | Municipal Solid Waste (MSW) | Source: 1 (including footnote 2 within source) | 91.9
Pentanes Plus | 0.11 | 70.02
Petrochemical Feedstocks | 0.125 | 71.02 |  |  |  | Natural Gas (NG) | Source: 1 | 117.08
Petroleum Coke | 0.143 | 102.41 |  |  |  | Petroleum Coke (PC) | Source: 1 | 225.13
Special Naphtha | 0.125 | 72.34 |  |  |  | Propane Gas (PG) | Source: 1 | 139.178
Unfinished Oils | 0.139 | 74.54 |  |  |  | Residual Fuel Oil (RFO) | Source: 1 | 173.906
Heavy Gas Oils | 0.148 | 74.92 |  |  |  | Synthetic Coal (SC) | Assumed to have emissions similar to Bituminous Coal. | 205.3
Lubricants | 0.144 | 74.27 |  |  |  | Subbituminous Coal (SUB) | Source: 1 | 212.7
Motor Gasoline | 0.125 | 70.22 |  |  |  | Tire-Derived Fuel (TDF) | Source: 1 | 189.538
Aviation Gasoline | 0.12 | 69.25 |  |  |  | Waste Coal (WC) | Assumed to have emissions similar to Bituminous Coal. | 205.3
Kerosene-Type Jet Fuel | 0.135 | 72.22 |  |  |  | Waste Oil (WO) | Source: 2, Table 1.11-3 (assumes typical heat content of 4.4 MMBtus per barrel) | 210
Asphalt and Road Oil | 0.158 | 75.36 |  |  |  | Note: *** CO2 factors do not vary by combustion system type or boiler firing configuration.
Crude Oil | 0.138 | 74.54 |  |  |  | Sources: 1. Energy Information Administration, Office of Integrated Analysis and Forecasting, Voluntary Reporting of Greenhouse Gases Program, Table of Fuel and Energy Source: Codes and Emission Coefficients; available at: http://www.eia.doe.gov/oiaf/1605/coefficients.html 2. U.S. Environmental Protection Agency, AP 42, Fifth Edition (Compilation of Air Pollutant Emission Factors, Volume 1: Stationary Point and Area Sources); available at: http://www.epa.gov/ttn/chief/ap42/
Other fuels—solid | mmBtu/short ton | kg CO2/mmBtu
Municipal Solid Waste | 9.953 | 90.7
Tires | 28 | 85.97
Plastics | 38 | 75
Petroleum Coke | 30 | 102.41
Other fuels—gaseous | mmBtu/scf | kg CO2/mmBtu |  |  |  | IPCC Conversions - Emission Factors, CO2
Blast Furnace Gas | 0.092 × 10−3 | 274.32 |  |  |  | Fuel Type | IPCC Emission Factors (CO2 kg/TJ) LHV | IPCC Emission Factors (CO2 lb/MMBtu) LHV
Coke Oven Gas | 0.599 × 10−3 | 46.85 |  |  |  | Non-Biogenic
Propane Gas | 2.516 × 10−3 | 61.46 |  |  |  | bituminous coal | 94600 | 220.0396
Fuel Gas4 | 1.388 × 10−3 | 59 |  |  |  | sub-bituminous coal | 96100 | 223.5286
Biomass fuels—solid | mmBtu/short ton | kg CO2/mmBtu |  |  |  | distillate petroleum
Wood and Wood Residuals (dry basis)5 | 17.48 | 93.8 |  |  |  | natural gas | 56100 | 130.4886
Agricultural Byproducts | 8.25 | 118.17 |  |  |  | sludge waste
Peat | 8 | 111.84 |  |  |  | non-biogenic component of municipal solid waste | 91700 | 213.2942
Solid Byproducts | 10.39 | 105.51 |  |  |  | other
Biomass fuels—gaseous | mmBtu/scf | kg CO2/mmBtu |  |  |  | tire derived fuel
Landfill Gas | 0.485 × 10−3 | 52.07 |  |  |  | petroleum coke | 97500 | 226.785
Other Biomass Gases | 0.655 × 10−3 | 52.07 |  |  |  | residual petroleum | 77400 | 180.0324
Biomass Fuels—Liquid | mmBtu/gallon | kg CO2/mmBtu |  |  |  | jet fuel | 71500 | 166.309
Ethanol | 0.084 | 68.44 |  |  |  | kerosene | 71900 | 167.2394
Biodiesel (100%) | 0.128 | 73.84 |  |  |  | waste oil | 73300 | 170.4958
Rendered Animal Fat | 0.125 | 71.06 |  |  |  | gaseous propane
Vegetable Oil | 0.12 | 81.55
Biogenic
[6 empty] | landfill gas | 54600 | 126.9996
[6 empty] | biogenic component of municipal solid waste | 100000 | 232.6
[6 empty] | black liquor | 95300 | 221.6678
[6 empty] | wood/wood waste solids | 112000 | 260.512
[6 empty] | other biomass solids | 100000 | 232.6
[6 empty] | other biomass gas | 54600 | 126.9996
IPCC Conversions - Emission Factors, CH4
[6 empty] | Fuel Type | IPCC Emission Factors (CH4 kg/TJ) LHV | IPCC Emission Factors (CH4 lb/MMBtu) LHV
Non-Biogenic
[6 empty] | bituminous coal | 1 | 0.002326
[6 empty] | sub-bituminous coal | 1 | 0.002326
[6 empty] | distillate petroleum | 3 | 0.006978
[6 empty] | natural gas | 1 | 0.002326
sludge waste
[6 empty] | non-biogenic component of municipal solid waste | 30 | 0.06978
other
[6 empty] | tire derived fuel | 30 | 0.06978
[6 empty] | petroleum coke | 3 | 0.006978
[6 empty] | residual petroleum | 3 | 0.006978
[6 empty] | jet fuel | 3 | 0.006978
[6 empty] | kerosene | 3 | 0.006978
[6 empty] | waste oil | 30 | 0.06978
[6 empty] | gaseous propane | 1 | 0.002326
Biogenic
[6 empty] | landfill gas | 1 | 0.002326
[6 empty] | biogenic component of municipal solid waste | 30 | 0.06978
[6 empty] | black liquor | 3 | 0.006978
[6 empty] | wood/wood waste solids | 30 | 0.06978
[6 empty] | other biomass solids | 30 | 0.06978
[6 empty] | other biomass gas | 1 | 0.002326
IPCC Conversions - Emission Factors, N2O
[6 empty] | Fuel Type | IPCC Emission Factors (N2O kg/TJ) LHV | IPCC Emission Factors N2O lb/MMBtu) LHV
Non-Biogenic
[6 empty] | bituminous coal | 1.5 | 0.003489
[6 empty] | sub-bituminous coal | 1.5 | 0.003489
[6 empty] | distillate petroleum | 0.6 | 0.0013956
[6 empty] | natural gas | 0.1 | 0.0002326
sludge waste
[6 empty] | non-biogenic component of municipal solid waste | 4 | 0.009304
other
[6 empty] | tire derived fuel | 4 | 0.009304
[6 empty] | petroleum coke | 0.6 | 0.0013956
[6 empty] | residual petroleum | 0.6 | 0.0013956
[6 empty] | jet fuel | 0.6 | 0.0013956
[6 empty] | kerosene | 0.6 | 0.0013956
[6 empty] | waste oil | 4 | 0.009304
[6 empty] | gaseous propane | 0.1 | 0.0002326
Biogenic
[6 empty] | landfill gas | 0.1 | 0.0002326
[6 empty] | biogenic component of municipal solid waste | 4 | 0.009304
[6 empty] | black liquor | 2 | 0.004652
[6 empty] | wood/wood waste solids | 4 | 0.009304
[6 empty] | other biomass solids | 4 | 0.009304
[6 empty] | other biomass gas | 0.1 | 0.0002326
Note on J3: Sharon Weber: http://epa.gov/climatechange/emissions/downloads10/US-GHG-Inventory-2010-Annex-2-CO2-Fossil-Fuel-Combustion.pdf "consumption data in the U.S. inventory are presented using higher heating values (HHV)1 rather than the lower heating values (LHV)2 reflected in the IPCC emission inventory methodology. This convention is followed because data obtained from EIA are based on HHV. Of note, however, is that EIA renewable energy statistics are often published using LHV. The difference between the two conventions relates to the treatment of the heat energy that is consumed in the process of evaporating the water contained in the fuel. The simplified convention used by the International Energy Agency for converting from HHV to LHV is to multiply the energy content by 0.95 for petroleum and coal and by 0.9 for natural gas."

## Calculating CO2e
Massachusetts |  | Massachusetts |  |  |  | Massachusetts | Massachusetts |  | Massachusetts
2013 Total CO2e |  | Fuels |  |  |  | CO2 | CH4 |  | N2O
| CO2e (lb) | Fuel Type | Fuel Codes from EIA | Form 923 Heat Input Consumed for Electricity by non-Part 75 units (MMBtu) | Form 923 All Heat Input Consumed for Electricity (MMBtu) | Calculated CO2 (lb) | CH4 (lb) | CO2e (lb) | N2O (lb) | CO2e (lb)
Non-Biogenic CO2e | 30744709608.6283 | Non-Biogenic |  | To calculate CO2 | To calculate CH4 and N2O
CO2e from CO2 from Non-Biogenic Fuels (Non-Part 75 units) | 4018121308.0362 | bituminous coal | BIT | 0 | 40594106 | 0 | 984441.5276 | 20673272.0794 | 143191.4949 | 44389363.4258
CO2e from CO2 from Non-Biogenic Fuels (Part 75 units) | 26551667254 | sub-bituminous coal | SUB | 0 | 0 | 0 | 0 | 0 | 0 | 0
CO2e from CH4 from Non-Biogenic Fuels | 50244459.9881 | distillate petroleum | DFO | 279554 | 1484686 | 45116101.844 | 9819.517 | 206209.8574 | 1963.9034 | 608810.0551
CO2e from N2O from Non-Biogenic Fuels | 99522977.8894 | natural gas | NG | 7041929 | 159359368 | 824469047.32 | 351327.2674 | 7377872.6154 | 35132.7267 | 10891145.2895
CO2e from CH4 from Biogenic Fuels | 22031423.083 | non-biogenic component of municipal solid waste | MSN | 15516781 | 15516781 | 3144157410.0272 | 1028622.9259 | 21601081.4429 | 137149.7234 | 42516414.2686
CO2e from N2O from Biogenic Fuels | 3122185.6315 | other | OTH | 0 | 0 | 0 | 0 | 0 | 0 | 0
|  | tire derived fuel | TDF | 14928 | 14928 | 2829423.264 | 1053.1394 | 22115.9275 | 138.2245 | 42849.6096
|  | petroleum coke | PC | 0 | 0 | 0 | 0 | 0 | 0 | 0
|  | residual petroleum | RFO | 0 | 2606577 | 0 | 17239.5558 | 362030.6727 | 3447.9112 | 1068852.4624
|  | jet fuel | JF | 3237 | 3237 | 505807.146 | 21.4091 | 449.5909 | 4.2818 | 1327.3636
|  | kerosene | KER | 6541 | 10280 | 1043518.435 | 67.9906 | 1427.8018 | 13.5981 | 4215.4148
|  | waste oil | WO | 0 | 0 | 0 | 0 | 0 | 0 | 0
[6 empty] | 4018121308.0362 |  | 50244459.9881 |  | 99522977.8894
Biogenic
Biogenic CO2e | 3877458375.8617 | landfill gas | LFG | 1862265 | 1862265 | 213778151.6666 | 13137.8929 | 275895.7517 | 2586.5227 | 54316.9761
|  | biogenic component of municipal solid waste | MSB | 16150315 | 16150315 | 3380906930.8691 | 1014272.0793 | 21299713.6645 | 135236.2772 | 2839961.8219
|  | sludge waste | SLW | 0 | 0 | 0 | 0 | 0 | 0 | 0
|  | black liquor | BLQ | 0 | 0 | 0 | 0 | 0 | 0 | 0
|  | wood/wood waste solids | WDS | 1367418 | 1367418 | 282773293.326 | 21705.4127 | 455813.6669 | 10852.7064 | 227906.8334
[6 empty] | 3877458375.8617 |  | 22031423.083 |  | 3122185.6315
Connecticut |  | Connecticut |  |  |  | Connecticut | Connecticut |  | Connecticut
2013 Total CO2e |  | Fuels |  |  |  | CO2 | CH4 |  | N2O
| CO2e (lb) | Fuel Type | Fuel Codes from EIA | Form 923 Heat Input Consumed for Electricity by non-Part 75 units (MMBtu) | Form 923 All Heat Input Consumed for Electricity (MMBtu) | Calculated CO2 (lb) | CH4 (lb) | CO2e (lb) | N2O (lb) | CO2e (lb)
Non-Biogenic CO2e | 17120950109.8786 | Non-Biogenic |  | To calculate CO2 | To calculate CH4 and N2O
CO2e from CO2 from Non-Biogenic Fuels (Non-Part 75 units) | 2691424403.9253 | bituminous coal | BIT | 0 | 0 | 0 | 0 | 0 | 0 | 0
CO2e from CO2 from Non-Biogenic Fuels (Part 75 units) | 14293653046 | sub-bituminous coal | SUB | 0 | 7679497 | 0 | 186234.3208 | 3910920.736 | 27088.6285 | 8397474.827
CO2e from CH4 from Non-Biogenic Fuels | 26891265.5404 | distillate petroleum | DFO | 130456 | 795003 | 21053772.016 | 5258.0448 | 110418.9406 | 1051.609 | 325998.777
CO2e from N2O from Non-Biogenic Fuels | 51495076.0414 | natural gas | NG | 1434633 | 109465707 | 167966831.64 | 241330.5738 | 5067942.0491 | 24133.0574 | 7481247.7868
CO2e from CH4 from Biogenic Fuels | 28902568.8454 | non-biogenic component of municipal solid waste | MSN | 10497012 | 10497012 | 2127004181.0182 | 695857.4202 | 14613005.8238 | 92780.9894 | 28762106.7008
CO2e from N2O from Biogenic Fuels | 28583749.5261 | other | OTH | 0 | 0 | 0 | 0 | 0 | 0 | 0
|  | tire derived fuel | TDF | 1918392 | 1918392 | 363608182.896 | 135338.5727 | 2842110.0269 | 17763.1877 | 5506588.1772
|  | petroleum coke | PC | 0 | 0 | 0 | 0 | 0 | 0 | 0
|  | residual petroleum | RFO | 0 | 2094002 | 0 | 13849.4525 | 290838.5031 | 2769.8905 | 858666.0566
|  | jet fuel | JF | 3509 | 3509 | 548309.322 | 23.2081 | 487.3693 | 4.6416 | 1438.8999
|  | kerosene | KER | 39499 | 388061 | 6301472.965 | 2566.5842 | 53898.2677 | 513.3168 | 159128.2189
|  | waste oil | WO | 0 | 0 | 0 | 0 | 0 | 0 | 0
|  | gaseous propane | PG | 35506 | 35506 | 4941654.068 | 78.2773 | 1643.8239 | 7.8277 | 2426.5973
[6 empty] | 2691424403.9253 |  | 26891265.5404 |  | 51495076.0414
Biogenic
Biogenic CO2e | 2328350305.5384 | landfill gas | LFG | 285591 | 285591 | 32784333.1173 | 2014.7852 | 42310.4894 | 396.6608 | 122964.86
|  | biogenic component of municipal solid waste | MSB | 10925474 | 10925474 | 2287138719.5624 | 686141.6159 | 14408973.9332 | 91485.5488 | 28360520.1226
|  | black liquor | BLQ | 0 | 0 | 0 | 0 | 0 | 0 | 0
|  | wood/wood waste solids | WDS | 40752 | 40752 | 8427252.8588 | 646.868 | 14451284.4227 | 323.434 | 100264.5436
|  | sludge waste | SLW | 0 | 0 | 0 | 0 | 0 | 0 | 0
|  |  |  | 118817682 |  | 2328350305.5384 |  | 28902568.8454 |  | 28583749.5261
Maine |  | Maine |  |  |  | Maine | Maine |  | Maine
2013 Total CO2e |  | Fuels |  |  |  | CO2 | CH4 |  | N2O
| CO2e (lb) | Fuel Type | Fuel Codes from EIA | Form 923 Heat Input Consumed for Electricity by non-Part 75 units (MMBtu) | Form 923 All Heat Input Consumed for Electricity (MMBtu) | Calculated CO2 (lb) | CH4 (lb) | CO2e (lb) | N2O (lb) | CO2e (lb)
Non-Biogenic CO2e | 3362641268.4962 | Non-Biogenic |  | To calculate CO2 | To calculate CH4 and N2O
CO2e from CO2 from Non-Biogenic Fuels (Non-Part 75 units) | 368925646.7424 | bituminous coal | BIT | 178345 | 178345 | 36614228.5 | 4325.0176 | 90825.3703 | 629.0935 | 195018.9769
CO2e from CO2 from Non-Biogenic Fuels (Part 75 units) | 2932308930 | sub-bituminous coal | SUB | 0 | 0 | 0 | 0 | 0 | 0 | 0
CO2e from CH4 from Non-Biogenic Fuels | 3813167.7724 | distillate petroleum | DFO | 16419 | 39037 | 2649796.734 | 258.1856 | 5421.8968 | 51.6371 | 16007.5047
CO2e from N2O from Non-Biogenic Fuels | 7369434.4101 | natural gas | NG | 24046 | 21362093 | 2815305.68 | 47095.3534 | 989002.4222 | 4709.5353 | 1459955.9566
CO2e from CH4 from Biogenic Fuels | 6774404.1568 | non-biogenic component of municipal solid waste | MSN | 883210 | 883210 | 178964391.2684 | 58548.8739 | 1229526.3522 | 7806.5165 | 2420020.1218
CO2e from N2O from Biogenic Fuels | 43449685.4145 | other | OTH | 0 | 0 | 0 | 0 | 0 | 0 | 0
|  | tire derived fuel | TDF | 761790 | 761790 | 144388153.02 | 53742.7029 | 1128596.7609 | 7053.7298 | 2186656.2243
|  | petroleum coke | PC | 0 | 0 | 0 | 0 | 0 | 0 | 0
|  | residual petroleum | RFO | 20090 | 2662479 | 3493771.54 | 17609.2843 | 369794.97 | 3521.8569 | 1091775.6257
|  | jet fuel | JF | 0 | 0 | 0 | 0 | 0 | 0 | 0
|  | kerosene | KER | 0 | 0 | 0 | 0 | 0 | 0 | 0
|  | waste oil | WO | 0 | 0 | 0 | 0 | 0 | 0 | 0
[6 empty] | 368925646.7424 |  | 3813167.7724 |  | 7369434.4101
Biogenic
Biogenic CO2e | 3822472137.1713 | landfill gas | LFG | 410296 | 410296 | 47099806.1587 | 2894.5531 | 60785.615 | 569.8651 | 176658.1936
|  | biogenic component of municipal solid waste | MSB | 919235 | 919235 | 192432654.2608 | 57729.7963 | 1212325.7218 | 7697.3062 | 2386164.9128
|  | black liquor | BLQ | 1545455 | 1545455 | 308319847.8399 | 9705.7665 | 203821.0956 | 6470.511 | 2005858.4015
|  | wood/wood waste solids | WDS | 15759421 | 15759421 | 3258947430.1791 | 250153.7473 | 5253228.6934 | 125076.8737 | 38773830.8324
|  | sludge waste | SLW | 84836 | 84836 | 15672398.7328 | 2106.811 | 44243.0309 | 345.7196 | 107173.0741
|  |  |  | 24003054 |  | 3822472137.1713 |  | 6774404.1568 |  | 43449685.4145
New Hampshire |  | New Hampshire |  |  |  | New Hampshire | New Hampshire |  | New Hampshire
2013 Total CO2e |  | Fuels |  |  |  | CO2 | CH4 |  | N2O
| CO2e (lb) | Fuel Type | Fuel Codes from EIA | Form 923 Heat Input Consumed for Electricity by non-Part 75 units (MMBtu) | Form 923 All Heat Input Consumed for Electricity (MMBtu) | Calculated CO2 (lb) | CH4 (lb) | CO2e (lb) | N2O (lb) | CO2e (lb)
Non-Biogenic CO2e | 7655627096.5068 | Non-Biogenic |  | To calculate CO2 | To calculate CH4 and N2O
CO2e from CO2 from Non-Biogenic Fuels (Non-Part 75 units) | 725991171.213 | bituminous coal | BIT | 2183315 | 16777549 | 448234569.5 | 406869.8044 | 8544265.8918 | 59181.0625 | 18346129.3606
CO2e from CO2 from Non-Biogenic Fuels (Part 75 units) | 6837635664 | sub-bituminous coal | SUB | 0 | 0 | 0 | 0 | 0 | 0 | 0
CO2e from CH4 from Non-Biogenic Fuels | 11834397.7114 | distillate petroleum | DFO | 79558 | 298994 | 12839547.388 | 1977.5068 | 41527.6429 | 395.5014 | 122605.422
CO2e from N2O from Non-Biogenic Fuels | 24275050.8862 | natural gas | NG | 5228 | 30521496 | 612094.24 | 67288.3805 | 1413055.99 | 6728.838 | 2085939.7948
CO2e from CH4 from Biogenic Fuels | 7813485.1069 | non-biogenic component of municipal solid waste | MSN | 1240032 | 1240032 | 251267050.909 | 82202.961 | 1726262.1818 | 10960.3948 | 3397722.3896
CO2e from N2O from Biogenic Fuels | 48077327.5892 | other | OTH | 0 | 0 | 0 | 0 | 0 | 0 | 0
|  | tire derived fuel | TDF | 0 | 0 | 0 | 0 | 0 | 0 | 0
|  | petroleum coke | PC | 0 | 0 | 0 | 0 | 0 | 0 | 0
|  | residual petroleum | RFO | 52154 | 761452 | 9069893.524 | 5036.1429 | 105759.0011 | 1007.2286 | 312240.8604
|  | jet fuel | JF | 25394 | 25394 | 3968015.652 | 167.9526 | 3527.0038 | 33.5905 | 10413.0587
|  | kerosene | KER | 0 | 0 | 0 | 0 | 0 | 0 | 0
|  | waste oil | WO | 0 | 0 | 0 | 0 | 0 | 0 | 0
[6 empty] | 725991171.213 |  | 11834397.7114 |  | 24275050.8862
Biogenic
Biogenic CO2e | 4074589434.2592 | landfill gas | LFG | 573613 | 573613 | 65847732.1498 | 4046.7206 | 84981.1331 | 796.6981 | 246976.4181
|  | biogenic component of municipal solid waste | MSB | 1290660 | 1290660 | 270186763.5025 | 81056.0291 | 1702176.6101 | 10807.4705 | 3350315.8674
|  | black liquor | BLQ | 0 | 0 | 0 | 0 | 0 | 0 | 0
|  | wood/wood waste solids | WDS | 18078678 | 18078678 | 3738554938.607 | 286967.9697 | 6026327.3637 | 143483.9849 | 44480035.3037
|  | sludge waste | SLW | 0 | 0 | 0 | 0 | 0 | 0 | 0
|  |  |  | 46039236 |  | 4074589434.2592 |  | 7813485.1069 |  | 48077327.5892
New York |  | New York |  |  |  | New York | New York |  | New York
2013 Total CO2e |  | Fuels |  |  |  | CO2 | CH4 |  | N2O
| CO2e (lb) | Fuel Type | Fuel Codes from EIA | Form 923 Heat Input Consumed for Electricity by non-Part 75 units (MMBtu) | Form 923 All Heat Input Consumed for Electricity (MMBtu) | Calculated CO2 (lb) | CH4 (lb) | CO2e (lb) | N2O (lb) | CO2e (lb)
Non-Biogenic CO2e | 72230784087.4423 | Non-Biogenic |  | To calculate CO2 | To calculate CH4 and N2O
CO2e from CO2 from Non-Biogenic Fuels (Non-Part 75 units) | 19407226259.895 | bituminous coal | BIT | 0 | 30371809 | 0 | 736542.1484 | 15467385.1174 | 107133.4034 | 33211355.0573
CO2e from CO2 from Non-Biogenic Fuels (Part 75 units) | 52575050296 | sub-bituminous coal | SUB | 0 | 16780262 | 0 | 406935.5969 | 8545647.5354 | 59190.6323 | 18349096.0067
CO2e from CH4 from Non-Biogenic Fuels | 62786261.878 | distillate petroleum | DFO | 843468 | 2841328 | 136123926.648 | 18792.1679 | 394635.5267 | 3758.4336 | 1165114.4122
CO2e from N2O from Non-Biogenic Fuels | 118873152.3063 | natural gas | NG | 145613464 | 452895931 | 17048424365.12 | 998464.614 | 20967756.8938 | 99846.4614 | 30952403.0336
CO2e from CH4 from Biogenic Fuels | 18772802.9366 | non-biogenic component of municipal solid waste | MSN | 10761156 | 11404677 | 2180527544.847 | 756027.4405 | 15876576.2504 | 100803.6587 | 31249134.2072
CO2e from N2O from Biogenic Fuels | 48075314.4264 | other | OTH | 0 | 0 | 0 | 0 | 0 | 0 | 0
|  | tire derived fuel | TDF | 0 | 388188 | 0 | 27385.8575 | 575103.0067 | 3594.3938 | 1114262.0754
|  | petroleum coke | PC | 0 | 0 | 0 | 0 | 0 | 0 | 0
|  | residual petroleum | RFO | 0 | 5586205 | 0 | 36946.4217 | 775874.8559 | 7389.2843 | 2290678.146
|  | jet fuel | JF | 0 | 0 | 0 | 0 | 0 | 0 | 0
|  | kerosene | KER | 264208 | 1319533 | 42150423.28 | 8727.2169 | 183271.5549 | 1745.4434 | 541087.4477
|  | waste oil | WO | 0 | 8 | 0 | 0.53033 | 11.1369 | 0.07071 | 21.9202
[6 empty] | 19407226259.895 |  | 62786261.878 |  | 118873152.3063
Biogenic
Biogenic CO2e | 3774487254.4026 | landfill gas | LFG | 8672785 | 8672785 | 995589750.7079 | 61184.6976 | 1284878.6489 | 12045.7373 | 3734178.5733
|  | biogenic component of municipal solid waste | MSB | 11200566 | 11870347 | 2344726478.6511 | 745481.5298 | 15655112.1262 | 99397.5373 | 30813236.5658
|  | black liquor | BLQ | 0 | 0 | 0 | 0 | 0 | 0 | 0
|  | wood/wood waste solids | WDS | 2099538 | 5498344 | 434171025.0436 | 87276.7696 | 1832812.1615 | 43638.3848 | 13527899.2873
|  | sludge waste | SLW | 0 | 0 | 0 | 0 | 0 | 0 | 0
|  | other biomass solids | OBS | 0 | 0 | 0 | 0 | 0 | 0 | 0
|  | other biomass gas | OBG | 0 | 0 | 0 | 0 | 0 | 0 | 0
|  |  |  | 364105645 |  | 3774487254.4026 |  | 18772802.9366 |  | 48075314.4264
Rhode Island |  | Rhode Island |  |  |  | Rhode Island | Rhode Island |  | Rhode Island
2013 Total CO2e |  | Fuels |  |  |  | CO2 | CH4 |  | N2O
| CO2e (lb) | Fuel Type | Fuel Codes from EIA | Form 923 Heat Input Consumed for Electricity by non-Part 75 units (MMBtu) | Form 923 All Heat Input Consumed for Electricity (MMBtu) | Calculated CO2 (lb) | CH4 (lb) | CO2e (lb) | N2O (lb) | CO2e (lb)
Non-Biogenic CO2e | 5569173469.6109 | Non-Biogenic |  | To calculate CO2 | To calculate CH4 and N2O
CO2e from CO2 from Non-Biogenic Fuels (Non-Part 75 units) | 21010197.796 | bituminous coal | BIT | 0 | 0 | 0 | 0 | 0 | 0 | 0
CO2e from CO2 from Non-Biogenic Fuels (Part 75 units) | 5542209470 | sub-bituminous coal | SUB | 0 | 0 | 0 | 0 | 0 | 0 | 0
CO2e from CH4 from Non-Biogenic Fuels | 2265445.2811 | distillate petroleum | DFO | 130186 | 351916 | 21010197.796 | 2327.5259 | 48878.0444 | 465.5052 | 144306.6072
CO2e from N2O from Non-Biogenic Fuels | 3416382.0518 | natural gas | NG | 0 | 47877047 | 0 | 105550.8208 | 2216567.2367 | 10555.0821 | 3272075.4446
CO2e from CH4 from Biogenic Fuels | 69625.4674 | non-biogenic component of municipal solid waste | MSN | 0 | 0 | 0 | 0 | 0 | 0 | 0
CO2e from N2O from Biogenic Fuels | 202349.0147 | other | OTH | 0 | 0 | 0 | 0 | 0 | 0 | 0
|  | tire derived fuel | TDF | 0 | 0 | 0 | 0 | 0 | 0 | 0
|  | petroleum coke | PC | 0 | 0 | 0 | 0 | 0 | 0 | 0
|  | residual petroleum | RFO | 0 | 0 | 0 | 0 | 0 | 0 | 0
|  | jet fuel | JF | 0 | 0 | 0 | 0 | 0 | 0 | 0
|  | kerosene | KER | 0 | 0 | 0 | 0 | 0 | 0 | 0
|  | waste oil | WO | 0 | 0 | 0 | 0 | 0 | 0 | 0
[6 empty] | 21010197.796 |  | 2265445.2811 |  | 3416382.0518
Biogenic
Biogenic CO2e | 53949376.3078 | landfill gas | LFG | 469964 | 469964 | 53949376.3078 | 3315.4984 | 69625.4674 | 652.7388 | 202349.0147
|  | biogenic component of municipal solid waste | MSB | 0 | 0 | 0 | 0 | 0 | 0 | 0
|  | black liquor | BLQ | 0 | 0 | 0 | 0 | 0 | 0 | 0
|  | wood/wood waste solids | WDS | 0 | 0 | 0 | 0 | 0 | 0 | 0
|  | sludge waste | SLW | 0 | 0 | 0 | 0 | 0 | 0 | 0
|  |  |  | 48098777 |  | 53949376.3078 |  | 69625.4674 |  | 202349.0147
Vermont |  | Vermont |  |  |  | Vermont | Vermont |  | Vermont
2013 Total CO2e |  | Fuels |  |  |  | CO2 | CH4 |  | N2O
| CO2e (lb) | Fuel Type | Fuel Codes from EIA | Form 923 Heat Input Consumed for Electricity by non-Part 75 units (MMBtu) | Form 923 All Heat Input Consumed for Electricity (MMBtu) | Calculated CO2 (lb) | CH4 (lb) | CO2e (lb) | N2O (lb) | CO2e (lb)
Non-Biogenic CO2e | 35955259.4727 | Non-Biogenic |  | To calculate CO2 | To calculate CH4 and N2O
CO2e from CO2 from Non-Biogenic Fuels (Non-Part 75 units) | 11990484.698 | bituminous coal | BIT | 0 | 0 | 0 | 0 | 0 | 0 | 0
CO2e from CO2 from Non-Biogenic Fuels (Part 75 units) | 5521800 | sub-bituminous coal | SUB | 0 | 0 | 0 | 0 | 0 | 0 | 0
CO2e from CH4 from Non-Biogenic Fuels | 12544.7017 | distillate petroleum | DFO | 42153 | 46225 | 6802904.058 | 305.726 | 6420.2469 | 61.1452 | 18955.0146
CO2e from N2O from Non-Biogenic Fuels | 34008.5835 | natural gas | NG | 44308 | 44308 | 5187580.64 | 97.6824 | 2051.3308 | 9.7682 | 3028.155
CO2e from CH4 from Biogenic Fuels | 2217348.4443 | non-biogenic component of municipal solid waste | MSN | 0 | 0 | 0 | 0 | 0 | 0 | 0
CO2e from N2O from Biogenic Fuels | 16179073.0451 | other | OTH | 0 | 0 | 0 | 0 | 0 | 0 | 0
|  | tire derived fuel | TDF | 0 | 0 | 0 | 0 | 0 | 0 | 0
|  | petroleum coke | PC | 0 | 0 | 0 | 0 | 0 | 0 | 0
|  | residual petroleum | RFO | 0 | 0 | 0 | 0 | 0 | 0 | 0
|  | jet fuel | JF | 0 | 0 | 0 | 0 | 0 | 0 | 0
|  | kerosene | KER | 0 | 29326 | 0 | 193.9583 | 4073.1241 | 38.7917 | 12025.4139
|  | waste oil | WO | 0 | 0 | 0 | 0 | 0 | 0 | 0
[6 empty] | 11990484.698 |  | 12544.7017 |  | 34008.5835
Biogenic
Biogenic CO2e | 1382035529.3108 | landfill gas | LFG | 282187 | 282187 | 32393571.9591 | 1990.7707 | 41806.1847 | 391.933 | 121499.2242
|  | biogenic component of municipal solid waste | MSB | 0 | 0 | 0 | 0 | 0 | 0 | 0
|  | black liquor | BLQ | 0 | 0 | 0 | 0 | 0 | 0 | 0
|  | wood/wood waste solids | WDS | 6526517 | 6526517 | 1349641957.3518 | 103597.2505 | 2175542.2596 | 51798.6252 | 16057573.8209
|  | sludge waste | SLW | 0 | 0 | 0 | 0 | 0 | 0 | 0
|  |  |  | 33398 |  | 1382035529.3108 |  | 2217348.4443 |  | 16179073.0451
Quebec |  | Quebec |  |  |  | Quebec | Quebec |  | Quebec
2013 Total CO2e |  | Emissions and Generation |  |  |  | CO2
| CO2e (lb) | Fuel Type | Environment Canada GHG emissions (kilo metric tons CO2e) | Environment Canada Electricity Generation (GWh) | Statistics Canada Electricity Generation (MWh) | Calculated CO2 (lb)
Non-Biogenic CO2e | 817914992.02 | Non-Biogenic | 371 | 184000
Biogenic CO2e | 1852911146.3044 | Biogenic
|  | wood & wood energy used as fuel |  |  | 545347 | 1852911146.3044
New Brunswick |  | New Brunswick |  |  |  | New Brunswick | New Brunswick |  | New Brunswick
2013 Total CO2e |  | Emissions and Generation
| CO2e (lb) |  | Environment Canada GHG emissions (kilo metric tons CO2e) | Environment Canada Electricity Generation (GWh)
Non-Biogenic CO2e | 9303507456.4 | Non-Biogenic | 4220 | 14500
Biogenic CO2e | 0

## ISO load-generation-imports
Generation & Load Data for ISO New England
2015-10-22 | from ISO and | http://www.iso-ne.com/markets/hstdata/rpts/net_eng_peak_load_sorc/energy_peak_source.xls
CORRECTED GEN | Energy from Generation (GWh)
| ISO-NE | ME | NH | VT | CT | RI | MA
2013 | 112041 | 10149 | 20024 | 6330 | 30208 | 10847 | 34482
ISO-NE Net Imorts/Exports of Energy from Other Control Areas (GWh)
| Actual Imports | Load-Gen = "Imports" | Difference = Pumping
2013 | 18961 | 17336 | 1624
| Actual Imports | NB | NY | HQ
2013 | 18961 | 3711 | 1322 | 13928
Net Energy for Load (GWh)
| Total | ME | NH | VT | CT | RI | MA
2013 | 129377 | 11767 | 11820 | 6153 | 31589 | 8426 | 59624 | w/o pumping
| 131001 | 11914.7048 | 11968.3701 | 6230.2353 | 31985.5198 | 8531.7671 | 60372.4281 | w/pumping distributed across NE states
In these states, the load is greater than the generation.
|  | 1618 | -8204 | -177 | 1381 | -2421 | 25142 | w/o pumping
|  | 1765.7048 | -8055.6299 | -99.7647 | 1777.5198 | -2315.2329 | 25890.4281 | w/pumping distributed across NE states

## draft Emission Factors
| Draft MA Electricity Emission Factors Including Imports | [5 empty] | ISO | [12 empty] | Adjustment for Northern Maine
[7 empty] | EIA | [12 empty] | Maine Emissions Adjustment to Account for NMISA
[7 empty] | RESULT | [13 empty] | NMISA Generation | ISO ME Generation | Total ME Generation | ISO Gen % of Total ME Generation
[21 empty] | MWh | MWh | MWh
[20 empty] | 2013 | 732077 | 10149000 | 10881077 | 93.27%
11/6/2014, NMISA
NB: Maine emissions were adjusted to match the geographic scope of the EIA emissions data to that of ISO generation data.
Master Table: Non-Biogenic GHG Emission Factors | [18 empty] | Intra-ISO-NE Electricity Imports | [44 empty] | Extra-ISO-NE Electricity Imports | [19 empty] | MA electricity consumption emissions based on region-wide generation and imports
[19 empty] | Non-Biogenic GHG Emissions | [44 empty] | Non-Biogenic GHG Emissions
|  | MA Basic Information |  |  |  | MA Import Need | MA Share of NE Imports |  | MA Total Import (MWh) - Assigned |  |  | MA Emissions from Intra-NE Imports | MA Emissions from Extra-NE Imports |  |  | MA Electricity Import Emissions | MA Electricity Consumption Emissions | MA-Based Non-Biogenic Emission Rate (lb/MWh)
[20 empty] | ME | [8 empty] | NH | [8 empty] | VT | [8 empty] | CT | [8 empty] | RI | [8 empty] | NY | [7 empty] | NB | [5 empty] | Quebec | [5 empty] | New England
| Year | MA Electric Generation (MWh) | MA Electric Load (MWh) | MA Electric Load Including Pumping (MWh) | Non-Biogenic GHG Emissions from Electricity (CO2e lb) | MA Electricity Imports [Gen-Load] (MWh) | Total of State/Region Shortfalls [incl. NY, NB, Q] (MWh) | MA Fraction of Intra-NE imports | Imports to MA from other NE States (MWh) | Imports to MA from outside NE (MWh) | Total Imports to MA (MWh) | MA GHG Emissions from Intra-NE Imports (lb) | MA GHG Emissions from NY Imports (lb) | MA GHG Emissions from NB and Quebec Imports (lb) | MA GHG Emissions from Extra-NE Imports (lb) | MA Total Emissions from Electricity Imports (lb) | MA Total Emissions from Electricity Consumption (lb) | MA Based Non-Biogenic GHG Emission Rate (lb/MWh) |  | Electric Generation (MWh) | Electric Load (MWh) | Electric Load Including Pumping (MWh) | Net Export (MWh) | MA Share of Net Exports (MWh) | GHG Emissions from Electricity (lb) | GHG Emissions from Exports (lb) | MA Share of GHG Emissions from Exports (lb) |  | Electric Generation (MWh) | Electric Load (MWh) | Electric Load Including Pumping (MWh) | Net Export (MWh) | MA Share of Net Exports (MWh) | GHG Emissions from Electricity (lb) | GHG Emissions from Exports (lb) | MA Share of GHG Emissions from Exports (lb) |  | Electric Generation (MWh) | Electric Load (MWh) | Electric Load Including Pumping (MWh) | Net Export (MWh) | MA Share of Net Exports (MWh) | GHG Emissions from Electricity (lb) | GHG Emissions from Exports (lb) | MA Share of GHG Emissions from Exports (lb) |  | Electric Generation (MWh) | Electric Load (MWh) | Electric Load Including Pumping (MWh) | Net Export (MWh) | MA Share of Net Exports (MWh) | GHG Emissions from Electricity (lb) | GHG Emissions from Exports (lb) | MA Share of GHG Emissions from Exports (lb) |  | Electric Generation (MWh) | Electric Load (MWh) | Electric Load Including Pumping (MWh) | Net Export (MWh) | MA Share of Net Exports (MWh) | GHG Emissions from Electricity (lb) | GHG Emissions from Exports (lb) | MA Share of GHG Emissions from Exports (lb) |  | Generation (MWh) | Exports into NE minus Imports from NE (MWh) | Net Exports into NE (MWh) | MA Share of NY Net Exports (MWh) | Electricity GHG Emissions (lb) | GHG Emissions from Exports (lb) | MA Share of GHG Emissions from Exports (lb) |  | Exports into NE minus Imports from NE (MWh) | Net Exports into NE (MWh) | MA Share of NB Net Exports (MWh) | GHG Emissions from Exports (lb) | MA Share of Total Emissions from Exports (lb) |  | Exports into NE minus Imports from NE (MWh) | Net Exports into NE (MWh) | MA Share of Quebec Net Exports (MWh) | GHG Emissions from Exports (lb) | MA Share of Total Emissions from Exports (lb) |  | Total NE Generation [except N. ME] (MWh) | NE Load [except N. ME] (MWh) | NE Hydro Pumping Load (MWh) | Total NE Load (MWh) | Actual Imports (MWh) | NE GHG Emissions Associated with Load (lb) | Regional Non-Biogenic GHG Emission Factor (lb/MWh) | MA Electricity Consumption Non-Biogenic Emissions based on NE Average GHG Emission Factor (lb)
| 2013 | 34482000 | 59624000 | 60372428.0514 | 30744709608.6283 | 25890428.0514 | 29433652.6353 | 0.87962 | 9210172.8619 | 16678473.8668 | 25888646.7287 | 3755207923.4681 | 617073688.3692 | 2148723245.2252 | 2765796933.5945 | 6521004857.0626 | 37265714465.6908 | 617.2638 | 2013 | 10149000 | 11767000 | 11914704.8316 | 0 | 0 | 3136403338.9313 | 0 | 0 | 2013 | 20024000 | 11820000 | 11968370.1122 | 8055629.8878 | 7085892.757 | 7655627096.5068 | 3079849103.5174 | 2709096713.6017 | 2013 | 6330000 | 6153000 | 6230235.3046 | 99764.6954 | 87755.0164 | 35955259.4727 | 566677.0158 | 498460.4082 | 2013 | 30208000 | 31589000 | 31985519.7524 | 0 | 0 | 17120950109.8786 | 0 | 0 | 2013 | 10847000 | 8426000 | 8531767.0529 | 2315232.9471 | 2036525.0886 | 5569173469.6109 | 1188709680.5651 | 1045612749.4583 | 2013 | 136116829.97 | 1322000 | 1322000 | 1162857.5735 | 72230784087.4423 | 701523070.9137 | 617073688.3692 | 2013 | 3711000 | 3711000 | 3264269.6334 | 2381056287.6345 | 2094424612.0254 | 2013 | 13928000 | 13928000 | 12251346.6598 | 61729651.785 | 54298633.1998 | 2013 | 112041000 | 129377000 | 1624000 | 131001000 | 18960000 | 67407127893.3617 | 514.5543 | 31064892473.2665
Master Table: Biogenic CO2 Emission Factors | [18 empty] | Intra-ISO-NE Electricity Imports | [44 empty] | Extra-ISO-NE Electricity Imports | [19 empty] | MA electricity consumption emissions based on region-wide generation and imports
[19 empty] | Biogenic CO2 Emissions | [44 empty] | Biogenic CO2 Emissions
|  | MA Basic Information |  |  |  | MA Import Need | MA Share of NE Imports |  | MA Total Import (MWh) - Assigned |  |  | MA Biogenic Emissions from Intra-NE Imports | MA Emissions from Extra-NE Imports |  |  | MA Electricity Import Biogenic Emissions | MA Electricity Consumption Biogenic Emissions | MA-Based Biogenic Emission Rate (lb/MWh)
[20 empty] | ME | [8 empty] | NH | [8 empty] | VT | [8 empty] | CT | [8 empty] | RI | [8 empty] | NY | [7 empty] | NB | [5 empty] | Quebec | [5 empty] | New England
| Year | MA Electric Generation (MWh) | MA Electric Load (MWh) | MA Electric Load Including Pumping (MWh) | Biogenic CO2 Emissions from Electricity (lb) | MA Electricity Imports [Gen-Load] (MWh) | Total of State/Region Shortfalls [incl. NY, NB, Q] (MWh) | MA Fraction of Intra-NE imports | Imports to MA from other NE States (MWh) | Imports to MA from outside NE (MWh) | Total Imports to MA (MWh) | MA Biogenic CO2 Emissions from Intra-NE Imports (lb) | MA Biogenic CO2 Emissions from NY Imports (lb) | MA Biogenic CO2 Emissions from NB and Quebec Imports (lb) | MA Total Biogenic CO2 Emissions from Extra-NE Imports (lb) | MA Total Emissions from Electricity Imports (lb) | MA Total Emissions from Electricity Consumption (lb) | MA Based Biogenic CO2 Emission Rate (lb/MWh) |  | Electric Generation (MWh) | Electric Load (MWh) | Electric Load Including Pumping (MWh) | Net Export (MWh) | MA Share of Net Exports (MWh) | Biogenic CO2 Emissions from Electricity (CO2e lb) | GHG Emissions from Exports (lb) | MA Share of GHG Emissions from Exports (lb) |  | Electric Generation (MWh) | Electric Load (MWh) | Electric Load Including Pumping (MWh) | Net Export (MWh) | MA Share of Net Exports (MWh) | GHG Emissions from Electricity (lb) | GHG Emissions from Exports (lb) | MA Share of GHG Emissions from Exports (lb) |  | Electric Generation (MWh) | Electric Load (MWh) | Electric Load Including Pumping (MWh) | Net Export (MWh) | MA Share of Net Exports (MWh) | GHG Emissions from Electricity (lb) | GHG Emissions from Exports (lb) | MA Share of GHG Emissions from Exports (lb) |  | Electric Generation (MWh) | Electric Load (MWh) | Electric Load Including Pumping (MWh) | Net Export (MWh) | MA Share of Net Exports (MWh) | GHG Emissions from Electricity (lb) | GHG Emissions from Exports (lb) | MA Share of GHG Emissions from Exports (lb) |  | Electric Generation (MWh) | Electric Load (MWh) | Electric Load Including Pumping (MWh) | Net Export (MWh) | MA Share of Net Exports (MWh) | GHG Emissions from Electricity (lb) | GHG Emissions from Exports (lb) | MA Share of GHG Emissions from Exports (lb) |  | Generation (MWh) | Exports into NE minus Imports from NE (MWh) | Net Exports into NE (MWh) | MA Share of NY Net Exports (MWh) | Electricity Biogenic CO2 Emissions (lb) | Biogenic CO2 Emissions from Exports (lb) | MA Share of Biogenic CO2 Emissions from Exports (lb) |  | Exports into NE minus Imports from NE (MWh) | Net Exports into NE (MWh) | MA Share of NB Net Exports (MWh) | Biogenic CO2 Emissions from Exports (lb) | MA Share of Total Emissions from Exports (lb) |  | Exports into NE minus Imports from NE (MWh) | Net Exports into NE (MWh) | MA Share of Quebec Net Exports (MWh) | Biogenic CO2 Emissions from Exports (lb) | MA Share of Total Emissions from Exports (lb) |  | Total NE Generation [except N. ME] (MWh) | NE Load [except N. ME] (MWh) | NE Hydro Pumping Load (MWh) | Total NE Load (MWh) | Actual Imports (MWh) | NE GHG Emissions Associated with Load (lb) | Regional Biogenic CO2 Emission Factor (lb/MWh) | MA Electricity Consumption Biogenic CO2 Emissions based on NE Average GHG Emission Factor (lb)
| 2013 | 34482000 | 59624000 | 60372428.0514 | 3877458375.8617 | 25890428.0514 | 29433652.6353 | 0.87962 | 9210172.8619 | 16678473.8668 | 25888646.7287 | 1471163582.2674 | 32245763.3709 | 123008556.7163 | 155254320.0871 | 1626417902.3545 | 5503876278.2162 | 91.1654 | 2013 | 10149000 | 11767000 | 11914704.8316 | 0 | 0 | 3565296865.3886 | 0 | 0 | 2013 | 20024000 | 11820000 | 11968370.1122 | 8055629.8878 | 7085892.757 | 4074589434.2592 | 1639202178.7517 | 1441874938.0654 | 2013 | 6330000 | 6153000 | 6230235.3046 | 99764.6954 | 87755.0164 | 1382035529.3108 | 21781730.4342 | 19159644.6295 | 2013 | 30208000 | 31589000 | 31985519.7524 | 0 | 0 | 2328350305.5384 | 0 | 0 | 2013 | 10847000 | 8426000 | 8531767.0529 | 2315232.9471 | 2036525.0886 | 53949376.3078 | 11515199.9175 | 10128999.5725 | 2013 | 136116829.97 | 1322000 | 1322000 | 1162857.5735 | 3774487254.4026 | 36658744.9283 | 32245763.3709 | 2013 | 3711000 | 3711000 | 3264269.6334 | 0 | 0 | 2013 | 13928000 | 13928000 | 12251346.6598 | 139842845.4863 | 123008556.7163 | 2013 | 112041000 | 129377000 | 1624000 | 131001000 | 18960000 | 15458181477.0811 | 118.0005 | 7123975763.7717
Master Table: COMBINED GHG Emission Factors | [18 empty] | Intra-ISO-NE Electricity Imports | [44 empty] | Extra-ISO-NE Electricity Imports | [19 empty] | MA electricity consumption emissions based on region-wide generation and imports
[19 empty] | COMBINED GHG Emissions | [44 empty] | COMBINED GHG Emissions
|  | MA Basic Information |  |  |  | MA Import Need | MA Share of NE Imports |  | MA Total Import (MWh) - Assigned |  |  | MA Emissions from Intra-NE Imports | MA Emissions from Extra-NE Imports |  |  | MA Electricity Import Emissions | MA Electricity Consumption Emissions | MA-Based COMBINED Emission Rate (lb/MWh)
[20 empty] | ME | [8 empty] | NH | [8 empty] | VT | [8 empty] | CT | [8 empty] | RI | [8 empty] | NY | [7 empty] | NB | [5 empty] | Quebec | [5 empty] | New England
| Year | MA Electric Generation (MWh) | MA Electric Load (MWh) | MA Electric Load Including Pumping (MWh) | COMBINED GHG Emissions from Electricity (CO2e lb) | MA Electricity Imports [Gen-Load] (MWh) | Total of State/Region Shortfalls [incl. NY, NB, Q] (MWh) | MA Fraction of Intra-NE imports | Imports to MA from other NE States (MWh) | Imports to MA from outside NE (MWh) | Total Imports to MA (MWh) | MA GHG Emissions from Intra-NE Imports (lb) | MA GHG Emissions from NY Imports (lb) | MA GHG Emissions from NB and Quebec Imports (lb) | MA GHG Emissions from Extra-NE Imports (lb) | MA Total Emissions from Electricity Imports (lb) | MA Total Emissions from Electricity Consumption (lb) | MA Based Non-Biogenic GHG Emission Rate (lb/MWh) |  | Electric Generation (MWh) | Electric Load (MWh) | Electric Load Including Pumping (MWh) | Net Export (MWh) | MA Share of Net Exports (MWh) | GHG Emissions from Electricity (lb) | GHG Emissions from Exports (lb) | MA Share of GHG Emissions from Exports (lb) |  | Electric Generation (MWh) | Electric Load (MWh) | Electric Load Including Pumping (MWh) | Net Export (MWh) | MA Share of Net Exports (MWh) | GHG Emissions from Electricity (lb) | GHG Emissions from Exports (lb) | MA Share of GHG Emissions from Exports (lb) |  | Electric Generation (MWh) | Electric Load (MWh) | Electric Load Including Pumping (MWh) | Net Export (MWh) | MA Share of Net Exports (MWh) | GHG Emissions from Electricity (lb) | GHG Emissions from Exports (lb) | MA Share of GHG Emissions from Exports (lb) |  | Electric Generation (MWh) | Electric Load (MWh) | Electric Load Including Pumping (MWh) | Net Export (MWh) | MA Share of Net Exports (MWh) | GHG Emissions from Electricity (lb) | GHG Emissions from Exports (lb) | MA Share of GHG Emissions from Exports (lb) |  | Electric Generation (MWh) | Electric Load (MWh) | Electric Load Including Pumping (MWh) | Net Export (MWh) | MA Share of Net Exports (MWh) | GHG Emissions from Electricity (lb) | GHG Emissions from Exports (lb) | MA Share of GHG Emissions from Exports (lb) |  | Generation (MWh) | Exports into NE minus Imports from NE (MWh) | Net Exports into NE (MWh) | MA Share of NY Net Exports (MWh) | Electricity GHG Emissions (lb) | GHG Emissions from Exports (lb) | MA Share of GHG Emissions from Exports (lb) |  | Exports into NE minus Imports from NE (MWh) | Net Exports into NE (MWh) | MA Share of NB Net Exports (MWh) | GHG Emissions from Exports (lb) | MA Share of Total Emissions from Exports (lb) |  | Exports into NE minus Imports from NE (MWh) | Net Exports into NE (MWh) | MA Share of Quebec Net Exports (MWh) | GHG Emissions from Exports (lb) | MA Share of Total Emissions from Exports (lb) |  | Total NE Generation [except N. ME] (MWh) | NE Load [except N. ME] (MWh) | NE Hydro Pumping Load (MWh) | Total NE Load (MWh) | Actual Imports (MWh) | NE GHG Emissions Associated with Load (lb) | Regional Non-Biogenic GHG Emission Factor (lb/MWh) | MA Electricity Consumption Non-Biogenic Emissions based on NE Average GHG Emission Factor (lb)
| 2013 | 34482000 | 59624000 | 60372428.0514 | 34622167984.4899 | 25890428.0514 | 29433652.6353 | 0.87962 | 9210172.8619 | 16678473.8668 | 25888646.7287 | 5226371505.7355 | 649319451.7401 | 2271731801.9415 | 2921051253.6816 | 8147422759.4171 | 42769590743.907 | 708.4292 | 2013 | 10149000 | 11767000 | 11914704.8316 | 0 | 0 | 6701700204.3198 | 0 | 0 | 2013 | 20024000 | 11820000 | 11968370.1122 | 8055629.8878 | 7085892.757 | 11730216530.766 | 4719051282.2691 | 4150971651.6671 | 2013 | 6330000 | 6153000 | 6230235.3046 | 99764.6954 | 87755.0164 | 1417990788.7835 | 22348407.45 | 19658105.0376 | 2013 | 30208000 | 31589000 | 31985519.7524 | 0 | 0 | 19449300415.417 | 0 | 0 | 2013 | 10847000 | 8426000 | 8531767.0529 | 2315232.9471 | 2036525.0886 | 5623122845.9187 | 1200224880.4825 | 1055741749.0307 | 2013 | 136116829.97 | 1322000 | 1322000 | 1162857.5735 | 76005271341.8449 | 738181815.8421 | 649319451.7401 | 2013 | 3711000 | 3711000 | 3264269.6334 | 2381056287.6345 | 2094424612.0254 | 2013 | 13928000 | 13928000 | 12251346.6598 | 201572497.2713 | 177307189.916 | 2013 | 112041000 | 129377000 | 1624000 | 131001000 | 18960000 | 82865309370.4428 | 632.5548 | 38188868237.0381
Non-Emitting MWh From AQ 31 Form Submittals for 2013
|  |  |  | MA MWh | from ISO generators | 419438
[5 empty] | from all non-ISO generators | 99778
[5 empty] | from generators with only a non-ISO meter | 51601
[5 empty] | TOTAL MA | 519216 |  |  | draft Initial EFs for 2013 | MA-Based | Regional
[5 empty] | CT (from ISO generators) | 388163 |  |  | draft EFs non-biogenic | 617.2638 | 514.5543
[5 empty] | CT (from non-ISO generators) | 907 |  |  | draft EFs biogenic | 91.1654 | 118.0005
|  |  |  | Imports | ME (from ISO+NMISA generators) | 518787 |  |  | draft EFs combined | 708.4292 | 632.5548
|  |  |  | from NE | ME (from non-ISO generators) | 18487
|  |  |  | states | NH | 1241562
[5 empty] | NH (from non-ISO generators) | 25 |  |  | draft Final EFs after AQ 31 for 2013 | MA-Based | Regional
[5 empty] | RI | 1597 |  |  | final EFs non-biogenic | 653.9804 | 528.4492
[5 empty] | RI (from non-ISO generators) | 3048 |  |  | final EFs biogenic | 96.533 | 121.1929
[5 empty] | VT | 178202 |  |  | final EFs combined | 750.5134 | 649.6421
[5 empty] | VT (from non-ISO generators) | 3065
[5 empty] | TOTAL FROM OTHER INTRA-NE | 2353843
[5 empty] | NY | 378063
|  |  |  | Imports | NB | 0
|  |  |  | from | QU | 113174
|  |  |  | outside NE | PEI | 88386
[5 empty] | TOTAL FROM EXTRA-NE | 579623
[5 empty] | TOTAL REPORTED from AQ 31 | 3452682
NB: Maine emissions were adjusted to match the geographic scope of the EIA emissions data to that of ISO generation data.
Master Table: Non-Biogenic GHG Emission Factors incorporating AQ31 submittals | [18 empty] | Intra-ISO-NE Electricity Imports | [44 empty] | Extra-ISO-NE Electricity Imports | [19 empty] | MA electricity consumption emissions based on region-wide generation and imports
[19 empty] | Non-Biogenic GHG Emissions | [44 empty] | Non-Biogenic GHG Emissions
|  | MA Basic Information |  |  |  | MA Import Need | MA Share of NE Imports |  | MA Total Import (MWh) - Assigned |  |  | MA Emissions from Intra-NE Imports | MA Emissions from Extra-NE Imports |  |  | MA Electricity Import Emissions | MA Electricity Consumption Emissions | MA-Based Non-Biogenic Emission Rate (lb/MWh)
[20 empty] | ME | [8 empty] | NH | [8 empty] | VT | [8 empty] | CT | [8 empty] | RI | [8 empty] | NY | [7 empty] | NB | [5 empty] | Quebec | [5 empty] | New England
| Year | MA Electric Generation + MA non-ISO MWh from AQ31 (MWh) | MA Electric Load (MWh) | MA Electric Load Including Pumping (MWh) | Non-Biogenic GHG Emissions from Electricity (CO2e lb) | MA Electricity Imports [Gen-Load], excluding CT and ME MWh from AQ31 (MWh) | Total of State/Region Shortfalls [incl. NY, NB, Q] (MWh) | MA Fraction of Intra-NE imports | Imports to MA from other NE States (MWh) | Imports to MA from outside NE (MWh) | Total Imports to MA (MWh) | MA GHG Emissions from Intra-NE Imports (lb) | MA GHG Emissions from NY Imports (lb) | MA GHG Emissions from NB and Quebec Imports (lb) | MA GHG Emissions from Extra-NE Imports (lb) | MA Total Emissions from Electricity Imports (lb) | MA Total Emissions from Electricity Consumption (lb) | MA Based Non-Biogenic GHG Emission Rate after AQ31 (lb/MWh) |  | Electric Generation (MWh)+ ME non-ISO MWh from AQ31 (MWh) | Electric Load (MWh) | Electric Load Including Pumping (MWh) | Net Export (MWh) | MA Share of Net Exports (MWh) | GHG Emissions from Electricity (lb) | GHG Emissions from Exports (lb) | MA Share of GHG Emissions from Exports (lb) |  | Electric Generation (MWh) | Electric Load (MWh) | Electric Load Including Pumping (MWh) | Net Export (MWh) | MA Share of Net Exports (MWh) | GHG Emissions from Electricity (lb) | GHG Emissions from Exports (lb) | MA Share of GHG Emissions from Exports (lb) |  | Electric Generation (MWh) | Electric Load (MWh) | Electric Load Including Pumping (MWh) | Net Export (MWh) | MA Share of Net Exports (MWh) | GHG Emissions from Electricity (lb) | GHG Emissions from Exports (lb) | MA Share of GHG Emissions from Exports (lb) |  | Electric Generation (MWh) + CT non-ISO MWh from AQ31 (MWh) | Electric Load (MWh) | Electric Load Including Pumping (MWh) | Net Export (MWh) | MA Share of Net Exports (MWh) | GHG Emissions from Electricity (lb) | GHG Emissions from Exports (lb) | MA Share of GHG Emissions from Exports (lb) |  | Electric Generation (MWh) | Electric Load (MWh) | Electric Load Including Pumping (MWh) | Net Export (MWh) | MA Share of Net Exports (MWh) | GHG Emissions from Electricity (lb) | GHG Emissions from Exports (lb) | MA Share of GHG Emissions from Exports (lb) |  | Generation (MWh) | Exports into NE minus Imports from NE (MWh) | Net Exports into NE (MWh) | MA Share of NY Net Exports (MWh) | Electricity GHG Emissions (lb) | GHG Emissions from Exports (lb) | MA Share of GHG Emissions from Exports (lb) |  | Exports into NE minus Imports from NE (MWh) | Net Exports into NE (MWh) | MA Share of NB Net Exports (MWh) | GHG Emissions from Exports (lb) | MA Share of Total Emissions from Exports (lb) |  | Exports into NE minus Imports from NE (MWh) | Net Exports into NE (MWh) | MA Share of Quebec Net Exports (MWh) | GHG Emissions from Exports (lb) | MA Share of Total Emissions from Exports (lb) |  | Total NE Generation [except N. ME] (MWh) | NE Load [except N. ME] (MWh) | NE Hydro Pumping Load (MWh) | Total NE Load (MWh) | Actual Imports (MWh) | NE GHG Emissions Associated with Load (lb) | Regional Non-Biogenic GHG Emission Factor after AQ31 (lb/MWh) | MA Electricity Consumption Non-Biogenic Emissions based on NE Average GHG Emission Factor (lb)
| 2013 | 34533601 | 59624000 | 60372428.0514 | 30744709608.6283 | 24534420.0514 | 28058250.6353 | 0.87441 | 9160968.5965 | 16579691.4654 | 25740660.0619 | 3734057764.1002 | 609635148.8867 | 2135996898.46 | 2745632047.3467 | 6479689811.4469 | 37224399420.0752 | 653.9804 | 2013 | 10167487 | 11767000 | 11914704.8316 | 0 | 0 | 3136403338.9313 | 0 | 0 | 2013 | 20024000 | 11820000 | 11968370.1122 | 8055629.8878 | 7043924.7983 | 7655627096.5068 | 3079849103.5174 | 2693051415.8769 | 2013 | 6333065 | 6153000 | 6230235.3046 | 102829.6954 | 89915.3327 | 35955259.4727 | 583803.9528 | 510484.1208 | 2013 | 30208907 | 31589000 | 31985519.7524 | 0 | 0 | 17120950109.8786 | 0 | 0 | 2013 | 10850048 | 8426000 | 8531767.0529 | 2318280.9471 | 2027128.4655 | 5569173469.6109 | 1189940242.2759 | 1040495864.1026 | 2013 | 136961654 | 1322000 | 1322000 | 1155970.2609 | 72230784087.4423 | 697195848.4351 | 609635148.8867 | 2013 | 3711000 | 3711000 | 3244936.1863 | 2381056287.6345 | 2082019862.3931 | 2013 | 13928000 | 13928000 | 12178785.0182 | 61729651.785 | 53977036.0669 | 2013 | 112041000 | 129377000 | 1624000 | 131001000 | 18960000 | 67402800670.883 | 528.4492 | 31903758495.3698
Master Table: Biogenic CO2 Emission Factors incorporating AQ31 submittals | [18 empty] | Intra-ISO-NE Electricity Imports | [44 empty] | Extra-ISO-NE Electricity Imports | [19 empty] | MA electricity consumption emissions based on region-wide generation and imports
[19 empty] | Biogenic CO2 Emissions | [44 empty] | Biogenic CO2 Emissions
|  | MA Basic Information |  |  |  | MA Import Need | MA Share of NE Imports |  | MA Total Import (MWh) - Assigned |  |  | MA Biogenic Emissions from Intra-NE Imports | MA Emissions from Extra-NE Imports |  |  | MA Electricity Import Biogenic Emissions | MA Electricity Consumption Biogenic Emissions | MA-Based Biogenic Emission Rate (lb/MWh)
[20 empty] | ME | [8 empty] | NH | [8 empty] | VT | [8 empty] | CT | [8 empty] | RI | [8 empty] | NY | [7 empty] | NB | [5 empty] | Quebec | [5 empty] | New England
| Year | MA Electric Generation + MA non-ISO MWh from AQ31 (MWh) | MA Electric Load (MWh) | MA Electric Load Including Pumping (MWh) | Biogenic CO2 Emissions from Electricity (lb) | MA Electricity Imports [Gen-Load], excluding CT and ME MWh from AQ31 (MWh) | Total of State/Region Shortfalls [incl. NY, NB, Q] (MWh) | MA Fraction of Intra-NE imports | Imports to MA from other NE States (MWh) | Imports to MA from outside NE (MWh) | Total Imports to MA (MWh) | MA Biogenic CO2 Emissions from Intra-NE Imports (lb) | MA Biogenic CO2 Emissions from NY Imports (lb) | MA Biogenic CO2 Emissions from NB and Quebec Imports (lb) | MA Total Biogenic CO2 Emissions from Extra-NE Imports (lb) | MA Total Emissions from Electricity Imports (lb) | MA Total Emissions from Electricity Consumption (lb) | MA Based Biogenic CO2 Emission Rate after AQ31 (lb/MWh) |  | Electric Generation (MWh)+ ME non-ISO MWh from AQ31 (MWh) | Electric Load (MWh) | Electric Load Including Pumping (MWh) | Net Export (MWh) | MA Share of Net Exports (MWh) | Biogenic CO2 Emissions from Electricity (CO2e lb) | GHG Emissions from Exports (lb) | MA Share of GHG Emissions from Exports (lb) |  | Electric Generation (MWh) | Electric Load (MWh) | Electric Load Including Pumping (MWh) | Net Export (MWh) | MA Share of Net Exports (MWh) | GHG Emissions from Electricity (lb) | GHG Emissions from Exports (lb) | MA Share of GHG Emissions from Exports (lb) |  | Electric Generation (MWh) | Electric Load (MWh) | Electric Load Including Pumping (MWh) | Net Export (MWh) | MA Share of Net Exports (MWh) | GHG Emissions from Electricity (lb) | GHG Emissions from Exports (lb) | MA Share of GHG Emissions from Exports (lb) |  | Electric Generation (MWh) + CT non-ISO MWh from AQ31 (MWh) | Electric Load (MWh) | Electric Load Including Pumping (MWh) | Net Export (MWh) | MA Share of Net Exports (MWh) | GHG Emissions from Electricity (lb) | GHG Emissions from Exports (lb) | MA Share of GHG Emissions from Exports (lb) |  | Electric Generation (MWh) | Electric Load (MWh) | Electric Load Including Pumping (MWh) | Net Export (MWh) | MA Share of Net Exports (MWh) | GHG Emissions from Electricity (lb) | GHG Emissions from Exports (lb) | MA Share of GHG Emissions from Exports (lb) |  | Generation (MWh) | Exports into NE minus Imports from NE (MWh) | Net Exports into NE (MWh) | MA Share of NY Net Exports (MWh) | Electricity Biogenic CO2 Emissions (lb) | Biogenic CO2 Emissions from Exports (lb) | MA Share of Biogenic CO2 Emissions from Exports (lb) |  | Exports into NE minus Imports from NE (MWh) | Net Exports into NE (MWh) | MA Share of NB Net Exports (MWh) | Biogenic CO2 Emissions from Exports (lb) | MA Share of Total Emissions from Exports (lb) |  | Exports into NE minus Imports from NE (MWh) | Net Exports into NE (MWh) | MA Share of Quebec Net Exports (MWh) | Biogenic CO2 Emissions from Exports (lb) | MA Share of Total Emissions from Exports (lb) |  | Total NE Generation [except N. ME] (MWh) | NE Load [except N. ME] (MWh) | NE Hydro Pumping Load (MWh) | Total NE Load (MWh) | Actual Imports (MWh) | NE GHG Emissions Associated with Load (lb) | Regional Biogenic CO2 Emission Factor after AQ31 (lb/MWh) | MA Electricity Consumption Biogenic CO2 Emissions based on NE Average GHG Emission Factor (lb)
| 2013 | 34533601 | 59624000 | 60372428.0514 | 3877458375.8617 | 24534420.0514 | 28058250.6353 | 0.87441 | 9160968.5965 | 16579691.4654 | 25740660.0619 | 1463036315.2614 | 31857055.5253 | 122280008.0065 | 154137063.5318 | 1617173378.7932 | 5494631754.6549 | 96.533 | 2013 | 10167487 | 11767000 | 11914704.8316 | 0 | 0 | 3565296865.3886 | 0 | 0 | 2013 | 20024000 | 11820000 | 11968370.1122 | 8055629.8878 | 7043924.7983 | 4074589434.2592 | 1639202178.7517 | 1433335075.8497 | 2013 | 6333065 | 6153000 | 6230235.3046 | 102829.6954 | 89915.3327 | 1382035529.3108 | 22440049.5725 | 19621807.8361 | 2013 | 30208907 | 31589000 | 31985519.7524 | 0 | 0 | 2328350305.5384 | 0 | 0 | 2013 | 10850048 | 8426000 | 8531767.0529 | 2318280.9471 | 2027128.4655 | 53949376.3078 | 11527120.5439 | 10079431.5755 | 2013 | 136961654 | 1322000 | 1322000 | 1155970.2609 | 3774487254.4026 | 36432621.866 | 31857055.5253 | 2013 | 3711000 | 3711000 | 3244936.1863 | 0 | 0 | 2013 | 13928000 | 13928000 | 12178785.0182 | 139842845.4863 | 122280008.0065 | 2013 | 112041000 | 129377000 | 1624000 | 131001000 | 18960000 | 15457955354.0188 | 121.1929 | 7316711910.1605