## Emission Factors
GHG Emission Factors (EFs) for Massachusetts Retail Seller GHG Reporting (before and after Retail Seller claiming specific generation)
The Summary Tables [D14:Q17] include the Initial Emission Factors Summary Table [D14:G17], the Retail Seller MWh and GHGs [I14:L17] and the Final Emissions Factors Summary Table [N14:Q17].
The Initial Emissions Factor Summary Table [D14:G16] summarizes the initial Massachusetts-based and Regional non-biogenic and biogenic CO2e emission rates for Massachusetts retail sellers of electricity in pounds of CO2e per MWh, after accounting for all GIS certificates.
Specific Generation from Massachusetts Retail Sellers: MWh and GHGs [I13:L16] summarizes the specific MWh and non-biogenic and biogenic CO2e emissions claimed by retail sellers in their GHG tabs and optional AQ31 reports.
The Final Emissions Factor Summary Table [N14:Q16] summarizes the Final EFs that would be used for Retail Seller emissions reporting. It shows the EFs after removing MA retail seller specific claims in the Retail Seller MWh and GHGs Summary Table from the Initial EFs.
MWh: Displays generation and load for each ISO-New England state, and imports from outside ISO-NE, adjusted by GIS certificates. Calculates power exported from states and provinces, and Massachusetts' share of this exported power.
lb CO2e: Displays emissions from each state and province adjusted by GIS certificates. Calculates emissions exported from states and provinces using export emission rates from the 'State & Province Summary' tab, and Massachusetts' share of these exported emissions.
|  | lb CO2e/MWh: Calculates MA-Based and Regional Emission Rates from Electricity Consumption Emissions (including for GIS certificates) and Electric Load (including GIS certificates and pumping). | [17 empty] | Northern Maine Independent System Administrator (NMISA)
Maine Emissions Adjustment to Account for NMISA
| 2018 | Initial Emission Factors Summary Table |  | GHG Emission Factors accounting for all GIS certificates (lb CO2e/MWh) |  |  | Specific Generation from Massachusetts Retail Sellers: MWh and GHGs | Total | Fom Municipal Electric Departments & Light Boards (AQ31) | From Competitive Suppliers & Electric Utilities (GHG tab) |  | FINAL Emission Factors Summary Table |  | GHG Emission Factors after accounting for Massachusetts Retail Seller's specific GIS certificates (lb CO2e/MWh) | [6 empty] | NMISA Generation (MWh) | ISO ME Generation (MWh) | Total ME Generation (MWh) | ISO Gen % of Total ME Generation
|  | These values are used for the initial GHG emission factors in MA Retail Seller GHG reporting. |  | Massachusetts-Based | Regional |  | MWh | 11308367 | 2511594 | 8796773 |  | These are the emission factors to be used for MA Retail Seller GHG reporting. |  | Massachusetts- Based | Regional |  |  |  |  | 2018 | 711756 | 8602804.027 | 9314560.027 | 0.92359
|  | Non-biogenic CO2e |  | 445.2284 | 430.213 |  | Non-Biogenic CO2e (lb) | 3054444451 | 33980 | 3054410471 |  | Non-biogenic CO2e |  | 485.9146 | 445.3404
|  | Biogenic CO2e |  | 71.8533 | 134.1309 |  | Biogenic CO2e (lb) | 3431868440 | 6608440 | 3425260000 |  | Biogenic CO2e |  | 18.0397 | 118.1304 |  |  |  |  | NB: Maine emissions were adjusted to match the geographic scope of the EIA emissions data to that of ISO generation data.
Master Table: Non-Biogenic GHG Emissions | [18 empty] | Intra-ISO-NE Electricity Imports | [40 empty] | Extra-ISO-NE Electricity Imports | [17 empty] | MA electricity consumption emissions based on region-wide generation and imports
[19 empty] | Non-Biogenic GHG Emissions | [40 empty] | Non-Biogenic GHG Emissions
|  | MA Basic Information |  |  |  | MA Import Need | MA Share of NE Imports |  | MA Total Import (MWh) - Assigned |  |  | MA Emissions from Intra-NE Imports | MA Emissions from Extra-NE Imports |  |  | MA Electricity Import Emissions | MA Electricity Consumption Emissions | MA-Based Non-Biogenic Emission Rate (lb/MWh)
[20 empty] | ME | [7 empty] | NH | [7 empty] | VT | [7 empty] | CT | [7 empty] | RI | [8 empty] | NY | [6 empty] | New Brunswick |  |  |  |  | Quebec | [5 empty] | New England
| Year | MA Electric Generation including MA net GIS certificates | MA Electric Load including MA behind-the-meter GIS certificates (MWh) | MA Electric Load Including MA behind-the-meter GIS certificates and Pumping (MWh) | Non-Biogenic GHG Emissions from Electricity Generation including MA net GIS certificate emissions (CO2e lb) | MA Electricity Imports after accounting for GIS certificates [Gen-Load] (MWh) | Total of State/Region Shortfalls after accounting for GIS certificates [incl. NY, CMP, Q] (MWh) | MA Fraction of Intra-NE imports | Imports to MA from other NE States (MWh) | Imports to MA from outside NE (MWh) | Total Imports to MA (MWh) | GHG Emissions Exported to MA from Other NE States (excluding emissions from GIS certificates) (lb) | GHG Emissions Exported to MA from NY (excluding emissions from GIS certificates) (lb) | GHG Emissions Exported to MA from Canadian Maritime Provinces and Quebec (excluding emissions from GIS certificates) (lb) | GHG Emissions Exported to MA from Outside NE (excluding emissions from GIS certificates) (lb) | Total Non-Biogenic Emissions from Electricity Exported to MA (excluding emissions from GIS certificates) (lb) | MA Total Emissions from Electricity Consumption including emissions from MA net GIS certificates (lb) | MA-Based Non-Biogenic GHG Emission Rate after accounting for GIS certificates (lb/MWh) |  | Electric Generation including net GIS certificates (MWh) | Electric Load including behind-the-meter GIS certificates (MWh) | Electric Load Including behind-the-meter GIS certificates and Pumping (MWh) | Net Export after accounting for GIS certificates (MWh) | MA Share of Net Exports (MWh) | GHG Emissions from Electricity including net GIS certificate emissions (lb) | Exported GHG Emissions excluding GIS certificates (lb) | MA Share of Exported GHG Emissions (lb) | Electric Generation including net GIS certificates (MWh) | Electric Load including behind-the-meter GIS certificates (MWh) | Electric Load Including behind-the-meter GIS certificates and Pumping (MWh) | Net Export after accounting for GIS certificates (MWh) | MA Share of Net Exports (MWh) | GHG Emissions from Electricity including net GIS certificate emissions (lb) | Exported GHG Emissions excluding GIS certificates (lb) | MA Share of Exported GHG Emissions (lb) | Electric Generation including net GIS certificates (MWh) | Electric Load including behind-the-meter GIS certificates (MWh) | Electric Load Including behind-the-meter GIS certificates and Pumping (MWh) | Net Export after accounting for GIS certificates (MWh) | MA Share of Net Exports (MWh) | GHG Emissions from Electricity including net GIS certificate emissions (lb) | Exported GHG Emissions excluding GIS certificates (lb) | MA Share of Exported GHG Emissions (lb) | Electric Generation including net GIS certificates (MWh) | Electric Load including behind-the-meter GIS certificates (MWh) | Electric Load Including behind-the-meter GIS certificates and Pumping (MWh) | Net Export after accounting for GIS certificates (MWh) | MA Share of Net Exports (MWh) | GHG Emissions from Electricity including net GIS certificate emissions (lb) | Exported GHG Emissions excluding GIS certificates (lb) | MA Share of Exported GHG Emissions (lb) | Electric Generation including net GIS certificates (MWh) | Electric Load including behind-the-meter GIS certificates (MWh) | Electric Load Including behind-the-meter GIS certificates and Pumping (MWh) | Net Export after accounting for GIS certificates (MWh) | MA Share of Net Exports (MWh) | GHG Emissions from Electricity including net GIS certificate emissions (lb) | Exported GHG Emissions excluding GIS certificates (lb) | MA Share of Exported GHG Emissions (lb) |  | Generation (MWh) | Exports into NE minus Imports from NE including GIS certificates (MWh) | Net Exports into NE including GIS certificates (MWh) | MA Share of NY Net Exports (MWh) | GHG Emissions from Electricity including GIS certificate emissions (lb) | Exported GHG Emissions excluding GIS certificates (lb) | MA Share of Exported GHG Emissions (lb) | Exports into NE minus Imports from NE including GIS certificates (MWh) | Net Exports into NE including GIS certificates (MWh) | MA Share of Net Exports (MWh) | Exported GHG Emissions excluding GIS certificates (lb) | MA Share of Exported GHG Emissions (lb) | Exports into NE minus Imports from NE including GIS certificates (MWh) | Net Exports into NE including GIS certificates (MWh) | MA Share of Net Exports (MWh) | Exported GHG Emissions exclduing GIS certificates (lb) | MA Share of Exported GHG Emissions (lb) |  | Total NE Generation [except N. ME] including NE GIS certificates (MWh) | NE Load [except N. ME] including NE behind-the-meter GIS certificates (MWh) | NE Hydro Pumping Load (MWh) | Total NE Load including NE behind-the-meter-GIS certificates (MWh) | Actual Imports (MWh) | NE GHG Emissions Associated with Load including NE GIS certificate emissions (lb) | Regional Non-Biogenic GHG Emission Factor after accounting for NE GIS certificates (lb/MWh) | MA Electricity Consumption Non-Biogenic Emissions based on NE Average GHG Emission Factor (lb)
| 2018 | 38112820.218 | 58784520.8761 | 59982331.6833 | 19406400601.5872 | 21869511.4653 | 27567642.7045 | 0.7933 | 10228180.2873 | 11641331.178 | 21869511.4653 | 4957820026.0233 | 392180435.8479 | 1949435319.687 | 2341615755.5349 | 7299435781.5582 | 26705836383.1454 | 445.2284 | 2018 | 7499077.027 | 12933668.0162 | 13197208.2662 | 0 | 0 | 2133179155.5243 | 0 | 0 | 13650033.452 | 11926721.5142 | 12169743.9241 | 1480289.5279 | 1174319.0794 | 4926922757.3008 | 613018234.1499 | 486309600.131 | 6470507.729 | 5846677.9636 | 5965811.6053 | 504696.1237 | 400377.275 | 61667013.3484 | 53751436.5473 | 42641210.5833 | 41782823.039 | 30683083.2804 | 31308290.8726 | 10474532.1664 | 8309484.5563 | 19785296303.5234 | 5188509030.8281 | 4116063130.7436 | 8806556.129 | 8205724.9605 | 8372927.2425 | 433628.8865 | 343999.3766 | 7091126398.047 | 394308139.3828 | 312806084.5654 | 2018 | 130300910.706 | 1127086 | 1127086 | 894121.433 | 56100501523.24 | 494363586.8732 | 392180435.8479 | 3779086 | 3779086 | 2997962.7018 | 2428755965.9934 | 1926740962.7315 | 9768324 | 9768324 | 7749247.0432 | 28607402.8197 | 22694356.9555 | 2018 | 116321817.594 | 128380396.611 | 2615916.983 | 130996313.594 | 14674496 | 56356319185.0174 | 430.213 | 25805179833.4084
Master Table: Biogenic CO2 Emissions | [18 empty] | Intra-ISO-NE Electricity Imports | [40 empty] | Extra-ISO-NE Electricity Imports | [17 empty] | MA electricity consumption emissions based on region-wide generation and imports
[19 empty] | Biogenic CO2 Emissions | [40 empty] | Biogenic CO2 Emissions
|  | MA Basic Information |  |  |  | MA Import Need | MA Share of NE Imports |  | MA Total Import (MWh) - Assigned |  |  | MA Biogenic Emissions from Intra-NE Imports | MA Emissions from Extra-NE Imports |  |  | MA Electricity Import Biogenic Emissions | MA Electricity Consumption Biogenic Emissions | MA-Based Biogenic Emission Rate (lb/MWh)
[20 empty] | ME | [7 empty] | NH | [7 empty] | VT | [7 empty] | CT | [7 empty] | RI | [8 empty] | NY | [6 empty] | New Brunswick |  |  |  |  | Quebec | [5 empty] | New England
| Year | MA Electric Generation including MA net GIS certificates | MA Electric Load including MA behind-the-meter GIS certificates (MWh) | MA Electric Load Including MA behind-the-meter GIS certificates and Pumping (MWh) | Biogenic CO2 Emissions from Electricity Generation including MA net GIS certificate emissions (lb) | MA Electricity Imports after accounting for GIS certificates [Gen-Load] (MWh) | Total of State/Region Shortfalls after accounting for GIS certificates [incl. NY, CMP, Q] (MWh) | MA Fraction of Intra-NE imports | Imports to MA from other NE States (MWh) | Imports to MA from outside NE (MWh) | Total Imports to MA (MWh) | Biogenic CO2 Emissions Exported to MA from Other NE States (excluding emissions from GIS certificates) (lb) | Biogenic CO2 Emissions Exported to MA from NY (excluding emissions from GIS certificates) (lb) | Biogenic CO2 Emissions Exported to MA from Canadian Maritime Provinces and Quebec (excluding emissions from GIS certificates) (lb) | Total Biogenic CO2 Emissions Exported to MA from Outside NE excluding emissions from GIS certificates) (lb) | Total Biogenic CO2 Emissions from Electricity Exported to MA (excluding emissions from GIS certificates) (lb) | MA Total Emissions from Electricity Consumption including emissions from MA net GIS certificates (lb) | MA-Based Biogenic CO2 Emission Rate after accounting for GIS certificates (lb/MWh) |  | Electric Generation including net GIS certificates (MWh) | Electric Load including behind-the-meter GIS certificates (MWh) | Electric Load Including behind-the-meter GIS certificates and Pumping (MWh) | Net Export after accounting for GIS certificates (MWh) | MA Share of Net Exports (MWh) | GHG Emissions from Electricity including net GIS certificate emissions (lb) | Exported GHG Emissions excluding GIS certificates (lb) | MA Share of Exported GHG Emissions (lb) | Electric Generation including net GIS certificates (MWh) | Electric Load including behind-the-meter GIS certificates (MWh) | Electric Load Including behind-the-meter GIS certificates and Pumping (MWh) | Net Export after accounting for GIS certificates (MWh) | MA Share of Net Exports (MWh) | GHG Emissions from Electricity including net GIS certificate emissions (lb) | Exported GHG Emissions excluding GIS certificates (lb) | MA Share of Exported GHG Emissions (lb) | Electric Generation including net GIS certificates (MWh) | Electric Load including behind-the-meter GIS certificates (MWh) | Electric Load Including behind-the-meter GIS certificates and Pumping (MWh) | Net Export after accounting for GIS certificates (MWh) | MA Share of Net Exports (MWh) | GHG Emissions from Electricity including net GIS certificate emissions (lb) | Exported GHG Emissions excluding GIS certificates (lb) | MA Share of Exported GHG Emissions (lb) | Electric Generation including net GIS certificates (MWh) | Electric Load including behind-the-meter GIS certificates (MWh) | Electric Load Including behind-the-meter GIS certificates and Pumping (MWh) | Net Export after accounting for GIS certificates (MWh) | MA Share of Net Exports (MWh) | GHG Emissions from Electricity including net GIS certificate emissions (lb) | Exported GHG Emissions excluding GIS certificates (lb) | MA Share of Exported GHG Emissions (lb) | Electric Generation including net GIS certificates (MWh) | Electric Load including behind-the-meter GIS certificates (MWh) | Electric Load Including behind-the-meter GIS certificates and Pumping (MWh) | Net Export after accounting for GIS certificates (MWh) | MA Share of Net Exports (MWh) | GHG Emissions from Electricity including net GIS certificate emissions (lb) | Exported GHG Emissions excluding GIS certificates (lb) | MA Share of Exported GHG Emissions (lb) |  | Generation (MWh) | Exports into NE minus Imports from NE including GIS certificates (MWh) | Net Exports into NE including GIS certificates (MWh) | MA Share of NY Net Exports (MWh) | GHG Emissions from Electricity including GIS certificate emissions (lb) | Exported GHG Emissions excluding GIS certificates (lb) | MA Share of Exported GHG Emissions (lb) | Exports into NE minus Imports from NE including GIS certificates (MWh) | Net Exports into NE including GIS certificates (MWh) | MA Share of Net Exports (MWh) | Exported GHG Emissions excluding GIS certificates (lb) | MA Share of Exported GHG Emissions (lb) | Exports into NE minus Imports from NE including GIS certificates (MWh) | Net Exports into NE including GIS certificates (MWh) | MA Share of Net Exports (MWh) | Exported GHG Emissions after accounting for GIS certificates (lb) | MA Share of Exported GHG Emissions (lb) |  | Total NE Generation [except N. ME] including NE GIS certificates (MWh) | NE Load [except N. ME] including NE behind-the-meter GIS certificates (MWh) | NE Hydro Pumping Load (MWh) | Total NE Load including NE behind-the-meter-GIS certificates (MWh) | Actual Imports (MWh) | NE GHG Emissions Associated with Load including NE GIS certificate emissions (lb) | Regional Non-Biogenic GHG Emission Factor after accounting for NE GIS certificates (lb/MWh) | MA Electricity Consumption Biogenic CO2 Emissions based on NE Average GHG Emission Factor (lb)
| 2018 | 38112820.218 | 58784520.8761 | 59982331.6833 | 3880586013.5344 | 21869511.4653 | 27567642.7045 | 0.7933 | 10228180.2873 | 11641331.178 | 21869511.4653 | 301778245.4139 | 28287664.5113 | 99279309.5548 | 127566974.0661 | 429345219.48 | 4309931233.0144 | 71.8533 | 2018 | 7499077.027 | 12933668.0162 | 13197208.2662 | 0 | 0 | 1208522185.7287 | 0 | 0 | 13650033.452 | 11926721.5142 | 12169743.9241 | 1480289.5279 | 1174319.0794 | 3494102414.363 | 82320646.613 | 65305269.0878 | 6470507.729 | 5846677.9636 | 5965811.6053 | 504696.1237 | 400377.275 | 121576578.9314 | 298086334.9861 | 236472976.3261 | 41782823.039 | 30683083.2804 | 31308290.8726 | 10474532.1664 | 8309484.5563 | 8122619229.924 | 0 | 0 | 8806556.129 | 8205724.9605 | 8372927.2425 | 433628.8865 | 343999.3766 | 582439075.0354 | 0 | 0 | 2018 | 130300910.706 | 1127086 | 1127086 | 894121.433 | 4046484783.4032 | 35658054.3388 | 28287664.5113 | 3779086 | 3779086 | 2997962.7018 | 0 | 0 | 9768324 | 9768324 | 7749247.0432 | 125146669.9701 | 99279309.5548 | 2018 | 116321817.594 | 128380396.611 | 2615916.983 | 130996313.594 | 14674496 | 17570650221.8257 | 134.1309 | 8045482659.6389

## State & Province Summary
THIS TAB CONSISTS OF THREE TABLES: Emissions Table [A9:F43], Generation and NEPOOL-GIS Certificates Table [A46:F113], and Emission Rate Table [H9:I43].
The Emissions Table consolidates emissions data from the 'Generation CO2e' tab and the 'GIS CO2e' tab; the emissions data are used in calculations on this tab and on the 'Imported Emissions' tab.
The Generation and NEPOOL-GIS Certificates Table consolidates MWh data from the 'Generation Load Imports' tab and the 'GIS' tab; MWh data are used in calculations on this tab and on the 'Imported Emissions' tab.
The Emission Rate Table uses data from the Emissions Table and the Generation and NEPOOL-GIS Certificates Table; the rates are used in calculations on the 'GIS CO2e' tab and on the 'Imported Emissions' tab.
Note: The New Brunswick data summarized here and on the 'Imported Emissions' tab includes: MWh imported into ISO-NE from New Brunswick ('Generation Load Import' tab), emissions from New Brunswick generation ('Generation CO2e' tab), and GIS certificate data.
The GIS data ('GIS' and 'GIS CO2e' tabs) include New Brunswick System Mix certificates as well as unit-specific certificates from New Brunswick, Prince Edward Island and Nova Scotia (the Canadian Mariime Provinces whose power comes to ISO-NE through New Brunswick).
EMISSION RATE TABLE (lbs CO2e/MWh):
EMISSIONS TABLE: | Emissions (lbs CO2e) from: | State & Province Generation | GIS Transfers (Net) to and from State | GIS Stay-In-State | GIS Removed-From-State | System Mix Emission Rates | State Emission Rates for Exported Emissions (set to zero if MSS emissions exceed generation emissions)
| Adjusts: | state, province and region import emissions ['Imported Emissions' tab] | state and province emissions ['Imported Emissions' tab] | State Export Emission Rate [Column I] | State Export Emission Rate [Column I] | State and Province emissons associated with GIS | emission exported from New England states
| to determine: [on 'Imported Emissions' tab unless otherwise noted] | MA-based and Regional Emission Rates & GIS System Mix Emission Rates (NY, NB, Q) [Column H] | MA-based and Regional Emission Rates | emissions exported from New England States | emissions exported from New England States | GIS emissions associated with System Mix from NY, NB and Q [GIS CO2e tab] | emissions imported into MA [Column R]
| Data Source: | EIA Form 923 and EPA Part 75 | MSS, NON & IMP GIS certificates | MSS GIS certificates | MSS GIS certificates | State & Province Generation | Setlled & Reserved GIS certificates removed
| specifically: | Generation Emissions Tables Column B of | Net Transferred Emissions Tables Column B of | MSS Stay-In-State Emissions Column B of | MSS Removed-from-State Emissions Column B of | Column C data | Columns C (generation) and E and F (GIS MSS)
| worksheet link from tab: | Generation CO2e | GIS CO2e | GIS CO2e | GIS CO2e | this tab | this tab
Connecticut | Non-Biogenic CO2e | 19715920534.5895 | 69375768.9339 | 1933067631.9908 | 72341.6443 |  | 495.3452
| Biogenic CO2e | 2642342171.89 | 5480277058.034 | 2964816852.3763 | 14068982.6726 |  | 0
Massachusetts | Non-Biogenic CO2e | 19420313735.126 | -13913133.5388 | 3132393948.5709 | 16165729.7492 |  | 618.1753
| Biogenic CO2e | 3982031115.5131 | -101445101.9787 | 3265546756.5862 | 539529380.2838 |  | 6.7226
Maine | Non-Biogenic CO2e | 2333410097.7651 | -23741618.7302 | 258246285.7463 | 36959699.265 |  | 652.54
| Biogenic CO2e | 3725439845.1485 | -2416930153.7036 | 456980506.2495 | 2801408118.439 |  | 149.5285
New Hampshire | Non-Biogenic CO2e | 4933069757.2062 | -6146999.9054 | 25816206.2862 | 19405295.1501 |  | 414.1205
| Biogenic CO2e | 4089123348.4153 | -595020934.0524 | 1962587373.8474 | 1470159366.9141 |  | 55.6112
Rhode Island | Non-Biogenic CO2e | 7086851927.193 | 4274470.854 | 1572920.2363 | 0 |  | 909.3217
| Biogenic CO2e | 235070961.3581 | 347368113.6773 | 305901085.7691 | 0 |  | 0
Vermont | Non-Biogenic CO2e | 27556723.3126 | 34110290.0358 | 71645.9797 | 16790117.6567 |  | 106.5026
| Biogenic CO2e | 1375335534.2526 | -1253758955.3212 | 13933690.005 | 1302091404.6115 |  | 590.6254
New York | Non-Biogenic CO2e | 56146501431.8076 | -45999908.5677 |  |  | 430.8988
| Biogenic CO2e | 4790333133.6707 | -743848350.2675 |  |  | 36.7636
New Brunswick | Non-Biogenic CO2e | 8179149920.2 | 0 |  |  | 629.5782
| Biogenic CO2e | 0 | 0 |  |  | 0
Quebec | Non-Biogenic CO2e | 562178768.1 | -14105599.3692 |  |  | 2.9381
| Biogenic CO2e | 2889288872.7384 | -491674087.5385 |  |  | 15.1
GENERATION & NEPOOL-GIS CERTIFICATE TABLE: | MWh from: | State Generation | Net GIS Transfers to and from State | GIS Stay-In-State | GIS Removed-From-State
| Adjusts: | state, province and region generation | state, province and region load and generation | State Export Emission Rate [Column I, this tab] | State Export Emission Rate [Column I, this tab]
| to Determine: [on Imported Emissions tab] | MA-based and Regional Emission Rates [Columns T and CT] | MA Import Need [Column H] and State/Province Net Export amounts | Exported GHG Emissions from remaining New England states emissions | Exported GHG Emissions from remaining New England states emissions
| Data Source: | NE-ISO, NY-ISO, Statistics Canada | GIS Summary Table | GIS State/Province Tables | GIS Summary Table
| specifically: | ISO-NE (MSS and IMP) | NON Generation from State MSS, NON, IMP imported into State MSS, NON, IMP exported out of State | MSS Settle In State | MSS Settle Out of State
| worksheet link from tab: | Generation Load Imports | GIS | GIS | GIS
Connecticut | Generation | 38808580.039 | 670382
| Certificates Settling in State |  | 3428370 | 1819867
| Certificates Settling Out of State |  | 1124509 |  | 1088938
| Net Generation from Certificates |  | 2974243
Massachusetts | Generation | 29253264.218 | 2498345
| Certificates Settling in State |  | 7103184 | 2238020
| Certificates Settling Out of State |  | 741973 |  | 693011
| Net Generation from Certificates |  | 8859556
Maine | Generation | 8602804.027 | 1240088
| Certificates Settling in State |  | 2013917 | 1525801
| Certificates Settling Out of State |  | 4357732 |  | 3953510
| Net Generation from Certificates |  | -1103727
New Hampshire | Generation | 17482510.452 | 117077
| Certificates Settling in State |  | 629079 | 1176893
| Certificates Settling Out of State |  | 4578633 |  | 4502656
| Net Generation from Certificates |  | -3832477
Rhode Island | Generation | 8202432.129 | 61453
| Certificates Settling in State |  | 590096 | 382801
| Certificates Settling Out of State |  | 47425 |  | 27802
| Net Generation from Certificates |  | 604124
Vermont | Generation | 2175470.729 | 347907
| Certificates Settling in State |  | 5776816 | 450297
| Certificates Settling Out of State |  | 1829686 |  | 1624754
| Net Generation from Certificates |  | 4295037
New York | Generation | 130300910.706
| Net Generation Imported into ISO-NE | 3526000
| Certificates Settling Out of State |  | 2398914
| Net Generation from Certificates |  | -2398914
New Brunswick | Generation | 12991475
| Net Generation Imported into ISO-NE | 4044000
| Certificates Settling Out of Province |  | 264914
| Net Generation from Certificates |  | -264914
Quebec | Generation | 191343511
| Net Generation Imported into ISO-NE | 13966000
| Certificates Settling Out of Province |  | 4197676
| Net Generation from Certificates |  | -4197676
New England | Generation | 104525061.594 | 4935252
| Certificates Settling in States |  | 19541462
| Certificates Settling Out of States |  | 12679958
| Net Generation from Certificates |  | 11796756
Extra-New England | Generation | 334635896.706
| Net Generation Imported into ISO-NE | 21536000
| Certificates Settling Out of States/Province |  | 6861504
| Net Generation from Certificates |  | -6861504
Net | Generation | 439160958.3 | 4935252
| Generation Imported into ISO-NE | 21536000 | 19541462
| Certificates Settling Out of States/Province |  | 19541462
| Net Generation from Certificates |  | 4935252
Note on D60: srichardson: includes NYPA
Note on C79: srichardson: 923 Net Generation from Electric Utilities, NAICS Cogen and NAICS non-coogen (MWh) instead of ISO-NE value
Note on D86: srichardson: includes NYPA

## Generation Load Imports
GENERATION, LOAD, AND IMPORTS INTO ISO-NE
Generation, Load & Import Data from ISO New England
https://www.iso-ne.com/isoexpress/web/reports/load-and-demand/-/tree/net-ener-peak-load
Energy from Generation (GWh)
| ISO-NE | ME | NH | VT | CT | RI | MA | 6/20/19-ISO Gen-Nel-ISO-States (published: 6/17/19)
2018 | 104525.0616 | 8602.804 | 17482.5105 | 1362.9493 | 38808.58 | 8202.4321 | 29253.2642
ISO-NE Net Imorts/Exports of Energy from Other Control Areas (GWh)
| Actual Imports | Load-Gen = "Imports" | Difference = Pumping | pumping diff from report
2018 | 21536 | 18920.083 | 2615.917 | 1804
| Actual Imports | NB | NY | Q
2018 | 21536 | 4044 | 3526 | 13966 |  |  |  | 10/8/19-NE-ISO 2018 Energy Peak by Source (dated 8/16/19)
Net Energy for Load (GWh)
| Total | ME | NH | VT | CT | RI | MA | 6/20/19-ISO Gen-Nel-ISO-States (published: 6/17/19)
2018 | 123445.1446 | 11693.58 | 11809.6445 | 5498.771 | 30012.7013 | 8144.272 | 56286.1759
| 126061.0616 | 11941.3778 | 12059.9018 | 5615.295 | 30648.6982 | 8316.8566 | 57478.9321
In these states, the load is greater than the generation.
Generation Data outside ISO New England
New York-EIA Net Generation (MWh)
2018 | 130300910.706 | from 923 tab filtered for only Electric Utilities, NAICS Cogen, and NAICS Non-Cogen
https://www.nyiso.com/documents/20142/2226333/2019-Gold-Book-Final-Public.pdf/
Vermont-EIA Net Generation (MWh)
2018 | 2175470.729 | from 923 tab filtered for only Electric Utilities, NAICS Cogen, and NAICS Non-Cogen
Northern Maine ISA (NMISA) (MWh) generation
2018 | 711756 | data via email on 4/4/19
| New Brunswick (MWh) |  |  | https://www150.statcan.gc.ca/t1/tbl1/en/tv.action?pid=2510002001&pickMembers%5B0%5D=1.1&pickMembers%5B1%5D=3.1
2018 | 12991475 | Statistics Canada
Table 25-10-0020-01 Electric Power, annual generation by class of producer
Quebec (MWh)
2018 | 191343511 | Statistics Canada
Table 25-10-0020-01 Electric Power, annual generation by class of producer
Note on E7: srichardson: Not used. Using 923 MWh (below) instead.

## Generation CO2e
GENERATION EMISSIONS TABLES: CALCULATE CO2e EMISSIONS FROM ELECTRICITY GENERATION IN EACH STATE OR PROVINCE
Emissions are calculated for each state using emissions data from 'EPA Part 75' tabs, wherever possible, or MMBTU data from the 'EIA Form 923' combined with Global Warming Potentials (GWP) and fuel-specific emissions factors on the "GWPs & Fuel EFs' tab.
Emissions for Canadian Provinces use data obtained from Environment Canada, Statistics Canada, NEPOOL-GIS and fuel-specific emission factors from the 'GWPs & Fuel EFs' tab.
Generation CO2e emissions from these tables are summarized in Column C of the 'State & Province Summary' tab.
Massachusetts - Total CO2e |  | Massachusetts |  |  |  | Massachusetts | Massachusetts |  | Massachusetts
2018 |  | Fuels |  |  |  | CO2 | CH4 |  | N2O
| CO2e (lb) | Fuel Type | Fuel Codes from EIA | Form 923 Heat Input Consumed for Electricity by non-Part 75 units (MMBtu) | Form 923 All Heat Input Consumed for Electricity (MMBtu) | Calculated CO2 (lb) | CH4 (lb) | CO2e (lb) | N2O (lb) | CO2e (lb)
Non-Biogenic CO2e | 19420313735.126 | Non-Biogenic |  | To calculate CO2 | To calculate CH4 and N2O
CO2e from CO2 from Non-Biogenic Fuels (Non-Part 75 units) | 4047053761.0135 | bituminous coal | BIT | 0 | 0 | 0 | 0 | 0 | 0 | 0
CO2e from CO2 from Non-Biogenic Fuels (Part 75 units) | 15217126622 | sub-bituminous coal | SUB | 0 | 0 | 0 | 0 | 0 | 0 | 0
CO2e from CH4 from Non-Biogenic Fuels | 33535889.1047 | distillate petroleum | DFO | 328324 | 1599998 | 52955377.6973 | 10582.1753 | 264554.3837 | 2116.4351 | 630697.6508
CO2e from N2O from Non-Biogenic Fuels | 50992132.5244 | natural gas | NG | 7527956 | 132936615 | 880764704.6711 | 293075.0685 | 7326876.7114 | 29307.5068 | 8733637.04
CO2e from CH4 from Biogenic Fuels | 26220299.8785 | non-biogenic component of municipal solid waste | MSN | 15349324 | 15349324 | 3110225683.633 | 1017522.0339 | 25438050.8476 | 135669.6045 | 40429542.1471
CO2e from N2O from Biogenic Fuels | 45385030.6049 | other | OTH | 0 | 0 | 0 | 0 | 0 | 0 | 0
|  | tire derived fuel | TDF | 6240 | 6240 | 1182674.5719 | 440.219 | 11005.4761 | 57.7787 | 17218.0674
|  | petroleum coke | PC | 0 | 0 | 0 | 0 | 0 | 0 | 0
|  | residual petroleum | RFO | 0 | 2972995 | 0 | 19662.9961 | 491574.902 | 3932.5992 | 1171914.5663
|  | jet fuel | JF | 0 | 0 | 0 | 0 | 0 | 0 | 0
|  | kerosene | KER | 12079 | 23144 | 1925320.4401 | 153.0714 | 3826.7839 | 30.6143 | 9123.0529
|  | waste oil | WO | 0 | 0 | 0 | 0 | 0 | 0 | 0
|  | gaseous propane | PG | 0 | 0 | 0 | 0 | 0 | 0 | 0
[6 empty] | 4047053761.0135 |  | 33535889.1047 |  | 50992132.5244
Biogenic CO2e | 3982031115.5131 | Biogenic
|  | landfill gas | LFG | 1972025 | 1972025 | 226378017.9192 | 13912.227 | 347805.6738 | 2738.9697 | 816212.9649
|  | biogenic component of municipal solid waste | MSB | 15976189 | 15976189 | 3344455394.1501 | 1003336.6182 | 25083415.4561 | 133778.2158 | 39865908.2983
|  | black liquor | BLQ | 0 | 0 | 0 | 0 | 0 | 0 | 0
|  | wood/wood waste solids | WDS | 1988445 | 1988445 | 411197703.4437 | 31563.1499 | 789078.7486 | 15781.575 | 4702909.3417
|  | sludge waste | SLW | 0 | 0 | 0 | 0 | 0 | 0 | 0
|  | other biomass solids | OBS | 0 | 0 | 0 | 0 | 0 | 0 | 0
|  | other biomass liquids | OBL | 0 | 0 | 0 | 0 | 0 | 0 | 0
|  | other biomass gas | OBG | 0 | 0 | 0 | 0 | 0 | 0 | 0
[6 empty] | 3982031115.5131 |  | 26220299.8785 |  | 45385030.6049
Connecticut - Total CO2e |  | Connecticut |  |  |  | Connecticut | Connecticut |  | Connecticut
2018 |  | Fuels |  |  |  | CO2 | CH4 |  | N2O
| CO2e (lb) | Fuel Type | Fuel Codes from EIA | Form 923 Heat Input Consumed for Electricity by non-Part 75 units (MMBtu) | Form 923 All Heat Input Consumed for Electricity (MMBtu) | Calculated CO2 (lb) | CH4 (lb) | CO2e (lb) | N2O (lb) | CO2e (lb)
Non-Biogenic CO2e | 19715920534.5895 | Non-Biogenic |  | To calculate CO2 | To calculate CH4 and N2O
CO2e from CO2 from Non-Biogenic Fuels (Non-Part 75 units) | 2354023043.7356 | bituminous coal | BIT | 0 | 0 | 0 | 0 | 0 | 0 | 0
CO2e from CO2 from Non-Biogenic Fuels (Part 75 units) | 17250443102 | sub-bituminous coal | SUB | 0 | 4023342 | 0 | 97569.4586 | 2439236.4648 | 14191.9212 | 4229192.5325
CO2e from CH4 from Non-Biogenic Fuels | 25703041.3051 | distillate petroleum | DFO | 201025 | 1305157 | 32423322.0892 | 8632.1359 | 215803.3984 | 1726.4272 | 514475.3017
CO2e from N2O from Non-Biogenic Fuels | 38628574.4315 | natural gas | NG | 3861122 | 139031814 | 451748121.0078 | 306512.682 | 7662817.0511 | 30651.2682 | 9134077.9249
CO2e from CH4 from Biogenic Fuels | 16075577.3754 | non-biogenic component of municipal solid waste | MSN | 9056660 | 9056660 | 1835146390.8073 | 600375.0461 | 15009376.1516 | 80050.0061 | 23854901.8303
CO2e from N2O from Biogenic Fuels | 31047195.7418 | other | OTH | 0 | 0 | 0 | 0 | 0 | 0 | 0
|  | tire derived fuel | TDF | 0 | 0 | 0 | 0 | 0 | 0 | 0
|  | petroleum coke | PC | 0 | 0 | 0 | 0 | 0 | 0 | 0
|  | residual petroleum | RFO | 0 | 1926200 | 0 | 12739.6323 | 318490.8068 | 2547.9265 | 759282.0834
|  | jet fuel | JF | 4380 | 4380 | 684627.104 | 28.9687 | 724.2185 | 5.7937 | 1726.537
|  | kerosene | KER | 213437 | 342270 | 34020582.7274 | 2263.7286 | 56593.2138 | 452.7457 | 134918.2217
|  | waste oil | WO | 0 | 0 | 0 | 0 | 0 | 0 | 0
|  | gaseous propane | PG | 0 | 0 | 0 | 0 | 0 | 0 | 0
[6 empty] | 2354023043.7356 |  | 25703041.3051 |  | 38628574.4315
Biogenic CO2e | 2642342171.89 | Biogenic
|  | landfill gas | LFG | 128628 | 128628 | 14765812.6489 | 907.4438 | 22686.0959 | 178.653 | 53238.5955
|  | biogenic component of municipal solid waste | MSB | 9426257 | 9426257 | 1973292633.825 | 591987.7901 | 14799694.7537 | 78931.7054 | 23521648.1952
|  | black liquor | BLQ | 0 | 0 | 0 | 0 | 0 | 0 | 0
|  | wood/wood waste solids | WDS | 3153870 | 3153870 | 652200136.7702 | 50062.2706 | 1251556.7657 | 25031.1353 | 7459278.3233
|  | sludge waste | SLW | 0 | 0 | 0 | 0 | 0 | 0 | 0
|  | other biomass solids | OBS | 0 | 0 | 0 | 0 | 0 | 0 | 0
|  | other biomass liquids | OBL | 10444 | 10444 | 2083588.646 | 65.5904 | 1639.7602 | 43.7269 | 13030.6278
|  | other biomass gas | OBG | 0 | 0 | 0 | 0 | 0 | 0 | 0
[6 empty] | 2642342171.89 |  | 16075577.3754 |  | 31047195.7418
Maine - Total CO2e |  | Maine |  |  |  | Maine | Maine |  | Maine
2018 |  | Fuels |  |  |  | CO2 | CH4 |  | N2O
| CO2e (lb) | Fuel Type | Fuel Codes from EIA | Form 923 Heat Input Consumed for Electricity by non-Part 75 units (MMBtu) | Form 923 All Heat Input Consumed for Electricity (MMBtu) | Calculated CO2 (lb) | CH4 (lb) | CO2e (lb) | N2O (lb) | CO2e (lb)
Non-Biogenic CO2e | 2333410097.7651 | Non-Biogenic |  | To calculate CO2 | To calculate CH4 and N2O
CO2e from CO2 from Non-Biogenic Fuels (Non-Part 75 units) | 390738993.9344 | bituminous coal | BIT | 303258 | 303258 | 62377455.2279 | 7354.2639 | 183856.5978 | 1069.7111 | 318773.9121
CO2e from CO2 from Non-Biogenic Fuels (Part 75 units) | 1883950460 | sub-bituminous coal | SUB | 0 | 0 | 0 | 0 | 0 | 0 | 0
CO2e from CH4 from Non-Biogenic Fuels | 3980007.3796 | distillate petroleum | DFO | 50761 | 59598 | 8187241.6494 | 394.1733 | 9854.3324 | 78.8347 | 23492.7285
CO2e from N2O from Non-Biogenic Fuels | 6248948.9669 | natural gas | NG | 38905 | 14419322 | 4551853.2302 | 31789.1634 | 794729.0862 | 3178.9163 | 947317.0707
CO2e from CH4 from Biogenic Fuels | 7818658.8424 | non-biogenic component of municipal solid waste | MSN | 863233 | 863233 | 174916461.9601 | 57224.5786 | 1430614.4653 | 7629.9438 | 2273723.2569
CO2e from N2O from Biogenic Fuels | 40673028.6418 | other | OTH | 0 | 0 | 0 | 0 | 0 | 0 | 0
|  | tire derived fuel | TDF | 716539 | 716539 | 135806483.1892 | 50550.3388 | 1263758.47 | 6634.732 | 1977150.1263
|  | petroleum coke | PC | 0 | 0 | 0 | 0 | 0 | 0 | 0
|  | residual petroleum | RFO | 27967 | 1797302 | 4857924.1081 | 11887.1179 | 297177.9483 | 2377.4236 | 708472.2288
|  | jet fuel | JF | 0 | 0 | 0 | 0 | 0 | 0 | 0
|  | kerosene | KER | 0 | 0 | 0 | 0 | 0 | 0 | 0
|  | waste oil | WO | 0 | 0 | 0 | 0 | 0 | 0 | 0
|  | gaseous propane | PG | 299 | 299 | 41574.5696 | 0.65918 | 16.4796 | 0.065918 | 19.6436
[6 empty] | 390738993.9344 |  | 3980007.3796 |  | 6248948.9669
Biogenic CO2e | 3725439845.1485 | Biogenic
|  | landfill gas | LFG | 330284 | 330284 | 37914852.6365 | 2330.085 | 58252.1262 | 458.7355 | 136703.1771
|  | biogenic component of municipal solid waste | MSB | 898454 | 898454 | 188082359.7352 | 56424.7079 | 1410617.698 | 7523.2944 | 2241941.728
|  | black liquor | BLQ | 1650614 | 1650614 | 329299175.5324 | 10366.186 | 259154.6502 | 6910.7907 | 2059415.6203
|  | wood/wood waste solids | WDS | 15306710 | 15306710 | 3165329691.9346 | 242967.7375 | 6074193.4387 | 121483.8688 | 36202192.8945
|  | sludge waste | SLW | 26871 | 26871 | 4813765.3098 | 657.6372 | 16440.9293 | 109.984 | 32775.2217
|  | other biomass solids | OBS | 0 | 0 | 0 | 0 | 0 | 0 | 0
|  | other biomass liquids | OBL | 0 | 0 | 0 | 0 | 0 | 0 | 0
|  | other biomass gas | OBG | 0 | 0 | 0 | 0 | 0 | 0 | 0
[6 empty] | 3725439845.1485 |  | 7818658.8424 |  | 40673028.6418
New Hampshire - Total CO2e |  | New Hampshire |  |  |  | New Hampshire | New Hampshire |  | New Hampshire
2018 |  | Fuels |  |  |  | CO2 | CH4 |  | N2O
| CO2e (lb) | Fuel Type | Fuel Codes from EIA | Form 923 Heat Input Consumed for Electricity by non-Part 75 units (MMBtu) | Form 923 All Heat Input Consumed for Electricity (MMBtu) | Calculated CO2 (lb) | CH4 (lb) | CO2e (lb) | N2O (lb) | CO2e (lb)
Non-Biogenic CO2e | 4933069757.2062 | Non-Biogenic |  | To calculate CO2 | To calculate CH4 and N2O
CO2e from CO2 from Non-Biogenic Fuels (Non-Part 75 units) | 570981188.6401 | bituminous coal | BIT | 1603073 | 7798012 | 329737762.1844 | 189108.4101 | 4727710.2527 | 27506.6778 | 8196989.9945
CO2e from CO2 from Non-Biogenic Fuels (Part 75 units) | 4286086192 | sub-bituminous coal | SUB | 0 | 0 | 0 | 0 | 0 | 0 | 0
CO2e from CH4 from Non-Biogenic Fuels | 7849407.6592 | distillate petroleum | DFO | 13053 | 516376 | 2105318.3596 | 3415.2426 | 85381.0658 | 683.0485 | 203548.4608
CO2e from N2O from Non-Biogenic Fuels | 12897536.8931 | natural gas | NG | 19830 | 22213244 | 2320093.8068 | 48971.8202 | 1224295.5046 | 4897.182 | 1459360.2415
CO2e from CH4 from Biogenic Fuels | 9005226.9494 | non-biogenic component of municipal solid waste | MSN | 973605 | 973605 | 197281083.9561 | 64541.2488 | 1613531.221 | 8605.4998 | 2564438.9539
CO2e from N2O from Biogenic Fuels | 46250205.0644 | other | OTH | 0 | 0 | 0 | 0 | 0 | 0 | 0
|  | tire derived fuel | TDF | 0 | 0 | 0 | 0 | 0 | 0 | 0
|  | petroleum coke | PC | 0 | 0 | 0 | 0 | 0 | 0 | 0
|  | residual petroleum | RFO | 218884 | 1181458 | 38020590.7131 | 7814.0071 | 195350.1774 | 1562.8014 | 465714.8228
|  | jet fuel | JF | 9701 | 18987 | 1516339.6202 | 125.5775 | 3139.4377 | 25.1155 | 7484.4195
|  | kerosene | KER | 0 | 0 | 0 | 0 | 0 | 0 | 0
|  | waste oil | WO | 0 | 0 | 0 | 0 | 0 | 0 | 0
|  | gaseous propane | PG | 0 | 0 | 0 | 0 | 0 | 0 | 0
[6 empty] | 570981188.6401 |  | 7849407.6592 |  | 12897536.8931
Biogenic CO2e | 4089123348.4153 | Biogenic
|  | landfill gas | LFG | 690987 | 690987 | 79321645.2469 | 4874.7698 | 121869.2456 | 959.7203 | 285996.6522
|  | biogenic component of municipal solid waste | MSB | 1013344 | 1013344 | 212133432.2553 | 63640.0297 | 1591000.7419 | 8485.3373 | 2528630.5125
|  | black liquor | BLQ | 0 | 0 | 0 | 0 | 0 | 0 | 0
|  | wood/wood waste solids | WDS | 18361026 | 18361026 | 3796942698.4756 | 291449.7594 | 7286243.9843 | 145724.8797 | 43426014.1463
|  | sludge waste | SLW | 0 | 0 | 0 | 0 | 0 | 0 | 0
|  | other biomass solids | OBS | 3466 | 3466 | 725572.4376 | 244.5191 | 6112.9776 | 32.0931 | 9563.7535
|  | other biomass liquids | OBL | 0 | 0 | 0 | 0 | 0 | 0 | 0
|  | other biomass gas | OBG | 0 | 0 | 0 | 0 | 0 | 0 | 0
[6 empty] | 4089123348.4153 |  | 9005226.9494 |  | 46250205.0644
New York - Total CO2e |  | New York |  |  |  | New York | New York |  | New York
2018 |  | Fuels |  |  |  | CO2 | CH4 |  | N2O
| CO2e (lb) | Fuel Type | Fuel Codes from EIA | Form 923 Heat Input Consumed for Electricity by non-Part 75 units (MMBtu) | Form 923 All Heat Input Consumed for Electricity (MMBtu) | Calculated CO2 (lb) | CH4 (lb) | CO2e (lb) | N2O (lb) | CO2e (lb)
Non-Biogenic CO2e | 56146501431.8076 | Non-Biogenic |  | To calculate CO2 | To calculate CH4 and N2O
CO2e from CO2 from Non-Biogenic Fuels (Non-Part 75 units) | 18561767034.428 | bituminous coal | BIT | 0 | 6983961 | 0 | 169366.9824 | 4234174.5594 | 24635.1974 | 7341288.8361
CO2e from CO2 from Non-Biogenic Fuels (Part 75 units) | 37394528528 | sub-bituminous coal | SUB | 0 | 0 | 0 | 0 | 0 | 0 | 0
CO2e from CH4 from Non-Biogenic Fuels | 48214802.8462 | distillate petroleum | DFO | 1473505 | 4216407 | 237661620.2712 | 27886.7587 | 697168.9685 | 5577.3517 | 1662050.821
CO2e from N2O from Non-Biogenic Fuels | 70453659.8835 | natural gas | NG | 135929427 | 402452019 | 15903631959.0299 | 887254.8246 | 22181370.6138 | 88725.4825 | 26440193.7717
CO2e from CH4 from Biogenic Fuels | 22947235.6778 | non-biogenic component of municipal solid waste | MSN | 11609240 | 11609240 | 2352374372.6733 | 769588.1263 | 19239703.1571 | 102611.7502 | 30578301.551
CO2e from N2O from Biogenic Fuels | 48590170.9722 | other | OTH | 0 | 0 | 0 | 0 | 0 | 0 | 0
|  | tire derived fuel | TDF | 5177 | 5177 | 981202.9261 | 365.2266 | 9130.665 | 47.936 | 14284.9255
|  | petroleum coke | PC | 0 | 0 | 0 | 0 | 0 | 0 | 0
|  | residual petroleum | RFO | 263139 | 9836484 | 45707773.1568 | 65057.2054 | 1626430.1346 | 13011.4411 | 3877409.4408
|  | jet fuel | JF | 0 | 0 | 0 | 0 | 0 | 0 | 0
|  | kerosene | KER | 126094 | 1368669 | 20098630.3144 | 9052.1959 | 226304.8978 | 1810.4392 | 539510.8762
|  | waste oil | WO | 0 | 0 | 0 | 0 | 0 | 0 | 0
|  | gaseous propane | PG | 9432 | 9432 | 1311476.0562 | 20.794 | 519.85 | 2.0794 | 619.6612
[6 empty] | 18561767034.428 |  | 48214802.8462 |  | 70453659.8835
Biogenic CO2e | 4790333133.6707 | Biogenic
|  | landfill gas | LFG | 8252114 | 8252114 | 947298949.5385 | 58216.951 | 1455423.775 | 11461.4622 | 3415515.7439
|  | biogenic component of municipal solid waste | MSB | 12083146 | 12083146 | 2529485775.2374 | 758845.7326 | 18971143.3143 | 101179.431 | 30151470.4408
|  | black liquor | BLQ | 0 | 0 | 0 | 0 | 0 | 0 | 0
|  | wood/wood waste solids | WDS | 6351978 | 6351978 | 1313548408.8949 | 100826.7435 | 2520668.5885 | 50413.3718 | 15023184.7874
|  | sludge waste | SLW | 0 | 0 | 0 | 0 | 0 | 0 | 0
|  | other biomass solids | OBS | 0 | 0 | 0 | 0 | 0 | 0 | 0
|  | other biomass liquids | OBL | 0 | 0 | 0 | 0 | 0 | 0 | 0
|  | other biomass gas | OBG | 0 | 0 | 0 | 0 | 0 | 0 | 0
[6 empty] | 4790333133.6707 |  | 22947235.6778 |  | 48590170.9722
Rhode Island - Total CO2e |  | Rhode Island |  |  |  | Rhode Island | Rhode Island |  | Rhode Island
2018 |  | Fuels |  |  |  | CO2 | CH4 |  | N2O
| CO2e (lb) | Fuel Type | Fuel Codes from EIA | Form 923 Heat Input Consumed for Electricity by non-Part 75 units (MMBtu) | Form 923 All Heat Input Consumed for Electricity (MMBtu) | Calculated CO2 (lb) | CH4 (lb) | CO2e (lb) | N2O (lb) | CO2e (lb)
Non-Biogenic CO2e | 7086851927.193 | Non-Biogenic |  | To calculate CO2 | To calculate CH4 and N2O
CO2e from CO2 from Non-Biogenic Fuels (Non-Part 75 units) | 110644.9395 | bituminous coal | BIT | 0 | 0 | 0 | 0 | 0 | 0 | 0
CO2e from CO2 from Non-Biogenic Fuels (Part 75 units) | 7078051404 | sub-bituminous coal | SUB | 0 | 0 | 0 | 0 | 0 | 0 | 0
CO2e from CH4 from Non-Biogenic Fuels | 3353892.7776 | distillate petroleum | DFO | 686 | 656685 | 110644.9395 | 4343.2278 | 108580.6954 | 868.6456 | 258856.3778
CO2e from N2O from Non-Biogenic Fuels | 4127268.3798 | natural gas | NG | 0 | 58881952 | 0 | 129812.4833 | 3245312.0822 | 12981.2483 | 3868412.002
CO2e from CH4 from Biogenic Fuels | 361161.454 | non-biogenic component of municipal solid waste | MSN | 0 | 0 | 0 | 0 | 0 | 0 | 0
CO2e from N2O from Biogenic Fuels | 847555.6421 | other | OTH | 0 | 0 | 0 | 0 | 0 | 0 | 0
|  | tire derived fuel | TDF | 0 | 0 | 0 | 0 | 0 | 0 | 0
|  | petroleum coke | PC | 0 | 0 | 0 | 0 | 0 | 0 | 0
|  | residual petroleum | RFO | 0 | 0 | 0 | 0 | 0 | 0 | 0
|  | jet fuel | JF | 0 | 0 | 0 | 0 | 0 | 0 | 0
|  | kerosene | KER | 0 | 0 | 0 | 0 | 0 | 0 | 0
|  | waste oil | WO | 0 | 0 | 0 | 0 | 0 | 0 | 0
|  | gaseous propane | PG | 0 | 0 | 0 | 0 | 0 | 0 | 0
[6 empty] | 110644.9395 |  | 3353892.7776 |  | 4127268.3798
Biogenic CO2e | 235070961.3581 | Biogenic
|  | landfill gas | LFG | 2047751 | 2047751 | 235070961.3581 | 14446.4582 | 361161.454 | 2844.1465 | 847555.6421
|  | biogenic component of municipal solid waste | MSB | 0 | 0 | 0 | 0 | 0 | 0 | 0
|  | black liquor | BLQ | 0 | 0 | 0 | 0 | 0 | 0 | 0
|  | wood/wood waste solids | WDS | 0 | 0 | 0 | 0 | 0 | 0 | 0
|  | sludge waste | SLW | 0 | 0 | 0 | 0 | 0 | 0 | 0
|  | other biomass solids | OBS | 0 | 0 | 0 | 0 | 0 | 0 | 0
|  | other biomass liquids | OBL | 0 | 0 | 0 | 0 | 0 | 0 | 0
|  | other biomass gas | OBG | 0 | 0 | 0 | 0 | 0 | 0 | 0
[6 empty] | 235070961.3581 |  | 361161.454 |  | 847555.6421
Vermont - Total CO2e |  | Vermont |  |  |  | Vermont | Vermont |  | Vermont
2018 |  | Fuels |  |  |  | CO2 | CH4 |  | N2O
| CO2e (lb) | Fuel Type | Fuel Codes from EIA | Form 923 Heat Input Consumed for Electricity by non-Part 75 units (MMBtu) | Form 923 All Heat Input Consumed for Electricity (MMBtu) | Calculated CO2 (lb) | CH4 (lb) | CO2e (lb) | N2O (lb) | CO2e (lb)
Non-Biogenic CO2e | 27556723.3126 | Non-Biogenic |  | To calculate CO2 | To calculate CH4 and N2O
CO2e from CO2 from Non-Biogenic Fuels (Non-Part 75 units) | 6921159.6669 | bituminous coal | BIT | 0 | 0 | 0 | 0 | 0 | 0 | 0
CO2e from CO2 from Non-Biogenic Fuels (Part 75 units) | 4144200 | sub-bituminous coal | SUB | 0 | 0 | 0 | 0 | 0 | 0 | 0
CO2e from CH4 from Non-Biogenic Fuels | 10513.9004 | distillate petroleum | DFO | 34583 | 44493 | 5577892.0423 | 294.2708 | 7356.7706 | 58.8542 | 17538.541
CO2e from N2O from Non-Biogenic Fuels | 24310.8626 | natural gas | NG | 11481 | 11481 | 1343267.6246 | 25.3113 | 632.7818 | 2.5311 | 754.2759
CO2e from CH4 from Biogenic Fuels | 2375550.0982 | non-biogenic component of municipal solid waste | MSN | 0 | 0 | 0 | 0 | 0 | 0 | 0
CO2e from N2O from Biogenic Fuels | 14080988.7844 | other | OTH | 0 | 0 | 0 | 0 | 0 | 0 | 0
|  | tire derived fuel | TDF | 0 | 0 | 0 | 0 | 0 | 0 | 0
|  | petroleum coke | PC | 0 | 0 | 0 | 0 | 0 | 0 | 0
|  | residual petroleum | RFO | 0 | 0 | 0 | 0 | 0 | 0 | 0
|  | jet fuel | JF | 0 | 0 | 0 | 0 | 0 | 0 | 0
|  | kerosene | KER | 0 | 15267 | 0 | 100.9739 | 2524.348 | 20.1948 | 6018.0457
|  | waste oil | WO | 0 | 0 | 0 | 0 | 0 | 0 | 0
|  | gaseous propane | PG | 0 | 0 | 0 | 0 | 0 | 0 | 0
[6 empty] | 6921159.6669 |  | 10513.9004 |  | 24310.8626
Biogenic CO2e | 1375335534.2526 | Biogenic
|  | landfill gas | LFG | 1199115 | 121283 | 137652046.4787 | 855.6264 | 21390.6596 | 168.4514 | 50198.5305
|  | biogenic component of municipal solid waste | MSB | 0 | 0 | 0 | 0 | 0 | 0 | 0
|  | black liquor | BLQ | 0 | 0 | 0 | 0 | 0 | 0 | 0
|  | wood/wood waste solids | WDS | 5985115 | 5932382 | 1237683487.7739 | 94166.3775 | 2354159.4386 | 47083.1888 | 14030790.254
|  | sludge waste | SLW | 0 | 0 | 0 | 0 | 0 | 0 | 0
|  | other biomass solids | OBS | 0 | 0 | 0 | 0 | 0 | 0 | 0
|  | other biomass liquids | OBL | 0 | 0 | 0 | 0 | 0 | 0 | 0
|  | other biomass gas | OBG | 0 | 0 | 0 | 0 | 0 | 0 | 0
[6 empty] | 1375335534.2526 |  | 2375550.0982 |  | 14080988.7844
Quebec - Total CO2e |  | Quebec |  |  |  | Quebec | Quebec |  | Quebec
2018 |  | Emissions and Generation |  |  |  | CO2
| CO2e (lb) | Fuel Type | Environment Canada GHG emissions (kilo metric tons CO2e) |  | Statistics Canada & NEPOOL-GIS: Electricity Generation (MWh) | Calculated CO2 (lb)
Non-Biogenic CO2e | 562178768.1 | Non-Biogenic | 255
Biogenic CO2e | 2889288872.7384 | Biogenic
|  | wood & wood energy used as fuel |  |  | 820254 | 2820492486.0946
|  | landfill gas (from GIS certificates) |  |  | 51039 | 68796386.6438
2889288872.7384
New Brunswick - Total CO2e |  | New Brunswick |  |  |  | New Brunswick | New Brunswick |  | New Brunswick
2018 |  | Emissions and Generation
| CO2e (lb) |  | Environment Canada GHG emissions (kilo metric tons CO2e)
Non-Biogenic CO2e | 8179149920.2 | Non-Biogenic | 3710
Biogenic CO2e | 0
Note on F205: srichardson: Added GIS certificate MMBTUs from COVENTRY(s) and unaccounted for MORETOWN
Note on F208: srichardson: Added GIS certificate MMBTUs from Cerosimo and unaccounted for MCNEIL
Note on G218: These MWh are already included in the Environment Canada GWh. They are shown here for purposes of calculating Biogenic CO2.
Note on G221: srichardson:2018 last updated 11/27/19 CANSIM Table 25-10-0019-01 (formerly Table 127-0006)

## EIA Form 923
U.S. Department of Energy, The Energy Information Administration (EIA)
EIA-923 Monthly Generation and Fuel Consumption Time Series File, 2018 Final | [23 empty] | GT
Sources: EIA-923 and EIA-860 Reports | [23 empty] | NG
Release Date: September 20, 2019 |  |  |  | https://www.eia.gov/electricity/data/eia923/ | [17 empty] | 2019-10-21 |  | DFO
Year-To-Date
Plant Id | Combined Heat And Power Plant | Nuclear Unit Id | Plant Name | Operator Name | Operator Id | Plant State | Census Region | NERC Region | NAICS Code | EIA Sector Number | Sector Name | Reported Prime Mover | Reported Fuel Type Code | AER Fuel Type Code | Physical Unit Label | Total Fuel Consumption Quantity | Electric Fuel Consumption Quantity | Total Fuel Consumption MMBtu | Elec Fuel Consumption MMBtu | Net Generation (Megawatthours) | YEAR | exclude mmBtu from CO2 calculations, because Part 75 CO2 used instead | Unit HEAT RATES - electric (MMBTU/MWh) | CHP NG Heat Rates | CHP DFO Heat Rates
88 | N |  | Ashokan | New York Power Authority | 15296 | NY | MAT | NPCC | 22 | 1 | Electric Utility | HY | WAT | HYC |  | 0 | 0 | 115452 | 115452 | 12662 | 2018
539 | N |  | Rocky River (CT) | FirstLight Power Resources Services LLC | 54895 | CT | NEW | NPCC | 22 | 2 | NAICS-22 Non-Cogen | PS | WAT | HPS |  | 10761 | 10761 | 0 | 0 | 3471 | 2018
540 | N |  | Branford | Connecticut Jet Power LLC | 22379 | CT | NEW | NPCC | 22 | 2 | NAICS-22 Non-Cogen | GT | JF | WOO | barrels | 0 | 0 | 0 | 0 | 0 | 2018
540 | N |  | Branford | Connecticut Jet Power LLC | 22379 | CT | NEW | NPCC | 22 | 2 | NAICS-22 Non-Cogen | GT | KER | WOO | barrels | 936 | 936 | 5305 | 5305 | 361 | 2018 |  | 14.6953
541 | N |  | Bulls Bridge | FirstLight Power Resources Services LLC | 54895 | CT | NEW | NPCC | 22 | 2 | NAICS-22 Non-Cogen | HY | WAT | HYC |  | 0 | 0 | 437993 | 437993 | 48036 | 2018
542 | N |  | Cos Cob | Connecticut Jet Power LLC | 22379 | CT | NEW | NPCC | 22 | 2 | NAICS-22 Non-Cogen | GT | JF | WOO | barrels | 0 | 0 | 0 | 0 | 0 | 2018
542 | N |  | Cos Cob | Connecticut Jet Power LLC | 22379 | CT | NEW | NPCC | 22 | 2 | NAICS-22 Non-Cogen | GT | KER | WOO | barrels | 5730 | 5730 | 32488 | 32488 | 3102 | 2018 |  | 10.4732
544 | N |  | Devon Station | Devon Power LLC | 22350 | CT | NEW | NPCC | 22 | 2 | NAICS-22 Non-Cogen | GT | DFO | DFO | barrels | 0 | 0 | 0 | 0 | 0 | 2018 | x
544 | N |  | Devon Station | Devon Power LLC | 22350 | CT | NEW | NPCC | 22 | 2 | NAICS-22 Non-Cogen | GT | JF | WOO | barrels | 0 | 0 | 0 | 0 | 0 | 2018 | x
544 | N |  | Devon Station | Devon Power LLC | 22350 | CT | NEW | NPCC | 22 | 2 | NAICS-22 Non-Cogen | GT | KER | WOO | barrels | 8351 | 8351 | 46764 | 46764 | 4155.213 | 2018 | x | 11.2543
544 | N |  | Devon Station | Devon Power LLC | 22350 | CT | NEW | NPCC | 22 | 2 | NAICS-22 Non-Cogen | GT | NG | NG | mcf | 72103 | 72103 | 86523 | 86523 | 7687.787 | 2018 | x | 11.2546
544 | N |  | Devon Station | Devon Power LLC | 22350 | CT | NEW | NPCC | 22 | 2 | NAICS-22 Non-Cogen | GT | RFO | RFO | barrels | 0 | 0 | 0 | 0 | 0 | 2018 | x
546 | N |  | Montville Station | NRG Montville Operations Inc | 22380 | CT | NEW | NPCC | 22 | 2 | NAICS-22 Non-Cogen | IC | DFO | DFO | barrels | 293 | 293 | 1713 | 1713 | 153 | 2018 |  | 11.1961
546 | N |  | Montville Station | NRG Montville Operations Inc | 22380 | CT | NEW | NPCC | 22 | 2 | NAICS-22 Non-Cogen | ST | DFO | DFO | barrels | 468 | 468 | 2714 | 2714 | 129.4 | 2018 | x | 20.9737
546 | N |  | Montville Station | NRG Montville Operations Inc | 22380 | CT | NEW | NPCC | 22 | 2 | NAICS-22 Non-Cogen | ST | NG | NG | mcf | 136983 | 136983 | 141093 | 141093 | 9529.964 | 2018 | x | 14.8052
546 | N |  | Montville Station | NRG Montville Operations Inc | 22380 | CT | NEW | NPCC | 22 | 2 | NAICS-22 Non-Cogen | ST | RFO | RFO | barrels | 129951 | 129951 | 800203 | 800203 | 65796.636 | 2018 | x | 12.1618
547 | N |  | Northfield Mountain | FirstLight Power Resources, Inc. - MA | 58185 | MA | NEW | NPCC | 22 | 2 | NAICS-22 Non-Cogen | PS | WAT | HPS |  | 1166028 | 1166028 | 0 | 0 | -292747 | 2018
551 | N |  | Scotland Dam | FirstLight Power Resources Services LLC | 54895 | CT | NEW | NPCC | 22 | 2 | NAICS-22 Non-Cogen | HY | WAT | HYC |  | 0 | 0 | 74976 | 74976 | 8223 | 2018
552 | N |  | Shepaug | FirstLight Power Resources Services LLC | 54895 | CT | NEW | NPCC | 22 | 2 | NAICS-22 Non-Cogen | HY | WAT | HYC |  | 0 | 0 | 1712496 | 1712496 | 187815 | 2018
553 | N |  | Stevenson | FirstLight Power Resources Services LLC | 54895 | CT | NEW | NPCC | 22 | 2 | NAICS-22 Non-Cogen | HY | WAT | HYC |  | 0 | 0 | 1258978 | 1258978 | 138076 | 2018
554 | N |  | Taftville | FirstLight Power Resources Services LLC | 54895 | CT | NEW | NPCC | 22 | 2 | NAICS-22 Non-Cogen | HY | WAT | HYC |  | 0 | 0 | 65586 | 65586 | 7193 | 2018
557 | N |  | Tunnel | FirstLight Power Resources Services LLC | 54895 | CT | NEW | NPCC | 22 | 2 | NAICS-22 Non-Cogen | GT | DFO | DFO | barrels | 0 | 0 | 0 | 0 | 0 | 2018
557 | N |  | Tunnel | FirstLight Power Resources Services LLC | 54895 | CT | NEW | NPCC | 22 | 2 | NAICS-22 Non-Cogen | GT | JF | WOO | barrels | 730 | 730 | 4380 | 4380 | 284 | 2018 |  | 15.4225
557 | N |  | Tunnel | FirstLight Power Resources Services LLC | 54895 | CT | NEW | NPCC | 22 | 2 | NAICS-22 Non-Cogen | HY | WAT | HYC |  | 0 | 0 | 97471 | 97471 | 10690 | 2018
559 | N |  | Rainbow (CT) | Farmington River Power Company | 6207 | CT | NEW | NPCC | 22 | 1 | Electric Utility | HY | WAT | HYC |  | 0 | 0 | 353698 | 353698 | 38791.17 | 2018
560 | N |  | Falls Village | FirstLight Power Resources Services LLC | 54895 | CT | NEW | NPCC | 22 | 2 | NAICS-22 Non-Cogen | HY | WAT | HYC |  | 0 | 0 | 412343 | 412343 | 45223 | 2018
561 | N |  | Franklin Drive | Connecticut Jet Power LLC | 22379 | CT | NEW | NPCC | 22 | 2 | NAICS-22 Non-Cogen | GT | JF | WOO | barrels | 0 | 0 | 0 | 0 | 0 | 2018
561 | N |  | Franklin Drive | Connecticut Jet Power LLC | 22379 | CT | NEW | NPCC | 22 | 2 | NAICS-22 Non-Cogen | GT | KER | WOO | barrels | 1021 | 1021 | 5789 | 5789 | 374 | 2018 |  | 15.4786
562 | N |  | Middletown | Middletown Power LLC | 12490 | CT | NEW | NPCC | 22 | 2 | NAICS-22 Non-Cogen | GT | KER | WOO | barrels | 855 | 855 | 4788 | 4788 | -49 | 2018 | x
562 | N |  | Middletown | Middletown Power LLC | 12490 | CT | NEW | NPCC | 22 | 2 | NAICS-22 Non-Cogen | ST | DFO | DFO | barrels | 207 | 207 | 1160 | 1160 | 80.635 | 2018 | x | 14.3858
562 | N |  | Middletown | Middletown Power LLC | 12490 | CT | NEW | NPCC | 22 | 2 | NAICS-22 Non-Cogen | ST | NG | NG | mcf | 3571673 | 3571673 | 3678824 | 3678824 | 308046.01 | 2018 | x | 11.9424
562 | N |  | Middletown | Middletown Power LLC | 12490 | CT | NEW | NPCC | 22 | 2 | NAICS-22 Non-Cogen | ST | RFO | RFO | barrels | 137313 | 137313 | 847222 | 847222 | 71621.356 | 2018 | x | 11.8292
563 | N |  | South Meadow | NAES Corp | 4426 | CT | NEW | NPCC | 22 | 2 | NAICS-22 Non-Cogen | GT | KER | WOO | barrels | 3675 | 3675 | 20599 | 20599 | 1005 | 2018 | x | 20.4965
565 | N |  | Torrington Terminal | Connecticut Jet Power LLC | 22379 | CT | NEW | NPCC | 22 | 2 | NAICS-22 Non-Cogen | GT | JF | WOO | barrels | 0 | 0 | 0 | 0 | 0 | 2018
565 | N |  | Torrington Terminal | Connecticut Jet Power LLC | 22379 | CT | NEW | NPCC | 22 | 2 | NAICS-22 Non-Cogen | GT | KER | WOO | barrels | 962 | 962 | 5455 | 5455 | 347 | 2018 |  | 15.7205
566 | N | 2 | Millstone | Dominion Energy Nuclear Conn Inc | 5221 | CT | NEW | NPCC | 22 | 2 | NAICS-22 Non-Cogen | ST | NUC | NUC |  | 0 | 0 | 0 | 0 | 6147489 | 2018
566 | N | 3 | Millstone | Dominion Energy Nuclear Conn Inc | 5221 | CT | NEW | NPCC | 22 | 2 | NAICS-22 Non-Cogen | ST | NUC | NUC |  | 0 | 0 | 0 | 0 | 10734003 | 2018
568 | N |  | Bridgeport Station | PSEG Power Connecticut LLC | 15452 | CT | NEW | NPCC | 22 | 2 | NAICS-22 Non-Cogen | GT | KER | WOO | barrels | 668 | 668 | 3872 | 3872 | 241 | 2018 |  | 16.0664
568 | N |  | Bridgeport Station | PSEG Power Connecticut LLC | 15452 | CT | NEW | NPCC | 22 | 2 | NAICS-22 Non-Cogen | ST | DFO | DFO | barrels | 12214 | 12214 | 71306 | 71306 | 3053.181 | 2018 | x | 23.3547
568 | N |  | Bridgeport Station | PSEG Power Connecticut LLC | 15452 | CT | NEW | NPCC | 22 | 2 | NAICS-22 Non-Cogen | ST | JF | WOO | barrels | 0 | 0 | 0 | 0 | 0 | 2018 | x
568 | N |  | Bridgeport Station | PSEG Power Connecticut LLC | 15452 | CT | NEW | NPCC | 22 | 2 | NAICS-22 Non-Cogen | ST | NG | NG | mcf | 0 | 0 | 0 | 0 | 0 | 2018 | x
568 | N |  | Bridgeport Station | PSEG Power Connecticut LLC | 15452 | CT | NEW | NPCC | 22 | 2 | NAICS-22 Non-Cogen | ST | RFO | RFO | barrels | 0 | 0 | 0 | 0 | 0 | 2018 | x
568 | N |  | Bridgeport Station | PSEG Power Connecticut LLC | 15452 | CT | NEW | NPCC | 22 | 2 | NAICS-22 Non-Cogen | ST | SUB | COL | short tons | 220578 | 220578 | 4023342 | 4023342 | 329700.82 | 2018 | x | 12.203
579 | N |  | Central Hudson High Falls | Central Hudson Gas & Elec Corp | 3249 | NY | MAT | NPCC | 22 | 1 | Electric Utility | HY | WAT | HYC |  | 0 | 0 | 69479 | 69479 | 7620 | 2018
581 | N |  | North Main Street | City of Norwich - (CT) | 13831 | CT | NEW | NPCC | 22 | 1 | Electric Utility | GT | DFO | DFO | barrels | 715 | 715 | 4158 | 4158 | 228 | 2018 |  | 18.2368
583 | N |  | Tenth Street | City of Norwich - (CT) | 13831 | CT | NEW | NPCC | 22 | 1 | Electric Utility | HY | WAT | HYC |  | 0 | 0 | 23871 | 23871 | 2618 | 2018
589 | N |  | J C McNeil | City of Burlington Electric - (VT) | 2548 | VT | NEW | NPCC | 22 | 1 | Electric Utility | ST | DFO | DFO | barrels | 0 | 0 | 0 | 0 | 0 | 2018
589 | N |  | J C McNeil | City of Burlington Electric - (VT) | 2548 | VT | NEW | NPCC | 22 | 1 | Electric Utility | ST | NG | NG | mcf | 11146 | 11146 | 11481 | 11481 | 745.875 | 2018
589 | N |  | J C McNeil | City of Burlington Electric - (VT) | 2548 | VT | NEW | NPCC | 22 | 1 | Electric Utility | ST | WDS | WWW | short tons | 386399 | 386399 | 3670793 | 3670793 | 244755.13 | 2018 |  | 14.9978
625 | N |  | Upper Mechanicville | New York State Elec & Gas Corp | 13511 | NY | MAT | NPCC | 22 | 1 | Electric Utility | HY | WAT | HYC |  | 0 | 0 | 634712 | 634712 | 69611 | 2018
678 | N |  | W K Sanders | Village of Morrisville - (VT) | 12989 | VT | NEW | NPCC | 22 | 1 | Electric Utility | HY | WAT | HYC |  | 0 | 0 | 9145 | 9145 | 1003 | 2018
788 | N |  | East Barnet | Green Mountain Power Corp | 7601 | VT | NEW | NPCC | 22 | 1 | Electric Utility | HY | WAT | HYC |  | 0 | 0 | 53375 | 53375 | 5854 | 2018
805 | N |  | Charles E Monty | Brookfield White Pine Hydro LLC | 39006 | ME | NEW | NPCC | 22 | 2 | NAICS-22 Non-Cogen | HY | WAT | HYC |  | 0 | 0 | 1269416 | 1269416 | 139221 | 2018
808 | N |  | Jarvis (Hinckley) | New York Power Authority | 15296 | NY | MAT | NPCC | 22 | 1 | Electric Utility | HY | WAT | HYC |  | 0 | 0 | 234215 | 234215 | 25687 | 2018
1468 | N |  | Eastport | Emera Maine | 1179 | ME | NEW | NPCC | 22 | 1 | Electric Utility | IC | DFO | DFO | barrels | 34 | 34 | 197 | 197 | 19 | 2018
1469 | N |  | Ellsworth Hydro Station | Brookfield Black Bear Hydro, LLC | 59178 | ME | NEW | NPCC | 22 | 2 | NAICS-22 Non-Cogen | HY | WAT | HYC |  | 0 | 0 | 236395 | 236395 | 25926 | 2018
1475 | N |  | Milford Hydro Station | Brookfield Black Bear Hydro, LLC | 59178 | ME | NEW | NPCC | 22 | 2 | NAICS-22 Non-Cogen | HY | WAT | HYC |  | 0 | 0 | 332661 | 332661 | 36484 | 2018
1478 | N |  | Stillwater Hydro Station | Brookfield Black Bear Hydro, LLC | 59178 | ME | NEW | NPCC | 22 | 2 | NAICS-22 Non-Cogen | HY | WAT | HYC |  | 0 | 0 | 79163 | 79163 | 8682 | 2018
1480 | N |  | Androscoggin 3 | Brookfield White Pine Hydro LLC | 39006 | ME | NEW | NPCC | 22 | 2 | NAICS-22 Non-Cogen | HY | WAT | HYC |  | 0 | 0 | 0 | 0 | 0 | 2018
1481 | N |  | Bar Mills | Brookfield White Pine Hydro LLC | 39006 | ME | NEW | NPCC | 22 | 2 | NAICS-22 Non-Cogen | HY | WAT | HYC |  | 0 | 0 | 0 | 0 | 0 | 2018
1482 | N |  | Bonny Eagle | Brookfield White Pine Hydro LLC | 39006 | ME | NEW | NPCC | 22 | 2 | NAICS-22 Non-Cogen | HY | WAT | HYC |  | 0 | 0 | 320379 | 320379 | 35137 | 2018
1483 | N |  | Brunswick Hydro | Brookfield White Pine Hydro LLC | 39006 | ME | NEW | NPCC | 22 | 2 | NAICS-22 Non-Cogen | HY | WAT | HYC |  | 0 | 0 | 772624 | 772624 | 84736 | 2018
1484 | N |  | Cape Gas Turbine | FPL Energy Cape LLC | 14876 | ME | NEW | NPCC | 22 | 2 | NAICS-22 Non-Cogen | GT | DFO | DFO | barrels | 2769 | 2769 | 16004 | 16004 | 744 | 2018
1484 | N |  | Cape Gas Turbine | FPL Energy Cape LLC | 14876 | ME | NEW | NPCC | 22 | 2 | NAICS-22 Non-Cogen | GT | JF | WOO | barrels | 0 | 0 | 0 | 0 | 0 | 2018
1486 | N |  | Cataract Hydro | Brookfield White Pine Hydro LLC | 39006 | ME | NEW | NPCC | 22 | 2 | NAICS-22 Non-Cogen | HY | WAT | HYC |  | 0 | 0 | 181329 | 181329 | 19887 | 2018
1488 | N |  | Deer Rips | Brookfield White Pine Hydro LLC | 39006 | ME | NEW | NPCC | 22 | 2 | NAICS-22 Non-Cogen | HY | WAT | HYC |  | 0 | 0 | 316003 | 316003 | 34657 | 2018
1491 | N |  | Gulf Island | Brookfield White Pine Hydro LLC | 39006 | ME | NEW | NPCC | 22 | 2 | NAICS-22 Non-Cogen | HY | WAT | HYC |  | 0 | 0 | 1290095 | 1290095 | 141489 | 2018
1492 | N |  | Harris Hydro | Brookfield White Pine Hydro LLC | 39006 | ME | NEW | NPCC | 22 | 2 | NAICS-22 Non-Cogen | HY | WAT | HYC |  | 0 | 0 | 1732875 | 1732875 | 190050 | 2018
1493 | N |  | Hiram | Brookfield White Pine Hydro LLC | 39006 | ME | NEW | NPCC | 22 | 2 | NAICS-22 Non-Cogen | HY | WAT | HYC |  | 0 | 0 | 364528 | 364528 | 39979 | 2018
1497 | N |  | Messalonskee 2 (Oakland) | Messalonskee Stream Hydro LLC | 56854 | ME | NEW | NPCC | 22 | 2 | NAICS-22 Non-Cogen | HY | WAT | HYC |  | 0 | 0 | 78761 | 78761 | 8638 | 2018
1498 | N |  | Messalonskee 3 | Messalonskee Stream Hydro LLC | 56854 | ME | NEW | NPCC | 22 | 2 | NAICS-22 Non-Cogen | HY | WAT | HYC |  | 0 | 0 | 44816 | 44816 | 4915 | 2018
1500 | N |  | Messalonskee 5 | Messalonskee Stream Hydro LLC | 56854 | ME | NEW | NPCC | 22 | 2 | NAICS-22 Non-Cogen | HY | WAT | HYC |  | 0 | 0 | 42518 | 42518 | 4663 | 2018
1501 | N |  | North Gorham | Brookfield White Pine Hydro LLC | 39006 | ME | NEW | NPCC | 22 | 2 | NAICS-22 Non-Cogen | HY | WAT | HYC |  | 0 | 0 | 93833 | 93833 | 10291 | 2018
1504 | N |  | Shawmut | Brookfield White Pine Hydro LLC | 39006 | ME | NEW | NPCC | 22 | 2 | NAICS-22 Non-Cogen | HY | WAT | HYC |  | 0 | 0 | 411394 | 411394 | 45119 | 2018
1505 | N |  | Skelton | Brookfield White Pine Hydro LLC | 39006 | ME | NEW | NPCC | 22 | 2 | NAICS-22 Non-Cogen | HY | WAT | HYC |  | 0 | 0 | 1002662 | 1002662 | 109965 | 2018
1507 | N |  | William F Wyman | FPL Energy Wyman LLC | 31719 | ME | NEW | NPCC | 22 | 2 | NAICS-22 Non-Cogen | BA | MWH | OTH |  | 17997 | 17997 | 0 | 0 | -2351 | 2018
1507 | N |  | William F Wyman | FPL Energy Wyman LLC | 31719 | ME | NEW | NPCC | 22 | 2 | NAICS-22 Non-Cogen | ST | DFO | DFO | barrels | 1535 | 1535 | 8837 | 8837 | 629.507 | 2018 | x
1507 | N |  | William F Wyman | FPL Energy Wyman LLC | 31719 | ME | NEW | NPCC | 22 | 2 | NAICS-22 Non-Cogen | ST | RFO | RFO | barrels | 283139 | 283139 | 1769335 | 1769335 | 158107.49 | 2018 | x | 11.1907
1508 | N |  | West Buxton | Brookfield White Pine Hydro LLC | 39006 | ME | NEW | NPCC | 22 | 2 | NAICS-22 Non-Cogen | HY | WAT | HYC |  | 0 | 0 | 177498 | 177498 | 19467 | 2018
1509 | N |  | Weston Hydro | Brookfield White Pine Hydro LLC | 39006 | ME | NEW | NPCC | 22 | 2 | NAICS-22 Non-Cogen | HY | WAT | HYC |  | 0 | 0 | 778741 | 778741 | 85407 | 2018
1510 | N |  | Williams Hydro | Brookfield White Pine Hydro LLC | 39006 | ME | NEW | NPCC | 22 | 2 | NAICS-22 Non-Cogen | HY | WAT | HYC |  | 0 | 0 | 747830 | 747830 | 82017 | 2018
1511 | N |  | Wyman Hydro | Brookfield White Pine Hydro LLC | 39006 | ME | NEW | NPCC | 22 | 2 | NAICS-22 Non-Cogen | HY | WAT | HYC |  | 0 | 0 | 3218282 | 3218282 | 352959 | 2018
1513 | N |  | Caribou Generation Station | Merlin One LLC | 60160 | ME | NEW | NPCC | 22 | 2 | NAICS-22 Non-Cogen | HY | WAT | HYC |  | 0 | 0 | 5033 | 5033 | 552 | 2018
1513 | N |  | Caribou Generation Station | Merlin One LLC | 60160 | ME | NEW | NPCC | 22 | 2 | NAICS-22 Non-Cogen | IC | DFO | DFO | barrels | 0 | 0 | 0 | 0 | 0 | 2018
1513 | N |  | Caribou Generation Station | Merlin One LLC | 60160 | ME | NEW | NPCC | 22 | 2 | NAICS-22 Non-Cogen | IC | RFO | RFO | barrels | 0 | 0 | 0 | 0 | 0 | 2018
1516 | N |  | Squa Pan Hydro Station | Algonquin Northern Maine | 14597 | ME | NEW | NPCC | 22 | 2 | NAICS-22 Non-Cogen | HY | WAT | HYC |  | 0 | 0 | 8753 | 8753 | 960 | 2018
1586 | N |  | Exelon Framingham LLC | Exelon Power | 6035 | MA | NEW | NPCC | 22 | 2 | NAICS-22 Non-Cogen | GT | DFO | DFO | barrels | 1820 | 1820 | 10575 | 10575 | 516 | 2018 |  | 20.4942
1588 | N |  | Mystic Generating Station | Constellation Mystic Power LLC | 49965 | MA | NEW | NPCC | 22 | 2 | NAICS-22 Non-Cogen | CA | NG | NG | mcf | 2050304 | 2050304 | 2123249 | 2123249 | 1535852 | 2018 | x
1588 | N |  | Mystic Generating Station | Constellation Mystic Power LLC | 49965 | MA | NEW | NPCC | 22 | 2 | NAICS-22 Non-Cogen | CT | NG | NG | mcf | 30685924 | 30685924 | 31974859 | 31974859 | 3011187 | 2018 | x | 10.6187
1588 | N |  | Mystic Generating Station | Constellation Mystic Power LLC | 49965 | MA | NEW | NPCC | 22 | 2 | NAICS-22 Non-Cogen | GT | DFO | DFO | barrels | 1063 | 1063 | 6178 | 6178 | 327 | 2018 | x | 18.893
1588 | N |  | Mystic Generating Station | Constellation Mystic Power LLC | 49965 | MA | NEW | NPCC | 22 | 2 | NAICS-22 Non-Cogen | ST | NG | NG | mcf | 57419 | 57419 | 59430 | 59430 | 4634.443 | 2018 | x | 12.8235
1588 | N |  | Mystic Generating Station | Constellation Mystic Power LLC | 49965 | MA | NEW | NPCC | 22 | 2 | NAICS-22 Non-Cogen | ST | RFO | RFO | barrels | 261697 | 261697 | 1648693 | 1648693 | 136141.56 | 2018 | x | 12.1101
1590 | N | 1 | Pilgrim Nuclear Power Station | Entergy Nuclear Generation Co | 29926 | MA | NEW | NPCC | 22 | 2 | NAICS-22 Non-Cogen | ST | NUC | NUC |  | 0 | 0 | 0 | 0 | 4441563 | 2018
1592 | N |  | Exelon Medway LLC | Exelon Power | 6035 | MA | NEW | NPCC | 22 | 2 | NAICS-22 Non-Cogen | GT | DFO | DFO | barrels | 12554 | 12554 | 72689 | 72689 | 4329 | 2018 |  | 16.7912
1595 | Y |  | Kendall Square Station | Veolia - Kendall Green Energy | 59528 | MA | NEW | NPCC | 22 | 3 | NAICS-22 Cogen | CA | DFO | DFO | barrels | 0 | 0 | 0 | 0 | 1439.425 | 2018
1595 | Y |  | Kendall Square Station | Veolia - Kendall Green Energy | 59528 | MA | NEW | NPCC | 22 | 3 | NAICS-22 Cogen | CA | NG | NG | mcf | 440046 | 176838 | 452123 | 181792 | 128565.58 | 2018 |  | 1.414
1595 | Y |  | Kendall Square Station | Veolia - Kendall Green Energy | 59528 | MA | NEW | NPCC | 22 | 3 | NAICS-22 Cogen | CT | DFO | DFO | barrels | 23495 | 13190 | 136271 | 76508 | 11618.277 | 2018 |  | 6.5851
1595 | Y |  | Kendall Square Station | Veolia - Kendall Green Energy | 59528 | MA | NEW | NPCC | 22 | 3 | NAICS-22 Cogen | CT | NG | NG | mcf | 10649767 | 6248767 | 10950357 | 6425194 | 1001979.7 | 2018 |  | 6.4125
1595 | Y |  | Kendall Square Station | Veolia - Kendall Green Energy | 59528 | MA | NEW | NPCC | 22 | 3 | NAICS-22 Cogen | CT | RFO | RFO | barrels | 0 | 0 | 0 | 0 | 0 | 2018
1595 | Y |  | Kendall Square Station | Veolia - Kendall Green Energy | 59528 | MA | NEW | NPCC | 22 | 3 | NAICS-22 Cogen | GT | DFO | DFO | barrels | 1281 | 413 | 7432 | 2405 | 423 | 2018 |  | 5.6856
1597 | N |  | Oak Bluffs Diesel Generating Facility | GenOn Canal, LLC | 21461 | MA | NEW | NPCC | 22 | 2 | NAICS-22 Non-Cogen | IC | DFO | DFO | barrels | 2591 | 2591 | 14964 | 14964 | 1503 | 2018 |  | 9.9561
1599 | N |  | Canal | NRG Canal 3 Development LLC | 61708 | MA | NEW | NPCC | 22 | 2 | NAICS-22 Non-Cogen | ST | DFO | DFO | barrels | 167 | 167 | 969 | 969 | 78.079 | 2018 | x | 12.4105
1599 | N |  | Canal | NRG Canal 3 Development LLC | 61708 | MA | NEW | NPCC | 22 | 2 | NAICS-22 Non-Cogen | ST | NG | NG | mcf | 255917 | 255917 | 263164 | 263164 | 14200.24 | 2018 | x | 18.5324
1599 | N |  | Canal | NRG Canal 3 Development LLC | 61708 | MA | NEW | NPCC | 22 | 2 | NAICS-22 Non-Cogen | ST | RFO | RFO | barrels | 208064 | 208064 | 1291434 | 1291434 | 124852.68 | 2018 | x | 10.3437
1603 | N |  | Boatlock | City of Holyoke Gas and Electric Dept. | 8776 | MA | NEW | NPCC | 22 | 1 | Electric Utility | HY | WAT | HYC |  | 0 | 0 | 150036 | 150036 | 16455 | 2018
1604 | N |  | Chemical | City of Holyoke Gas and Electric Dept. | 8776 | MA | NEW | NPCC | 22 | 1 | Electric Utility | HY | WAT | HYC |  | 0 | 0 | 31821 | 31821 | 3490 | 2018
1605 | N |  | Hadley Falls | City of Holyoke Gas and Electric Dept. | 8776 | MA | NEW | NPCC | 22 | 1 | Electric Utility | HY | WAT | HYC |  | 0 | 0 | 1626769 | 1626769 | 178413 | 2018
1607 | N |  | Riverside Holyoke | City of Holyoke Gas and Electric Dept. | 8776 | MA | NEW | NPCC | 22 | 1 | Electric Utility | HY | WAT | HYC |  | 0 | 0 | 300979 | 300979 | 33009 | 2018
1615 | N |  | Nantucket | Nantucket Electric Co | 13206 | MA | NEW | NPCC | 22 | 1 | Electric Utility | GT | DFO | DFO | barrels | 409 | 409 | 2349 | 2349 | 146 | 2018
1620 | N |  | Deerfield 5 | Great River Hydro, LLC | 61122 | MA | NEW | NPCC | 22 | 2 | NAICS-22 Non-Cogen | HY | WAT | HYC |  | 0 | 0 | 579694 | 579694 | 63577 | 2018
1629 | N |  | Cabot | FirstLight Power Resources, Inc. - MA | 58185 | MA | NEW | NPCC | 22 | 2 | NAICS-22 Non-Cogen | HY | WAT | HYC |  | 0 | 0 | 3034807 | 3034807 | 332837 | 2018
1630 | N |  | Cobble Mountain | City of Holyoke Gas and Electric Dept. | 8776 | MA | NEW | NPCC | 22 | 1 | Electric Utility | HY | WAT | HYC |  | 0 | 0 | 265864 | 265864 | 29158 | 2018
1631 | N |  | Doreen | NAEA Energy Massachusetts LLC | 56401 | MA | NEW | NPCC | 22 | 2 | NAICS-22 Non-Cogen | GT | JF | WOO | barrels | 0 | 0 | 0 | 0 | 0 | 2018
1631 | N |  | Doreen | NAEA Energy Massachusetts LLC | 56401 | MA | NEW | NPCC | 22 | 2 | NAICS-22 Non-Cogen | GT | KER | WOO | barrels | 761 | 761 | 4261 | 4261 | 288 | 2018 |  | 14.7951
1634 | N |  | Gardners Falls | Central Rivers Power MA, LLC | 61350 | MA | NEW | NPCC | 22 | 2 | NAICS-22 Non-Cogen | HY | WAT | HYC |  | 0 | 0 | 86356 | 86356 | 9471 | 2018
1637 | N |  | Putts Bridge | Central Rivers Power MA, LLC | 61350 | MA | NEW | NPCC | 22 | 2 | NAICS-22 Non-Cogen | HY | WAT | HYC |  | 0 | 0 | 205831 | 205831 | 22574 | 2018
1638 | N |  | Redbridge | Central Rivers Power MA, LLC | 61350 | MA | NEW | NPCC | 22 | 2 | NAICS-22 Non-Cogen | HY | WAT | HYC |  | 0 | 0 | 207819 | 207819 | 22792 | 2018
1642 | N |  | Essential Power Massachusetts LLC | NAEA Energy Massachusetts LLC | 56401 | MA | NEW | NPCC | 22 | 2 | NAICS-22 Non-Cogen | GT | BIT | COL | short tons | 0 | 0 | 0 | 0 | 0 | 2018
1642 | N |  | Essential Power Massachusetts LLC | NAEA Energy Massachusetts LLC | 56401 | MA | NEW | NPCC | 22 | 2 | NAICS-22 Non-Cogen | GT | DFO | DFO | barrels | 4720 | 4720 | 26904 | 26904 | 2576.738 | 2018 |  | 10.4411
1642 | N |  | Essential Power Massachusetts LLC | NAEA Energy Massachusetts LLC | 56401 | MA | NEW | NPCC | 22 | 2 | NAICS-22 Non-Cogen | GT | KER | WOO | barrels | 641 | 641 | 3590 | 3590 | 343.795 | 2018 |  | 10.4423
1642 | N |  | Essential Power Massachusetts LLC | NAEA Energy Massachusetts LLC | 56401 | MA | NEW | NPCC | 22 | 2 | NAICS-22 Non-Cogen | GT | NG | NG | mcf | 134694 | 134694 | 138600 | 138600 | 13274.467 | 2018
1642 | N |  | Essential Power Massachusetts LLC | NAEA Energy Massachusetts LLC | 56401 | MA | NEW | NPCC | 22 | 2 | NAICS-22 Non-Cogen | ST | BIT | COL | short tons | 0 | 0 | 0 | 0 | 0 | 2018 | x
1642 | N |  | Essential Power Massachusetts LLC | NAEA Energy Massachusetts LLC | 56401 | MA | NEW | NPCC | 22 | 2 | NAICS-22 Non-Cogen | ST | NG | NG | mcf | 37911 | 37911 | 38973 | 38973 | 2950 | 2018 | x
1642 | N |  | Essential Power Massachusetts LLC | NAEA Energy Massachusetts LLC | 56401 | MA | NEW | NPCC | 22 | 2 | NAICS-22 Non-Cogen | ST | RFO | RFO | barrels | 0 | 0 | 0 | 0 | 0 | 2018 | x
1643 | N |  | Woodland Road | NAEA Energy Massachusetts LLC | 56401 | MA | NEW | NPCC | 22 | 2 | NAICS-22 Non-Cogen | GT | DFO | DFO | barrels | 0 | 0 | 0 | 0 | 0 | 2018
1643 | N |  | Woodland Road | NAEA Energy Massachusetts LLC | 56401 | MA | NEW | NPCC | 22 | 2 | NAICS-22 Non-Cogen | GT | JF | WOO | barrels | 0 | 0 | 0 | 0 | 0 | 2018
1643 | N |  | Woodland Road | NAEA Energy Massachusetts LLC | 56401 | MA | NEW | NPCC | 22 | 2 | NAICS-22 Non-Cogen | GT | KER | WOO | barrels | 755 | 755 | 4228 | 4228 | 305 | 2018 |  | 13.8623
1660 | N |  | Potter Station 2 | Town of Braintree - (MA) | 2144 | MA | NEW | NPCC | 22 | 1 | Electric Utility | CA | DFO | DFO | barrels | 0 | 0 | 0 | 0 | 12.177 | 2018 | x
1660 | N |  | Potter Station 2 | Town of Braintree - (MA) | 2144 | MA | NEW | NPCC | 22 | 1 | Electric Utility | CA | NG | NG | mcf | 0 | 0 | 0 | 0 | 1249.823 | 2018 | x
1660 | N |  | Potter Station 2 | Town of Braintree - (MA) | 2144 | MA | NEW | NPCC | 22 | 1 | Electric Utility | CT | DFO | DFO | barrels | 163 | 163 | 948 | 948 | 65.334 | 2018 | x | 14.5101
1660 | N |  | Potter Station 2 | Town of Braintree - (MA) | 2144 | MA | NEW | NPCC | 22 | 1 | Electric Utility | CT | NG | NG | mcf | 85367 | 85367 | 88356 | 88356 | 6348.666 | 2018 | x | 13.9173
1660 | N |  | Potter Station 2 | Town of Braintree - (MA) | 2144 | MA | NEW | NPCC | 22 | 1 | Electric Utility | GT | DFO | DFO | barrels | 14955 | 14955 | 86664 | 86664 | 8911.959 | 2018 | x | 9.7245
1660 | N |  | Potter Station 2 | Town of Braintree - (MA) | 2144 | MA | NEW | NPCC | 22 | 1 | Electric Utility | GT | NG | NG | mcf | 285643 | 285643 | 293641 | 293641 | 30196.041 | 2018 | x | 9.7245
1660 | N |  | Potter Station 2 | Town of Braintree - (MA) | 2144 | MA | NEW | NPCC | 22 | 1 | Electric Utility | IC | DFO | DFO | barrels | 0 | 0 | 0 | 0 | 0 | 2018
1670 | N |  | High Street Station | Town of Ipswich - (MA) | 9442 | MA | NEW | NPCC | 22 | 1 | Electric Utility | IC | DFO | DFO | barrels | 326 | 326 | 1921 | 1921 | 166.694 | 2018 |  | 11.5241
1670 | N |  | High Street Station | Town of Ipswich - (MA) | 9442 | MA | NEW | NPCC | 22 | 1 | Electric Utility | IC | NG | NG | mcf | 784 | 784 | 798 | 798 | 69.306 | 2018 |  | 11.5142
1678 | N |  | Waters River | City of Peabody - (MA) | 14605 | MA | NEW | NPCC | 22 | 1 | Electric Utility | GT | DFO | DFO | barrels | 1802 | 1802 | 10497 | 10497 | 942.675 | 2018 |  | 11.1353
1678 | N |  | Waters River | City of Peabody - (MA) | 14605 | MA | NEW | NPCC | 22 | 1 | Electric Utility | GT | NG | NG | mcf | 41348 | 41348 | 42504 | 42504 | 3817.325 | 2018 |  | 11.1345
1682 | N |  | Cleary Flood | City of Taunton | 18488 | MA | NEW | NPCC | 22 | 1 | Electric Utility | CA | DFO | DFO | barrels | 5674 | 5674 | 33193 | 33193 | 3532.862 | 2018 | x | 9.3955
1682 | N |  | Cleary Flood | City of Taunton | 18488 | MA | NEW | NPCC | 22 | 1 | Electric Utility | CA | NG | NG | mcf | 475851 | 475851 | 490128 | 490128 | 53754.138 | 2018 | x | 9.118
1682 | N |  | Cleary Flood | City of Taunton | 18488 | MA | NEW | NPCC | 22 | 1 | Electric Utility | CT | DFO | DFO | barrels | 2900 | 2900 | 16966 | 16966 | 969.044 | 2018 | x | 17.508
1682 | N |  | Cleary Flood | City of Taunton | 18488 | MA | NEW | NPCC | 22 | 1 | Electric Utility | CT | NG | NG | mcf | 277478 | 277478 | 285803 | 285803 | 16393.956 | 2018 | x | 17.4334
1682 | N |  | Cleary Flood | City of Taunton | 18488 | MA | NEW | NPCC | 22 | 1 | Electric Utility | ST | DFO | DFO | barrels | 0 | 0 | 0 | 0 | 0 | 2018 | x
1682 | N |  | Cleary Flood | City of Taunton | 18488 | MA | NEW | NPCC | 22 | 1 | Electric Utility | ST | RFO | RFO | barrels | 5217 | 5217 | 32868 | 32868 | 2247 | 2018 | x | 14.6275
2349 | N |  | Comerford | Great River Hydro, LLC | 61122 | NH | NEW | NPCC | 22 | 2 | NAICS-22 Non-Cogen | HY | WAT | HYC |  | 0 | 0 | 3214095 | 3214095 | 352500 | 2018
2351 | N |  | S C Moore | Great River Hydro, LLC | 61122 | NH | NEW | NPCC | 22 | 2 | NAICS-22 Non-Cogen | HY | WAT | HYC |  | 0 | 0 | 2428953 | 2428953 | 266391 | 2018
2352 | N |  | Vernon Dam | Great River Hydro, LLC | 61122 | VT | NEW | NPCC | 22 | 2 | NAICS-22 Non-Cogen | HY | WAT | HYC |  | 0 | 0 | 1480436 | 1480436 | 162364 | 2018
2353 | N |  | Wilder | Great River Hydro, LLC | 61122 | VT | NEW | NPCC | 22 | 2 | NAICS-22 Non-Cogen | HY | WAT | HYC |  | 0 | 0 | 1364390 | 1364390 | 149637 | 2018
2354 | N |  | Amoskeag | Central Rivers Power NH, LLC | 62775 | NH | NEW | NPCC | 22 | 1 | Electric Utility | HY | WAT | HYC |  | 0 | 0 | 948536 | 948536 | 104029 | 2018
2355 | N |  | Ayers Island | Central Rivers Power NH, LLC | 62775 | NH | NEW | NPCC | 22 | 1 | Electric Utility | HY | WAT | HYC |  | 0 | 0 | 439124 | 439124 | 48160 | 2018
2356 | N |  | Eastman Falls | Central Rivers Power NH, LLC | 62775 | NH | NEW | NPCC | 22 | 1 | Electric Utility | HY | WAT | HYC |  | 0 | 0 | 266219 | 266219 | 29197 | 2018
2357 | N |  | Garvins Falls | Central Rivers Power NH, LLC | 62775 | NH | NEW | NPCC | 22 | 1 | Electric Utility | HY | WAT | HYC |  | 0 | 0 | 364473 | 364473 | 39973 | 2018
2358 | N |  | Gorham | Central Rivers Power NH, LLC | 62775 | NH | NEW | NPCC | 22 | 1 | Electric Utility | HY | WAT | HYC |  | 0 | 0 | 115999 | 115999 | 12722 | 2018
2359 | N |  | Hooksett | Central Rivers Power NH, LLC | 62775 | NH | NEW | NPCC | 22 | 1 | Electric Utility | HY | WAT | HYC |  | 0 | 0 | 64356 | 64356 | 7058 | 2018
2360 | N |  | Jackman | Central Rivers Power NH, LLC | 62775 | NH | NEW | NPCC | 22 | 1 | Electric Utility | HY | WAT | HYC |  | 0 | 0 | 136753 | 136753 | 14998 | 2018
2362 | N |  | Lost Nation | Granite Shore Power | 62032 | NH | NEW | NPCC | 22 | 1 | Electric Utility | GT | DFO | DFO | barrels | 890 | 890 | 5207 | 5207 | 325 | 2018
2364 | N |  | Merrimack | Granite Shore Power | 62032 | NH | NEW | NPCC | 22 | 1 | Electric Utility | GT | JF | WOO | barrels | 1671 | 1671 | 9286 | 9286 | 569 | 2018 | x
2364 | N |  | Merrimack | Granite Shore Power | 62032 | NH | NEW | NPCC | 22 | 1 | Electric Utility | ST | BIT | COL | short tons | 232608 | 232608 | 6194939 | 6194939 | 548171.8 | 2018 | x
2364 | N |  | Merrimack | Granite Shore Power | 62032 | NH | NEW | NPCC | 22 | 1 | Electric Utility | ST | DFO | DFO | barrels | 1733 | 1733 | 9912 | 9912 | 882.204 | 2018 | x
2367 | N |  | Schiller | Granite Shore Power | 62032 | NH | NEW | NPCC | 22 | 1 | Electric Utility | GT | JF | WOO | barrels | 432 | 432 | 2462 | 2462 | 156 | 2018
2367 | N |  | Schiller | Granite Shore Power | 62032 | NH | NEW | NPCC | 22 | 1 | Electric Utility | GT | NG | NG | mcf | 0 | 0 | 0 | 0 | 0 | 2018
2367 | N |  | Schiller | Granite Shore Power | 62032 | NH | NEW | NPCC | 22 | 1 | Electric Utility | ST | BIT | COL | short tons | 53070 | 53070 | 1391482 | 1391482 | 88195.182 | 2018 |  | 15.7773
2367 | N |  | Schiller | Granite Shore Power | 62032 | NH | NEW | NPCC | 22 | 1 | Electric Utility | ST | DFO | DFO | barrels | 0 | 0 | 0 | 0 | 0 | 2018
2367 | N |  | Schiller | Granite Shore Power | 62032 | NH | NEW | NPCC | 22 | 1 | Electric Utility | ST | NG | NG | mcf | 18885 | 18885 | 19830 | 19830 | 1193.198 | 2018 |  | 16.6192
2367 | N |  | Schiller | Granite Shore Power | 62032 | NH | NEW | NPCC | 22 | 1 | Electric Utility | ST | OBS | ORW | short tons | 228 | 228 | 3466 | 3466 | 224.182 | 2018 |  | 15.4607
2367 | N |  | Schiller | Granite Shore Power | 62032 | NH | NEW | NPCC | 22 | 1 | Electric Utility | ST | RFO | RFO | barrels | 37058 | 37058 | 218884 | 218884 | 13663.842 | 2018 |  | 16.0192
2367 | N |  | Schiller | Granite Shore Power | 62032 | NH | NEW | NPCC | 22 | 1 | Electric Utility | ST | WDS | WWW | short tons | 408958 | 408958 | 4171372 | 4171372 | 252662.6 | 2018 |  | 16.5097
2368 | N |  | Smith (NH) | Central Rivers Power NH, LLC | 62775 | NH | NEW | NPCC | 22 | 1 | Electric Utility | HY | WAT | HYC |  | 0 | 0 | 1048824 | 1048824 | 115028 | 2018
2369 | N |  | White Lake | Granite Shore Power | 62032 | NH | NEW | NPCC | 22 | 1 | Electric Utility | GT | DFO | DFO | barrels | 0 | 0 | 0 | 0 | 0 | 2018
2369 | N |  | White Lake | Granite Shore Power | 62032 | NH | NEW | NPCC | 22 | 1 | Electric Utility | GT | JF | WOO | barrels | 1144 | 1144 | 6178 | 6178 | 416 | 2018 |  | 14.851
2480 | N |  | Danskammer Generating Station | Danskammer Energy | 58971 | NY | MAT | NPCC | 22 | 2 | NAICS-22 Non-Cogen | IC | DFO | DFO | barrels | 267 | 267 | 1550 | 1550 | 122 | 2018 |  | 12.7049
2480 | N |  | Danskammer Generating Station | Danskammer Energy | 58971 | NY | MAT | NPCC | 22 | 2 | NAICS-22 Non-Cogen | ST | NG | NG | mcf | 357520 | 357520 | 364670 | 364670 | 30270.029 | 2018 | x | 12.0472
2480 | N |  | Danskammer Generating Station | Danskammer Energy | 58971 | NY | MAT | NPCC | 22 | 2 | NAICS-22 Non-Cogen | ST | RFO | RFO | barrels | 263 | 263 | 1683 | 1683 | 110.971 | 2018 | x
2481 | N |  | Dashville | Central Hudson Gas & Elec Corp | 3249 | NY | MAT | NPCC | 22 | 1 | Electric Utility | HY | WAT | HYC |  | 0 | 0 | 169433 | 169433 | 18582 | 2018
2483 | N |  | Neversink | New York Power Authority | 15296 | NY | MAT | NPCC | 22 | 1 | Electric Utility | HY | WAT | HYC |  | 0 | 0 | 66370 | 66370 | 7279 | 2018
2485 | N |  | South Cairo | Central Hudson Gas & Elec Corp | 3249 | NY | MAT | NPCC | 22 | 1 | Electric Utility | GT | KER | WOO | barrels | 860 | 860 | 4825 | 4825 | 265 | 2018 |  | 18.2075
2486 | N |  | Sturgeon | Central Hudson Gas & Elec Corp | 3249 | NY | MAT | NPCC | 22 | 1 | Electric Utility | HY | WAT | HYC |  | 0 | 0 | 619404 | 619404 | 67932 | 2018
2487 | N |  | West Coxsackie | Central Hudson Gas & Elec Corp | 3249 | NY | MAT | NPCC | 22 | 1 | Electric Utility | GT | KER | WOO | barrels | 0 | 0 | 0 | 0 | 0 | 2018
2487 | N |  | West Coxsackie | Central Hudson Gas & Elec Corp | 3249 | NY | MAT | NPCC | 22 | 1 | Electric Utility | GT | NG | NG | mcf | 7901 | 7901 | 8138 | 8138 | 591 | 2018
2490 | N |  | Arthur Kill Generating Station | NRG Arthur Kill Operations Inc | 13192 | NY | MAT | NPCC | 22 | 2 | NAICS-22 Non-Cogen | GT | NG | NG | mcf | 17761 | 17761 | 18286 | 18286 | 1049 | 2018 | x
2490 | N |  | Arthur Kill Generating Station | NRG Arthur Kill Operations Inc | 13192 | NY | MAT | NPCC | 22 | 2 | NAICS-22 Non-Cogen | ST | NG | NG | mcf | 11087040 | 11087040 | 11536279 | 11536279 | 988735 | 2018 | x | 11.6677
2493 | Y |  | East River | Consolidated Edison Co-NY Inc | 4226 | NY | MAT | NPCC | 22 | 1 | Electric Utility | GT | DFO | DFO | barrels | 0 | 0 | 0 | 0 | 0 | 2018
2493 | Y |  | East River | Consolidated Edison Co-NY Inc | 4226 | NY | MAT | NPCC | 22 | 1 | Electric Utility | GT | NG | NG | mcf | 23313442 | 17179187 | 24311276 | 17916675 | 2234088 | 2018 |  | 8.0197
2493 | Y |  | East River | Consolidated Edison Co-NY Inc | 4226 | NY | MAT | NPCC | 22 | 1 | Electric Utility | ST | NG | NG | mcf | 8668583 | 5400850 | 9030704 | 5625606 | 688806.42 | 2018 |  | 8.1672
2493 | Y |  | East River | Consolidated Edison Co-NY Inc | 4226 | NY | MAT | NPCC | 22 | 1 | Electric Utility | ST | RFO | RFO | barrels | 92775 | 42940 | 570079 | 263139 | 32363.581 | 2018 |  | 8.1307
2494 | N |  | Gowanus Gas Turbines Generating | U S Power Generating Company LLC | 54863 | NY | MAT | NPCC | 22 | 2 | NAICS-22 Non-Cogen | GT | DFO | DFO | barrels | 8571 | 8571 | 49969 | 49969 | 2862.819 | 2018 |  | 17.4545
2494 | N |  | Gowanus Gas Turbines Generating | U S Power Generating Company LLC | 54863 | NY | MAT | NPCC | 22 | 2 | NAICS-22 Non-Cogen | GT | NG | NG | mcf | 257058 | 257058 | 264769 | 264769 | 15169.181 | 2018 |  | 17.4544
2494 | N |  | Gowanus Gas Turbines Generating | U S Power Generating Company LLC | 54863 | NY | MAT | NPCC | 22 | 2 | NAICS-22 Non-Cogen | GT | RFO | RFO | barrels | 0 | 0 | 0 | 0 | 0 | 2018
2496 | N |  | Hudson Avenue | Consolidated Edison Co-NY Inc | 4226 | NY | MAT | NPCC | 22 | 1 | Electric Utility | GT | DFO | DFO | barrels | 0 | 0 | 0 | 0 | 0 | 2018
2496 | N |  | Hudson Avenue | Consolidated Edison Co-NY Inc | 4226 | NY | MAT | NPCC | 22 | 1 | Electric Utility | GT | KER | WOO | barrels | 2671 | 2671 | 14887 | 14887 | 500 | 2018 |  | 29.774
2497 | N | 2 | Indian Point 2 | Entergy Nuclear Indian Point 2 | 6027 | NY | MAT | NPCC | 22 | 2 | NAICS-22 Non-Cogen | ST | NUC | NUC |  | 0 | 0 | 0 | 0 | 8018479 | 2018
2499 | N |  | Narrows Gas Turbines Generating | U S Power Generating Company LLC | 54863 | NY | MAT | NPCC | 22 | 2 | NAICS-22 Non-Cogen | GT | DFO | DFO | barrels | 9546 | 9546 | 55653 | 55653 | 3256.343 | 2018 |  | 17.0906
2499 | N |  | Narrows Gas Turbines Generating | U S Power Generating Company LLC | 54863 | NY | MAT | NPCC | 22 | 2 | NAICS-22 Non-Cogen | GT | NG | NG | mcf | 1125060 | 1125060 | 1158814 | 1158814 | 67803.657 | 2018 |  | 17.0907
2500 | N |  | Ravenswood | Helix Ravenswood, LLC | 61130 | NY | MAT | NPCC | 22 | 2 | NAICS-22 Non-Cogen | CA | KER | WOO | barrels | 0 | 0 | 0 | 0 | -1281.139 | 2018 | x
2500 | N |  | Ravenswood | Helix Ravenswood, LLC | 61130 | NY | MAT | NPCC | 22 | 2 | NAICS-22 Non-Cogen | CA | NG | NG | mcf | 0 | 0 | 0 | 0 | -1431.861 | 2018 | x
2500 | N |  | Ravenswood | Helix Ravenswood, LLC | 61130 | NY | MAT | NPCC | 22 | 2 | NAICS-22 Non-Cogen | CT | KER | WOO | barrels | 22765 | 22765 | 121032 | 121032 | 10900.286 | 2018 | x | 11.1036
2500 | N |  | Ravenswood | Helix Ravenswood, LLC | 61130 | NY | MAT | NPCC | 22 | 2 | NAICS-22 Non-Cogen | CT | NG | NG | mcf | 9835315 | 9835315 | 10116879 | 10116879 | 1345449.7 | 2018 | x | 7.5193
2500 | N |  | Ravenswood | Helix Ravenswood, LLC | 61130 | NY | MAT | NPCC | 22 | 2 | NAICS-22 Non-Cogen | GT | KER | WOO | barrels | 0 | 0 | 0 | 0 | 0 | 2018 | x
2500 | N |  | Ravenswood | Helix Ravenswood, LLC | 61130 | NY | MAT | NPCC | 22 | 2 | NAICS-22 Non-Cogen | GT | NG | NG | mcf | 70843 | 70843 | 72883 | 72883 | 4936 | 2018 | x | 14.7656
2500 | N |  | Ravenswood | Helix Ravenswood, LLC | 61130 | NY | MAT | NPCC | 22 | 2 | NAICS-22 Non-Cogen | ST | NG | NG | mcf | 20946145 | 20946145 | 21541575 | 21541575 | 1870875.2 | 2018 | x | 11.5142
2500 | N |  | Ravenswood | Helix Ravenswood, LLC | 61130 | NY | MAT | NPCC | 22 | 2 | NAICS-22 Non-Cogen | ST | RFO | RFO | barrels | 194777 | 194777 | 1200795 | 1200795 | 108512.75 | 2018 | x | 11.0659
2503 | N |  | 59th Street | Consolidated Edison Co-NY Inc | 4226 | NY | MAT | NPCC | 22 | 1 | Electric Utility | GT | KER | WOO | barrels | 252 | 252 | 1424 | 1424 | 91.44 | 2018 |  | 15.5731
2503 | N |  | 59th Street | Consolidated Edison Co-NY Inc | 4226 | NY | MAT | NPCC | 22 | 1 | Electric Utility | GT | NG | NG | mcf | 1609 | 1609 | 1678 | 1678 | 107.56 | 2018 |  | 15.6006
2504 | N |  | 74th Street | Consolidated Edison Co-NY Inc | 4226 | NY | MAT | NPCC | 22 | 1 | Electric Utility | GT | KER | WOO | barrels | 829 | 829 | 4699 | 4699 | 344 | 2018 |  | 13.6599
2511 | N |  | E F Barrett | National Grid Generation LLC | 56505 | NY | MAT | NPCC | 22 | 1 | Electric Utility | GT | DFO | DFO | barrels | 7513 | 7513 | 42560 | 42560 | 3010.973 | 2018 | x | 14.135
2511 | N |  | E F Barrett | National Grid Generation LLC | 56505 | NY | MAT | NPCC | 22 | 1 | Electric Utility | GT | NG | NG | mcf | 2252195 | 2252195 | 2319760 | 2319760 | 145029.03 | 2018 | x | 15.9951
2511 | N |  | E F Barrett | National Grid Generation LLC | 56505 | NY | MAT | NPCC | 22 | 1 | Electric Utility | ST | NG | NG | mcf | 13624401 | 13624401 | 14015935 | 14015935 | 1261109.6 | 2018 | x | 11.114
2511 | N |  | E F Barrett | National Grid Generation LLC | 56505 | NY | MAT | NPCC | 22 | 1 | Electric Utility | ST | RFO | RFO | barrels | 47702 | 47702 | 297570 | 297570 | 27186.389 | 2018 | x | 10.9456
2512 | N |  | East Hampton | National Grid Generation LLC | 56505 | NY | MAT | NPCC | 22 | 1 | Electric Utility | GT | DFO | DFO | barrels | 28877 | 28877 | 164078 | 164078 | 11730 | 2018 |  | 13.9879
2512 | N |  | East Hampton | National Grid Generation LLC | 56505 | NY | MAT | NPCC | 22 | 1 | Electric Utility | IC | DFO | DFO | barrels | 3730 | 3730 | 21164 | 21164 | 2013 | 2018 |  | 10.5137
2514 | N |  | Glenwood | National Grid Generation LLC | 56505 | NY | MAT | NPCC | 22 | 1 | Electric Utility | GT | DFO | DFO | barrels | 11472 | 11472 | 65058 | 65058 | 4512 | 2018 | x | 14.4189
2514 | N |  | Glenwood | National Grid Generation LLC | 56505 | NY | MAT | NPCC | 22 | 1 | Electric Utility | GT | NG | NG | mcf | 0 | 0 | 0 | 0 | 0 | 2018 | x
2516 | N |  | Northport | National Grid Generation LLC | 56505 | NY | MAT | NPCC | 22 | 1 | Electric Utility | GT | DFO | DFO | barrels | 689 | 689 | 3911 | 3911 | 77 | 2018 | x | 50.7922
2516 | N |  | Northport | National Grid Generation LLC | 56505 | NY | MAT | NPCC | 22 | 1 | Electric Utility | ST | NG | NG | mcf | 25626168 | 25626168 | 26376776 | 26376776 | 2427078.5 | 2018 | x | 10.8677
2516 | N |  | Northport | National Grid Generation LLC | 56505 | NY | MAT | NPCC | 22 | 1 | Electric Utility | ST | RFO | RFO | barrels | 409984 | 409984 | 2579702 | 2579702 | 256890.46 | 2018 | x | 10.042
2517 | N |  | Port Jefferson | National Grid Generation LLC | 56505 | NY | MAT | NPCC | 22 | 1 | Electric Utility | GT | DFO | DFO | barrels | 4521 | 4521 | 25693 | 25693 | 2326.749 | 2018 | x | 11.0424
2517 | N |  | Port Jefferson | National Grid Generation LLC | 56505 | NY | MAT | NPCC | 22 | 1 | Electric Utility | GT | KER | WOO | barrels | 0 | 0 | 0 | 0 | 0 | 2018 | x
2517 | N |  | Port Jefferson | National Grid Generation LLC | 56505 | NY | MAT | NPCC | 22 | 1 | Electric Utility | GT | NG | NG | mcf | 565067 | 565067 | 580324 | 580324 | 52554.251 | 2018 | x | 11.0424
2517 | N |  | Port Jefferson | National Grid Generation LLC | 56505 | NY | MAT | NPCC | 22 | 1 | Electric Utility | ST | NG | NG | mcf | 2831986 | 2831986 | 2907662 | 2907662 | 239948.17 | 2018 | x | 12.1179
2517 | N |  | Port Jefferson | National Grid Generation LLC | 56505 | NY | MAT | NPCC | 22 | 1 | Electric Utility | ST | RFO | RFO | barrels | 152709 | 152709 | 953029 | 953029 | 89035.836 | 2018 | x | 10.7039
2518 | N |  | Shoreham | National Grid Generation LLC | 56505 | NY | MAT | NPCC | 22 | 1 | Electric Utility | GT | DFO | DFO | barrels | 6433 | 6433 | 36476 | 36476 | 2434 | 2018 |  | 14.986
2519 | N |  | South Hampton | National Grid Generation LLC | 56505 | NY | MAT | NPCC | 22 | 1 | Electric Utility | GT | DFO | DFO | barrels | 6619 | 6619 | 37703 | 37703 | 1489 | 2018 |  | 25.321
2520 | N |  | Southold | National Grid Generation LLC | 56505 | NY | MAT | NPCC | 22 | 1 | Electric Utility | GT | DFO | DFO | barrels | 7467 | 7467 | 42301 | 42301 | 1822 | 2018 |  | 23.2168
2521 | N |  | West Babylon | National Grid Generation LLC | 56505 | NY | MAT | NPCC | 22 | 1 | Electric Utility | GT | DFO | DFO | barrels | 5209 | 5209 | 29535 | 29535 | 1879 | 2018 | x | 15.7185
2522 | N |  | Cadyville | New York State Elec & Gas Corp | 13511 | NY | MAT | NPCC | 22 | 1 | Electric Utility | HY | WAT | HYC |  | 0 | 0 | 223820 | 223820 | 24547 | 2018
2527 | N |  | Greenidge Generation LLC | Greenidge Generation Holdings LLC | 25 | NY | MAT | NPCC | 22 | 2 | NAICS-22 Non-Cogen | ST | BIT | COL | short tons | 0 | 0 | 0 | 0 | 0 | 2018
2527 | N |  | Greenidge Generation LLC | Greenidge Generation Holdings LLC | 25 | NY | MAT | NPCC | 22 | 2 | NAICS-22 Non-Cogen | ST | DFO | DFO | barrels | 0 | 0 | 0 | 0 | 0 | 2018
2527 | N |  | Greenidge Generation LLC | Greenidge Generation Holdings LLC | 25 | NY | MAT | NPCC | 22 | 2 | NAICS-22 Non-Cogen | ST | NG | NG | mcf | 2082138 | 2082138 | 2140438 | 2140438 | 190219 | 2018 |  | 11.2525
2527 | N |  | Greenidge Generation LLC | Greenidge Generation Holdings LLC | 25 | NY | MAT | NPCC | 22 | 2 | NAICS-22 Non-Cogen | ST | SUB | COL | short tons | 0 | 0 | 0 | 0 | 0 | 2018
2527 | N |  | Greenidge Generation LLC | Greenidge Generation Holdings LLC | 25 | NY | MAT | NPCC | 22 | 2 | NAICS-22 Non-Cogen | ST | WDS | WWW | short tons | 0 | 0 | 0 | 0 | 0 | 2018
2528 | N |  | Harris Lake | New York State Elec & Gas Corp | 13511 | NY | MAT | NPCC | 22 | 1 | Electric Utility | IC | DFO | DFO | barrels | 346 | 346 | 1967 | 1967 | 182 | 2018 |  | 10.8077
2530 | N |  | High Falls - Saranac NY | New York State Elec & Gas Corp | 13511 | NY | MAT | NPCC | 22 | 1 | Electric Utility | HY | WAT | HYC |  | 0 | 0 | 462338 | 462338 | 50706 | 2018
2532 | N |  | Kent Falls | New York State Elec & Gas Corp | 13511 | NY | MAT | NPCC | 22 | 1 | Electric Utility | HY | WAT | HYC |  | 0 | 0 | 527402 | 527402 | 57842 | 2018
2535 | N |  | Cayuga Operating Company | Cayuga Operating Company, LLC | 22125 | NY | MAT | NPCC | 22 | 2 | NAICS-22 Non-Cogen | ST | BIT | COL | short tons | 42246 | 42246 | 1062215 | 1062215 | 93246.321 | 2018 | x | 11.3915
2535 | N |  | Cayuga Operating Company | Cayuga Operating Company, LLC | 22125 | NY | MAT | NPCC | 22 | 2 | NAICS-22 Non-Cogen | ST | DFO | DFO | barrels | 4460 | 4460 | 25152 | 25152 | 2140.679 | 2018 | x | 11.7495
2539 | N |  | Bethlehem Energy Center | PSEG Power New York Inc | 14294 | NY | MAT | NPCC | 22 | 2 | NAICS-22 Non-Cogen | CA | KER | WOO | barrels | 0 | 0 | 0 | 0 | 0 | 2018 | x
2539 | N |  | Bethlehem Energy Center | PSEG Power New York Inc | 14294 | NY | MAT | NPCC | 22 | 2 | NAICS-22 Non-Cogen | CA | NG | NG | mcf | 9116 | 9116 | 9369 | 9369 | 1696734 | 2018 | x
2539 | N |  | Bethlehem Energy Center | PSEG Power New York Inc | 14294 | NY | MAT | NPCC | 22 | 2 | NAICS-22 Non-Cogen | CT | KER | WOO | barrels | 0 | 0 | 0 | 0 | 0 | 2018 | x
2539 | N |  | Bethlehem Energy Center | PSEG Power New York Inc | 14294 | NY | MAT | NPCC | 22 | 2 | NAICS-22 Non-Cogen | CT | NG | NG | mcf | 35094367 | 35094367 | 36086015 | 36086015 | 3445381 | 2018 | x | 10.4737
2540 | N |  | Allens Falls | Erie Boulevard Hydropower LP | 5914 | NY | MAT | NPCC | 22 | 2 | NAICS-22 Non-Cogen | HY | WAT | HYC |  | 0 | 0 | 124724 | 124724 | 13679 | 2018
2543 | N |  | Beardslee | Erie Boulevard Hydropower LP | 5914 | NY | MAT | NPCC | 22 | 2 | NAICS-22 Non-Cogen | HY | WAT | HYC |  | 0 | 0 | 518705 | 518705 | 56888 | 2018
2544 | N |  | Belfort | Erie Boulevard Hydropower LP | 5914 | NY | MAT | NPCC | 22 | 2 | NAICS-22 Non-Cogen | HY | WAT | HYC |  | 0 | 0 | 111322 | 111322 | 12209 | 2018
2545 | N |  | Bennetts Bridge | Erie Boulevard Hydropower LP | 5914 | NY | MAT | NPCC | 22 | 2 | NAICS-22 Non-Cogen | HY | WAT | HYC |  | 0 | 0 | 955638 | 955638 | 104808 | 2018
2546 | N |  | Black River | Erie Boulevard Hydropower LP | 5914 | NY | MAT | NPCC | 22 | 2 | NAICS-22 Non-Cogen | HY | WAT | HYC |  | 0 | 0 | 305663 | 305663 | 33523 | 2018
2547 | N |  | Blake | Erie Boulevard Hydropower LP | 5914 | NY | MAT | NPCC | 22 | 2 | NAICS-22 Non-Cogen | HY | WAT | HYC |  | 0 | 0 | 552688 | 552688 | 60615 | 2018
2548 | N |  | Browns Falls | Erie Boulevard Hydropower LP | 5914 | NY | MAT | NPCC | 22 | 2 | NAICS-22 Non-Cogen | HY | WAT | HYC |  | 0 | 0 | 497798 | 497798 | 54595 | 2018
2550 | N |  | Chasm | Erie Boulevard Hydropower LP | 5914 | NY | MAT | NPCC | 22 | 2 | NAICS-22 Non-Cogen | HY | WAT | HYC |  | 0 | 0 | 200076 | 200076 | 21943 | 2018
2551 | N |  | Colton | Erie Boulevard Hydropower LP | 5914 | NY | MAT | NPCC | 22 | 2 | NAICS-22 Non-Cogen | HY | WAT | HYC |  | 0 | 0 | 1586213 | 1586213 | 173965 | 2018
2552 | N |  | Deferiet | Erie Boulevard Hydropower LP | 5914 | NY | MAT | NPCC | 22 | 2 | NAICS-22 Non-Cogen | HY | WAT | HYC |  | 0 | 0 | 463185 | 463185 | 50799 | 2018
2555 | N |  | Eagle | Erie Boulevard Hydropower LP | 5914 | NY | MAT | NPCC | 22 | 2 | NAICS-22 Non-Cogen | HY | WAT | HYC |  | 0 | 0 | 280825 | 280825 | 30799 | 2018
2556 | N |  | Eel Weir | Erie Boulevard Hydropower LP | 5914 | NY | MAT | NPCC | 22 | 2 | NAICS-22 Non-Cogen | HY | WAT | HYC |  | 0 | 0 | 63644 | 63644 | 6980 | 2018
2557 | N |  | Effley | Erie Boulevard Hydropower LP | 5914 | NY | MAT | NPCC | 22 | 2 | NAICS-22 Non-Cogen | HY | WAT | HYC |  | 0 | 0 | 152014 | 152014 | 16672 | 2018
2559 | N |  | Elmer | Erie Boulevard Hydropower LP | 5914 | NY | MAT | NPCC | 22 | 2 | NAICS-22 Non-Cogen | HY | WAT | HYC |  | 0 | 0 | 105505 | 105505 | 11571 | 2018
2560 | N |  | Ephratah | Erie Boulevard Hydropower LP | 5914 | NY | MAT | NPCC | 22 | 2 | NAICS-22 Non-Cogen | HY | WAT | HYC |  | 0 | 0 | 105733 | 105733 | 11596 | 2018
2561 | N |  | East Norfolk | Erie Boulevard Hydropower LP | 5914 | NY | MAT | NPCC | 22 | 2 | NAICS-22 Non-Cogen | HY | WAT | HYC |  | 0 | 0 | 199766 | 199766 | 21909 | 2018
2562 | N |  | Five Falls | Erie Boulevard Hydropower LP | 5914 | NY | MAT | NPCC | 22 | 2 | NAICS-22 Non-Cogen | HY | WAT | HYC |  | 0 | 0 | 899628 | 899628 | 98665 | 2018
2563 | N |  | Flat Rock | Erie Boulevard Hydropower LP | 5914 | NY | MAT | NPCC | 22 | 2 | NAICS-22 Non-Cogen | HY | WAT | HYC |  | 0 | 0 | 177182 | 177182 | 19432 | 2018
2564 | N |  | Franklin (NY) | Erie Boulevard Hydropower LP | 5914 | NY | MAT | NPCC | 22 | 2 | NAICS-22 Non-Cogen | HY | WAT | HYC |  | 0 | 0 | 97171 | 97171 | 10657 | 2018
2566 | N |  | Fulton Hydro | Erie Boulevard Hydropower LP | 5914 | NY | MAT | NPCC | 22 | 2 | NAICS-22 Non-Cogen | HY | WAT | HYC |  | 0 | 0 | 58127 | 58127 | 6375 | 2018
2568 | N |  | Glenwood Hydro | Erie Boulevard Hydropower LP | 5914 | NY | MAT | NPCC | 22 | 2 | NAICS-22 Non-Cogen | HY | WAT | HYC |  | 0 | 0 | 23725 | 23725 | 2602 | 2018
2569 | N |  | Granby | Erie Boulevard Hydropower LP | 5914 | NY | MAT | NPCC | 22 | 2 | NAICS-22 Non-Cogen | HY | WAT | HYC |  | 0 | 0 | 375407 | 375407 | 41172 | 2018
2571 | N |  | Hannawa | Erie Boulevard Hydropower LP | 5914 | NY | MAT | NPCC | 22 | 2 | NAICS-22 Non-Cogen | HY | WAT | HYC |  | 0 | 0 | 423898 | 423898 | 46490 | 2018
2572 | N |  | Herrings | Erie Boulevard Hydropower LP | 5914 | NY | MAT | NPCC | 22 | 2 | NAICS-22 Non-Cogen | HY | WAT | HYC |  | 0 | 0 | 191087 | 191087 | 20957 | 2018
2573 | N |  | Heuvelton | Erie Boulevard Hydropower LP | 5914 | NY | MAT | NPCC | 22 | 2 | NAICS-22 Non-Cogen | HY | WAT | HYC |  | 0 | 0 | 31667 | 31667 | 3473 | 2018
2574 | N |  | High Dam | Oswego City of | 14240 | NY | MAT | NPCC | 22 | 1 | Electric Utility | HY | WAT | HYC |  | 0 | 0 | 275857 | 275857 | 30254 | 2018
2575 | N |  | High Falls - Croghan NY | Erie Boulevard Hydropower LP | 5914 | NY | MAT | NPCC | 22 | 2 | NAICS-22 Non-Cogen | HY | WAT | HYC |  | 0 | 0 | 291338 | 291338 | 31952 | 2018
2576 | N |  | Higley | Erie Boulevard Hydropower LP | 5914 | NY | MAT | NPCC | 22 | 2 | NAICS-22 Non-Cogen | HY | WAT | HYC |  | 0 | 0 | 318390 | 318390 | 34919 | 2018
2578 | N |  | Hydraulic Race | Erie Boulevard Hydropower LP | 5914 | NY | MAT | NPCC | 22 | 2 | NAICS-22 Non-Cogen | HY | WAT | HYC |  | 0 | 0 | 84043 | 84043 | 9217 | 2018
2579 | N |  | Inghams | Erie Boulevard Hydropower LP | 5914 | NY | MAT | NPCC | 22 | 2 | NAICS-22 Non-Cogen | HY | WAT | HYC |  | 0 | 0 | 258704 | 258704 | 28373 | 2018
2580 | N |  | Johnsonville Dam | Erie Boulevard Hydropower LP | 5914 | NY | MAT | NPCC | 22 | 2 | NAICS-22 Non-Cogen | HY | WAT | HYC |  | 0 | 0 | 66297 | 66297 | 7271 | 2018
2581 | N |  | Kamargo | Erie Boulevard Hydropower LP | 5914 | NY | MAT | NPCC | 22 | 2 | NAICS-22 Non-Cogen | HY | WAT | HYC |  | 0 | 0 | 190704 | 190704 | 20915 | 2018
2582 | N |  | Lighthouse Hill | Erie Boulevard Hydropower LP | 5914 | NY | MAT | NPCC | 22 | 2 | NAICS-22 Non-Cogen | HY | WAT | HYC |  | 0 | 0 | 230048 | 230048 | 25230 | 2018
2583 | N |  | Macomb | Erie Boulevard Hydropower LP | 5914 | NY | MAT | NPCC | 22 | 2 | NAICS-22 Non-Cogen | HY | WAT | HYC |  | 0 | 0 | 57599 | 57599 | 6317 | 2018
2586 | N |  | Minetto | Erie Boulevard Hydropower LP | 5914 | NY | MAT | NPCC | 22 | 2 | NAICS-22 Non-Cogen | HY | WAT | HYC |  | 0 | 0 | 243259 | 243259 | 26679 | 2018
2588 | N |  | Moshier | Erie Boulevard Hydropower LP | 5914 | NY | MAT | NPCC | 22 | 2 | NAICS-22 Non-Cogen | HY | WAT | HYC |  | 0 | 0 | 383694 | 383694 | 42081 | 2018
2589 | N | 1 | Nine Mile Point Nuclear Station | Exelon Nuclear | 55951 | NY | MAT | NPCC | 22 | 2 | NAICS-22 Non-Cogen | ST | NUC | NUC |  | 0 | 0 | 0 | 0 | 5277940 | 2018
2589 | N | 2 | Nine Mile Point Nuclear Station | Exelon Nuclear | 55951 | NY | MAT | NPCC | 22 | 2 | NAICS-22 Non-Cogen | ST | NUC | NUC |  | 0 | 0 | 0 | 0 | 10104890 | 2018
2590 | N |  | Norfolk | Erie Boulevard Hydropower LP | 5914 | NY | MAT | NPCC | 22 | 2 | NAICS-22 Non-Cogen | HY | WAT | HYC |  | 0 | 0 | 204151 | 204151 | 22390 | 2018
2591 | N |  | Norwood | Erie Boulevard Hydropower LP | 5914 | NY | MAT | NPCC | 22 | 2 | NAICS-22 Non-Cogen | HY | WAT | HYC |  | 0 | 0 | 91645 | 91645 | 10051 | 2018
2594 | N |  | Oswego Harbor Power | NRG Oswego Harbor Power Operations Inc | 13923 | NY | MAT | NPCC | 22 | 2 | NAICS-22 Non-Cogen | ST | DFO | DFO | barrels | 0 | 0 | 0 | 0 | 0 | 2018 | x
2594 | N |  | Oswego Harbor Power | NRG Oswego Harbor Power Operations Inc | 13923 | NY | MAT | NPCC | 22 | 2 | NAICS-22 Non-Cogen | ST | NG | NG | mcf | 38991 | 38991 | 40160 | 40160 | 2976.515 | 2018 | x | 13.4923
2594 | N |  | Oswego Harbor Power | NRG Oswego Harbor Power Operations Inc | 13923 | NY | MAT | NPCC | 22 | 2 | NAICS-22 Non-Cogen | ST | RFO | RFO | barrels | 85880 | 85880 | 540382 | 540382 | 38748.485 | 2018 | x | 13.9459
2595 | N |  | Oswego Falls East | Erie Boulevard Hydropower LP | 5914 | NY | MAT | NPCC | 22 | 2 | NAICS-22 Non-Cogen | HY | WAT | HYC |  | 0 | 0 | 234606 | 234606 | 25730 | 2018
2596 | N |  | Oswego Falls West | Erie Boulevard Hydropower LP | 5914 | NY | MAT | NPCC | 22 | 2 | NAICS-22 Non-Cogen | HY | WAT | HYC |  | 0 | 0 | 73200 | 73200 | 8028 | 2018
2597 | N |  | Parishville | Erie Boulevard Hydropower LP | 5914 | NY | MAT | NPCC | 22 | 2 | NAICS-22 Non-Cogen | HY | WAT | HYC |  | 0 | 0 | 180865 | 180865 | 19836 | 2018
2598 | N |  | Piercefield | Erie Boulevard Hydropower LP | 5914 | NY | MAT | NPCC | 22 | 2 | NAICS-22 Non-Cogen | HY | WAT | HYC |  | 0 | 0 | 138866 | 138866 | 15230 | 2018
2599 | N |  | Prospect | Erie Boulevard Hydropower LP | 5914 | NY | MAT | NPCC | 22 | 2 | NAICS-22 Non-Cogen | HY | WAT | HYC |  | 0 | 0 | 720339 | 720339 | 79002 | 2018
2600 | N |  | Rainbow Falls Hydro | Erie Boulevard Hydropower LP | 5914 | NY | MAT | NPCC | 22 | 2 | NAICS-22 Non-Cogen | HY | WAT | HYC |  | 0 | 0 | 907096 | 907096 | 99484 | 2018
2601 | N |  | Raymondville | Erie Boulevard Hydropower LP | 5914 | NY | MAT | NPCC | 22 | 2 | NAICS-22 Non-Cogen | HY | WAT | HYC |  | 0 | 0 | 96751 | 96751 | 10611 | 2018
2604 | N |  | South Edwards | Erie Boulevard Hydropower LP | 5914 | NY | MAT | NPCC | 22 | 2 | NAICS-22 Non-Cogen | HY | WAT | HYC |  | 0 | 0 | 115296 | 115296 | 12645 | 2018
2605 | N |  | School Street | Erie Boulevard Hydropower LP | 5914 | NY | MAT | NPCC | 22 | 2 | NAICS-22 Non-Cogen | HY | WAT | HYC |  | 0 | 0 | 1355237 | 1355237 | 148633 | 2018
2606 | N |  | Schaghticoke | Erie Boulevard Hydropower LP | 5914 | NY | MAT | NPCC | 22 | 2 | NAICS-22 Non-Cogen | HY | WAT | HYC |  | 0 | 0 | 635214 | 635214 | 69666 | 2018
2607 | N |  | Schuylerville | Erie Boulevard Hydropower LP | 5914 | NY | MAT | NPCC | 22 | 2 | NAICS-22 Non-Cogen | HY | WAT | HYC |  | 0 | 0 | 11316 | 11316 | 1241 | 2018
2608 | N |  | Sewalls | Erie Boulevard Hydropower LP | 5914 | NY | MAT | NPCC | 22 | 2 | NAICS-22 Non-Cogen | HY | WAT | HYC |  | 0 | 0 | 69103 | 69103 | 7579 | 2018
2609 | N |  | Sherman Island | Erie Boulevard Hydropower LP | 5914 | NY | MAT | NPCC | 22 | 2 | NAICS-22 Non-Cogen | HY | WAT | HYC |  | 0 | 0 | 1553597 | 1553597 | 170388 | 2018
2610 | N |  | Soft Maple | Erie Boulevard Hydropower LP | 5914 | NY | MAT | NPCC | 22 | 2 | NAICS-22 Non-Cogen | HY | WAT | HYC |  | 0 | 0 | 357426 | 357426 | 39200 | 2018
2611 | N |  | South Colton | Erie Boulevard Hydropower LP | 5914 | NY | MAT | NPCC | 22 | 2 | NAICS-22 Non-Cogen | HY | WAT | HYC |  | 0 | 0 | 760058 | 760058 | 83358 | 2018
2612 | N |  | Spier Falls | Erie Boulevard Hydropower LP | 5914 | NY | MAT | NPCC | 22 | 2 | NAICS-22 Non-Cogen | HY | WAT | HYC |  | 0 | 0 | 2190316 | 2190316 | 240219 | 2018
2613 | N |  | Stark | Erie Boulevard Hydropower LP | 5914 | NY | MAT | NPCC | 22 | 2 | NAICS-22 Non-Cogen | HY | WAT | HYC |  | 0 | 0 | 875319 | 875319 | 95999 | 2018
2614 | N |  | Stewarts Bridge | Erie Boulevard Hydropower LP | 5914 | NY | MAT | NPCC | 22 | 2 | NAICS-22 Non-Cogen | HY | WAT | HYC |  | 0 | 0 | 1136341 | 1136341 | 124626 | 2018
2616 | N |  | Sugar Island | Erie Boulevard Hydropower LP | 5914 | NY | MAT | NPCC | 22 | 2 | NAICS-22 Non-Cogen | HY | WAT | HYC |  | 0 | 0 | 223055 | 223055 | 24463 | 2018
2617 | N |  | Taylorville | Erie Boulevard Hydropower LP | 5914 | NY | MAT | NPCC | 22 | 2 | NAICS-22 Non-Cogen | HY | WAT | HYC |  | 0 | 0 | 232391 | 232391 | 25487 | 2018
2619 | N |  | Trenton Falls | Erie Boulevard Hydropower LP | 5914 | NY | MAT | NPCC | 22 | 2 | NAICS-22 Non-Cogen | HY | WAT | HYC |  | 0 | 0 | 1381084 | 1381084 | 151468 | 2018
2621 | N |  | Varick | Erie Boulevard Hydropower LP | 5914 | NY | MAT | NPCC | 22 | 2 | NAICS-22 Non-Cogen | HY | WAT | HYC |  | 0 | 0 | 237259 | 237259 | 26021 | 2018
2623 | N |  | Waterport | Erie Boulevard Hydropower LP | 5914 | NY | MAT | NPCC | 22 | 2 | NAICS-22 Non-Cogen | HY | WAT | HYC |  | 0 | 0 | 156774 | 156774 | 17194 | 2018
2624 | N |  | Yaleville | Erie Boulevard Hydropower LP | 5914 | NY | MAT | NPCC | 22 | 2 | NAICS-22 Non-Cogen | HY | WAT | HYC |  | 0 | 0 | 26890 | 26890 | 2949 | 2018
2625 | N |  | Bowline Point | GenOn New York, LLC | 12792 | NY | MAT | NPCC | 22 | 2 | NAICS-22 Non-Cogen | ST | NG | NG | mcf | 4634154 | 4634154 | 4756902 | 4756902 | 424816.28 | 2018 | x
2625 | N |  | Bowline Point | GenOn New York, LLC | 12792 | NY | MAT | NPCC | 22 | 2 | NAICS-22 Non-Cogen | ST | RFO | RFO | barrels | 81837 | 81837 | 513118 | 513118 | 48301.722 | 2018 | x
2627 | N |  | Grahamsville | New York Power Authority | 15296 | NY | MAT | NPCC | 22 | 1 | Electric Utility | HY | WAT | HYC |  | 0 | 0 | 868754 | 868754 | 95279 | 2018
2628 | N |  | Hillburn | Alliance NYGT, LLC | 56142 | NY | MAT | NPCC | 22 | 2 | NAICS-22 Non-Cogen | GT | JF | WOO | barrels | 0 | 0 | 0 | 0 | 0 | 2018 | x
2628 | N |  | Hillburn | Alliance NYGT, LLC | 56142 | NY | MAT | NPCC | 22 | 2 | NAICS-22 Non-Cogen | GT | KER | WOO | barrels | 1 | 1 | 6 | 6 | 0.369 | 2018 | x
2628 | N |  | Hillburn | Alliance NYGT, LLC | 56142 | NY | MAT | NPCC | 22 | 2 | NAICS-22 Non-Cogen | GT | NG | NG | mcf | 4855 | 4855 | 4902 | 4902 | 317.631 | 2018 | x | 15.433
2630 | N |  | Mongaup | Eagle Creek RE LLC | 57280 | NY | MAT | NPCC | 22 | 2 | NAICS-22 Non-Cogen | HY | WAT | HYC |  | 0 | 0 | 138111 | 138111 | 15147 | 2018
2631 | N |  | Rio | Eagle Creek RE LLC | 57280 | NY | MAT | NPCC | 22 | 2 | NAICS-22 Non-Cogen | HY | WAT | HYC |  | 0 | 0 | 385753 | 385753 | 42307 | 2018
2632 | N |  | Shoemaker | Alliance NYGT, LLC | 56142 | NY | MAT | NPCC | 22 | 2 | NAICS-22 Non-Cogen | GT | JF | WOO | barrels | 0 | 0 | 0 | 0 | 0 | 2018 | x
2632 | N |  | Shoemaker | Alliance NYGT, LLC | 56142 | NY | MAT | NPCC | 22 | 2 | NAICS-22 Non-Cogen | GT | KER | WOO | barrels | 0 | 0 | 0 | 0 | 0 | 2018 | x
2632 | N |  | Shoemaker | Alliance NYGT, LLC | 56142 | NY | MAT | NPCC | 22 | 2 | NAICS-22 Non-Cogen | GT | NG | NG | mcf | 8124 | 8124 | 8207 | 8207 | 360 | 2018 | x | 22.7972
2634 | N |  | Swinging Bridge 2 | Eagle Creek RE LLC | 57280 | NY | MAT | NPCC | 22 | 2 | NAICS-22 Non-Cogen | HY | WAT | HYC |  | 0 | 0 | 189829 | 189829 | 20819 | 2018
2638 | N |  | Rochester 26 | Rochester Gas & Electric Corp | 16183 | NY | MAT | NPCC | 22 | 1 | Electric Utility | HY | WAT | HYC |  | 0 | 0 | 104274 | 104274 | 11436 | 2018
2639 | N |  | Rochester 2 | Rochester Gas & Electric Corp | 16183 | NY | MAT | NPCC | 22 | 1 | Electric Utility | HY | WAT | HYC |  | 0 | 0 | 209916 | 209916 | 23022 | 2018
2641 | N |  | Rochester 5 | Rochester Gas & Electric Corp | 16183 | NY | MAT | NPCC | 22 | 1 | Electric Utility | HY | WAT | HYC |  | 0 | 0 | 27792 | 27792 | 3048 | 2018
2678 | N |  | Plant No 1 Freeport | Village of Freeport - (NY) | 6775 | NY | MAT | NPCC | 22 | 1 | Electric Utility | IC | DFO | DFO | barrels | 305 | 305 | 1709 | 1709 | 90 | 2018 |  | 18.9889
2679 | N |  | Plant No 2 Freeport | Village of Freeport - (NY) | 6775 | NY | MAT | NPCC | 22 | 1 | Electric Utility | GT | DFO | DFO | barrels | 0 | 0 | 0 | 0 | 0 | 2018 | x
2679 | N |  | Plant No 2 Freeport | Village of Freeport - (NY) | 6775 | NY | MAT | NPCC | 22 | 1 | Electric Utility | GT | KER | WOO | barrels | 3310 | 3310 | 18767 | 18767 | 1783.291 | 2018 | x
2679 | N |  | Plant No 2 Freeport | Village of Freeport - (NY) | 6775 | NY | MAT | NPCC | 22 | 1 | Electric Utility | GT | NG | NG | mcf | 426513 | 426513 | 439309 | 439309 | 41742.709 | 2018 | x
2681 | N |  | Greenport | Village of Greenport - (NY) | 7630 | NY | MAT | NPCC | 22 | 1 | Electric Utility | IC | DFO | DFO | barrels | 67 | 67 | 408 | 408 | 40 | 2018
2682 | N |  | S A Carlson | Jamestown Board of Public Util | 9645 | NY | MAT | NPCC | 22 | 1 | Electric Utility | GT | BIT | COL | short tons | 0 | 0 | 0 | 0 | 0 | 2018 | x
2682 | N |  | S A Carlson | Jamestown Board of Public Util | 9645 | NY | MAT | NPCC | 22 | 1 | Electric Utility | GT | NG | NG | mcf | 1087022 | 1087022 | 1120720 | 1120720 | 109801 | 2018 | x | 10.2068
2682 | N |  | S A Carlson | Jamestown Board of Public Util | 9645 | NY | MAT | NPCC | 22 | 1 | Electric Utility | ST | BIT | COL | short tons | 0 | 0 | 0 | 0 | 0 | 2018 | x
2682 | N |  | S A Carlson | Jamestown Board of Public Util | 9645 | NY | MAT | NPCC | 22 | 1 | Electric Utility | ST | DFO | DFO | barrels | 0 | 0 | 0 | 0 | 0 | 2018 | x
2682 | N |  | S A Carlson | Jamestown Board of Public Util | 9645 | NY | MAT | NPCC | 22 | 1 | Electric Utility | ST | NG | NG | mcf | 129741 | 129741 | 133763 | 133763 | 24200 | 2018 | x | 5.5274
2685 | N |  | Crescent | New York Power Authority | 15296 | NY | MAT | NPCC | 22 | 1 | Electric Utility | HY | WAT | HYC |  | 0 | 0 | 633409 | 633409 | 69468 | 2018
2686 | N |  | Vischer Ferry | New York Power Authority | 15296 | NY | MAT | NPCC | 22 | 1 | Electric Utility | HY | WAT | HYC |  | 0 | 0 | 582112 | 582112 | 63842 | 2018
2691 | N |  | Blenheim Gilboa | New York Power Authority | 15296 | NY | MAT | NPCC | 22 | 1 | Electric Utility | PS | WAT | HPS |  | 597386 | 597386 | 0 | 0 | -200581 | 2018
2692 | N |  | Lewiston Niagara | New York Power Authority | 15296 | NY | MAT | NPCC | 22 | 1 | Electric Utility | PS | WAT | HPS |  | 634141 | 634141 | 0 | 0 | -230137 | 2018
2693 | N |  | Robert Moses Niagara | New York Power Authority | 15296 | NY | MAT | NPCC | 22 | 1 | Electric Utility | HY | WAT | HYC |  | 0 | 0 | 152939714 | 152939714 | 16773384 | 2018
2694 | N |  | Robert Moses Power Dam | New York Power Authority | 15296 | NY | MAT | NPCC | 22 | 1 | Electric Utility | HY | WAT | HYC |  | 0 | 0 | 69657445 | 69657445 | 7639553 | 2018
2695 | N |  | Charles P Keller | Village of Rockville Centre - (NY) | 16217 | NY | MAT | NPCC | 22 | 1 | Electric Utility | IC | DFO | DFO | barrels | 870 | 870 | 5064 | 5064 | 76.066 | 2018 |  | 66.5738
2695 | N |  | Charles P Keller | Village of Rockville Centre - (NY) | 16217 | NY | MAT | NPCC | 22 | 1 | Electric Utility | IC | NG | NG | mcf | 14328 | 14328 | 15501 | 15501 | 232.934 | 2018 |  | 66.5467
2700 | N |  | Watertown | City of Watertown - (NY) | 20188 | NY | MAT | NPCC | 22 | 1 | Electric Utility | HY | WAT | HYC |  | 0 | 0 | 181303 | 181303 | 19884 | 2018
3236 | N |  | Manchester Street | Edgewater Generation, LLC | 61786 | RI | NEW | NPCC | 22 | 2 | NAICS-22 Non-Cogen | CA | DFO | DFO | barrels | 0 | 0 | 0 | 0 | 14452.312 | 2018 | x
3236 | N |  | Manchester Street | Edgewater Generation, LLC | 61786 | RI | NEW | NPCC | 22 | 2 | NAICS-22 Non-Cogen | CA | NG | NG | mcf | 0 | 0 | 0 | 0 | 585288.69 | 2018 | x
3236 | N |  | Manchester Street | Edgewater Generation, LLC | 61786 | RI | NEW | NPCC | 22 | 2 | NAICS-22 Non-Cogen | CT | DFO | DFO | barrels | 67026 | 67026 | 388952 | 388952 | 33123.916 | 2018 | x | 11.7423
3236 | N |  | Manchester Street | Edgewater Generation, LLC | 61786 | RI | NEW | NPCC | 22 | 2 | NAICS-22 Non-Cogen | CT | NG | NG | mcf | 14377185 | 14377185 | 14765368 | 14765368 | 1233216.1 | 2018 | x
3708 | N |  | Ascutney | Green Mountain Power Corp | 7601 | VT | NEW | NPCC | 22 | 1 | Electric Utility | GT | DFO | DFO | barrels | 2021 | 2021 | 11722 | 11722 | 252 | 2018 |  | 46.5159
3709 | N |  | Smith (VT) | Green Mountain Power Corp | 7601 | VT | NEW | NPCC | 22 | 1 | Electric Utility | HY | WAT | HYC |  | 0 | 0 | 24957 | 24957 | 2737 | 2018
3710 | N |  | Cavendish | Green Mountain Power Corp | 7601 | VT | NEW | NPCC | 22 | 1 | Electric Utility | HY | WAT | HYC |  | 0 | 0 | 57052 | 57052 | 6257 | 2018
3711 | N |  | Clark Falls | Green Mountain Power Corp | 7601 | VT | NEW | NPCC | 22 | 1 | Electric Utility | HY | WAT | HYC |  | 0 | 0 | 139651 | 139651 | 15316 | 2018
3712 | N |  | Fairfax Falls | Green Mountain Power Corp | 7601 | VT | NEW | NPCC | 22 | 1 | Electric Utility | HY | WAT | HYC |  | 0 | 0 | 168006 | 168006 | 18426 | 2018
3714 | N |  | Glen | Green Mountain Power Corp | 7601 | VT | NEW | NPCC | 22 | 1 | Electric Utility | HY | WAT | HYC |  | 0 | 0 | 75452 | 75452 | 8275 | 2018
3716 | N |  | Lower Middlebury | Green Mountain Power Corp | 7601 | VT | NEW | NPCC | 22 | 1 | Electric Utility | HY | WAT | HYC |  | 0 | 0 | 61985 | 61985 | 6798 | 2018
3717 | N |  | Milton | Green Mountain Power Corp | 7601 | VT | NEW | NPCC | 22 | 1 | Electric Utility | HY | WAT | HYC |  | 0 | 0 | 306565 | 306565 | 33622 | 2018
3720 | N |  | Peterson | Green Mountain Power Corp | 7601 | VT | NEW | NPCC | 22 | 1 | Electric Utility | HY | WAT | HYC |  | 0 | 0 | 229572 | 229572 | 25178 | 2018
3722 | N |  | Pittsford | Green Mountain Power Corp | 7601 | VT | NEW | NPCC | 22 | 1 | Electric Utility | HY | WAT | HYC |  | 0 | 0 | 92547 | 92547 | 10150 | 2018
3723 | N |  | Rutland | Green Mountain Power Corp | 7601 | VT | NEW | NPCC | 22 | 1 | Electric Utility | GT | DFO | DFO | barrels | 1452 | 1452 | 8420 | 8420 | 330 | 2018
3724 | N |  | Salisbury | Green Mountain Power Corp | 7601 | VT | NEW | NPCC | 22 | 1 | Electric Utility | HY | WAT | HYC |  | 0 | 0 | 31512 | 31512 | 3456 | 2018
3725 | N |  | Silver Lake (VT) | Green Mountain Power Corp | 7601 | VT | NEW | NPCC | 22 | 1 | Electric Utility | HY | WAT | HYC |  | 0 | 0 | 52483 | 52483 | 5756 | 2018
3728 | N |  | Weybridge | Green Mountain Power Corp | 7601 | VT | NEW | NPCC | 22 | 1 | Electric Utility | HY | WAT | HYC |  | 0 | 0 | 119611 | 119611 | 13118 | 2018
3731 | N |  | Newport | Great Bay Hydro Corp | 49852 | VT | NEW | NPCC | 22 | 2 | NAICS-22 Non-Cogen | HY | WAT | HYC |  | 0 | 0 | 137354 | 137354 | 15064 | 2018
3734 | N |  | Berlin 5 | Green Mountain Power Corp | 7601 | VT | NEW | NPCC | 22 | 1 | Electric Utility | GT | DFO | DFO | barrels | 0 | 0 | 0 | 0 | 0 | 2018 | x
3734 | N |  | Berlin 5 | Green Mountain Power Corp | 7601 | VT | NEW | NPCC | 22 | 1 | Electric Utility | GT | JF | WOO | barrels | 0 | 0 | 0 | 0 | 0 | 2018 | x
3734 | N |  | Berlin 5 | Green Mountain Power Corp | 7601 | VT | NEW | NPCC | 22 | 1 | Electric Utility | GT | KER | WOO | barrels | 2630 | 2630 | 15267 | 15267 | 963 | 2018 | x
3735 | N |  | Colchester 16 | Green Mountain Power Corp | 7601 | VT | NEW | NPCC | 22 | 1 | Electric Utility | GT | DFO | DFO | barrels | 996 | 996 | 5828 | 5828 | 169 | 2018
3737 | N |  | Essex Junction 19 | Green Mountain Power Corp | 7601 | VT | NEW | NPCC | 22 | 1 | Electric Utility | HY | WAT | HYC |  | 0 | 0 | 287599 | 287599 | 31542 | 2018
3737 | N |  | Essex Junction 19 | Green Mountain Power Corp | 7601 | VT | NEW | NPCC | 22 | 1 | Electric Utility | IC | DFO | DFO | barrels | 834 | 834 | 4846 | 4846 | 465 | 2018 |  | 10.4215
3739 | N |  | Marshfield 6 | Green Mountain Power Corp | 7601 | VT | NEW | NPCC | 22 | 1 | Electric Utility | HY | WAT | HYC |  | 0 | 0 | 80959 | 80959 | 8879 | 2018
3740 | N |  | Middlesex 2 | Green Mountain Power Corp | 7601 | VT | NEW | NPCC | 22 | 1 | Electric Utility | HY | WAT | HYC |  | 0 | 0 | 87259 | 87259 | 9570 | 2018
3743 | N |  | West Danville 15 | Green Mountain Power Corp | 7601 | VT | NEW | NPCC | 22 | 1 | Electric Utility | HY | WAT | HYC |  | 0 | 0 | 8645 | 8645 | 948 | 2018
3745 | N |  | Bellows Falls | Great River Hydro, LLC | 61122 | VT | NEW | NPCC | 22 | 2 | NAICS-22 Non-Cogen | HY | WAT | HYC |  | 0 | 0 | 2244114 | 2244114 | 246119 | 2018
3746 | N |  | Harriman | Great River Hydro, LLC | 61122 | VT | NEW | NPCC | 22 | 2 | NAICS-22 Non-Cogen | HY | WAT | HYC |  | 0 | 0 | 1174590 | 1174590 | 128821 | 2018
3750 | N |  | Canaan | Central Rivers Power NH, LLC | 62775 | VT | NEW | NPCC | 22 | 1 | Electric Utility | HY | WAT | HYC |  | 0 | 0 | 33938 | 33938 | 3722 | 2018
3753 | N |  | West Charleston | Barton Village, Inc | 1299 | VT | NEW | NPCC | 22 | 1 | Electric Utility | HY | WAT | HYC |  | 0 | 0 | 30745 | 30745 | 3372 | 2018
3753 | N |  | West Charleston | Barton Village, Inc | 1299 | VT | NEW | NPCC | 22 | 1 | Electric Utility | ST | DFO | DFO | barrels | 0 | 0 | 0 | 0 | 0 | 2018
3754 | N |  | Burlington GT | City of Burlington Electric - (VT) | 2548 | VT | NEW | NPCC | 22 | 1 | Electric Utility | GT | DFO | DFO | barrels | 1731 | 1731 | 9910 | 9910 | 485 | 2018 | x
3754 | N |  | Burlington GT | City of Burlington Electric - (VT) | 2548 | VT | NEW | NPCC | 22 | 1 | Electric Utility | GT | RFO | RFO | barrels | 0 | 0 | 0 | 0 | 0 | 2018 | x
3762 | N |  | Great Falls (VT) | Village of Lyndonville - (VT) | 11359 | VT | NEW | NPCC | 22 | 1 | Electric Utility | HY | WAT | HYC |  | 0 | 0 | 28648 | 28648 | 3142 | 2018
3764 | N |  | Morrisville | Village of Morrisville - (VT) | 12989 | VT | NEW | NPCC | 22 | 1 | Electric Utility | HY | WAT | HYC |  | 0 | 0 | 32432 | 32432 | 3557 | 2018
3765 | N |  | Cadys Falls | Village of Morrisville - (VT) | 12989 | VT | NEW | NPCC | 22 | 1 | Electric Utility | HY | WAT | HYC |  | 0 | 0 | 12792 | 12792 | 1403 | 2018
6012 | N |  | Sherman | Great River Hydro, LLC | 61122 | MA | NEW | NPCC | 22 | 2 | NAICS-22 Non-Cogen | HY | WAT | HYC |  | 0 | 0 | 321208 | 321208 | 35228 | 2018
6047 | N |  | Deerfield 2 | Great River Hydro, LLC | 61122 | MA | NEW | NPCC | 22 | 2 | NAICS-22 Non-Cogen | HY | WAT | HYC |  | 0 | 0 | 324463 | 324463 | 35585 | 2018
6049 | N |  | West Tisbury Generating Facility | GenOn Canal, LLC | 21461 | MA | NEW | NPCC | 22 | 2 | NAICS-22 Non-Cogen | IC | DFO | DFO | barrels | 1255 | 1255 | 7279 | 7279 | 715 | 2018
6081 | N |  | Stony Brook | Massachusetts Mun Wholes Electric Co | 11806 | MA | NEW | NPCC | 22 | 1 | Electric Utility | CA | DFO | DFO | barrels | 0 | 0 | 0 | 0 | 12982.651 | 2018 | x
6081 | N |  | Stony Brook | Massachusetts Mun Wholes Electric Co | 11806 | MA | NEW | NPCC | 22 | 1 | Electric Utility | CA | NG | NG | mcf | 0 | 0 | 0 | 0 | 15510.349 | 2018 | x
6081 | N |  | Stony Brook | Massachusetts Mun Wholes Electric Co | 11806 | MA | NEW | NPCC | 22 | 1 | Electric Utility | CT | DFO | DFO | barrels | 72690 | 72690 | 421426 | 421426 | 35127.485 | 2018 | x
6081 | N |  | Stony Brook | Massachusetts Mun Wholes Electric Co | 11806 | MA | NEW | NPCC | 22 | 1 | Electric Utility | CT | NG | NG | mcf | 556484 | 556484 | 567614 | 567614 | 39864.515 | 2018 | x | 14.2386
6081 | N |  | Stony Brook | Massachusetts Mun Wholes Electric Co | 11806 | MA | NEW | NPCC | 22 | 1 | Electric Utility | GT | DFO | DFO | barrels | 14370 | 14370 | 83150 | 83150 | 6617 | 2018 | x | 12.5661
6081 | N |  | Stony Brook | Massachusetts Mun Wholes Electric Co | 11806 | MA | NEW | NPCC | 22 | 1 | Electric Utility | IC | DFO | DFO | barrels | 0 | 0 | 0 | 0 | 0 | 2018
6082 | N |  | Somerset Operating Co LLC | Somerset Operating Co LLC | 22129 | NY | MAT | NPCC | 22 | 2 | NAICS-22 Non-Cogen | ST | BIT | COL | short tons | 229692 | 229692 | 5921746 | 5921746 | 586195.92 | 2018 | x | 10.102
6082 | N |  | Somerset Operating Co LLC | Somerset Operating Co LLC | 22129 | NY | MAT | NPCC | 22 | 2 | NAICS-22 Non-Cogen | ST | DFO | DFO | barrels | 12215 | 12215 | 70541 | 70541 | 6763.08 | 2018 | x | 10.4303
6082 | N |  | Somerset Operating Co LLC | Somerset Operating Co LLC | 22129 | NY | MAT | NPCC | 22 | 2 | NAICS-22 Non-Cogen | ST | KER | WOO | barrels | 0 | 0 | 0 | 0 | 0 | 2018 | x
6082 | N |  | Somerset Operating Co LLC | Somerset Operating Co LLC | 22129 | NY | MAT | NPCC | 22 | 2 | NAICS-22 Non-Cogen | ST | PC | PC | short tons | 0 | 0 | 0 | 0 | 0 | 2018 | x
6082 | N |  | Somerset Operating Co LLC | Somerset Operating Co LLC | 22129 | NY | MAT | NPCC | 22 | 2 | NAICS-22 Non-Cogen | ST | SUB | COL | short tons | 0 | 0 | 0 | 0 | 0 | 2018 | x
6083 | N |  | Deerfield 3 | Great River Hydro, LLC | 61122 | MA | NEW | NPCC | 22 | 2 | NAICS-22 Non-Cogen | HY | WAT | HYC |  | 0 | 0 | 303920 | 303920 | 33332 | 2018
6110 | N | 1 | James A Fitzpatrick | Exelon Nuclear | 55951 | NY | MAT | NPCC | 22 | 2 | NAICS-22 Non-Cogen | ST | NUC | NUC |  | 0 | 0 | 0 | 0 | 6527781 | 2018
6115 | N | 1 | Seabrook | NextEra Energy Seabrook LLC | 6854 | NH | NEW | NPCC | 22 | 2 | NAICS-22 Non-Cogen | ST | NUC | NUC |  | 0 | 0 | 0 | 0 | 10061696 | 2018
6119 | N |  | Deerfield 4 | Great River Hydro, LLC | 61122 | MA | NEW | NPCC | 22 | 2 | NAICS-22 Non-Cogen | HY | WAT | HYC |  | 0 | 0 | 254593 | 254593 | 27922 | 2018
6122 | N | 1 | R E Ginna Nuclear Power Plant | Exelon Nuclear | 55951 | NY | MAT | NPCC | 22 | 2 | NAICS-22 Non-Cogen | ST | NUC | NUC |  | 0 | 0 | 0 | 0 | 4689440 | 2018
6125 | N |  | Shrewsbury | Town of Shrewsbury - (MA) | 17127 | MA | NEW | NPCC | 22 | 1 | Electric Utility | IC | DFO | DFO | barrels | 2289 | 2289 | 13269 | 13269 | 742 | 2018 |  | 17.8827
6156 | N |  | New Haven Harbor | PSEG Power Connecticut LLC | 15452 | CT | NEW | NPCC | 22 | 2 | NAICS-22 Non-Cogen | GT | KER | WOO | barrels | 9646 | 9646 | 54721 | 54721 | 2251.687 | 2018 | x | 24.3022
6156 | N |  | New Haven Harbor | PSEG Power Connecticut LLC | 15452 | CT | NEW | NPCC | 22 | 2 | NAICS-22 Non-Cogen | GT | NG | NG | mcf | 0 | 0 | 0 | 0 | -9.687 | 2018 | x
6156 | N |  | New Haven Harbor | PSEG Power Connecticut LLC | 15452 | CT | NEW | NPCC | 22 | 2 | NAICS-22 Non-Cogen | ST | DFO | DFO | barrels | 5371 | 5371 | 31356 | 31356 | -6933.968 | 2018 | x
6156 | N |  | New Haven Harbor | PSEG Power Connecticut LLC | 15452 | CT | NEW | NPCC | 22 | 2 | NAICS-22 Non-Cogen | ST | NG | NG | mcf | 316532 | 316532 | 326028 | 326028 | 16925.982 | 2018 | x | 19.262
6156 | N |  | New Haven Harbor | PSEG Power Connecticut LLC | 15452 | CT | NEW | NPCC | 22 | 2 | NAICS-22 Non-Cogen | ST | RFO | RFO | barrels | 44250 | 44250 | 278775 | 278775 | 19764.986 | 2018 | x | 14.1045
6378 | N |  | Dwight | Central Rivers Power MA, LLC | 61350 | MA | NEW | NPCC | 22 | 2 | NAICS-22 Non-Cogen | HY | WAT | HYC |  | 0 | 0 | 58082 | 58082 | 6370 | 2018
6379 | N |  | Indian Orchard | Central Rivers Power MA, LLC | 61350 | MA | NEW | NPCC | 22 | 2 | NAICS-22 Non-Cogen | HY | WAT | HYC |  | 0 | 0 | 60973 | 60973 | 6687 | 2018
6388 | N |  | Turners Falls | FirstLight Power Resources, Inc. - MA | 58185 | MA | NEW | NPCC | 22 | 2 | NAICS-22 Non-Cogen | HY | WAT | HYC |  | 0 | 0 | 188460 | 188460 | 20669 | 2018
6450 | N |  | Proctor | Green Mountain Power Corp | 7601 | VT | NEW | NPCC | 22 | 1 | Electric Utility | HY | WAT | HYC |  | 0 | 0 | 284545 | 284545 | 31207 | 2018
6451 | N |  | Beldens | Green Mountain Power Corp | 7601 | VT | NEW | NPCC | 22 | 1 | Electric Utility | HY | WAT | HYC |  | 0 | 0 | 161370 | 161370 | 17698 | 2018
6456 | N |  | Carver Falls | Green Mountain Power Corp | 7601 | NY | MAT | NPCC | 22 | 1 | Electric Utility | HY | WAT | HYC |  | 0 | 0 | 57049 | 57049 | 6257 | 2018
6475 | N |  | Gorge 18 | Green Mountain Power Corp | 7601 | VT | NEW | NPCC | 22 | 1 | Electric Utility | HY | WAT | HYC |  | 0 | 0 | 89273 | 89273 | 9791 | 2018
6483 | N |  | Mcindoes | Great River Hydro, LLC | 61122 | VT | NEW | NPCC | 22 | 2 | NAICS-22 Non-Cogen | HY | WAT | HYC |  | 0 | 0 | 416921 | 416921 | 45725 | 2018
6486 | N |  | Mill C | New York State Elec & Gas Corp | 13511 | NY | MAT | NPCC | 22 | 1 | Electric Utility | HY | WAT | HYC |  | 0 | 0 | 246514 | 246514 | 27036 | 2018
6519 | N |  | Vergennes 9 | Green Mountain Power Corp | 7601 | VT | NEW | NPCC | 22 | 1 | Electric Utility | HY | WAT | HYC |  | 0 | 0 | 76710 | 76710 | 8413 | 2018
6519 | N |  | Vergennes 9 | Green Mountain Power Corp | 7601 | VT | NEW | NPCC | 22 | 1 | Electric Utility | IC | DFO | DFO | barrels | 644 | 644 | 3767 | 3767 | 372 | 2018
6520 | N |  | Waterbury 22 | Green Mountain Power Corp | 7601 | VT | NEW | NPCC | 22 | 1 | Electric Utility | HY | WAT | HYC |  | 0 | 0 | 64756 | 64756 | 7102 | 2018
6526 | N |  | Rainbow Falls Auscble | New York State Elec & Gas Corp | 13511 | NY | MAT | NPCC | 22 | 1 | Electric Utility | HY | WAT | HYC |  | 0 | 0 | 0 | 0 | 0 | 2018
6527 | N |  | E J West | Erie Boulevard Hydropower LP | 5914 | NY | MAT | NPCC | 22 | 2 | NAICS-22 Non-Cogen | HY | WAT | HYC |  | 0 | 0 | 493166 | 493166 | 54087 | 2018
6529 | N |  | Searsburg | Great River Hydro, LLC | 61122 | VT | NEW | NPCC | 22 | 2 | NAICS-22 Non-Cogen | HY | WAT | HYC |  | 0 | 0 | 211438 | 211438 | 23189 | 2018
6567 | N |  | Block Island | Block Island Power Co | 1857 | RI | NEW | NPCC | 22 | 1 | Electric Utility | IC | DFO | DFO | barrels | 116 | 116 | 686 | 686 | 44 | 2018
6586 | N |  | Wilkins Station | City of Marblehead - (MA) | 11624 | MA | NEW | NPCC | 22 | 1 | Electric Utility | IC | DFO | DFO | barrels | 101 | 101 | 585 | 585 | 49 | 2018
6618 | N |  | Highgate Falls | Village of Swanton - (VT) | 18371 | VT | NEW | NPCC | 22 | 1 | Electric Utility | HY | WAT | HYC |  | 0 | 0 | 303292 | 303292 | 33263 | 2018
6635 | N |  | A L Pierce | Connecticut Mun Elec Engy Coop | 4180 | CT | NEW | NPCC | 22 | 1 | Electric Utility | GT | DFO | DFO | barrels | 359 | 359 | 2089 | 2089 | 170.229 | 2018 | x
6635 | N |  | A L Pierce | Connecticut Mun Elec Engy Coop | 4180 | CT | NEW | NPCC | 22 | 1 | Electric Utility | GT | LFG | MLG | mcf | 0 | 0 | 0 | 0 | 0 | 2018 | x
6635 | N |  | A L Pierce | Connecticut Mun Elec Engy Coop | 4180 | CT | NEW | NPCC | 22 | 1 | Electric Utility | GT | NG | NG | mcf | 40092 | 40092 | 41175 | 41175 | 3349.771 | 2018 | x | 12.2919
7051 | N |  | Wrightsville Hydro Plant | Washington Electric Coop - (VT) | 20151 | VT | NEW | NPCC | 22 | 1 | Electric Utility | HY | WAT | HYC |  | 0 | 0 | 22813 | 22813 | 2502 | 2018
7056 | N |  | Bolton Falls | Green Mountain Power Corp | 7601 | VT | NEW | NPCC | 22 | 1 | Electric Utility | HY | WAT | HYC |  | 0 | 0 | 175475 | 175475 | 19245 | 2018
7146 | N |  | Wading River | National Grid Generation LLC | 56505 | NY | MAT | NPCC | 22 | 1 | Electric Utility | GT | DFO | DFO | barrels | 32061 | 32061 | 181785 | 181785 | 12886 | 2018 | x | 14.1072
7314 | N |  | Richard M Flynn | New York Power Authority | 15296 | NY | MAT | NPCC | 22 | 1 | Electric Utility | CA | DFO | DFO | barrels | 0 | 0 | 0 | 0 | 8906.054 | 2018 | x
7314 | N |  | Richard M Flynn | New York Power Authority | 15296 | NY | MAT | NPCC | 22 | 1 | Electric Utility | CA | NG | NG | mcf | 0 | 0 | 0 | 0 | 215086.95 | 2018 | x
7314 | N |  | Richard M Flynn | New York Power Authority | 15296 | NY | MAT | NPCC | 22 | 1 | Electric Utility | CT | DFO | DFO | barrels | 39351 | 39351 | 227646 | 227646 | 17935.831 | 2018 | x
7314 | N |  | Richard M Flynn | New York Power Authority | 15296 | NY | MAT | NPCC | 22 | 1 | Electric Utility | CT | NG | NG | mcf | 4966081 | 4966081 | 5110812 | 5110812 | 403911.17 | 2018 | x | 12.6533
7337 | N |  | Florence | Omya Inc | 19794 | VT | NEW | NPCC | 22 | 1 | Electric Utility | GT | DFO | DFO | barrels | 0 | 0 | 0 | 0 | 0 | 2018
7381 | N |  | Searsburg Wind Turbine | Green Mountain Power Corp | 7601 | VT | NEW | NPCC | 22 | 1 | Electric Utility | WT | WND | WND |  | 0 | 0 | 112062 | 112062 | 12290 | 2018
7396 | N |  | Front Street | City of Chicopee - (MA) | 3477 | MA | NEW | NPCC | 22 | 1 | Electric Utility | IC | DFO | DFO | barrels | 1467 | 1467 | 8564 | 8564 | 844 | 2018 |  | 10.1469
7501 | N |  | Princeton Wind Farm | Town of Princeton - (MA) | 15371 | MA | NEW | NPCC | 22 | 1 | Electric Utility | WT | WND | WND |  | 0 | 0 | 35733 | 35733 | 3919 | 2018
7513 | N |  | ReEnergy Fort Fairfield | ReEnergy Fort Fairfield LLC | 1984 | ME | NEW | NPCC | 22 | 2 | NAICS-22 Non-Cogen | ST | WDS | WWW | short tons | 310830 | 310830 | 2797470 | 2797470 | 177428 | 2018 |  | 15.7668
7583 | N |  | Talcville | Erie Boulevard Hydropower LP | 5914 | NY | MAT | NPCC | 22 | 2 | NAICS-22 Non-Cogen | HY | WAT | HYC |  | 0 | 0 | 35890 | 35890 | 3936 | 2018
7784 | N |  | Allegany Cogen | Allegany Generating Station, LLC | 58651 | NY | MAT | NPCC | 22 | 2 | NAICS-22 Non-Cogen | CA | NG | NG | mcf | 17971 | 17971 | 18511 | 18511 | 9176 | 2018 |  | 2.0173
7784 | N |  | Allegany Cogen | Allegany Generating Station, LLC | 58651 | NY | MAT | NPCC | 22 | 2 | NAICS-22 Non-Cogen | CT | NG | NG | mcf | 274204 | 274204 | 282430 | 282430 | 27048 | 2018
7869 | N |  | Glenwood Landing | National Grid Generation LLC | 56505 | NY | MAT | NPCC | 22 | 1 | Electric Utility | GT | DFO | DFO | barrels | 0 | 0 | 0 | 0 | 0 | 2018 | x
7869 | N |  | Glenwood Landing | National Grid Generation LLC | 56505 | NY | MAT | NPCC | 22 | 1 | Electric Utility | GT | KER | WOO | barrels | 5614 | 5614 | 31838 | 31838 | 3031.377 | 2018 | x
7869 | N |  | Glenwood Landing | National Grid Generation LLC | 56505 | NY | MAT | NPCC | 22 | 1 | Electric Utility | GT | NG | NG | mcf | 851760 | 851760 | 875610 | 875610 | 83371.623 | 2018 | x | 10.5025
7909 | N |  | Vernon Boulevard | New York Power Authority | 15296 | NY | MAT | NPCC | 22 | 1 | Electric Utility | GT | NG | NG | mcf | 685934 | 685934 | 705826 | 705826 | 48862 | 2018 | x | 14.4453
7910 | N |  | Joseph J Seymour Power Project | New York Power Authority | 15296 | NY | MAT | NPCC | 22 | 1 | Electric Utility | GT | NG | NG | mcf | 1275220 | 1275220 | 1326229 | 1326229 | 117563 | 2018 | x | 11.281
7912 | N |  | Brentwood | New York Power Authority | 15296 | NY | MAT | NPCC | 22 | 1 | Electric Utility | GT | NG | NG | mcf | 609115 | 609115 | 625563 | 625563 | 59444 | 2018 | x | 10.5236
7913 | N |  | Hell Gate | New York Power Authority | 15296 | NY | MAT | NPCC | 22 | 1 | Electric Utility | GT | NG | NG | mcf | 414745 | 414745 | 426357 | 426357 | 37085 | 2018 | x | 11.4968
7914 | N |  | Harlem River Yard | New York Power Authority | 15296 | NY | MAT | NPCC | 22 | 1 | Electric Utility | GT | NG | NG | mcf | 435093 | 435093 | 446839 | 446839 | 33058 | 2018 | x | 13.5168
7915 | N |  | North 1st | New York Power Authority | 15296 | NY | MAT | NPCC | 22 | 1 | Electric Utility | GT | NG | NG | mcf | 549297 | 549297 | 570720 | 570720 | 51871 | 2018 | x | 11.0027
8002 | N |  | Newington | Granite Shore Power | 62032 | NH | NEW | NPCC | 22 | 1 | Electric Utility | ST | DFO | DFO | barrels | 3985 | 3985 | 23113 | 23113 | 1707.551 | 2018 | x | 13.5358
8002 | N |  | Newington | Granite Shore Power | 62032 | NH | NEW | NPCC | 22 | 1 | Electric Utility | ST | NG | NG | mcf | 381497 | 381497 | 397508 | 397508 | 30008.156 | 2018 | x | 13.2467
8002 | N |  | Newington | Granite Shore Power | 62032 | NH | NEW | NPCC | 22 | 1 | Electric Utility | ST | RFO | RFO | barrels | 153301 | 153301 | 962574 | 962574 | 83173.293 | 2018 | x | 11.5731
8004 | N |  | Fife Brook | Bear Swamp Power Company LLC | 54765 | MA | NEW | NPCC | 22 | 2 | NAICS-22 Non-Cogen | HY | WAT | HYC |  | 0 | 0 | 309565 | 309565 | 33951 | 2018
8005 | N |  | Bear Swamp | Bear Swamp Power Company LLC | 54765 | MA | NEW | NPCC | 22 | 2 | NAICS-22 Non-Cogen | PS | WAT | HPS |  | 628620 | 628620 | 0 | 0 | -171036 | 2018
8006 | N |  | Roseton Generating Facility | CCI Roseton LLC | 5511 | NY | MAT | NPCC | 22 | 2 | NAICS-22 Non-Cogen | ST | DFO | DFO | barrels | 0 | 0 | 0 | 0 | 0 | 2018 | x
8006 | N |  | Roseton Generating Facility | CCI Roseton LLC | 5511 | NY | MAT | NPCC | 22 | 2 | NAICS-22 Non-Cogen | ST | NG | NG | mcf | 2797878 | 2797878 | 2825857 | 2825857 | 231461.33 | 2018 | x | 12.2088
8006 | N |  | Roseton Generating Facility | CCI Roseton LLC | 5511 | NY | MAT | NPCC | 22 | 2 | NAICS-22 Non-Cogen | ST | RFO | RFO | barrels | 448583 | 448583 | 2866596 | 2866596 | 285046.67 | 2018 | x
8007 | N |  | Holtsville | National Grid Generation LLC | 56505 | NY | MAT | NPCC | 22 | 1 | Electric Utility | GT | DFO | DFO | barrels | 0 | 0 | 0 | 0 | 0 | 2018 | x
8007 | N |  | Holtsville | National Grid Generation LLC | 56505 | NY | MAT | NPCC | 22 | 1 | Electric Utility | GT | KER | WOO | barrels | 112407 | 112407 | 638135 | 638135 | 43118 | 2018 | x | 14.7997
8009 | N |  | Auburn State Street | New York State Elec & Gas Corp | 13511 | NY | MAT | NPCC | 22 | 1 | Electric Utility | GT | NG | NG | mcf | 196 | 196 | 198 | 198 | 13 | 2018 |  | 15.2308
8053 | N |  | Pouch | New York Power Authority | 15296 | NY | MAT | NPCC | 22 | 1 | Electric Utility | GT | NG | NG | mcf | 600569 | 600569 | 626393 | 626393 | 56003 | 2018 | x | 11.185
8824 | N |  | IMT Transfer NY | Consolidated Edison Co-NY Inc | 4226 | NY | MAT |  | 22 | 1 | Electric Utility | ST | RFO | RFO | barrels | 0 | 0 | 0 | 0 | 0 | 2018
8858 | N |  | PSEG-Provport Coal Storage | PSEG Power Connecticut LLC | 15452 | RI | NEW |  | 22 | 2 | NAICS-22 Non-Cogen | ST | SUB | COL | short tons | 0 | 0 | 0 | 0 | 0 | 2018
8906 | N |  | Astoria Generating Station | U S Power Generating Company LLC | 54863 | NY | MAT | NPCC | 22 | 2 | NAICS-22 Non-Cogen | GT | NG | NG | mcf | 17971 | 17971 | 18438 | 18438 | 951 | 2018 | x | 19.388
8906 | N |  | Astoria Generating Station | U S Power Generating Company LLC | 54863 | NY | MAT | NPCC | 22 | 2 | NAICS-22 Non-Cogen | ST | NG | NG | mcf | 12086435 | 12086435 | 12405120 | 12405120 | 1034136.5 | 2018 | x | 11.9956
8906 | N |  | Astoria Generating Station | U S Power Generating Company LLC | 54863 | NY | MAT | NPCC | 22 | 2 | NAICS-22 Non-Cogen | ST | RFO | RFO | barrels | 101136 | 101136 | 620470 | 620470 | 58232.528 | 2018 | x | 10.655
8907 | N | 3 | Indian Point 3 | Entergy Nuclear Indian Point 3 | 6028 | NY | MAT | NPCC | 22 | 2 | NAICS-22 Non-Cogen | ST | NUC | NUC |  | 0 | 0 | 0 | 0 | 8300481 | 2018
9038 | N |  | Cherry Street | Town of Hudson - (MA) | 8973 | MA | NEW | NPCC | 22 | 1 | Electric Utility | IC | DFO | DFO | barrels | 544 | 544 | 3172 | 3172 | 358.273 | 2018 |  | 8.8536
9038 | N |  | Cherry Street | Town of Hudson - (MA) | 8973 | MA | NEW | NPCC | 22 | 1 | Electric Utility | IC | NG | NG | mcf | 1312 | 1312 | 1352 | 1352 | 152.727 | 2018 |  | 8.8524
9864 | N |  | Cabot Holyoke | City of Holyoke Gas and Electric Dept. | 8776 | MA | NEW | NPCC | 22 | 1 | Electric Utility | HY | WAT | HYC |  | 0 | 0 | 22886 | 22886 | 2510 | 2018
9864 | N |  | Cabot Holyoke | City of Holyoke Gas and Electric Dept. | 8776 | MA | NEW | NPCC | 22 | 1 | Electric Utility | ST | DFO | DFO | barrels | 0 | 0 | 0 | 0 | 0 | 2018
9864 | N |  | Cabot Holyoke | City of Holyoke Gas and Electric Dept. | 8776 | MA | NEW | NPCC | 22 | 1 | Electric Utility | ST | NG | NG | mcf | 0 | 0 | 0 | 0 | 0 | 2018
9864 | N |  | Cabot Holyoke | City of Holyoke Gas and Electric Dept. | 8776 | MA | NEW | NPCC | 22 | 1 | Electric Utility | ST | RFO | RFO | barrels | 0 | 0 | 0 | 0 | 0 | 2018
10025 | Y |  | RED-Rochester, LLC | RED-Rochester, LLC | 5624 | NY | MAT | NPCC | 339 | 7 | Industrial NAICS Cogen | HY | WAT | HYC |  | 0 | 0 | 0 | 0 | 0 | 2018
10025 | Y |  | RED-Rochester, LLC | RED-Rochester, LLC | 5624 | NY | MAT | NPCC | 339 | 7 | Industrial NAICS Cogen | ST | BIT | COL | short tons | 13116 | 3564 | 339705 | 92294 | 10943.384 | 2018
10025 | Y |  | RED-Rochester, LLC | RED-Rochester, LLC | 5624 | NY | MAT | NPCC | 339 | 7 | Industrial NAICS Cogen | ST | DFO | DFO | barrels | 5963 | 1959 | 34644 | 11381 | 1408.46 | 2018
10025 | Y |  | RED-Rochester, LLC | RED-Rochester, LLC | 5624 | NY | MAT | NPCC | 339 | 7 | Industrial NAICS Cogen | ST | NG | NG | mcf | 7604505 | 2650680 | 7833331 | 2730410 | 353683.31 | 2018
10025 | Y |  | RED-Rochester, LLC | RED-Rochester, LLC | 5624 | NY | MAT | NPCC | 339 | 7 | Industrial NAICS Cogen | ST | RFO | RFO | barrels | 18732 | 5206 | 119135 | 33104 | 4086.85 | 2018
10029 | Y |  | General Electric Aircraft Engines | General Electric Aircraft Engines | 7049 | MA | NEW | NPCC | 336 | 7 | Industrial NAICS Cogen | PV | SUN | SUN |  | 0 | 0 | 20423 | 20423 | 2240 | 2018
10029 | Y |  | General Electric Aircraft Engines | General Electric Aircraft Engines | 7049 | MA | NEW | NPCC | 336 | 7 | Industrial NAICS Cogen | ST | DFO | DFO | barrels | 0 | 0 | 0 | 0 | 0 | 2018
10029 | Y |  | General Electric Aircraft Engines | General Electric Aircraft Engines | 7049 | MA | NEW | NPCC | 336 | 7 | Industrial NAICS Cogen | ST | NG | NG | mcf | 1478191 | 336109 | 1523754 | 346427 | 59370.738 | 2018
10029 | Y |  | General Electric Aircraft Engines | General Electric Aircraft Engines | 7049 | MA | NEW | NPCC | 336 | 7 | Industrial NAICS Cogen | ST | RFO | RFO | barrels | 824 | 159 | 5249 | 1014 | 174.262 | 2018
10036 | N |  | Hillsborough Hosiery | Silverstreet Hydro | 56590 | NH | NEW | NPCC | 22 | 2 | NAICS-22 Non-Cogen | HY | WAT | HYC |  | 0 | 0 | 45179 | 45179 | 4955 | 2018
10063 | N |  | Derby Hydro | McCallum Enterprises I LP | 11943 | CT | NEW | NPCC | 22 | 2 | NAICS-22 Non-Cogen | HY | WAT | HYC |  | 0 | 0 | 295377 | 295377 | 32395 | 2018
10066 | N |  | Lockwood Hydroelectric Facility | Merimil Ltd Partnership | 12401 | ME | NEW | NPCC | 22 | 2 | NAICS-22 Non-Cogen | HY | WAT | HYC |  | 0 | 0 | 251647 | 251647 | 27599 | 2018
10108 | Y |  | Hampton Facility | Foss Manufacturing Company LLC | 6636 | NH | NEW | NPCC | 314 | 7 | Industrial NAICS Cogen | GT | DFO | DFO | barrels | 0 | 0 | 0 | 0 | 0 | 2018
10108 | Y |  | Hampton Facility | Foss Manufacturing Company LLC | 6636 | NH | NEW | NPCC | 314 | 7 | Industrial NAICS Cogen | GT | NG | NG | mcf | 355913 | 195065 | 363031 | 198966 | 30906 | 2018 |  |  | 5.4381
10109 | N |  | Stevens Mills Dam | Eagle Creek RE LLC | 57280 | NH | NEW | NPCC | 22 | 2 | NAICS-22 Non-Cogen | HY | WAT | HYC |  | 0 | 0 | 48472 | 48472 | 5316 | 2018
10116 | N |  | Hampshire Paper | Hampshire Paper Co Inc | 9357 | NY | MAT | NPCC | 22 | 2 | NAICS-22 Non-Cogen | HY | WAT | HYC |  | 0 | 0 | 135575 | 135575 | 14869 | 2018
10124 | N |  | Hollow Dam Power Partnership | Ampersand Hollow Dam Hydro LLC | 59136 | NY | MAT | NPCC | 22 | 2 | NAICS-22 Non-Cogen | HY | WAT | HYC |  | 0 | 0 | 25829 | 25829 | 2833 | 2018
10137 | N |  | Deweys Mill | Green Mountain Power Corp | 7601 | VT | NEW | NPCC | 22 | 2 | NAICS-22 Non-Cogen | HY | WAT | HYC |  | 0 | 0 | 20296 | 20296 | 2226 | 2018
10176 | N |  | M Street Jet | Massachusetts Bay Trans Auth | 11724 | MA | NEW | NPCC | 22 | 2 | NAICS-22 Non-Cogen | GT | KER | WOO | barrels | 1966 | 1966 | 11065 | 11065 | 635 | 2018 | x | 17.4252
10183 | N |  | Mine Falls Generating Station | City of Nashua, NH | 61979 | NH | NEW | NPCC | 22 | 2 | NAICS-22 Non-Cogen | HY | WAT | HYC |  | 0 | 0 | 146262 | 146262 | 16041 | 2018
10186 | N |  | Anson Abenaki Hydros | Eagle Creek RE LLC | 57280 | ME | NEW | NPCC | 22 | 2 | NAICS-22 Non-Cogen | HY | WAT | HYC |  | 0 | 0 | 1214699 | 1214699 | 133220 | 2018
10186 | N |  | Anson Abenaki Hydros | Eagle Creek RE LLC | 57280 | ME | NEW | NPCC | 22 | 2 | NAICS-22 Non-Cogen | ST | BIT | COL | short tons | 0 | 0 | 0 | 0 | 0 | 2018
10186 | N |  | Anson Abenaki Hydros | Eagle Creek RE LLC | 57280 | ME | NEW | NPCC | 22 | 2 | NAICS-22 Non-Cogen | ST | NG | NG | mcf | 0 | 0 | 0 | 0 | 0 | 2018
10186 | N |  | Anson Abenaki Hydros | Eagle Creek RE LLC | 57280 | ME | NEW | NPCC | 22 | 2 | NAICS-22 Non-Cogen | ST | RFO | RFO | barrels | 0 | 0 | 0 | 0 | 0 | 2018
10190 | N |  | Castleton Energy Center | Fortistar Castleton Power | 60741 | NY | MAT | NPCC | 22 | 2 | NAICS-22 Non-Cogen | CA | DFO | DFO | barrels | 0 | 0 | 0 | 0 | 932.406 | 2018 | x
10190 | N |  | Castleton Energy Center | Fortistar Castleton Power | 60741 | NY | MAT | NPCC | 22 | 2 | NAICS-22 Non-Cogen | CA | NG | NG | mcf | 98328 | 98328 | 101277 | 101277 | 41046.594 | 2018 | x
10190 | N |  | Castleton Energy Center | Fortistar Castleton Power | 60741 | NY | MAT | NPCC | 22 | 2 | NAICS-22 Non-Cogen | CT | DFO | DFO | barrels | 4713 | 4713 | 27760 | 27760 | 2219.798 | 2018 | x
10190 | N |  | Castleton Energy Center | Fortistar Castleton Power | 60741 | NY | MAT | NPCC | 22 | 2 | NAICS-22 Non-Cogen | CT | NG | NG | mcf | 1075829 | 1075829 | 1108104 | 1108104 | 86403.202 | 2018 | x | 12.8248
10196 | N |  | Moose River | EONY Generation Limited | 60023 | NY | MAT | NPCC | 22 | 2 | NAICS-22 Non-Cogen | HY | WAT | HYC |  | 0 | 0 | 432156 | 432156 | 47396 | 2018
10197 | N |  | Philadlephia | EONY Generation Limited | 60023 | NY | MAT | NPCC | 22 | 2 | NAICS-22 Non-Cogen | HY | WAT | HYC |  | 0 | 0 | 92975 | 92975 | 10197 | 2018
10214 | N |  | Lower Saranac Hydroelectric Facility | Lower Saranac Hydro Partner LP | 11270 | NY | MAT | NPCC | 22 | 2 | NAICS-22 Non-Cogen | HY | WAT | HYC |  | 0 | 0 | 205026 | 205026 | 22486 | 2018
10218 | N |  | Warrensburg Hydroelectric | Boralex Hydro Operations Inc | 55754 | NY | MAT | NPCC | 22 | 2 | NAICS-22 Non-Cogen | HY | WAT | HYC |  | 0 | 0 | 100287 | 100287 | 10999 | 2018
10219 | N |  | Middle Falls Hydro | Boralex Hydro Operations Inc | 55754 | NY | MAT | NPCC | 22 | 2 | NAICS-22 Non-Cogen | HY | WAT | HYC |  | 0 | 0 | 114249 | 114249 | 12530 | 2018
10220 | N |  | Sissonville Hydro | Boralex Hydro Operations Inc | 55754 | NY | MAT | NPCC | 22 | 2 | NAICS-22 Non-Cogen | HY | WAT | HYC |  | 0 | 0 | 125629 | 125629 | 13778 | 2018
10221 | N |  | New York State Dam Hydro | Boralex Hydro Operations Inc | 55754 | NY | MAT | NPCC | 22 | 2 | NAICS-22 Non-Cogen | HY | WAT | HYC |  | 0 | 0 | 488578 | 488578 | 53584 | 2018
10237 | N |  | Diana Hydroelectric | EONY Generation Limited | 60023 | NY | MAT | NPCC | 22 | 2 | NAICS-22 Non-Cogen | HY | WAT | HYC |  | 0 | 0 | 60161 | 60161 | 6598 | 2018
10238 | N |  | Dolgeville Hydro | EONY Generation Limited | 60023 | NY | MAT | NPCC | 22 | 2 | NAICS-22 Non-Cogen | HY | WAT | HYC |  | 0 | 0 | 11096 | 11096 | 1217 | 2018
10255 | N |  | West Enfield Hydro | Brookfield Black Bear Hydro, LLC | 59178 | ME | NEW | NPCC | 22 | 2 | NAICS-22 Non-Cogen | HY | WAT | HYC |  | 0 | 0 | 755835 | 755835 | 82895 | 2018
10276 | N |  | Clement Dam Hydro LLC | Eagle Creek RE LLC | 57280 | NH | NEW | NPCC | 22 | 2 | NAICS-22 Non-Cogen | HY | WAT | HYC |  | 0 | 0 | 96139 | 96139 | 10544 | 2018
10286 | N |  | Cornell Hydro | Cornell Hydro | 4386 | NY | MAT | NPCC | 611 | 4 | Commercial NAICS Non-Cogen | HY | WAT | HYC |  | 0 | 0 | 56068 | 56068 | 6149 | 2018
10290 | N |  | Bridgewater Power LP | Bridgewater Power Co LP | 2226 | NH | NEW | NPCC | 22 | 2 | NAICS-22 Non-Cogen | ST | DFO | DFO | barrels | 355 | 355 | 2087 | 2087 | 131.946 | 2018
10290 | N |  | Bridgewater Power LP | Bridgewater Power Co LP | 2226 | NH | NEW | NPCC | 22 | 2 | NAICS-22 Non-Cogen | ST | WDS | WWW | short tons | 141665 | 141665 | 1204154 | 1204154 | 77880.054 | 2018
10305 | Y |  | Dutchess Cnty Resource Recovery Facility | Dutchess County RRA | 12834 | NY | MAT | NPCC | 562213 | 5 | Commercial NAICS Cogen | ST | DFO | DFO | barrels | 0 | 0 | 0 | 0 | 0 | 2018
10305 | Y |  | Dutchess Cnty Resource Recovery Facility | Dutchess County RRA | 12834 | NY | MAT | NPCC | 562213 | 5 | Commercial NAICS Cogen | ST | MSB | MLG | short tons | 84342 | 55444 | 604901 | 397639 | 11185.691 | 2018
10305 | Y |  | Dutchess Cnty Resource Recovery Facility | Dutchess County RRA | 12834 | NY | MAT | NPCC | 562213 | 5 | Commercial NAICS Cogen | ST | MSN | OTH | short tons | 47442 | 31187 | 581166 | 382036 | 10746.764 | 2018
10305 | Y |  | Dutchess Cnty Resource Recovery Facility | Dutchess County RRA | 12834 | NY | MAT | NPCC | 562213 | 5 | Commercial NAICS Cogen | ST | NG | NG | mcf | 78659 | 51709 | 78659 | 51709 | 1454.545 | 2018
10307 | N |  | Bellingham Cogeneration Facility | Northeast Energy Associates LP | 21970 | MA | NEW | NPCC | 22 | 2 | NAICS-22 Non-Cogen | CA | DFO | DFO | barrels | 0 | 0 | 0 | 0 | 5287.648 | 2018 | x
10307 | N |  | Bellingham Cogeneration Facility | Northeast Energy Associates LP | 21970 | MA | NEW | NPCC | 22 | 2 | NAICS-22 Non-Cogen | CA | NG | NG | mcf | 0 | 0 | 0 | 0 | 27930.352 | 2018 | x
10307 | N |  | Bellingham Cogeneration Facility | Northeast Energy Associates LP | 21970 | MA | NEW | NPCC | 22 | 2 | NAICS-22 Non-Cogen | CT | DFO | DFO | barrels | 32397 | 32397 | 186607 | 186607 | 17203.05 | 2018 | x | 10.8473
10307 | N |  | Bellingham Cogeneration Facility | Northeast Energy Associates LP | 21970 | MA | NEW | NPCC | 22 | 2 | NAICS-22 Non-Cogen | CT | NG | NG | mcf | 924753 | 924753 | 924753 | 924753 | 77994.95 | 2018 | x | 11.8566
10354 | N |  | ReEnergy Livermore Falls | ReEnergy Livermore Falls | 57432 | ME | NEW | NPCC | 22 | 2 | NAICS-22 Non-Cogen | ST | WDS | WWW | short tons | 368291 | 368291 | 3314619 | 3314619 | 223268 | 2018 |  | 14.8459
10356 | N |  | ReEnergy Ashland | ReEnergy Ashland LLC | 1981 | ME | NEW | NPCC | 22 | 2 | NAICS-22 Non-Cogen | ST | DFO | DFO | barrels | 0 | 0 | 0 | 0 | 0 | 2018
10356 | N |  | ReEnergy Ashland | ReEnergy Ashland LLC | 1981 | ME | NEW | NPCC | 22 | 2 | NAICS-22 Non-Cogen | ST | WDS | WWW | short tons | 473227 | 473227 | 3785816 | 3785816 | 275958 | 2018 |  | 13.7188
10408 | Y |  | Clark University | Clark University | 3692 | MA | NEW | NPCC | 611 | 5 | Commercial NAICS Cogen | IC | DFO | DFO | barrels | 0 | 0 | 0 | 0 | 0 | 2018
10408 | Y |  | Clark University | Clark University | 3692 | MA | NEW | NPCC | 611 | 5 | Commercial NAICS Cogen | IC | NG | NG | mcf | 65692 | 36684 | 65692 | 36684 | 0 | 2018
10408 | Y |  | Clark University | Clark University | 3692 | MA | NEW | NPCC | 611 | 5 | Commercial NAICS Cogen | IC | RFO | RFO | barrels | 0 | 0 | 0 | 0 | 0 | 2018
10417 | Y |  | Indian Orchard Plant 1 | Solutia Inc-Indian | 39878 | MA | NEW | NPCC | 325211 | 7 | Industrial NAICS Cogen | ST | BIT | COL | short tons | 0 | 0 | 0 | 0 | 0 | 2018
10417 | Y |  | Indian Orchard Plant 1 | Solutia Inc-Indian | 39878 | MA | NEW | NPCC | 325211 | 7 | Industrial NAICS Cogen | ST | NG | NG | mcf | 1501441 | 146016 | 1545532 | 150316 | 24468 | 2018
10464 | N |  | ReEnergy Black River | Black River Generation LLC | 1746 | NY | MAT | NPCC | 22 | 2 | NAICS-22 Non-Cogen | ST | BIT | COL | short tons | 0 | 0 | 0 | 0 | 0 | 2018
10464 | N |  | ReEnergy Black River | Black River Generation LLC | 1746 | NY | MAT | NPCC | 22 | 2 | NAICS-22 Non-Cogen | ST | DFO | DFO | barrels | 1519 | 1519 | 8803 | 8803 | 486.315 | 2018 |  | 18.1014
10464 | N |  | ReEnergy Black River | Black River Generation LLC | 1746 | NY | MAT | NPCC | 22 | 2 | NAICS-22 Non-Cogen | ST | JF | WOO | barrels | 0 | 0 | 0 | 0 | 0 | 2018
10464 | N |  | ReEnergy Black River | Black River Generation LLC | 1746 | NY | MAT | NPCC | 22 | 2 | NAICS-22 Non-Cogen | ST | PC | PC | short tons | 0 | 0 | 0 | 0 | 0 | 2018
10464 | N |  | ReEnergy Black River | Black River Generation LLC | 1746 | NY | MAT | NPCC | 22 | 2 | NAICS-22 Non-Cogen | ST | TDF | OTH | short tons | 195 | 195 | 5177 | 5177 | 275.93 | 2018 |  | 18.762
10464 | N |  | ReEnergy Black River | Black River Generation LLC | 1746 | NY | MAT | NPCC | 22 | 2 | NAICS-22 Non-Cogen | ST | WDS | WWW | short tons | 604950 | 604950 | 6351978 | 6351978 | 351671.76 | 2018 |  | 18.0622
10467 | N |  | Fourth Branch Hydroelectric Facility | Boralex Hydro Operations Inc | 55754 | NY | MAT | NPCC | 22 | 2 | NAICS-22 Non-Cogen | HY | WAT | HYC |  | 0 | 0 | 144483 | 144483 | 15846 | 2018
10490 | N |  | Upper Beaver Falls Project | Eagle Creek RE LLC | 57280 | NY | MAT | NPCC | 22 | 2 | NAICS-22 Non-Cogen | HY | WAT | HYC |  | 0 | 0 | 82792 | 82792 | 9080 | 2018
10491 | Y |  | Mead Rumford Cogen | ND Paper LLC | 61813 | ME | NEW | NPCC | 322122 | 7 | Industrial NAICS Cogen | ST | BIT | COL | short tons | 0 | 0 | 0 | 0 | 0 | 2018
10491 | Y |  | Mead Rumford Cogen | ND Paper LLC | 61813 | ME | NEW | NPCC | 322122 | 7 | Industrial NAICS Cogen | ST | NG | NG | mcf | 335428 | 0 | 335428 | 0 | 0 | 2018
10491 | Y |  | Mead Rumford Cogen | ND Paper LLC | 61813 | ME | NEW | NPCC | 322122 | 7 | Industrial NAICS Cogen | ST | RFO | RFO | barrels | 899 | 0 | 5619 | 0 | 0 | 2018
10491 | Y |  | Mead Rumford Cogen | ND Paper LLC | 61813 | ME | NEW | NPCC | 322122 | 7 | Industrial NAICS Cogen | ST | SLW | ORW | short tons | 0 | 0 | 0 | 0 | 0 | 2018
10493 | N |  | Rumford Falls Hydro Facility | Brookfield Power New England | 50083 | ME | NEW | NPCC | 22 | 2 | NAICS-22 Non-Cogen | HY | WAT | HYC |  | 0 | 0 | 2399593 | 2399593 | 263171 | 2018
10494 | N |  | Sheldon Springs Hydroelectric | Sheldon Vermont Hydro Co., Inc. | 34612 | VT | NEW | NPCC | 22 | 2 | NAICS-22 Non-Cogen | HY | WAT | HYC |  | 0 | 0 | 581335 | 581335 | 63757 | 2018
10495 | Y |  | Rumford Cogeneration | ND Paper LLC | 61813 | ME | NEW | NPCC | 22 | 3 | NAICS-22 Cogen | ST | BIT | COL | short tons | 62360 | 11995 | 1576654 | 303258 | 56284.362 | 2018 |  | 5.388
10495 | Y |  | Rumford Cogeneration | ND Paper LLC | 61813 | ME | NEW | NPCC | 22 | 3 | NAICS-22 Cogen | ST | BLQ | WWW | short tons | 739785 | 143532 | 8507530 | 1650614 | 306561.74 | 2018 |  | 5.3843
10495 | Y |  | Rumford Cogeneration | ND Paper LLC | 61813 | ME | NEW | NPCC | 22 | 3 | NAICS-22 Cogen | ST | DFO | DFO | barrels | 0 | 0 | 0 | 0 | 0 | 2018
10495 | Y |  | Rumford Cogeneration | ND Paper LLC | 61813 | ME | NEW | NPCC | 22 | 3 | NAICS-22 Cogen | ST | RFO | RFO | barrels | 23106 | 4474 | 144416 | 27967 | 5192.843 | 2018 |  | 5.3857
10495 | Y |  | Rumford Cogeneration | ND Paper LLC | 61813 | ME | NEW | NPCC | 22 | 3 | NAICS-22 Cogen | ST | SLW | ORW | short tons | 32555 | 6357 | 137564 | 26871 | 4985.048 | 2018
10495 | Y |  | Rumford Cogeneration | ND Paper LLC | 61813 | ME | NEW | NPCC | 22 | 3 | NAICS-22 Cogen | ST | TDF | OTH | short tons | 122810 | 23845 | 3691451 | 716539 | 133002.11 | 2018
10495 | Y |  | Rumford Cogeneration | ND Paper LLC | 61813 | ME | NEW | NPCC | 22 | 3 | NAICS-22 Cogen | ST | WDS | WWW | short tons | 269948 | 52217 | 2294562 | 443822 | 82377.899 | 2018 |  | 5.3876
10503 | N |  | Wheelabrator Hudson Falls | Wheelabrator Environmental Systems | 20541 | NY | MAT | NPCC | 22 | 2 | NAICS-22 Non-Cogen | ST | MSB | MLG | short tons | 101386 | 101386 | 840202 | 840202 | 39016.322 | 2018 |  | 21.5346
10503 | N |  | Wheelabrator Hudson Falls | Wheelabrator Environmental Systems | 20541 | NY | MAT | NPCC | 22 | 2 | NAICS-22 Non-Cogen | ST | MSN | OTH | short tons | 57026 | 57026 | 807275 | 807275 | 37487.271 | 2018 |  | 21.5346
10503 | N |  | Wheelabrator Hudson Falls | Wheelabrator Environmental Systems | 20541 | NY | MAT | NPCC | 22 | 2 | NAICS-22 Non-Cogen | ST | NG | NG | mcf | 485 | 485 | 485 | 485 | 22.407 | 2018 |  | 21.645
10511 | Y |  | Finch Paper | Finch Paper LLC | 56174 | NY | MAT | NPCC | 322122 | 7 | Industrial NAICS Cogen | ST | NG | NG | mcf | 1849194 | 197676 | 1904669 | 203606 | 36844.414 | 2018
10511 | Y |  | Finch Paper | Finch Paper LLC | 56174 | NY | MAT | NPCC | 322122 | 7 | Industrial NAICS Cogen | ST | RFO | RFO | barrels | 0 | 0 | 0 | 0 | 0 | 2018
10511 | Y |  | Finch Paper | Finch Paper LLC | 56174 | NY | MAT | NPCC | 322122 | 7 | Industrial NAICS Cogen | ST | WDL | WWW | barrels | 1367002 | 144817 | 2870706 | 304117 | 53847.566 | 2018
10511 | Y |  | Finch Paper | Finch Paper LLC | 56174 | NY | MAT | NPCC | 322122 | 7 | Industrial NAICS Cogen | ST | WDS | WWW | short tons | 159495 | 17020 | 1207407 | 128752 | 22253.705 | 2018
10519 | N |  | Milton Hydro | SFR Hydro Cor | 16498 | NH | NEW | NPCC | 22 | 2 | NAICS-22 Non-Cogen | HY | WAT | HYC |  | 0 | 0 | 60399 | 60399 | 6624 | 2018
10521 | Y |  | Lederle Laboratories | Veolia NA - Municipal & Commercial Business | 60641 | NY | MAT | NPCC | 325 | 7 | Industrial NAICS Cogen | CA | DFO | DFO | barrels | 108774 | 964 | 630889 | 5592 | 959.729 | 2018
10521 | Y |  | Lederle Laboratories | Veolia NA - Municipal & Commercial Business | 60641 | NY | MAT | NPCC | 325 | 7 | Industrial NAICS Cogen | CA | NG | NG | mcf | 340268 | 23334 | 340268 | 23334 | 3980.481 | 2018
10521 | Y |  | Lederle Laboratories | Veolia NA - Municipal & Commercial Business | 60641 | NY | MAT | NPCC | 325 | 7 | Industrial NAICS Cogen | CT | DFO | DFO | barrels | 11194 | 4814 | 64925 | 27919 | 4756.437 | 2018
10521 | Y |  | Lederle Laboratories | Veolia NA - Municipal & Commercial Business | 60641 | NY | MAT | NPCC | 325 | 7 | Industrial NAICS Cogen | CT | NG | NG | mcf | 1358158 | 649169 | 1358158 | 649169 | 110731.76 | 2018
10523 | N |  | Benton Falls Associates | Essex Hydro Associates LLC | 55753 | ME | NEW | NPCC | 22 | 2 | NAICS-22 Non-Cogen | HY | WAT | HYC |  | 0 | 0 | 136360 | 136360 | 14955 | 2018
10526 | N |  | Dodge Falls Associates | Dodge Falls Associates LP | 5226 | NH | NEW | NPCC | 22 | 2 | NAICS-22 Non-Cogen | HY | WAT | HYC |  | 0 | 0 | 239811 | 239811 | 26301 | 2018
10530 | N |  | Feeder Dam Hydro Plant | Erie Boulevard Hydropower LP | 5914 | NY | MAT | NPCC | 22 | 2 | NAICS-22 Non-Cogen | HY | WAT | HYC |  | 0 | 0 | 242958 | 242958 | 26646 | 2018
10531 | N |  | Beebee Island Hydro Plant | Erie Boulevard Hydropower LP | 5914 | NY | MAT | NPCC | 22 | 2 | NAICS-22 Non-Cogen | HY | WAT | HYC |  | 0 | 0 | 357982 | 357982 | 39261 | 2018
10538 | N |  | Dexter Plant | CHI Energy Inc | 34688 | NY | MAT | NPCC | 22 | 2 | NAICS-22 Non-Cogen | HY | WAT | HYC |  | 0 | 0 | 171719 | 171719 | 18833 | 2018
10539 | N |  | Theresa Plant | CHI Energy Inc | 34688 | NY | MAT | NPCC | 22 | 2 | NAICS-22 Non-Cogen | HY | WAT | HYC |  | 0 | 0 | 53204 | 53204 | 5835 | 2018
10540 | N |  | Diamond Island Plant | CHI Energy Inc | 34688 | NY | MAT | NPCC | 22 | 2 | NAICS-22 Non-Cogen | HY | WAT | HYC |  | 0 | 0 | 46550 | 46550 | 5105 | 2018
10544 | N |  | Hailesboro 4 Plant | CHI Energy Inc | 34688 | NY | MAT | NPCC | 22 | 2 | NAICS-22 Non-Cogen | HY | WAT | HYC |  | 0 | 0 | 93442 | 93442 | 10248 | 2018
10545 | N |  | Copenhagen Plant | CHI Energy Inc | 34688 | NY | MAT | NPCC | 22 | 2 | NAICS-22 Non-Cogen | HY | WAT | HYC |  | 0 | 0 | 66561 | 66561 | 7300 | 2018
10547 | N |  | Pyrites Plant | CHI Energy Inc | 34688 | NY | MAT | NPCC | 22 | 2 | NAICS-22 Non-Cogen | HY | WAT | HYC |  | 0 | 0 | 219523 | 219523 | 24076 | 2018
10549 | N |  | Al Turi | Ameresco LFG I Inc | 463 | NY | MAT | NPCC | 22 | 2 | NAICS-22 Non-Cogen | IC | LFG | MLG | mcf | 175763 | 175763 | 73645 | 73645 | 5126 | 2018
10553 | N |  | Anderson Power Products Division | Anderson Power Products | 4385 | MA | NEW | NPCC | 326 | 6 | Industrial NAICS Non-Cogen | IC | DFO | DFO | barrels | 49 | 49 | 302 | 302 | 6 | 2018
10555 | N |  | Brassua Hydroelectric Project | Brassua Hydroelectric LP | 2179 | ME | NEW | NPCC | 22 | 2 | NAICS-22 Non-Cogen | HY | WAT | HYC |  | 0 | 0 | 148978 | 148978 | 16339 | 2018
10556 | N |  | Boott Hydropower | Boott Hydropower Inc | 2016 | MA | NEW | NPCC | 22 | 2 | NAICS-22 Non-Cogen | HY | WAT | HYC |  | 0 | 0 | 866492 | 866492 | 95031 | 2018
10567 | Y |  | Algonquin Windsor Locks | Algonquin Windsor Locks LLC | 291 | CT | NEW | NPCC | 22 | 3 | NAICS-22 Cogen | CA | DFO | DFO | barrels | 0 | 0 | 0 | 0 | 58.773 | 2018
10567 | Y |  | Algonquin Windsor Locks | Algonquin Windsor Locks LLC | 291 | CT | NEW | NPCC | 22 | 3 | NAICS-22 Cogen | CA | NG | NG | mcf | 0 | 0 | 0 | 0 | 13526.077 | 2018
10567 | Y |  | Algonquin Windsor Locks | Algonquin Windsor Locks LLC | 291 | CT | NEW | NPCC | 22 | 3 | NAICS-22 Cogen | CT | DFO | DFO | barrels | 1364 | 796 | 7836 | 4575 | 747.528 | 2018 |  | 6.1202
10567 | Y |  | Algonquin Windsor Locks | Algonquin Windsor Locks LLC | 291 | CT | NEW | NPCC | 22 | 3 | NAICS-22 Cogen | CT | NG | NG | mcf | 1690985 | 889770 | 1739331 | 915213 | 147789.54 | 2018 |  | 6.1927
10570 | N |  | Errol Hydroelectric Project | Errol Hydroelectric Co LLC | 23037 | NH | NEW | NPCC | 22 | 2 | NAICS-22 Non-Cogen | HY | WAT | HYC |  | 0 | 0 | 132301 | 132301 | 14510 | 2018
10608 | N |  | Gilman Mill | Ampersand Gilman Hydro LP | 56467 | VT | NEW | NPCC | 22 | 2 | NAICS-22 Non-Cogen | HY | WAT | HYC |  | 0 | 0 | 223319 | 223319 | 24492 | 2018
10613 | Y |  | Domtar - Woodland Mill | Woodland Pulp LLC | 5232 | ME | NEW | NPCC | 322122 | 7 | Industrial NAICS Cogen | HY | WAT | HYC |  | 0 | 0 | 751251 | 751251 | 82392 | 2018
10613 | Y |  | Domtar - Woodland Mill | Woodland Pulp LLC | 5232 | ME | NEW | NPCC | 322122 | 7 | Industrial NAICS Cogen | ST | BLQ | WWW | short tons | 571199 | 81832 | 6854388 | 981965 | 221603.17 | 2018
10613 | Y |  | Domtar - Woodland Mill | Woodland Pulp LLC | 5232 | ME | NEW | NPCC | 322122 | 7 | Industrial NAICS Cogen | ST | NG | NG | mcf | 1482070 | 211624 | 1482070 | 211624 | 47757.74 | 2018
10613 | Y |  | Domtar - Woodland Mill | Woodland Pulp LLC | 5232 | ME | NEW | NPCC | 322122 | 7 | Industrial NAICS Cogen | ST | RFO | RFO | barrels | 0 | 0 | 0 | 0 | 0 | 2018
10613 | Y |  | Domtar - Woodland Mill | Woodland Pulp LLC | 5232 | ME | NEW | NPCC | 322122 | 7 | Industrial NAICS Cogen | ST | WDS | WWW | short tons | 216871 | 31924 | 1641690 | 239388 | 54023.086 | 2018
10617 | Y |  | CH Resources Beaver Falls | Lakeside Beaver Falls LLC | 58338 | NY | MAT | NPCC | 22 | 3 | NAICS-22 Cogen | CA | DFO | DFO | barrels | 0 | 0 | 0 | 0 | 0 | 2018
10617 | Y |  | CH Resources Beaver Falls | Lakeside Beaver Falls LLC | 58338 | NY | MAT | NPCC | 22 | 3 | NAICS-22 Cogen | CA | NG | NG | mcf | 1619 | 299 | 1643 | 304 | 48 | 2018
10617 | Y |  | CH Resources Beaver Falls | Lakeside Beaver Falls LLC | 58338 | NY | MAT | NPCC | 22 | 3 | NAICS-22 Cogen | CT | DFO | DFO | barrels | 0 | 0 | 0 | 0 | 0 | 2018
10617 | Y |  | CH Resources Beaver Falls | Lakeside Beaver Falls LLC | 58338 | NY | MAT | NPCC | 22 | 3 | NAICS-22 Cogen | CT | NG | NG | mcf | 102677 | 71151 | 103831 | 71950 | 10785 | 2018 |  | 6.6713
10620 | N |  | Carthage Energy LLC | Carthage Energy LLC | 3085 | NY | MAT | NPCC | 22 | 2 | NAICS-22 Non-Cogen | CA | DFO | DFO | barrels | 0 | 0 | 0 | 0 | 0 | 2018 | x
10620 | N |  | Carthage Energy LLC | Carthage Energy LLC | 3085 | NY | MAT | NPCC | 22 | 2 | NAICS-22 Non-Cogen | CA | NG | NG | mcf | 7472 | 7472 | 7672 | 7672 | 5814 | 2018 | x | 1.3196
10620 | N |  | Carthage Energy LLC | Carthage Energy LLC | 3085 | NY | MAT | NPCC | 22 | 2 | NAICS-22 Non-Cogen | CT | DFO | DFO | barrels | 0 | 0 | 0 | 0 | 0 | 2018 | x
10620 | N |  | Carthage Energy LLC | Carthage Energy LLC | 3085 | NY | MAT | NPCC | 22 | 2 | NAICS-22 Non-Cogen | CT | NG | NG | mcf | 182078 | 182078 | 186907 | 186907 | 14128 | 2018 | x | 13.2295
10621 | N |  | CH Resources Syracuse | Lakeside Syracuse LLC | 58337 | NY | MAT | NPCC | 22 | 2 | NAICS-22 Non-Cogen | CA | DFO | DFO | barrels | 0 | 0 | 0 | 0 | 0 | 2018 | x
10621 | N |  | CH Resources Syracuse | Lakeside Syracuse LLC | 58337 | NY | MAT | NPCC | 22 | 2 | NAICS-22 Non-Cogen | CA | NG | NG | mcf | 10086 | 10086 | 10388 | 10388 | 688 | 2018 | x | 15.0988
10621 | N |  | CH Resources Syracuse | Lakeside Syracuse LLC | 58337 | NY | MAT | NPCC | 22 | 2 | NAICS-22 Non-Cogen | CT | DFO | DFO | barrels | 0 | 0 | 0 | 0 | 0 | 2018 | x
10621 | N |  | CH Resources Syracuse | Lakeside Syracuse LLC | 58337 | NY | MAT | NPCC | 22 | 2 | NAICS-22 Non-Cogen | CT | NG | NG | mcf | 269650 | 269650 | 277740 | 277740 | 31769 | 2018 | x | 8.7425
10642 | N |  | Covanta Hempstead | Covanta Hempstead Company | 473 | NY | MAT | NPCC | 22 | 2 | NAICS-22 Non-Cogen | ST | DFO | DFO | barrels | 1697 | 1697 | 9978 | 9978 | 564.408 | 2018 |  | 17.6787
10642 | N |  | Covanta Hempstead | Covanta Hempstead Company | 473 | NY | MAT | NPCC | 22 | 2 | NAICS-22 Non-Cogen | ST | MSB | MLG | short tons | 664097 | 664097 | 5292189 | 5292189 | 302643.22 | 2018 |  | 17.4866
10642 | N |  | Covanta Hempstead | Covanta Hempstead Company | 473 | NY | MAT | NPCC | 22 | 2 | NAICS-22 Non-Cogen | ST | MSN | OTH | short tons | 373555 | 373555 | 5084522 | 5084522 | 290767.37 | 2018 |  | 17.4866
10642 | N |  | Covanta Hempstead | Covanta Hempstead Company | 473 | NY | MAT | NPCC | 22 | 2 | NAICS-22 Non-Cogen | ST | WDS | WWW | short tons | 0 | 0 | 0 | 0 | 0 | 2018
10646 | N |  | Covanta Southeastern Connecticut Company | Covanta Southeastern Connecticut Company | 528 | CT | NEW | NPCC | 22 | 2 | NAICS-22 Non-Cogen | ST | DFO | DFO | barrels | 17632 | 17632 | 102707 | 102707 | 5845.212 | 2018 |  | 17.5711
10646 | N |  | Covanta Southeastern Connecticut Company | Covanta Southeastern Connecticut Company | 528 | CT | NEW | NPCC | 22 | 2 | NAICS-22 Non-Cogen | ST | MSB | MLG | short tons | 157820 | 157820 | 1257667 | 1257667 | 63246.117 | 2018 |  | 19.8853
10646 | N |  | Covanta Southeastern Connecticut Company | Covanta Southeastern Connecticut Company | 528 | CT | NEW | NPCC | 22 | 2 | NAICS-22 Non-Cogen | ST | MSN | OTH | short tons | 88776 | 88776 | 1208324 | 1208324 | 60764.671 | 2018 |  | 19.8853
10687 | N |  | Black River Hydro Associates | CHI Energy Inc | 34688 | NY | MAT | NPCC | 22 | 2 | NAICS-22 Non-Cogen | HY | WAT | HYC |  | 0 | 0 | 201433 | 201433 | 22092 | 2018
10694 | N |  | Pepperell Hydro Power Plant | Swift River Hydro Operations Co., Inc | 49911 | MA | NEW | NPCC | 22 | 2 | NAICS-22 Non-Cogen | HY | WAT | HYC |  | 0 | 0 | 69087 | 69087 | 7577 | 2018
10700 | Y |  | Red Shield Envir Old Town Facility | MFGR LLC | 56448 | ME | NEW | NPCC | 322 | 7 | Industrial NAICS Cogen | ST | BLQ | WWW | short tons | 0 | 0 | 0 | 0 | 0 | 2018
10700 | Y |  | Red Shield Envir Old Town Facility | MFGR LLC | 56448 | ME | NEW | NPCC | 322 | 7 | Industrial NAICS Cogen | ST | NG | NG | mcf | 0 | 0 | 0 | 0 | 0 | 2018
10700 | Y |  | Red Shield Envir Old Town Facility | MFGR LLC | 56448 | ME | NEW | NPCC | 322 | 7 | Industrial NAICS Cogen | ST | RFO | RFO | barrels | 0 | 0 | 0 | 0 | 0 | 2018
10700 | Y |  | Red Shield Envir Old Town Facility | MFGR LLC | 56448 | ME | NEW | NPCC | 322 | 7 | Industrial NAICS Cogen | ST | WDS | WWW | short tons | 0 | 0 | 0 | 0 | 0 | 2018
10725 | Y |  | Selkirk Cogen | Selkirk Cogen Partners LP | 16909 | NY | MAT | NPCC | 22 | 3 | NAICS-22 Cogen | CA | DFO | DFO | barrels | 0 | 0 | 0 | 0 | 0 | 2018
10725 | Y |  | Selkirk Cogen | Selkirk Cogen Partners LP | 16909 | NY | MAT | NPCC | 22 | 3 | NAICS-22 Cogen | CA | NG | NG | mcf | 51137 | 51137 | 52562 | 52562 | 107078 | 2018
10725 | Y |  | Selkirk Cogen | Selkirk Cogen Partners LP | 16909 | NY | MAT | NPCC | 22 | 3 | NAICS-22 Cogen | CT | DFO | DFO | barrels | 0 | 0 | 0 | 0 | 0 | 2018
10725 | Y |  | Selkirk Cogen | Selkirk Cogen Partners LP | 16909 | NY | MAT | NPCC | 22 | 3 | NAICS-22 Cogen | CT | NG | NG | mcf | 3641006 | 3026289 | 3742830 | 3110939 | 292584 | 2018 |  | 10.6326
10726 | Y |  | Masspower | Masspower | 11741 | MA | NEW | NPCC | 22 | 3 | NAICS-22 Cogen | CA | DFO | DFO | barrels | 0 | 0 | 0 | 0 | 0 | 2018 | x
10726 | Y |  | Masspower | Masspower | 11741 | MA | NEW | NPCC | 22 | 3 | NAICS-22 Cogen | CA | NG | NG | mcf | 0 | 0 | 0 | 0 | 156233 | 2018 | x
10726 | Y |  | Masspower | Masspower | 11741 | MA | NEW | NPCC | 22 | 3 | NAICS-22 Cogen | CT | DFO | DFO | barrels | 0 | 0 | 0 | 0 | 0 | 2018 | x
10726 | Y |  | Masspower | Masspower | 11741 | MA | NEW | NPCC | 22 | 3 | NAICS-22 Cogen | CT | NG | NG | mcf | 4262808 | 4113731 | 4386719 | 4233260 | 342676 | 2018 | x | 12.3535
10728 | N |  | Barker Lower | KEI (Maine) Power Management (III) LLC | 56838 | ME | NEW | NPCC | 22 | 2 | NAICS-22 Non-Cogen | HY | WAT | HYC |  | 0 | 0 | 22678 | 22678 | 2487 | 2018
10752 | N |  | Lachute Hydro Lower | Lachute Hydro Co Inc | 10575 | NY | MAT | NPCC | 22 | 2 | NAICS-22 Non-Cogen | HY | WAT | HYC |  | 0 | 0 | 137426 | 137426 | 15072 | 2018
10753 | N |  | Lachute Hydro Upper | Lachute Hydro Co Inc | 10575 | NY | MAT | NPCC | 22 | 2 | NAICS-22 Non-Cogen | HY | WAT | HYC |  | 0 | 0 | 137426 | 137426 | 15072 | 2018
10765 | N |  | Indeck Jonesboro Energy Center | Stored Solar J&WE | 62815 | ME | NEW | NPCC | 22 | 2 | NAICS-22 Non-Cogen | ST | PG | WOO | mcf | 119 | 119 | 299 | 299 | 15.26 | 2018 |  | 19.5937
10765 | N |  | Indeck Jonesboro Energy Center | Stored Solar J&WE | 62815 | ME | NEW | NPCC | 22 | 2 | NAICS-22 Non-Cogen | ST | WDS | WWW | short tons | 20866 | 20866 | 212833 | 212833 | 10566.74 | 2018 |  | 20.1418
10766 | N |  | Indeck West Enfield Energy Center | Stored Solar J&WE | 62815 | ME | NEW | NPCC | 22 | 2 | NAICS-22 Non-Cogen | ST | PG | WOO | mcf | 0 | 0 | 0 | 0 | 0 | 2018
10766 | N |  | Indeck West Enfield Energy Center | Stored Solar J&WE | 62815 | ME | NEW | NPCC | 22 | 2 | NAICS-22 Non-Cogen | ST | WDS | WWW | short tons | 55476 | 55476 | 599140 | 599140 | 29209 | 2018
10817 | N |  | Port Leyden Hydroelectric Project | Empire Hydro Partners | 5811 | NY | MAT | NPCC | 22 | 2 | NAICS-22 Non-Cogen | HY | WAT | HYC |  | 0 | 0 | 43921 | 43921 | 4817 | 2018
10823 | Y |  | Deer Island Treatment Plant | Massachusetts Wtr Rauth-Deer I | 11427 | MA | NEW | NPCC | 22132 | 5 | Commercial NAICS Cogen | GT | DFO | DFO | barrels | 11877 | 3912 | 67343 | 22175 | 5413.52 | 2018 |  |  |  | 4.7845
10823 | Y |  | Deer Island Treatment Plant | Massachusetts Wtr Rauth-Deer I | 11427 | MA | NEW | NPCC | 22132 | 5 | Commercial NAICS Cogen | HY | WAT | HYC |  | 0 | 0 | 35934 | 35934 | 3941.19 | 2018
10823 | Y |  | Deer Island Treatment Plant | Massachusetts Wtr Rauth-Deer I | 11427 | MA | NEW | NPCC | 22132 | 5 | Commercial NAICS Cogen | PV | SUN | SUN |  | 0 | 0 | 7285 | 7285 | 798.93 | 2018
10823 | Y |  | Deer Island Treatment Plant | Massachusetts Wtr Rauth-Deer I | 11427 | MA | NEW | NPCC | 22132 | 5 | Commercial NAICS Cogen | ST | DFO | DFO | barrels | 12651 | 1496 | 71732 | 8481 | 2049.49 | 2018
10823 | Y |  | Deer Island Treatment Plant | Massachusetts Wtr Rauth-Deer I | 11427 | MA | NEW | NPCC | 22132 | 5 | Commercial NAICS Cogen | ST | OBG | ORW | Mcf | 1691092 | 205269 | 1028183 | 124803 | 30158.39 | 2018
10823 | Y |  | Deer Island Treatment Plant | Massachusetts Wtr Rauth-Deer I | 11427 | MA | NEW | NPCC | 22132 | 5 | Commercial NAICS Cogen | WT | WND | WND |  | 0 | 0 | 16338 | 16338 | 1791.9 | 2018
10824 | N |  | Oakdale Power Station | Massachusetts Water Res Auth | 11426 | MA | NEW | NPCC | 22 | 2 | NAICS-22 Non-Cogen | HY | WAT | HYC |  | 0 | 0 | 78974 | 78974 | 8661 | 2018
10825 | N |  | Cosgrove Intake and Power Station | Massachusetts Water Res Auth | 11426 | MA | NEW | NPCC | 22 | 2 | NAICS-22 Non-Cogen | HY | WAT | HYC |  | 0 | 0 | 36234 | 36234 | 3974 | 2018
10838 | N |  | Springfield Power LLC | Springfield Power LLC | 56084 | NH | NEW | NPCC | 22 | 2 | NAICS-22 Non-Cogen | ST | WDS | WWW | short tons | 205672 | 205672 | 1748215 | 1748215 | 134047 | 2018
10839 | N |  | DG Whitefield LLC | EWP RENEWABLE CORP. | 55840 | NH | NEW | NPCC | 22 | 2 | NAICS-22 Non-Cogen | ST | WDS | WWW | short tons | 189309 | 189309 | 1514472 | 1514472 | 115089 | 2018 |  | 13.1591
10848 | N |  | Walden | Consolidated Hydro New York, Inc. | 49997 | NY | MAT | NPCC | 22 | 2 | NAICS-22 Non-Cogen | HY | WAT | HYC |  | 0 | 0 | 31209 | 31209 | 3423 | 2018
10853 | N |  | Center Falls | Hollingworth & Vose Co Center Falls | 8736 | NY | MAT | NPCC | 322 | 6 | Industrial NAICS Non-Cogen | HY | WAT | HYC |  | 0 | 0 | 27818 | 27818 | 3051 | 2018
10872 | N |  | Kings Falls Hydroelectric | Silverstreet Hydro | 56590 | NY | MAT | NPCC | 22 | 2 | NAICS-22 Non-Cogen | HY | WAT | HYC |  | 0 | 0 | 17608 | 17608 | 1931 | 2018
10883 | Y |  | Medical Area Total Energy Plant | Medical Area Total Egy Plt Inc | 12258 | MA | NEW | NPCC | 622 | 5 | Commercial NAICS Cogen | GT | DFO | DFO | barrels | 2200 | 913 | 12935 | 5374 | 1126.842 | 2018 |  |  |  | 4.415
10883 | Y |  | Medical Area Total Energy Plant | Medical Area Total Egy Plt Inc | 12258 | MA | NEW | NPCC | 622 | 5 | Commercial NAICS Cogen | GT | NG | NG | mcf | 2934040 | 1218959 | 3022060 | 1255528 | 263248.74 | 2018 |  |  | 4.4153
10883 | Y |  | Medical Area Total Energy Plant | Medical Area Total Egy Plt Inc | 12258 | MA | NEW | NPCC | 622 | 5 | Commercial NAICS Cogen | IC | DFO | DFO | barrels | 6239 | 3211 | 36687 | 18892 | 3961.16 | 2018
10883 | Y |  | Medical Area Total Energy Plant | Medical Area Total Egy Plt Inc | 12258 | MA | NEW | NPCC | 622 | 5 | Commercial NAICS Cogen | ST | NG | NG | mcf | 4705711 | 340647 | 4846882 | 350864 | 72815.96 | 2018
10902 | N |  | Victory Mills | Consolidated Hydro New York, Inc. | 49997 | NY | MAT | NPCC | 22 | 2 | NAICS-22 Non-Cogen | HY | WAT | HYC |  | 0 | 0 | 60051 | 60051 | 6586 | 2018
50002 | Y |  | Pittsfield Generating LP | Pittsfield Generating Company, LP | 15114 | MA | NEW | NPCC | 22 | 3 | NAICS-22 Cogen | CA | DFO | DFO | barrels | 0 | 0 | 0 | 0 | 2321.102 | 2018 | x
50002 | Y |  | Pittsfield Generating LP | Pittsfield Generating Company, LP | 15114 | MA | NEW | NPCC | 22 | 3 | NAICS-22 Cogen | CA | NG | NG | mcf | 0 | 0 | 0 | 0 | 33777.898 | 2018 | x
50002 | Y |  | Pittsfield Generating LP | Pittsfield Generating Company, LP | 15114 | MA | NEW | NPCC | 22 | 3 | NAICS-22 Cogen | CT | DFO | DFO | barrels | 12198 | 12198 | 70748 | 70745 | 6126.118 | 2018 | x | 11.5481
50002 | Y |  | Pittsfield Generating LP | Pittsfield Generating Company, LP | 15114 | MA | NEW | NPCC | 22 | 3 | NAICS-22 Cogen | CT | NG | NG | mcf | 982925 | 971714 | 1011411 | 999874 | 75729.882 | 2018 | x | 13.2032
50031 | N |  | Mt Ida Hydroelectric | Ampersand Mount Ida Hydro LLC | 57184 | NY | MAT | NPCC | 22 | 2 | NAICS-22 Non-Cogen | HY | WAT | HYC |  | 0 | 0 | 77869 | 77869 | 8540 | 2018
50034 | N |  | Valley Falls Hydroelectric Facility | Valley Falls Associates | 19774 | NY | MAT | NPCC | 22 | 2 | NAICS-22 Non-Cogen | HY | WAT | HYC |  | 0 | 0 | 64491 | 64491 | 7073 | 2018
50035 | N |  | MMWAC Resource Recovery Facility | Maine Waste to Energy | 22219 | ME | NEW | NPCC | 562212 | 4 | Commercial NAICS Non-Cogen | ST | MSB | MLG | short tons | 45976 | 45976 | 381041 | 381041 | 7904.376 | 2018
50035 | N |  | MMWAC Resource Recovery Facility | Maine Waste to Energy | 22219 | ME | NEW | NPCC | 562212 | 4 | Commercial NAICS Non-Cogen | ST | MSN | OTH | short tons | 25863 | 25863 | 366093 | 366093 | 7594.288 | 2018
50035 | N |  | MMWAC Resource Recovery Facility | Maine Waste to Energy | 22219 | ME | NEW | NPCC | 562212 | 4 | Commercial NAICS Non-Cogen | ST | NG | NG | mcf | 5624 | 5624 | 5624 | 5624 | 115.336 | 2018
50041 | Y |  | Norton Powerhouse | Saint - Gobain Abrasives Inc | 16544 | MA | NEW | NPCC | 327 | 7 | Industrial NAICS Cogen | ST | BIT | COL | short tons | 0 | 0 | 0 | 0 | 0 | 2018
50041 | Y |  | Norton Powerhouse | Saint - Gobain Abrasives Inc | 16544 | MA | NEW | NPCC | 327 | 7 | Industrial NAICS Cogen | ST | NG | NG | mcf | 961397 | 254996 | 990238 | 262647 | 30046 | 2018
50047 | N |  | International Paper Jay Hydro | Eagle Creek RE LLC | 57280 | ME | NEW | NPCC | 22 | 2 | NAICS-22 Non-Cogen | HY | WAT | HYC |  | 0 | 0 | 150538 | 150538 | 16510 | 2018
50051 | N |  | Penobscot Energy Recovery | ESOCO Orrington LLC | 6036 | ME | NEW | NPCC | 562212 | 4 | Commercial NAICS Non-Cogen | ST | DFO | DFO | barrels | 5996 | 5996 | 35377 | 35377 | 1905.846 | 2018
50051 | N |  | Penobscot Energy Recovery | ESOCO Orrington LLC | 6036 | ME | NEW | NPCC | 562212 | 4 | Commercial NAICS Non-Cogen | ST | MSB | MLG | short tons | 128029 | 128029 | 1114769 | 1114769 | 59916.598 | 2018
50051 | N |  | Penobscot Energy Recovery | ESOCO Orrington LLC | 6036 | ME | NEW | NPCC | 562212 | 4 | Commercial NAICS Non-Cogen | ST | MSN | OTH | short tons | 72015 | 72015 | 1071042 | 1071042 | 57566.443 | 2018
50051 | N |  | Penobscot Energy Recovery | ESOCO Orrington LLC | 6036 | ME | NEW | NPCC | 562212 | 4 | Commercial NAICS Non-Cogen | ST | WDS | WWW | short tons | 999 | 999 | 8792 | 8792 | 434.113 | 2018
50079 | N |  | Goodyear Lake Plant | CHI Energy Inc | 34688 | NY | MAT | NPCC | 22 | 2 | NAICS-22 Non-Cogen | HY | WAT | HYC |  | 0 | 0 | 49164 | 49164 | 5392 | 2018
50080 | N |  | Otis Hydro | Eagle Creek RE LLC | 57280 | ME | NEW | NPCC | 22 | 2 | NAICS-22 Non-Cogen | HY | WAT | HYC |  | 0 | 0 | 466997 | 466997 | 51217 | 2018
50081 | N |  | International Paper Riley Hydro | Eagle Creek RE LLC | 57280 | ME | NEW | NPCC | 22 | 2 | NAICS-22 Non-Cogen | HY | WAT | HYC |  | 0 | 0 | 239220 | 239220 | 26236 | 2018
50082 | N |  | International Paper Livermore Hydro | Eagle Creek RE LLC | 57280 | ME | NEW | NPCC | 22 | 2 | NAICS-22 Non-Cogen | HY | WAT | HYC |  | 0 | 0 | 324527 | 324527 | 35592 | 2018
50087 | Y |  | Univ of Massachusetts Medical Center | University of Massachusetts Medical | 23955 | MA | NEW | NPCC | 611 | 5 | Commercial NAICS Cogen | GT | DFO | DFO | barrels | 11 | 5 | 64 | 32 | 6.678 | 2018 |  |  |  | 3.686
50087 | Y |  | Univ of Massachusetts Medical Center | University of Massachusetts Medical | 23955 | MA | NEW | NPCC | 611 | 5 | Commercial NAICS Cogen | GT | NG | NG | mcf | 572529 | 371772 | 458023 | 297417 | 47942.322 | 2018 |  |  | 3.6745
50087 | Y |  | Univ of Massachusetts Medical Center | University of Massachusetts Medical | 23955 | MA | NEW | NPCC | 611 | 5 | Commercial NAICS Cogen | ST | NG | NG | mcf | 1073952 | 318755 | 859163 | 255002 | 23886.192 | 2018
50087 | Y |  | Univ of Massachusetts Medical Center | University of Massachusetts Medical | 23955 | MA | NEW | NPCC | 611 | 5 | Commercial NAICS Cogen | ST | RFO | RFO | barrels | 1698 | 529 | 10867 | 3385 | 383.808 | 2018
50093 | N |  | Chateaugay High Falls Hydro | Triton Power Co | 34689 | NY | MAT | NPCC | 22 | 2 | NAICS-22 Non-Cogen | HY | WAT | HYC |  | 0 | 0 | 65176 | 65176 | 7148 | 2018
50103 | N |  | China Mill Hydro | New Hampshire Hydro Associates | 13442 | NH | NEW | NPCC | 22 | 2 | NAICS-22 Non-Cogen | HY | WAT | HYC |  | 0 | 0 | 33397 | 33397 | 3663 | 2018
50123 | N |  | Normanskill Hydro Project | Watervliet City of | 20148 | NY | MAT | NPCC | 22 | 2 | NAICS-22 Non-Cogen | HY | WAT | HYC |  | 0 | 0 | 23506 | 23506 | 2578 | 2018
50126 | N |  | Ottauquechee Hydro | Green Mountain Power Corp | 7601 | VT | NEW | NPCC | 22 | 2 | NAICS-22 Non-Cogen | HY | WAT | HYC |  | 0 | 0 | 24135 | 24135 | 2647 | 2018
50136 | Y |  | South Oaks Hospital | South Oak Hospital | 17460 | NY | MAT | NPCC | 622 | 5 | Commercial NAICS Cogen | IC | NG | NG | mcf | 74576 | 22452 | 82033 | 24699 | 5919 | 2018
50176 | N |  | Union Falls | Union Falls Hydro Power LP | 56842 | NY | MAT | NPCC | 22 | 2 | NAICS-22 Non-Cogen | HY | WAT | HYC |  | 0 | 0 | 73426 | 73426 | 8053 | 2018
50177 | N |  | Blackstone/Tupperware | Blackstone Hydro Inc. | 56844 | RI | NEW | NPCC | 22 | 2 | NAICS-22 Non-Cogen | HY | WAT | HYC |  | 0 | 0 | 37385 | 37385 | 4100.33 | 2018
50203 | Y |  | US Gypsum Oakfield | U S Gypsum Co | 19351 | NY | MAT | NPCC | 322 | 7 | Industrial NAICS Cogen | GT | NG | NG | mcf | 318483 | 117500 | 342371 | 126312 | 23219.14 | 2018 |  |  | 6.8265
50208 | N |  | Pinetree Power | Pinetree Power Inc | 15064 | NH | NEW | NPCC | 22 | 2 | NAICS-22 Non-Cogen | ST | WDS | WWW | short tons | 142618 | 142618 | 1212449 | 1212449 | 76264 | 2018
50225 | N |  | Regional Waste Systems | Ecomaine | 15824 | ME | NEW | NPCC | 22 | 2 | NAICS-22 Non-Cogen | ST | MSB | MLG | short tons | 112747 | 112747 | 898454 | 898454 | 42629.632 | 2018
50225 | N |  | Regional Waste Systems | Ecomaine | 15824 | ME | NEW | NPCC | 22 | 2 | NAICS-22 Non-Cogen | ST | MSN | OTH | short tons | 63422 | 63422 | 863233 | 863233 | 40958.588 | 2018 |  | 21.0758
50225 | N |  | Regional Waste Systems | Ecomaine | 15824 | ME | NEW | NPCC | 22 | 2 | NAICS-22 Non-Cogen | ST | NG | NG | mcf | 12560 | 12560 | 12560 | 12560 | 584.78 | 2018
50230 | Y |  | Robbins Lumber | Robbins Lumber Inc | 16191 | ME | NEW | NPCC | 321 | 7 | Industrial NAICS Cogen | IC | DFO | DFO | barrels | 114 | 111 | 694 | 669 | 99 | 2018
50230 | Y |  | Robbins Lumber | Robbins Lumber Inc | 16191 | ME | NEW | NPCC | 321 | 7 | Industrial NAICS Cogen | ST | WDS | WWW | short tons | 0 | 0 | 0 | 0 | 0 | 2018
50243 | Y |  | Bucksport Generation LLC | Bucksport Generation LLC | 9303 | ME | NEW | NPCC | 22 | 3 | NAICS-22 Cogen | GT | BIT | COL | short tons | 0 | 0 | 0 | 0 | 0 | 2018
50243 | Y |  | Bucksport Generation LLC | Bucksport Generation LLC | 9303 | ME | NEW | NPCC | 22 | 3 | NAICS-22 Cogen | GT | DFO | DFO | barrels | 11568 | 5938 | 67326 | 34560 | 5821.458 | 2018 |  | 5.9367
50243 | Y |  | Bucksport Generation LLC | Bucksport Generation LLC | 9303 | ME | NEW | NPCC | 22 | 3 | NAICS-22 Cogen | GT | NG | NG | mcf | 55218 | 25624 | 56775 | 26345 | 4399.542 | 2018 |  | 5.9881
50243 | Y |  | Bucksport Generation LLC | Bucksport Generation LLC | 9303 | ME | NEW | NPCC | 22 | 3 | NAICS-22 Cogen | ST | NG | NG | mcf | 0 | 0 | 0 | 0 | 0 | 2018
50243 | Y |  | Bucksport Generation LLC | Bucksport Generation LLC | 9303 | ME | NEW | NPCC | 22 | 3 | NAICS-22 Cogen | ST | RFO | RFO | barrels | 0 | 0 | 0 | 0 | 0 | 2018
50243 | Y |  | Bucksport Generation LLC | Bucksport Generation LLC | 9303 | ME | NEW | NPCC | 22 | 3 | NAICS-22 Cogen | ST | SLW | ORW | short tons | 0 | 0 | 0 | 0 | 0 | 2018
50243 | Y |  | Bucksport Generation LLC | Bucksport Generation LLC | 9303 | ME | NEW | NPCC | 22 | 3 | NAICS-22 Cogen | ST | TDF | OTH | short tons | 0 | 0 | 0 | 0 | 0 | 2018
50243 | Y |  | Bucksport Generation LLC | Bucksport Generation LLC | 9303 | ME | NEW | NPCC | 22 | 3 | NAICS-22 Cogen | ST | WDS | WWW | short tons | 0 | 0 | 0 | 0 | 0 | 2018
50268 | N |  | Hewittville Hydroelectric | Erie Boulevard Hydropower LP | 5914 | NY | MAT | NPCC | 22 | 2 | NAICS-22 Non-Cogen | HY | WAT | HYC |  | 0 | 0 | 122156 | 122156 | 13397 | 2018
50269 | N |  | Unionville Hydro Project 2499 NY | Erie Boulevard Hydropower LP | 5914 | NY | MAT | NPCC | 22 | 2 | NAICS-22 Non-Cogen | HY | WAT | HYC |  | 0 | 0 | 115870 | 115870 | 12708 | 2018
50273 | N |  | Pioneer Valley Resource Recovery | Covanta Springfield LLC | 56125 | MA | NEW | NPCC | 22 | 2 | NAICS-22 Non-Cogen | ST | DFO | DFO | barrels | 0 | 0 | 0 | 0 | 0 | 2018
50273 | N |  | Pioneer Valley Resource Recovery | Covanta Springfield LLC | 56125 | MA | NEW | NPCC | 22 | 2 | NAICS-22 Non-Cogen | ST | MSB | MLG | short tons | 80783 | 80783 | 579376 | 579376 | 19311.415 | 2018 |  | 30.0017
50273 | N |  | Pioneer Valley Resource Recovery | Covanta Springfield LLC | 56125 | MA | NEW | NPCC | 22 | 2 | NAICS-22 Non-Cogen | ST | MSN | OTH | short tons | 45440 | 45440 | 556640 | 556640 | 18553.602 | 2018 |  | 30.0017
50273 | N |  | Pioneer Valley Resource Recovery | Covanta Springfield LLC | 56125 | MA | NEW | NPCC | 22 | 2 | NAICS-22 Non-Cogen | ST | NG | NG | mcf | 15669 | 15669 | 15669 | 15669 | 522.27 | 2018
50273 | N |  | Pioneer Valley Resource Recovery | Covanta Springfield LLC | 56125 | MA | NEW | NPCC | 22 | 2 | NAICS-22 Non-Cogen | ST | TDF | OTH | short tons | 260 | 260 | 6240 | 6240 | 207.988 | 2018
50273 | N |  | Pioneer Valley Resource Recovery | Covanta Springfield LLC | 56125 | MA | NEW | NPCC | 22 | 2 | NAICS-22 Non-Cogen | ST | WDS | WWW | short tons | 1993 | 1993 | 21923 | 21923 | 730.725 | 2018 |  | 30.0017
50278 | N |  | Worumbo Hydro Station | Eagle Creek RE LLC | 57280 | ME | NEW | NPCC | 22 | 2 | NAICS-22 Non-Cogen | HY | WAT | HYC |  | 0 | 0 | 786399 | 786399 | 86247 | 2018
50280 | N |  | Dahowa Hydro | Dahowa Hydro | 4735 | NY | MAT | NPCC | 22 | 2 | NAICS-22 Non-Cogen | HY | WAT | HYC |  | 0 | 0 | 276202 | 276202 | 30292 | 2018
50285 | N |  | Lower Village Water Power Project | Sugar River Power LLC | 60832 | NH | NEW | NPCC | 22 | 2 | NAICS-22 Non-Cogen | HY | WAT | HYC |  | 0 | 0 | 56404 | 56404 | 6186 | 2018
50290 | N |  | SEMASS Resource Recovery | SEMASS Partnership | 16929 | MA | NEW | NPCC | 22 | 2 | NAICS-22 Non-Cogen | ST | DFO | DFO | barrels | 2967 | 2967 | 17209 | 17209 | 903.618 | 2018 |  | 19.0446
50290 | N |  | SEMASS Resource Recovery | SEMASS Partnership | 16929 | MA | NEW | NPCC | 22 | 2 | NAICS-22 Non-Cogen | ST | MSB | MLG | short tons | 681243 | 681243 | 5428825 | 5428825 | 287117.21 | 2018 |  | 18.908
50290 | N |  | SEMASS Resource Recovery | SEMASS Partnership | 16929 | MA | NEW | NPCC | 22 | 2 | NAICS-22 Non-Cogen | ST | MSN | OTH | short tons | 383199 | 383199 | 5215788 | 5215788 | 275850.25 | 2018
50290 | N |  | SEMASS Resource Recovery | SEMASS Partnership | 16929 | MA | NEW | NPCC | 22 | 2 | NAICS-22 Non-Cogen | ST | NG | NG | mcf | 82946 | 82946 | 82946 | 82946 | 4377.928 | 2018
50292 | N |  | Bethpage Power Plant | Calpine Eastern Corp | 24457 | NY | MAT | NPCC | 22 | 2 | NAICS-22 Non-Cogen | CA | DFO | DFO | barrels | 0 | 0 | 0 | 0 | 0 | 2018 | x
50292 | N |  | Bethpage Power Plant | Calpine Eastern Corp | 24457 | NY | MAT | NPCC | 22 | 2 | NAICS-22 Non-Cogen | CA | NG | NG | mcf | 159353 | 159353 | 164063 | 164063 | 84011 | 2018 | x | 1.9529
50292 | N |  | Bethpage Power Plant | Calpine Eastern Corp | 24457 | NY | MAT | NPCC | 22 | 2 | NAICS-22 Non-Cogen | CT | DFO | DFO | barrels | 0 | 0 | 0 | 0 | 0 | 2018 | x
50292 | N |  | Bethpage Power Plant | Calpine Eastern Corp | 24457 | NY | MAT | NPCC | 22 | 2 | NAICS-22 Non-Cogen | CT | NG | NG | mcf | 3189345 | 3189345 | 3283461 | 3283461 | 300832 | 2018 | x | 10.9146
50292 | N |  | Bethpage Power Plant | Calpine Eastern Corp | 24457 | NY | MAT | NPCC | 22 | 2 | NAICS-22 Non-Cogen | GT | NG | NG | mcf | 706132 | 706132 | 726612 | 726612 | 70378 | 2018 | x | 10.3244
50292 | N |  | Bethpage Power Plant | Calpine Eastern Corp | 24457 | NY | MAT | NPCC | 22 | 2 | NAICS-22 Non-Cogen | IC | DFO | DFO | barrels | 0 | 0 | 0 | 0 | 0 | 2018
50312 | N |  | Pembroke Hydro | Eagle Creek RE LLC | 57280 | NH | NEW | NPCC | 22 | 2 | NAICS-22 Non-Cogen | HY | WAT | HYC |  | 0 | 0 | 111313 | 111313 | 12208 | 2018
50315 | N |  | Chasm Hydro Partnership | Ampersand Chasm Hydro LLC | 24979 | NY | MAT | NPCC | 22 | 2 | NAICS-22 Non-Cogen | HY | WAT | HYC |  | 0 | 0 | 0 | 0 | 0 | 2018
50324 | N |  | Newfound Hydroelectric | KTZ Hydro LLC | 36055 | NH | NEW | NPCC | 22 | 2 | NAICS-22 Non-Cogen | HY | WAT | HYC |  | 0 | 0 | 53721 | 53721 | 5892 | 2018
50351 | N |  | Rolfe Canal Hydro | Briar-Hydro Associates | 24793 | NH | NEW | NPCC | 22 | 2 | NAICS-22 Non-Cogen | HY | WAT | HYC |  | 0 | 0 | 137664 | 137664 | 15098 | 2018
50353 | N |  | Penacook Lower Falls | Briar-Hydro Associates | 24793 | NH | NEW | NPCC | 22 | 2 | NAICS-22 Non-Cogen | HY | WAT | HYC |  | 0 | 0 | 163313 | 163313 | 17911 | 2018
50354 | N |  | Newport Hydro | Eagle Creek RE LLC | 57280 | NY | MAT | NPCC | 22 | 2 | NAICS-22 Non-Cogen | HY | WAT | HYC |  | 0 | 0 | 53707 | 53707 | 5890 | 2018
50365 | N |  | Ridgewood Providence Power | Rhode Island LFG Genco | 56889 | RI | NEW | NPCC | 22 | 2 | NAICS-22 Non-Cogen | IC | LFG | MLG | mcf | 0 | 0 | 0 | 0 | 0 | 2018
50368 | Y |  | Cornell University Central Heat | Cornell University | 21508 | NY | MAT | NPCC | 611 | 5 | Commercial NAICS Cogen | CA | DFO | DFO | barrels | 308 | 11 | 1755 | 73 | 15.896 | 2018
50368 | Y |  | Cornell University Central Heat | Cornell University | 21508 | NY | MAT | NPCC | 611 | 5 | Commercial NAICS Cogen | CA | NG | NG | mcf | 391415 | 118513 | 403158 | 122069 | 26832.104 | 2018
50368 | Y |  | Cornell University Central Heat | Cornell University | 21508 | NY | MAT | NPCC | 611 | 5 | Commercial NAICS Cogen | CT | BIT | COL | short tons | 0 | 0 | 0 | 0 | 0 | 2018
50368 | Y |  | Cornell University Central Heat | Cornell University | 21508 | NY | MAT | NPCC | 611 | 5 | Commercial NAICS Cogen | CT | DFO | DFO | barrels | 8 | 3 | 46 | 17 | 4.063 | 2018
50368 | Y |  | Cornell University Central Heat | Cornell University | 21508 | NY | MAT | NPCC | 611 | 5 | Commercial NAICS Cogen | CT | NG | NG | mcf | 2560356 | 1058254 | 2637166 | 1090001 | 234953.94 | 2018
50368 | Y |  | Cornell University Central Heat | Cornell University | 21508 | NY | MAT | NPCC | 611 | 5 | Commercial NAICS Cogen | CT | RFO | RFO | barrels | 0 | 0 | 0 | 0 | 0 | 2018
50368 | Y |  | Cornell University Central Heat | Cornell University | 21508 | NY | MAT | NPCC | 611 | 5 | Commercial NAICS Cogen | IC | DFO | DFO | barrels | 114 | 48 | 650 | 276 | 61 | 2018
50384 | N |  | Gregg Falls | Eagle Creek RE LLC | 57280 | NH | NEW | NPCC | 22 | 2 | NAICS-22 Non-Cogen | HY | WAT | HYC |  | 0 | 0 | 120604 | 120604 | 13227 | 2018
50406 | Y |  | Somerset Plant | Sappi Fine Paper North America-Somerset | 16190 | ME | NEW | NPCC | 322122 | 7 | Industrial NAICS Cogen | ST | BLQ | WWW | short tons | 888032 | 118034 | 10176847 | 1352682 | 282832.26 | 2018
50406 | Y |  | Somerset Plant | Sappi Fine Paper North America-Somerset | 16190 | ME | NEW | NPCC | 322122 | 7 | Industrial NAICS Cogen | ST | DFO | DFO | barrels | 1429 | 191 | 8359 | 1113 | 232.804 | 2018
50406 | Y |  | Somerset Plant | Sappi Fine Paper North America-Somerset | 16190 | ME | NEW | NPCC | 322122 | 7 | Industrial NAICS Cogen | ST | NG | NG | mcf | 917949 | 125141 | 941288 | 128336 | 26740.37 | 2018
50406 | Y |  | Somerset Plant | Sappi Fine Paper North America-Somerset | 16190 | ME | NEW | NPCC | 322122 | 7 | Industrial NAICS Cogen | ST | OBL | ORW | barrels | 7097 | 946 | 13413 | 1786 | 373.418 | 2018
50406 | Y |  | Somerset Plant | Sappi Fine Paper North America-Somerset | 16190 | ME | NEW | NPCC | 322122 | 7 | Industrial NAICS Cogen | ST | RFO | RFO | barrels | 73795 | 9744 | 464170 | 61302 | 12819.262 | 2018
50406 | Y |  | Somerset Plant | Sappi Fine Paper North America-Somerset | 16190 | ME | NEW | NPCC | 322122 | 7 | Industrial NAICS Cogen | ST | SLW | ORW | short tons | 57192 | 7588 | 251644 | 33390 | 6985.517 | 2018
50406 | Y |  | Somerset Plant | Sappi Fine Paper North America-Somerset | 16190 | ME | NEW | NPCC | 322122 | 7 | Industrial NAICS Cogen | ST | TDF | OTH | short tons | 31176 | 4123 | 985474 | 130326 | 27268.812 | 2018
50406 | Y |  | Somerset Plant | Sappi Fine Paper North America-Somerset | 16190 | ME | NEW | NPCC | 322122 | 7 | Industrial NAICS Cogen | ST | WDS | WWW | short tons | 743092 | 98886 | 6524348 | 868214 | 181592.56 | 2018
50414 | N |  | Penacook Upper Falls Hydro | Briar-Hydro Associates | 24793 | NH | NEW | NPCC | 22 | 2 | NAICS-22 Non-Cogen | HY | WAT | HYC |  | 0 | 0 | 167278 | 167278 | 18346 | 2018
50416 | N |  | Tannery Island Power | Ampersand Tannery Island Hydro, LLC | 18436 | NY | MAT | NPCC | 22 | 2 | NAICS-22 Non-Cogen | HY | WAT | HYC |  | 0 | 0 | 60161 | 60161 | 6598 | 2018
50427 | Y |  | Bronx Zoo | New York Zoological Society | 13487 | NY | MAT | NPCC | 712 | 5 | Commercial NAICS Cogen | IC | DFO | DFO | barrels | 0 | 0 | 0 | 0 | 0 | 2018
50427 | Y |  | Bronx Zoo | New York Zoological Society | 13487 | NY | MAT | NPCC | 712 | 5 | Commercial NAICS Cogen | IC | NG | NG | mcf | 242887 | 115735 | 267175 | 127311 | 20895 | 2018
50447 | Y |  | S D Warren Westbrook | S D Warren Co.- Westbrook | 16721 | ME | NEW | NPCC | 322122 | 7 | Industrial NAICS Cogen | HY | WAT | HYC |  | 0 | 0 | 292269 | 292269 | 32054 | 2018
50447 | Y |  | S D Warren Westbrook | S D Warren Co.- Westbrook | 16721 | ME | NEW | NPCC | 322122 | 7 | Industrial NAICS Cogen | ST | BIT | COL | short tons | 21055 | 4284 | 534744 | 108871 | 14543.447 | 2018
50447 | Y |  | S D Warren Westbrook | S D Warren Co.- Westbrook | 16721 | ME | NEW | NPCC | 322122 | 7 | Industrial NAICS Cogen | ST | DFO | DFO | barrels | 0 | 0 | 0 | 0 | 0 | 2018
50447 | Y |  | S D Warren Westbrook | S D Warren Co.- Westbrook | 16721 | ME | NEW | NPCC | 322122 | 7 | Industrial NAICS Cogen | ST | RFO | RFO | barrels | 6515 | 1119 | 41044 | 7046 | 792.111 | 2018
50447 | Y |  | S D Warren Westbrook | S D Warren Co.- Westbrook | 16721 | ME | NEW | NPCC | 322122 | 7 | Industrial NAICS Cogen | ST | WDS | WWW | short tons | 290044 | 57077 | 2726413 | 536509 | 69175.442 | 2018
50449 | Y |  | Indeck Silver Springs Energy Center | Indeck-Energy Serv Silver Spg | 9245 | NY | MAT | NPCC | 22 | 3 | NAICS-22 Cogen | CA | DFO | DFO | barrels | 0 | 0 | 0 | 0 | 3.882 | 2018
50449 | Y |  | Indeck Silver Springs Energy Center | Indeck-Energy Serv Silver Spg | 9245 | NY | MAT | NPCC | 22 | 3 | NAICS-22 Cogen | CA | NG | NG | mcf | 23398 | 23398 | 23807 | 23807 | 19608.548 | 2018 |  | 1.2141
50449 | Y |  | Indeck Silver Springs Energy Center | Indeck-Energy Serv Silver Spg | 9245 | NY | MAT | NPCC | 22 | 3 | NAICS-22 Cogen | CT | DFO | DFO | barrels | 31 | 31 | 180 | 180 | 14.484 | 2018 |  | 12.4275
50449 | Y |  | Indeck Silver Springs Energy Center | Indeck-Energy Serv Silver Spg | 9245 | NY | MAT | NPCC | 22 | 3 | NAICS-22 Cogen | CT | NG | NG | mcf | 729773 | 727964 | 742227 | 740378 | 58715.136 | 2018 |  | 12.6097
50450 | Y |  | Indeck Oswego Energy Center | Indeck-Oswego Ltd Partnership | 9244 | NY | MAT | NPCC | 22 | 3 | NAICS-22 Cogen | CA | DFO | DFO | barrels | 0 | 0 | 0 | 0 | 2.396 | 2018
50450 | Y |  | Indeck Oswego Energy Center | Indeck-Oswego Ltd Partnership | 9244 | NY | MAT | NPCC | 22 | 3 | NAICS-22 Cogen | CA | NG | NG | mcf | 21870 | 21870 | 22491 | 22491 | 21537.604 | 2018 |  | 1.0443
50450 | Y |  | Indeck Oswego Energy Center | Indeck-Oswego Ltd Partnership | 9244 | NY | MAT | NPCC | 22 | 3 | NAICS-22 Cogen | CT | DFO | DFO | barrels | 13 | 13 | 72 | 72 | 5.427 | 2018 |  | 13.267
50450 | Y |  | Indeck Oswego Energy Center | Indeck-Oswego Ltd Partnership | 9244 | NY | MAT | NPCC | 22 | 3 | NAICS-22 Cogen | CT | NG | NG | mcf | 602289 | 601671 | 619374 | 618737 | 46839.573 | 2018 |  | 13.2097
50451 | Y |  | Indeck Yerkes Energy Center | Indeck-Yerkes Ltd Partnership | 9243 | NY | MAT | NPCC | 22 | 3 | NAICS-22 Cogen | CA | DFO | DFO | barrels | 0 | 0 | 0 | 0 | 4.086 | 2018
50451 | Y |  | Indeck Yerkes Energy Center | Indeck-Yerkes Ltd Partnership | 9243 | NY | MAT | NPCC | 22 | 3 | NAICS-22 Cogen | CA | NG | NG | mcf | 11842 | 11842 | 12236 | 12236 | 15086.914 | 2018 |  | 0.81103
50451 | Y |  | Indeck Yerkes Energy Center | Indeck-Yerkes Ltd Partnership | 9243 | NY | MAT | NPCC | 22 | 3 | NAICS-22 Cogen | CT | DFO | DFO | barrels | 35 | 35 | 194 | 194 | 14.787 | 2018 |  | 13.1196
50451 | Y |  | Indeck Yerkes Energy Center | Indeck-Yerkes Ltd Partnership | 9243 | NY | MAT | NPCC | 22 | 3 | NAICS-22 Cogen | CT | NG | NG | mcf | 585496 | 585060 | 604821 | 604371 | 45377.213 | 2018 |  | 13.3188
50458 | Y |  | Indeck Corinth Energy Center | Indeck-Corinth Ltd Partnership | 9263 | NY | MAT | NPCC | 22 | 3 | NAICS-22 Cogen | CA | DFO | DFO | barrels | 0 | 0 | 0 | 0 | 4268.848 | 2018
50458 | Y |  | Indeck Corinth Energy Center | Indeck-Corinth Ltd Partnership | 9263 | NY | MAT | NPCC | 22 | 3 | NAICS-22 Cogen | CA | KER | WOO | barrels | 0 | 0 | 0 | 0 | 0 | 2018
50458 | Y |  | Indeck Corinth Energy Center | Indeck-Corinth Ltd Partnership | 9263 | NY | MAT | NPCC | 22 | 3 | NAICS-22 Cogen | CA | NG | NG | mcf | 295661 | 295661 | 303764 | 303764 | 248671.15 | 2018 |  | 1.2215
50458 | Y |  | Indeck Corinth Energy Center | Indeck-Corinth Ltd Partnership | 9263 | NY | MAT | NPCC | 22 | 3 | NAICS-22 Cogen | CT | DFO | DFO | barrels | 16758 | 16407 | 95102 | 93112 | 7702.179 | 2018 |  | 12.089
50458 | Y |  | Indeck Corinth Energy Center | Indeck-Corinth Ltd Partnership | 9263 | NY | MAT | NPCC | 22 | 3 | NAICS-22 Cogen | CT | KER | WOO | barrels | 0 | 0 | 0 | 0 | 0 | 2018
50458 | Y |  | Indeck Corinth Energy Center | Indeck-Corinth Ltd Partnership | 9263 | NY | MAT | NPCC | 22 | 3 | NAICS-22 Cogen | CT | NG | NG | mcf | 5086172 | 4863159 | 5227373 | 4998172 | 433595.82 | 2018 |  | 11.5273
50472 | Y |  | Covanta Niagara I, LLC | Covanta Energy of Niagara LP | 470 | NY | MAT | NPCC | 22 | 3 | NAICS-22 Cogen | ST | DFO | DFO | barrels | 0 | 0 | 0 | 0 | 0 | 2018
50472 | Y |  | Covanta Niagara I, LLC | Covanta Energy of Niagara LP | 470 | NY | MAT | NPCC | 22 | 3 | NAICS-22 Cogen | ST | MSB | MLG | short tons | 498315 | 62759 | 3902820 | 491610 | 72522.093 | 2018 |  | 6.7788
50472 | Y |  | Covanta Niagara I, LLC | Covanta Energy of Niagara LP | 470 | NY | MAT | NPCC | 22 | 3 | NAICS-22 Cogen | ST | MSN | OTH | short tons | 280298 | 35299 | 3749744 | 472331 | 69677.861 | 2018 |  | 6.7788
50472 | Y |  | Covanta Niagara I, LLC | Covanta Energy of Niagara LP | 470 | NY | MAT | NPCC | 22 | 3 | NAICS-22 Cogen | ST | NG | NG | mcf | 1075958 | 132367 | 1075958 | 132367 | 19308.046 | 2018 |  | 6.8555
50498 | Y |  | Capitol District Energy Center | Capitol District Energy Center | 2956 | CT | NEW | NPCC | 22 | 3 | NAICS-22 Cogen | CA | DFO | DFO | barrels | 0 | 0 | 0 | 0 | 508.215 | 2018
50498 | Y |  | Capitol District Energy Center | Capitol District Energy Center | 2956 | CT | NEW | NPCC | 22 | 3 | NAICS-22 Cogen | CA | NG | NG | mcf | 67919 | 67919 | 69686 | 69686 | 16154.785 | 2018 |  | 4.3136
50498 | Y |  | Capitol District Energy Center | Capitol District Energy Center | 2956 | CT | NEW | NPCC | 22 | 3 | NAICS-22 Cogen | CT | DFO | DFO | barrels | 4048 | 4048 | 23074 | 23074 | 1584.057 | 2018 |  | 14.5664
50498 | Y |  | Capitol District Energy Center | Capitol District Energy Center | 2956 | CT | NEW | NPCC | 22 | 3 | NAICS-22 Cogen | CT | NG | NG | mcf | 509343 | 509343 | 522587 | 522587 | 35006.943 | 2018 |  | 14.9281
50512 | N |  | Glen Park Hydroelectric Project | Black River Hydroelectric, LLC | 60779 | NY | MAT | NPCC | 22 | 2 | NAICS-22 Non-Cogen | HY | WAT | HYC |  | 0 | 0 | 1349790 | 1349790 | 148036 | 2018
50513 | N |  | Stillwater Reservoir Hydro | Stillwater Associates | 18121 | NY | MAT | NPCC | 22 | 2 | NAICS-22 Non-Cogen | HY | WAT | HYC |  | 0 | 0 | 59331 | 59331 | 6507 | 2018
50514 | N |  | Fort Miller Hydroelectric Facility | Fort Miller Associates | 6495 | NY | MAT | NPCC | 22 | 2 | NAICS-22 Non-Cogen | HY | WAT | HYC |  | 0 | 0 | 206623 | 206623 | 22661 | 2018
50539 | N |  | Boltonville Hydro Associates | Boltonville Hydro Associates | 1966 | VT | NEW | NPCC | 22 | 2 | NAICS-22 Non-Cogen | HY | WAT | HYC |  | 0 | 0 | 33482 | 33482 | 3672 | 2018
50545 | N |  | Lawrence Hydroelectric Associates | Lawrence Hydroelectric Assoc | 23576 | MA | NEW | NPCC | 22 | 2 | NAICS-22 Non-Cogen | HY | WAT | HYC |  | 0 | 0 | 672133 | 672133 | 73715 | 2018
50564 | N |  | New Milford Gas Recovery | WM Renewable Energy LLC | 54842 | CT | NEW | NPCC | 22 | 2 | NAICS-22 Non-Cogen | IC | LFG | MLG | mcf | 179063 | 179063 | 93828 | 93828 | 7618 | 2018
50565 | N |  | Monroe Livingston Gas Recovery | WM Renewable Energy LLC | 54842 | NY | MAT | NPCC | 22 | 2 | NAICS-22 Non-Cogen | IC | LFG | MLG | mcf | 190791 | 190791 | 105887 | 105887 | 7680 | 2018
50568 | N |  | High Acres Gas Recovery | WM Renewable Energy LLC | 54842 | NY | MAT | NPCC | 22 | 2 | NAICS-22 Non-Cogen | IC | LFG | MLG | mcf | 1117678 | 1117678 | 542073 | 542073 | 49312 | 2018
50621 | Y |  | Central Power Plant | State of Rhode Island | 18000 | RI | NEW | NPCC | 622 | 5 | Commercial NAICS Cogen | GT | DFO | DFO | barrels | 0 | 0 | 0 | 0 | 0 | 2018
50621 | Y |  | Central Power Plant | State of Rhode Island | 18000 | RI | NEW | NPCC | 622 | 5 | Commercial NAICS Cogen | GT | NG | NG | mcf | 436327 | 125223 | 452908 | 129980 | 26075 | 2018 |  |  | 6.6806
50621 | Y |  | Central Power Plant | State of Rhode Island | 18000 | RI | NEW | NPCC | 622 | 5 | Commercial NAICS Cogen | GT | RFO | RFO | barrels | 0 | 0 | 0 | 0 | 0 | 2018
50621 | Y |  | Central Power Plant | State of Rhode Island | 18000 | RI | NEW | NPCC | 622 | 5 | Commercial NAICS Cogen | IC | NG | NG | mcf | 10881 | 4218 | 11294 | 4378 | 1000 | 2018
50621 | Y |  | Central Power Plant | State of Rhode Island | 18000 | RI | NEW | NPCC | 622 | 5 | Commercial NAICS Cogen | ST | DFO | DFO | barrels | 0 | 0 | 0 | 0 | 0 | 2018
50621 | Y |  | Central Power Plant | State of Rhode Island | 18000 | RI | NEW | NPCC | 622 | 5 | Commercial NAICS Cogen | ST | NG | NG | mcf | 199913 | 0 | 207509 | 0 | 0 | 2018
50648 | N |  | Covanta Bristol Energy | Covanta Bristol Inc | 4474 | CT | NEW | NPCC | 22 | 2 | NAICS-22 Non-Cogen | ST | MSB | MLG | short tons | 127046 | 127046 | 911182 | 911182 | 45759.099 | 2018 |  | 19.9126
50648 | N |  | Covanta Bristol Energy | Covanta Bristol Inc | 4474 | CT | NEW | NPCC | 22 | 2 | NAICS-22 Non-Cogen | ST | MSN | OTH | short tons | 71465 | 71465 | 875434 | 875434 | 43963.901 | 2018 |  | 19.9126
50648 | N |  | Covanta Bristol Energy | Covanta Bristol Inc | 4474 | CT | NEW | NPCC | 22 | 2 | NAICS-22 Non-Cogen | ST | NG | NG | mcf | 0 | 0 | 0 | 0 | 0 | 2018
50649 | N |  | Covanta Babylon Inc | Covanta Babylon Inc | 4484 | NY | MAT | NPCC | 562213 | 4 | Commercial NAICS Non-Cogen | ST | DFO | DFO | barrels | 1181 | 1181 | 6967 | 6967 | 333.277 | 2018
50649 | N |  | Covanta Babylon Inc | Covanta Babylon Inc | 4484 | NY | MAT | NPCC | 562213 | 4 | Commercial NAICS Non-Cogen | ST | MSB | MLG | short tons | 155792 | 155792 | 1187765 | 1187765 | 57007.922 | 2018
50649 | N |  | Covanta Babylon Inc | Covanta Babylon Inc | 4484 | NY | MAT | NPCC | 562213 | 4 | Commercial NAICS Non-Cogen | ST | MSN | OTH | short tons | 87634 | 87634 | 1141157 | 1141157 | 54770.801 | 2018
50650 | N |  | ReEnergy Stratton LLC | ReEnergy Stratton LLC | 1950 | ME | NEW | NPCC | 22 | 2 | NAICS-22 Non-Cogen | ST | DFO | DFO | barrels | 0 | 0 | 0 | 0 | 0 | 2018
50650 | N |  | ReEnergy Stratton LLC | ReEnergy Stratton LLC | 1950 | ME | NEW | NPCC | 22 | 2 | NAICS-22 Non-Cogen | ST | WDS | WWW | short tons | 395065 | 395065 | 3160520 | 3160520 | 248041 | 2018 |  | 12.7419
50652 | N |  | Lyonsdale Associates | Burrows Paper Corp | 2598 | NY | MAT | NPCC | 22 | 2 | NAICS-22 Non-Cogen | HY | WAT | HYC |  | 0 | 0 | 78489 | 78489 | 8608 | 2018
50656 | N |  | Huntington Resource Recovery Facility | Huntington Resource Recovery | 9097 | NY | MAT | NPCC | 22 | 2 | NAICS-22 Non-Cogen | ST | MSB | MLG | short tons | 218837 | 218837 | 1743873 | 1743873 | 96178.69 | 2018 |  | 18.1316
50656 | N |  | Huntington Resource Recovery Facility | Huntington Resource Recovery | 9097 | NY | MAT | NPCC | 22 | 2 | NAICS-22 Non-Cogen | ST | MSN | OTH | short tons | 123095 | 123095 | 1675465 | 1675465 | 92405.741 | 2018 |  | 18.1316
50656 | N |  | Huntington Resource Recovery Facility | Huntington Resource Recovery | 9097 | NY | MAT | NPCC | 22 | 2 | NAICS-22 Non-Cogen | ST | PG | WOO | mcf | 3772 | 3772 | 9432 | 9432 | 517.569 | 2018 |  | 18.2237
50661 | N |  | Covanta Haverhill | Ogden Projects Inc-Haverhill | 13982 | MA | NEW | NPCC | 22 | 2 | NAICS-22 Non-Cogen | ST | DFO | DFO | barrels | 2868 | 2868 | 16634 | 16634 | 1023.3 | 2018 |  | 16.2553
50661 | N |  | Covanta Haverhill | Ogden Projects Inc-Haverhill | 13982 | MA | NEW | NPCC | 22 | 2 | NAICS-22 Non-Cogen | ST | MSB | MLG | short tons | 380194 | 380194 | 2726752 | 2726752 | 170747.52 | 2018 |  | 15.9695
50661 | N |  | Covanta Haverhill | Ogden Projects Inc-Haverhill | 13982 | MA | NEW | NPCC | 22 | 2 | NAICS-22 Non-Cogen | ST | MSN | OTH | short tons | 213861 | 213861 | 2619799 | 2619799 | 164050.18 | 2018
50662 | N |  | Onondaga County Resource Recovery | Covanta Onondega LP | 4487 | NY | MAT | NPCC | 562213 | 4 | Commercial NAICS Non-Cogen | ST | MSB | MLG | short tons | 233339 | 233339 | 1981482 | 1981482 | 109811.98 | 2018
50662 | N |  | Onondaga County Resource Recovery | Covanta Onondega LP | 4487 | NY | MAT | NPCC | 562213 | 4 | Commercial NAICS Non-Cogen | ST | MSN | OTH | short tons | 131254 | 131254 | 1903790 | 1903790 | 105506.26 | 2018
50662 | N |  | Onondaga County Resource Recovery | Covanta Onondega LP | 4487 | NY | MAT | NPCC | 562213 | 4 | Commercial NAICS Non-Cogen | ST | NG | NG | mcf | 14253 | 14253 | 14682 | 14682 | 784.764 | 2018
50688 | N |  | Gardiner | KEI (Maine) Power Management (III) LLC | 56838 | ME | NEW | NPCC | 22 | 2 | NAICS-22 Non-Cogen | HY | WAT | HYC |  | 0 | 0 | 33910 | 33910 | 3719 | 2018
50699 | N |  | Pumpkin Hill | KEI (Maine) Power Management (II) LLC | 56837 | ME | NEW | NPCC | 22 | 2 | NAICS-22 Non-Cogen | HY | WAT | HYC |  | 0 | 0 | 40121 | 40121 | 4400 | 2018
50702 | N |  | Salmon Falls | Green Mountain Power Corp | 7601 | ME | NEW | NPCC | 22 | 2 | NAICS-22 Non-Cogen | HY | WAT | HYC |  | 0 | 0 | 38314 | 38314 | 4202 | 2018
50704 | N |  | Somersworth Lower Great Dam | Green Mountain Power Corp | 7601 | NH | NEW | NPCC | 22 | 2 | NAICS-22 Non-Cogen | HY | WAT | HYC |  | 0 | 0 | 31403 | 31403 | 3444 | 2018
50713 | N |  | Huntington Falls | Green Mountain Power Corp | 7601 | VT | NEW | NPCC | 22 | 1 | Electric Utility | HY | WAT | HYC |  | 0 | 0 | 197961 | 197961 | 21711 | 2018
50739 | N |  | Pinetree Power Tamworth | Pinetree Power- Tamworth LLC. | 15085 | NH | NEW | NPCC | 22 | 2 | NAICS-22 Non-Cogen | ST | WDS | WWW | short tons | 171778 | 171778 | 1546002 | 1546002 | 92855 | 2018 |  | 16.6496
50741 | N |  | Pontook Hydro Facility | Pontook Operating LP | 15213 | NH | NEW | NPCC | 22 | 2 | NAICS-22 Non-Cogen | HY | WAT | HYC |  | 0 | 0 | 478485 | 478485 | 52477 | 2018
50743 | Y |  | Starrett City Cogen Facility | Starrett City Inc | 18020 | NY | MAT | NPCC | 521 | 5 | Commercial NAICS Cogen | IC | DFO | DFO | barrels | 1320 | 1104 | 8184 | 6844 | 1002.54 | 2018
50743 | Y |  | Starrett City Cogen Facility | Starrett City Inc | 18020 | NY | MAT | NPCC | 521 | 5 | Commercial NAICS Cogen | ST | NG | NG | mcf | 1273534 | 382260 | 1299005 | 389905 | 56531.5 | 2018
50743 | Y |  | Starrett City Cogen Facility | Starrett City Inc | 18020 | NY | MAT | NPCC | 521 | 5 | Commercial NAICS Cogen | ST | RFO | RFO | barrels | 5145 | 1349 | 34986 | 9173 | 1329.97 | 2018
50744 | N |  | Sterling Power Plant | Sterling Power Partners LP | 14182 | NY | MAT | NPCC | 22 | 2 | NAICS-22 Non-Cogen | CA | NG | NG | mcf | 0 | 0 | 0 | 0 | 7385 | 2018 | x
50744 | N |  | Sterling Power Plant | Sterling Power Partners LP | 14182 | NY | MAT | NPCC | 22 | 2 | NAICS-22 Non-Cogen | CT | NG | NG | mcf | 246934 | 246934 | 249404 | 249404 | 17855 | 2018 | x | 13.9683
50744 | N |  | Sterling Power Plant | Sterling Power Partners LP | 14182 | NY | MAT | NPCC | 22 | 2 | NAICS-22 Non-Cogen | IC | DFO | DFO | barrels | 6 | 6 | 34 | 34 | 0 | 2018
50758 | N |  | Pejepscot Hydroelectric Project | Topsham Hydro Partners | 19013 | ME | NEW | NPCC | 22 | 2 | NAICS-22 Non-Cogen | HY | WAT | HYC |  | 0 | 0 | 385046 | 385046 | 42229 | 2018
50759 | N |  | West End Dam Hydroelectric Project | Northbrook Carthage LLC | 57144 | NY | MAT | NPCC | 22 | 2 | NAICS-22 Non-Cogen | HY | WAT | HYC |  | 0 | 0 | 195444 | 195444 | 21435 | 2018
50768 | N |  | Forestport | Ampersand Mount Ida Hydro LLC | 57184 | NY | MAT | NPCC | 22 | 2 | NAICS-22 Non-Cogen | HY | WAT | HYC |  | 0 | 0 | 65933 | 65933 | 7231 | 2018
50832 | N |  | Chicopee Hydroelectric Station | City of Chicopee - (MA) | 3477 | MA | NEW | NPCC | 22 | 1 | Electric Utility | HY | WAT | HYC |  | 0 | 0 | 44396 | 44396 | 4869 | 2018
50873 | N |  | Wheelabrator Concord Facility | Wheelabrator Environmental Systems | 20541 | NH | NEW | NPCC | 22 | 2 | NAICS-22 Non-Cogen | ST | MSB | MLG | short tons | 122275 | 122275 | 1013344 | 1013344 | 49622.988 | 2018 |  | 20.4209
50873 | N |  | Wheelabrator Concord Facility | Wheelabrator Environmental Systems | 20541 | NH | NEW | NPCC | 22 | 2 | NAICS-22 Non-Cogen | ST | MSN | OTH | short tons | 68778 | 68778 | 973605 | 973605 | 47677.012 | 2018 |  | 20.4208
50877 | N |  | Wheelabrator North Andover | Wheelabrator Environmental Systems | 20541 | MA | NEW | NPCC | 22 | 2 | NAICS-22 Non-Cogen | ST | MSB | MLG | short tons | 291370 | 291370 | 2414802 | 2414802 | 122824.54 | 2018
50877 | N |  | Wheelabrator North Andover | Wheelabrator Environmental Systems | 20541 | MA | NEW | NPCC | 22 | 2 | NAICS-22 Non-Cogen | ST | MSN | OTH | short tons | 163898 | 163898 | 2320015 | 2320015 | 118003.46 | 2018
50877 | N |  | Wheelabrator North Andover | Wheelabrator Environmental Systems | 20541 | MA | NEW | NPCC | 22 | 2 | NAICS-22 Non-Cogen | ST | NG | NG | mcf | 0 | 0 | 0 | 0 | 0 | 2018
50878 | N |  | Wheelabrator Millbury Facility | Wheelabrator Environmental Systems | 20541 | MA | NEW | NPCC | 22 | 2 | NAICS-22 Non-Cogen | ST | MSB | MLG | short tons | 306768 | 306768 | 2542363 | 2542363 | 162923.94 | 2018
50878 | N |  | Wheelabrator Millbury Facility | Wheelabrator Environmental Systems | 20541 | MA | NEW | NPCC | 22 | 2 | NAICS-22 Non-Cogen | ST | MSN | OTH | short tons | 172558 | 172558 | 2442633 | 2442633 | 156533.06 | 2018 |  | 15.6046
50880 | N |  | Wheelabrator Saugus | Wheelabrator Environmental Systems | 20541 | MA | NEW | NPCC | 22 | 2 | NAICS-22 Non-Cogen | ST | MSB | MLG | short tons | 275599 | 275599 | 2284071 | 2284071 | 118077.62 | 2018 |  | 19.3438
50880 | N |  | Wheelabrator Saugus | Wheelabrator Environmental Systems | 20541 | MA | NEW | NPCC | 22 | 2 | NAICS-22 Non-Cogen | ST | MSN | OTH | short tons | 155026 | 155026 | 2194449 | 2194449 | 113444.38 | 2018 |  | 19.3438
50882 | N |  | Wheelabrator Westchester | Wheelabrator Environmental Systems | 20541 | NY | MAT | NPCC | 22 | 2 | NAICS-22 Non-Cogen | ST | MSB | MLG | short tons | 448307 | 448307 | 3715272 | 3715272 | 201433.83 | 2018 |  | 18.4441
50882 | N |  | Wheelabrator Westchester | Wheelabrator Environmental Systems | 20541 | NY | MAT | NPCC | 22 | 2 | NAICS-22 Non-Cogen | ST | MSN | OTH | short tons | 252168 | 252168 | 3569647 | 3569647 | 193538.17 | 2018 |  | 18.4441
50882 | N |  | Wheelabrator Westchester | Wheelabrator Environmental Systems | 20541 | NY | MAT | NPCC | 22 | 2 | NAICS-22 Non-Cogen | ST | NG | NG | mcf | 0 | 0 | 0 | 0 | 0 | 2018
50883 | N |  | Wheelabrator Bridgeport | Wheelabrator Environmental Systems | 20541 | CT | NEW | NPCC | 22 | 2 | NAICS-22 Non-Cogen | ST | MSB | MLG | short tons | 476945 | 476945 | 3952690 | 3952690 | 214516.99 | 2018 |  | 18.426
50883 | N |  | Wheelabrator Bridgeport | Wheelabrator Environmental Systems | 20541 | CT | NEW | NPCC | 22 | 2 | NAICS-22 Non-Cogen | ST | MSN | OTH | short tons | 268282 | 268282 | 3797730 | 3797730 | 206108.01 | 2018 |  | 18.4259
50907 | Y |  | Oswego County Energy Recovery | Oswego County | 14222 | NY | MAT | NPCC | 562212 | 5 | Commercial NAICS Cogen | ST | MSB | MLG | short tons | 35997 | 2685 | 344239 | 25687 | 4235.702 | 2018
50907 | Y |  | Oswego County Energy Recovery | Oswego County | 14222 | NY | MAT | NPCC | 562212 | 5 | Commercial NAICS Cogen | ST | MSN | OTH | short tons | 20249 | 1510 | 330727 | 24680 | 4069.438 | 2018
50907 | Y |  | Oswego County Energy Recovery | Oswego County | 14222 | NY | MAT | NPCC | 562212 | 5 | Commercial NAICS Cogen | ST | NG | NG | mcf | 0 | 0 | 0 | 0 | 0 | 2018
50955 | Y |  | Rousselot Inc | Rousselot Inc | 5623 | MA | NEW | NPCC | 325 | 7 | Industrial NAICS Cogen | ST | NG | NG | mcf | 718310 | 67316 | 761071 | 71226 | 16023.841 | 2018
50955 | Y |  | Rousselot Inc | Rousselot Inc | 5623 | MA | NEW | NPCC | 325 | 7 | Industrial NAICS Cogen | ST | PG | WOO | mcf | 3 | 0 | 9 | 0 | 0.159 | 2018
50955 | Y |  | Rousselot Inc | Rousselot Inc | 5623 | MA | NEW | NPCC | 325 | 7 | Industrial NAICS Cogen | ST | RFO | RFO | barrels | 0 | 0 | 0 | 0 | 0 | 2018
50978 | N |  | Carr Street Generating Station | Carr Street Generating Sta LP | 24202 | NY | MAT | NPCC | 22 | 2 | NAICS-22 Non-Cogen | CA | DFO | DFO | barrels | 0 | 0 | 0 | 0 | 124.166 | 2018 | x
50978 | N |  | Carr Street Generating Station | Carr Street Generating Sta LP | 24202 | NY | MAT | NPCC | 22 | 2 | NAICS-22 Non-Cogen | CA | NG | NG | mcf | 0 | 0 | 0 | 0 | 36007.834 | 2018 | x
50978 | N |  | Carr Street Generating Station | Carr Street Generating Sta LP | 24202 | NY | MAT | NPCC | 22 | 2 | NAICS-22 Non-Cogen | CT | DFO | DFO | barrels | 820 | 820 | 4674 | 4674 | 417.651 | 2018 | x | 11.1912
50978 | N |  | Carr Street Generating Station | Carr Street Generating Sta LP | 24202 | NY | MAT | NPCC | 22 | 2 | NAICS-22 Non-Cogen | CT | NG | NG | mcf | 1267190 | 1267190 | 1296335 | 1296335 | 112731.35 | 2018 | x | 11.4993
50999 | N |  | Aziscohos Hydroelectric Project | Brookfield White Pine Hydro LLC | 39006 | ME | NEW | NPCC | 22 | 2 | NAICS-22 Non-Cogen | HY | WAT | HYC |  | 0 | 0 | 316732 | 316732 | 34737 | 2018
51026 | N |  | Ryegate Power Station | ENGIE | 54824 | VT | NEW | NPCC | 22 | 2 | NAICS-22 Non-Cogen | ST | WDS | WWW | short tons | 266069 | 266069 | 2261589 | 2261589 | 166902 | 2018 |  | 13.5504
51030 | N |  | Ocean State Power | Ocean State Power Co | 27769 | RI | NEW | NPCC | 22 | 2 | NAICS-22 Non-Cogen | CA | DFO | DFO | barrels | 0 | 0 | 0 | 0 | 1977.231 | 2018 | x
51030 | N |  | Ocean State Power | Ocean State Power Co | 27769 | RI | NEW | NPCC | 22 | 2 | NAICS-22 Non-Cogen | CA | NG | NG | mcf | 303853 | 303853 | 312361 | 312361 | 230825.77 | 2018 | x | 1.3532
51030 | N |  | Ocean State Power | Ocean State Power Co | 27769 | RI | NEW | NPCC | 22 | 2 | NAICS-22 Non-Cogen | CT | DFO | DFO | barrels | 10895 | 10895 | 63081 | 63081 | 4679.349 | 2018 | x | 13.4807
51030 | N |  | Ocean State Power | Ocean State Power Co | 27769 | RI | NEW | NPCC | 22 | 2 | NAICS-22 Non-Cogen | CT | NG | NG | mcf | 5019748 | 5019748 | 5160301 | 5160301 | 441579.65 | 2018 | x | 11.686
51033 | N |  | West Delaware Tunnel Plant | Erie Boulevard Hydropower LP | 5914 | NY | MAT | NPCC | 22 | 2 | NAICS-22 Non-Cogen | HY | WAT | HYC |  | 0 | 0 | 102806 | 102806 | 11275 | 2018
51034 | N |  | Little Falls Hydro | Little Falls Hydroelec Assoc | 10714 | NY | MAT | NPCC | 22 | 2 | NAICS-22 Non-Cogen | HY | WAT | HYC |  | 0 | 0 | 521412 | 521412 | 57185 | 2018
51035 | Y |  | Hofstra University | Hofstra University | 8688 | NY | MAT | NPCC | 611 | 5 | Commercial NAICS Cogen | IC | DFO | DFO | barrels | 0 | 0 | 0 | 0 | 0 | 2018
51035 | Y |  | Hofstra University | Hofstra University | 8688 | NY | MAT | NPCC | 611 | 5 | Commercial NAICS Cogen | IC | NG | NG | mcf | 0 | 0 | 0 | 0 | 0 | 2018
51038 | N |  | MacArthur Waste to Energy Facility | Covanta MacArthur Renewable Energy | 56601 | NY | MAT | NPCC | 562213 | 4 | Commercial NAICS Non-Cogen | ST | DFO | DFO | barrels | 0 | 0 | 0 | 0 | 0 | 2018
51038 | N |  | MacArthur Waste to Energy Facility | Covanta MacArthur Renewable Energy | 56601 | NY | MAT | NPCC | 562213 | 4 | Commercial NAICS Non-Cogen | ST | MSB | MLG | short tons | 111432 | 111432 | 799190 | 799190 | 27818.933 | 2018
51038 | N |  | MacArthur Waste to Energy Facility | Covanta MacArthur Renewable Energy | 56601 | NY | MAT | NPCC | 562213 | 4 | Commercial NAICS Non-Cogen | ST | MSN | OTH | short tons | 62681 | 62681 | 767837 | 767837 | 26727.605 | 2018
51038 | N |  | MacArthur Waste to Energy Facility | Covanta MacArthur Renewable Energy | 56601 | NY | MAT | NPCC | 562213 | 4 | Commercial NAICS Non-Cogen | ST | NG | NG | mcf | 34728 | 34728 | 34728 | 34728 | 1180.462 | 2018
52024 | Y |  | Rhode Island Hospital | Rhode Island Hospital | 16001 | RI | NEW | NPCC | 622 | 5 | Commercial NAICS Cogen | ST | NG | NG | mcf | 802605 | 94128 | 882867 | 103541 | 19713.92 | 2018
52024 | Y |  | Rhode Island Hospital | Rhode Island Hospital | 16001 | RI | NEW | NPCC | 622 | 5 | Commercial NAICS Cogen | ST | RFO | RFO | barrels | 16208 | 1537 | 103731 | 9836 | 1874.08 | 2018
52026 | N |  | Dartmouth Power Associates LP | Morris Energy Operations Company, LLC | 56516 | MA | NEW | NPCC | 22 | 2 | NAICS-22 Non-Cogen | CA | DFO | DFO | barrels | 0 | 0 | 0 | 0 | 0 | 2018
52026 | N |  | Dartmouth Power Associates LP | Morris Energy Operations Company, LLC | 56516 | MA | NEW | NPCC | 22 | 2 | NAICS-22 Non-Cogen | CA | NG | NG | mcf | 2912 | 2912 | 2991 | 2991 | 0 | 2018
52026 | N |  | Dartmouth Power Associates LP | Morris Energy Operations Company, LLC | 56516 | MA | NEW | NPCC | 22 | 2 | NAICS-22 Non-Cogen | CT | DFO | DFO | barrels | 5930 | 5930 | 34393 | 34393 | 3915.709 | 2018 |  | 8.7833
52026 | N |  | Dartmouth Power Associates LP | Morris Energy Operations Company, LLC | 56516 | MA | NEW | NPCC | 22 | 2 | NAICS-22 Non-Cogen | CT | NG | NG | mcf | 435827 | 435827 | 447489 | 447489 | 50415.291 | 2018 |  | 8.8761
52026 | N |  | Dartmouth Power Associates LP | Morris Energy Operations Company, LLC | 56516 | MA | NEW | NPCC | 22 | 2 | NAICS-22 Non-Cogen | GT | DFO | DFO | barrels | 148 | 148 | 856 | 856 | 74.838 | 2018 |  | 11.438
52026 | N |  | Dartmouth Power Associates LP | Morris Energy Operations Company, LLC | 56516 | MA | NEW | NPCC | 22 | 2 | NAICS-22 Non-Cogen | GT | NG | NG | mcf | 139284 | 139284 | 143043 | 143043 | 12471.162 | 2018 |  | 11.4699
52056 | Y |  | Nassau Energy Corp | Nassau Energy Corp | 19153 | NY | MAT | NPCC | 22 | 3 | NAICS-22 Cogen | CA | DFO | DFO | barrels | 0 | 0 | 0 | 0 | 997.453 | 2018
52056 | Y |  | Nassau Energy Corp | Nassau Energy Corp | 19153 | NY | MAT | NPCC | 22 | 3 | NAICS-22 Cogen | CA | NG | NG | mcf | 124660 | 124660 | 128319 | 128319 | 59961.227 | 2018 |  | 2.14
52056 | Y |  | Nassau Energy Corp | Nassau Energy Corp | 19153 | NY | MAT | NPCC | 22 | 3 | NAICS-22 Cogen | CT | DFO | DFO | barrels | 10854 | 5107 | 63670 | 29957 | 5134.455 | 2018 |  | 5.8345
52056 | Y |  | Nassau Energy Corp | Nassau Energy Corp | 19153 | NY | MAT | NPCC | 22 | 3 | NAICS-22 Cogen | CT | NG | NG | mcf | 3516099 | 1437619 | 3619161 | 1479777 | 269198.04 | 2018 |  | 5.497
52057 | N |  | Herkimer | ECOsponsible LLC | 60082 | NY | MAT | NPCC | 22 | 2 | NAICS-22 Non-Cogen | HY | WAT | HYC |  | 0 | 0 | 0 | 0 | 0 | 2018
52058 | N |  | Ogdensburg | Ampersand Mount Ida Hydro LLC | 57184 | NY | MAT | NPCC | 22 | 2 | NAICS-22 Non-Cogen | HY | WAT | HYC |  | 0 | 0 | 83647 | 83647 | 9174 | 2018
52061 | Y |  | Hartford Hospital Cogeneration | Hartford Steam Co | 8153 | CT | NEW | NPCC | 622 | 5 | Commercial NAICS Cogen | CA | DFO | DFO | barrels | 0 | 0 | 0 | 0 | 0 | 2018
52061 | Y |  | Hartford Hospital Cogeneration | Hartford Steam Co | 8153 | CT | NEW | NPCC | 622 | 5 | Commercial NAICS Cogen | CA | NG | NG | mcf | 273428 | 0 | 280810 | 0 | 0 | 2018
52061 | Y |  | Hartford Hospital Cogeneration | Hartford Steam Co | 8153 | CT | NEW | NPCC | 622 | 5 | Commercial NAICS Cogen | CT | DFO | DFO | barrels | 846 | 321 | 4907 | 1863 | 352.616 | 2018
52061 | Y |  | Hartford Hospital Cogeneration | Hartford Steam Co | 8153 | CT | NEW | NPCC | 622 | 5 | Commercial NAICS Cogen | CT | NG | NG | mcf | 547611 | 208130 | 562396 | 213752 | 40415.384 | 2018
52061 | Y |  | Hartford Hospital Cogeneration | Hartford Steam Co | 8153 | CT | NEW | NPCC | 622 | 5 | Commercial NAICS Cogen | FC | NG | NG | mcf | 97875 | 59026 | 100813 | 60796 | 11340 | 2018
52091 | N |  | New York Methodist Hospital | New York Methodist Hospital | 13484 | NY | MAT | NPCC | 22 | 2 | NAICS-22 Non-Cogen | IC | DFO | DFO | barrels | 34 | 34 | 189 | 189 | 18 | 2018 |  | 10.5
52091 | N |  | New York Methodist Hospital | New York Methodist Hospital | 13484 | NY | MAT | NPCC | 22 | 2 | NAICS-22 Non-Cogen | IC | NG | NG | mcf | 0 | 0 | 0 | 0 | 0 | 2018
52166 | N |  | Collins Facility | Ampersand Collins Hydro LLC | 59386 | MA | NEW | NPCC | 22 | 2 | NAICS-22 Non-Cogen | HY | WAT | HYC |  | 0 | 0 | 43868 | 43868 | 4811 | 2018
52168 | Y |  | Riverbay | Riverbay Corp | 24210 | NY | MAT | NPCC | 814 | 5 | Commercial NAICS Cogen | GT | DFO | DFO | barrels | 5151 | 2376 | 29645 | 13675 | 2514.009 | 2018 |  |  |  | 4.5354
52168 | Y |  | Riverbay | Riverbay Corp | 24210 | NY | MAT | NPCC | 814 | 5 | Commercial NAICS Cogen | GT | NG | NG | mcf | 1132477 | 522471 | 1167583 | 538668 | 99018.891 | 2018 |  |  | 4.5352
52168 | Y |  | Riverbay | Riverbay Corp | 24210 | NY | MAT | NPCC | 814 | 5 | Commercial NAICS Cogen | GT | RFO | RFO | barrels | 0 | 0 | 0 | 0 | 0 | 2018
52168 | Y |  | Riverbay | Riverbay Corp | 24210 | NY | MAT | NPCC | 814 | 5 | Commercial NAICS Cogen | IC | DFO | DFO | barrels | 148 | 72 | 853 | 405 | 74.48 | 2018
52168 | Y |  | Riverbay | Riverbay Corp | 24210 | NY | MAT | NPCC | 814 | 5 | Commercial NAICS Cogen | ST | DFO | DFO | barrels | 9893 | 932 | 56934 | 5366 | 976.251 | 2018
52168 | Y |  | Riverbay | Riverbay Corp | 24210 | NY | MAT | NPCC | 814 | 5 | Commercial NAICS Cogen | ST | NG | NG | mcf | 1639789 | 187358 | 1690974 | 193145 | 35141.699 | 2018
52171 | N |  | Upper Barker | KEI (Maine) Power Management (III) LLC | 56838 | ME | NEW | NPCC | 22 | 2 | NAICS-22 Non-Cogen | HY | WAT | HYC |  | 0 | 0 | 39197 | 39197 | 4299 | 2018
54034 | N |  | Rensselaer Cogen | Rensselaer Generating LLC | 6838 | NY | MAT | NPCC | 22 | 2 | NAICS-22 Non-Cogen | CA | DFO | DFO | barrels | 0 | 0 | 0 | 0 | 0 | 2018 | x
54034 | N |  | Rensselaer Cogen | Rensselaer Generating LLC | 6838 | NY | MAT | NPCC | 22 | 2 | NAICS-22 Non-Cogen | CA | NG | NG | mcf | 5542 | 5542 | 5693 | 5693 | 1544 | 2018 | x | 3.6872
54034 | N |  | Rensselaer Cogen | Rensselaer Generating LLC | 6838 | NY | MAT | NPCC | 22 | 2 | NAICS-22 Non-Cogen | CT | DFO | DFO | barrels | 0 | 0 | 0 | 0 | 0 | 2018 | x
54034 | N |  | Rensselaer Cogen | Rensselaer Generating LLC | 6838 | NY | MAT | NPCC | 22 | 2 | NAICS-22 Non-Cogen | CT | NG | NG | mcf | 33123 | 33123 | 34034 | 34034 | 2683 | 2018 | x | 12.6851
54041 | Y |  | Lockport Energy Associates LP | Lockport Energy Associates LP | 11127 | NY | MAT | NPCC | 22 | 3 | NAICS-22 Cogen | CA | DFO | DFO | barrels | 0 | 0 | 0 | 0 | 0 | 2018
54041 | Y |  | Lockport Energy Associates LP | Lockport Energy Associates LP | 11127 | NY | MAT | NPCC | 22 | 3 | NAICS-22 Cogen | CA | NG | NG | mcf | 0 | 0 | 0 | 0 | 131790.99 | 2018
54041 | Y |  | Lockport Energy Associates LP | Lockport Energy Associates LP | 11127 | NY | MAT | NPCC | 22 | 3 | NAICS-22 Cogen | CT | DFO | DFO | barrels | 0 | 0 | 0 | 0 | 0 | 2018
54041 | Y |  | Lockport Energy Associates LP | Lockport Energy Associates LP | 11127 | NY | MAT | NPCC | 22 | 3 | NAICS-22 Cogen | CT | NG | NG | mcf | 3961515 | 3961515 | 4084322 | 4084322 | 306913.82 | 2018 |  | 13.3077
54056 | N |  | Pawtucket Power Associates | Pawtucket Power Associates LP | 14584 | RI | NEW | NPCC | 22 | 2 | NAICS-22 Non-Cogen | CA | DFO | DFO | barrels | 0 | 0 | 0 | 0 | 570.452 | 2018 | x
54056 | N |  | Pawtucket Power Associates | Pawtucket Power Associates LP | 14584 | RI | NEW | NPCC | 22 | 2 | NAICS-22 Non-Cogen | CA | NG | NG | mcf | 98 | 98 | 100 | 100 | 2927.548 | 2018 | x | 0.034158
54056 | N |  | Pawtucket Power Associates | Pawtucket Power Associates LP | 14584 | RI | NEW | NPCC | 22 | 2 | NAICS-22 Non-Cogen | CT | DFO | DFO | barrels | 2690 | 2690 | 15333 | 15333 | 1135.84 | 2018 | x | 13.4993
54056 | N |  | Pawtucket Power Associates | Pawtucket Power Associates LP | 14584 | RI | NEW | NPCC | 22 | 2 | NAICS-22 Non-Cogen | CT | NG | NG | mcf | 83164 | 83164 | 85325 | 85325 | 5835.16 | 2018 | x | 14.6226
54076 | Y |  | Indeck Olean Energy Center | Indeck-Olean Ltd Partnership | 9261 | NY | MAT | NPCC | 22 | 3 | NAICS-22 Cogen | CA | DFO | DFO | barrels | 0 | 0 | 0 | 0 | 35.149 | 2018
54076 | Y |  | Indeck Olean Energy Center | Indeck-Olean Ltd Partnership | 9261 | NY | MAT | NPCC | 22 | 3 | NAICS-22 Cogen | CA | NG | NG | mcf | 276308 | 276308 | 293718 | 293718 | 59543.851 | 2018 |  | 4.9328
54076 | Y |  | Indeck Olean Energy Center | Indeck-Olean Ltd Partnership | 9261 | NY | MAT | NPCC | 22 | 3 | NAICS-22 Cogen | CT | DFO | DFO | barrels | 145 | 145 | 685 | 685 | 57.541 | 2018 |  | 11.9046
54076 | Y |  | Indeck Olean Energy Center | Indeck-Olean Ltd Partnership | 9261 | NY | MAT | NPCC | 22 | 3 | NAICS-22 Cogen | CT | NG | NG | mcf | 839299 | 836419 | 892158 | 889099 | 71355.459 | 2018 |  | 12.4601
54085 | Y |  | Androscoggin Mill | Verso Paper Androscoggin LLC | 55738 | ME | NEW | NPCC | 322 | 7 | Industrial NAICS Cogen | ST | BLQ | WWW | short tons | 539120 | 101422 | 5930320 | 1115640 | 222342.84 | 2018
54085 | Y |  | Androscoggin Mill | Verso Paper Androscoggin LLC | 55738 | ME | NEW | NPCC | 322 | 7 | Industrial NAICS Cogen | ST | KER | WOO | barrels | 0 | 0 | 0 | 0 | 0 | 2018
54085 | Y |  | Androscoggin Mill | Verso Paper Androscoggin LLC | 55738 | ME | NEW | NPCC | 322 | 7 | Industrial NAICS Cogen | ST | NG | NG | mcf | 565412 | 103386 | 565412 | 103386 | 20604.594 | 2018
54085 | Y |  | Androscoggin Mill | Verso Paper Androscoggin LLC | 55738 | ME | NEW | NPCC | 322 | 7 | Industrial NAICS Cogen | ST | RFO | RFO | barrels | 0 | 0 | 0 | 0 | 0 | 2018
54085 | Y |  | Androscoggin Mill | Verso Paper Androscoggin LLC | 55738 | ME | NEW | NPCC | 322 | 7 | Industrial NAICS Cogen | ST | WDS | WWW | short tons | 108336 | 20671 | 1733376 | 330740 | 65915.562 | 2018
54099 | Y |  | Ticonderoga Mill | IPC-Ticonderoga | 9350 | NY | MAT | NPCC | 322122 | 7 | Industrial NAICS Cogen | ST | BLQ | WWW | short tons | 211625 | 60443 | 1791828 | 511766 | 89417.067 | 2018
54099 | Y |  | Ticonderoga Mill | IPC-Ticonderoga | 9350 | NY | MAT | NPCC | 322122 | 7 | Industrial NAICS Cogen | ST | NG | NG | mcf | 1866344 | 529861 | 1866344 | 529861 | 92578.843 | 2018
54099 | Y |  | Ticonderoga Mill | IPC-Ticonderoga | 9350 | NY | MAT | NPCC | 322122 | 7 | Industrial NAICS Cogen | ST | OG | OOG | mcf | 0 | 0 | 0 | 0 | 0 | 2018
54099 | Y |  | Ticonderoga Mill | IPC-Ticonderoga | 9350 | NY | MAT | NPCC | 322122 | 7 | Industrial NAICS Cogen | ST | PG | WOO | mcf | 0 | 0 | 0 | 0 | 0 | 2018
54099 | Y |  | Ticonderoga Mill | IPC-Ticonderoga | 9350 | NY | MAT | NPCC | 322122 | 7 | Industrial NAICS Cogen | ST | RFO | RFO | barrels | 73934 | 21589 | 468742 | 136875 | 23915.268 | 2018
54099 | Y |  | Ticonderoga Mill | IPC-Ticonderoga | 9350 | NY | MAT | NPCC | 322122 | 7 | Industrial NAICS Cogen | ST | WDS | WWW | short tons | 20352 | 5799 | 172298 | 49093 | 8577.666 | 2018
54114 | Y |  | Kennedy International Airport Cogen | KIAC Partners | 10349 | NY | MAT | NPCC | 22 | 3 | NAICS-22 Cogen | CA | DFO | DFO | barrels | 0 | 0 | 0 | 0 | 653.954 | 2018
54114 | Y |  | Kennedy International Airport Cogen | KIAC Partners | 10349 | NY | MAT | NPCC | 22 | 3 | NAICS-22 Cogen | CA | NG | NG | mcf | 0 | 0 | 0 | 0 | 107446.05 | 2018
54114 | Y |  | Kennedy International Airport Cogen | KIAC Partners | 10349 | NY | MAT | NPCC | 22 | 3 | NAICS-22 Cogen | CT | DFO | DFO | barrels | 5679 | 5679 | 31677 | 31677 | 2962.997 | 2018 |  | 10.6909
54114 | Y |  | Kennedy International Airport Cogen | KIAC Partners | 10349 | NY | MAT | NPCC | 22 | 3 | NAICS-22 Cogen | CT | NG | NG | mcf | 5127252 | 5127252 | 5332565 | 5332565 | 491995 | 2018 |  | 10.8387
54123 | N |  | Mechanic Falls | KEI (Maine) Power Management (IV) LLC | 56839 | ME | NEW | NPCC | 22 | 2 | NAICS-22 Non-Cogen | HY | WAT | HYC |  | 0 | 0 | 16587 | 16587 | 1819 | 2018
54124 | N |  | Pittsfield Hydro | KEI (Maine) Power Management (II) LLC | 56837 | ME | NEW | NPCC | 22 | 2 | NAICS-22 Non-Cogen | HY | WAT | HYC |  | 0 | 0 | 30145 | 30145 | 3306 | 2018
54131 | Y |  | Fortistar North Tonawanda | North American Energy Services | 50136 | NY | MAT | NPCC | 22 | 3 | NAICS-22 Cogen | CA | DFO | DFO | barrels | 0 | 0 | 0 | 0 | 0 | 2018
54131 | Y |  | Fortistar North Tonawanda | North American Energy Services | 50136 | NY | MAT | NPCC | 22 | 3 | NAICS-22 Cogen | CA | NG | NG | mcf | 777 | 777 | 803 | 803 | 6976 | 2018
54131 | Y |  | Fortistar North Tonawanda | North American Energy Services | 50136 | NY | MAT | NPCC | 22 | 3 | NAICS-22 Cogen | CT | DFO | DFO | barrels | 0 | 0 | 0 | 0 | 0 | 2018
54131 | Y |  | Fortistar North Tonawanda | North American Energy Services | 50136 | NY | MAT | NPCC | 22 | 3 | NAICS-22 Cogen | CT | NG | NG | mcf | 200060 | 175472 | 206780 | 181365 | 17140 | 2018 |  | 10.5814
54134 | N |  | Great Lakes Hydro America - ME | Great Lakes Hydro America LLC | 7595 | ME | NEW | NPCC | 22 | 2 | NAICS-22 Non-Cogen | HY | WAT | HYC |  | 0 | 0 | 5967550 | 5967550 | 654480 | 2018
54148 | N |  | Hydro Kennebec Project | Hydro Kennebec LLC | 56597 | ME | NEW | NPCC | 22 | 2 | NAICS-22 Non-Cogen | HY | WAT | HYC |  | 0 | 0 | 757186 | 757186 | 83043 | 2018
54149 | Y |  | Stony Brook Cogen Plant | Nissequoque Cogen Partners | 13587 | NY | MAT | NPCC | 22 | 3 | NAICS-22 Cogen | GT | DFO | DFO | barrels | 64332 | 29981 | 378271 | 176284 | 31794.725 | 2018 |  | 5.5444
54149 | Y |  | Stony Brook Cogen Plant | Nissequoque Cogen Partners | 13587 | NY | MAT | NPCC | 22 | 3 | NAICS-22 Cogen | GT | NG | NG | mcf | 3080463 | 1435570 | 3172877 | 1478636 | 266688.28 | 2018
54225 | Y |  | Gillette SBMC | The Gillette Company | 7209 | MA | NEW | NPCC | 332 | 7 | Industrial NAICS Cogen | GT | DFO | DFO | barrels | 368 | 103 | 2164 | 609 | 147.981 | 2018 |  |  |  | 6.7701
54225 | Y |  | Gillette SBMC | The Gillette Company | 7209 | MA | NEW | NPCC | 332 | 7 | Industrial NAICS Cogen | GT | NG | NG | mcf | 861310 | 234698 | 880608 | 239956 | 58371.019 | 2018 |  |  | 6.9844
54225 | Y |  | Gillette SBMC | The Gillette Company | 7209 | MA | NEW | NPCC | 332 | 7 | Industrial NAICS Cogen | GT | RFO | RFO | barrels | 0 | 0 | 0 | 0 | 0 | 2018
54225 | Y |  | Gillette SBMC | The Gillette Company | 7209 | MA | NEW | NPCC | 332 | 7 | Industrial NAICS Cogen | IC | DFO | DFO | barrels | 10 | 0 | 59 | 0 | 0 | 2018
54225 | Y |  | Gillette SBMC | The Gillette Company | 7209 | MA | NEW | NPCC | 332 | 7 | Industrial NAICS Cogen | ST | DFO | DFO | barrels | 0 | 0 | 0 | 0 | 0 | 2018
54225 | Y |  | Gillette SBMC | The Gillette Company | 7209 | MA | NEW | NPCC | 332 | 7 | Industrial NAICS Cogen | ST | NG | NG | mcf | 3258 | 1367 | 3344 | 1399 | 10784.02 | 2018
54228 | Y |  | Erving Paper Mills | Erving Paper Mills Inc | 5989 | MA | NEW | NPCC | 322122 | 7 | Industrial NAICS Cogen | GT | DFO | DFO | barrels | 3488 | 1286 | 20509 | 7563 | 1565.054 | 2018 |  |  |  | 6.0668
54228 | Y |  | Erving Paper Mills | Erving Paper Mills Inc | 5989 | MA | NEW | NPCC | 322122 | 7 | Industrial NAICS Cogen | GT | NG | NG | mcf | 502776 | 183293 | 502776 | 183293 | 38103.946 | 2018 |  |  | 6.1087
54228 | Y |  | Erving Paper Mills | Erving Paper Mills Inc | 5989 | MA | NEW | NPCC | 322122 | 7 | Industrial NAICS Cogen | ST | NG | NG | mcf | 0 | 0 | 0 | 0 | 2227.12 | 2018
54228 | Y |  | Erving Paper Mills | Erving Paper Mills Inc | 5989 | MA | NEW | NPCC | 322122 | 7 | Industrial NAICS Cogen | ST | OTH | OTH |  | 0 | 0 | 0 | 0 | 0 | 2018
54236 | Y |  | Pfizer Groton Plant | Pfizer Inc | 14928 | CT | NEW | NPCC | 325 | 7 | Industrial NAICS Cogen | GT | DFO | DFO | barrels | 1918 | 681 | 11164 | 3959 | 881.765 | 2018 |  |  |  | 5.8616
54236 | Y |  | Pfizer Groton Plant | Pfizer Inc | 14928 | CT | NEW | NPCC | 325 | 7 | Industrial NAICS Cogen | GT | NG | NG | mcf | 606918 | 226035 | 623425 | 232173 | 51715.235 | 2018 |  |  | 5.581
54236 | Y |  | Pfizer Groton Plant | Pfizer Inc | 14928 | CT | NEW | NPCC | 325 | 7 | Industrial NAICS Cogen | GT | RFO | RFO | barrels | 0 | 0 | 0 | 0 | 0 | 2018
54236 | Y |  | Pfizer Groton Plant | Pfizer Inc | 14928 | CT | NEW | NPCC | 325 | 7 | Industrial NAICS Cogen | ST | DFO | DFO | barrels | 1812 | 250 | 10546 | 1460 | 325.015 | 2018
54236 | Y |  | Pfizer Groton Plant | Pfizer Inc | 14928 | CT | NEW | NPCC | 325 | 7 | Industrial NAICS Cogen | ST | NG | NG | mcf | 962295 | 149040 | 988395 | 153073 | 34095.985 | 2018
54236 | Y |  | Pfizer Groton Plant | Pfizer Inc | 14928 | CT | NEW | NPCC | 325 | 7 | Industrial NAICS Cogen | ST | PG | WOO | mcf | 0 | 0 | 0 | 0 | 0 | 2018
54236 | Y |  | Pfizer Groton Plant | Pfizer Inc | 14928 | CT | NEW | NPCC | 325 | 7 | Industrial NAICS Cogen | ST | RFO | RFO | barrels | 0 | 0 | 0 | 0 | 0 | 2018
54301 | N |  | Colebrook Hydroelectric | Metropolitan Dist of Hartford | 12382 | CT | NEW | NPCC | 22 | 2 | NAICS-22 Non-Cogen | HY | WAT | HYC |  | 0 | 0 | 62220 | 62220 | 6824 | 2018
54302 | N |  | Goodwin Hydroelectric | Metropolitan Dist of Hartford | 12382 | CT | NEW | NPCC | 22 | 2 | NAICS-22 Non-Cogen | HY | WAT | HYC |  | 0 | 0 | 152671 | 152671 | 16744 | 2018
54324 | N |  | Ocean State Power II | Ocean State Power II | 27770 | RI | NEW | NPCC | 22 | 2 | NAICS-22 Non-Cogen | CA | DFO | DFO | barrels | 0 | 0 | 0 | 0 | 5842.117 | 2018 | x
54324 | N |  | Ocean State Power II | Ocean State Power II | 27770 | RI | NEW | NPCC | 22 | 2 | NAICS-22 Non-Cogen | CA | NG | NG | mcf | 516641 | 516641 | 531191 | 531191 | 314109.88 | 2018 | x
54324 | N |  | Ocean State Power II | Ocean State Power II | 27770 | RI | NEW | NPCC | 22 | 2 | NAICS-22 Non-Cogen | CT | DFO | DFO | barrels | 32579 | 32579 | 188633 | 188633 | 11968.333 | 2018 | x | 15.761
54324 | N |  | Ocean State Power II | Ocean State Power II | 27770 | RI | NEW | NPCC | 22 | 2 | NAICS-22 Non-Cogen | CT | NG | NG | mcf | 6978565 | 6978565 | 7173965 | 7173965 | 504037.67 | 2018 | x | 14.233
54355 | N |  | Chace Mill Winooski One | City of Burlington Electric - (VT) | 2548 | VT | NEW | NPCC | 22 | 1 | Electric Utility | HY | WAT | HYC |  | 0 | 0 | 227029 | 227029 | 24899 | 2018
54384 | N |  | EHC West Hopkinton | Green Mountain Power Corp | 7601 | NH | NEW | NPCC | 22 | 2 | NAICS-22 Non-Cogen | HY | WAT | HYC |  | 0 | 0 | 16885 | 16885 | 1852 | 2018
54385 | N |  | Kinneytown New Old | Kinneytown Hydro Co Inc | 10347 | CT | NEW | NPCC | 22 | 2 | NAICS-22 Non-Cogen | HY | WAT | HYC |  | 0 | 0 | 29187 | 29187 | 3201 | 2018
54391 | N |  | Alice Falls Hydro Project | Alice Falls Hydro, LLC | 326 | NY | MAT | NPCC | 22 | 2 | NAICS-22 Non-Cogen | HY | WAT | HYC |  | 0 | 0 | 24072 | 24072 | 2640 | 2018
54395 | N |  | Stillwater Hydro Electric Project | GR Catalyst One, LLC | 59834 | NY | MAT | NPCC | 22 | 2 | NAICS-22 Non-Cogen | HY | WAT | HYC |  | 0 | 0 | 127024 | 127024 | 13931 | 2018
54409 | Y |  | Dartmouth College Heating Plant | Dartmouth College | 4823 | NH | NEW | NPCC | 611 | 5 | Commercial NAICS Cogen | ST | PG | WOO | mcf | 0 | 0 | 0 | 0 | 0 | 2018
54409 | Y |  | Dartmouth College Heating Plant | Dartmouth College | 4823 | NH | NEW | NPCC | 611 | 5 | Commercial NAICS Cogen | ST | RFO | RFO | barrels | 84308 | 12618 | 531141 | 79487 | 12695.36 | 2018
54418 | N |  | Rollinsford | Green Mountain Power Corp | 7601 | NH | NEW | NPCC | 22 | 2 | NAICS-22 Non-Cogen | HY | WAT | HYC |  | 0 | 0 | 57398 | 57398 | 6295 | 2018
54471 | N |  | Mascoma Hydro | Green Mountain Power Corp | 7601 | NH | NEW | NPCC | 22 | 2 | NAICS-22 Non-Cogen | HY | WAT | HYC |  | 0 | 0 | 17670 | 17670 | 1938 | 2018
54515 | Y |  | Crotched Mountain Rehabilitation Center | Crotched Mt Rehab Ctr Inc | 4566 | NH | NEW | NPCC | 622 | 5 | Commercial NAICS Cogen | IC | DFO | DFO | barrels | 87 | 38 | 522 | 227 | 53 | 2018
54526 | Y |  | ReEnergy Lyonsdale Biomass | ReEnergy Biomass LLC | 57431 | NY | MAT | NPCC | 22 | 3 | NAICS-22 Cogen | ST | WDS | WWW | short tons | 0 | 0 | 0 | 0 | 0 | 2018
54547 | Y |  | Sithe Independence Station | Sithe/Independence LLC | 17254 | NY | MAT | NPCC | 22 | 3 | NAICS-22 Cogen | CA | NG | NG | mcf | 1479658 | 1479658 | 1522943 | 1522943 | 1948245 | 2018 |  | 0.7817
54547 | Y |  | Sithe Independence Station | Sithe/Independence LLC | 17254 | NY | MAT | NPCC | 22 | 3 | NAICS-22 Cogen | CT | NG | NG | mcf | 35982643 | 33188460 | 37032734 | 34156991 | 3326361.8 | 2018 |  | 10.2686
54548 | N |  | Longfalls Facility | Ampersand Long Falls Hydro, LLC | 59827 | NY | MAT | NPCC | 22 | 2 | NAICS-22 Non-Cogen | HY | WAT | HYC |  | 0 | 0 | 39808 | 39808 | 4366 | 2018
54564 | Y |  | General Mills Inc | General Mills Inc | 7092 | NY | MAT | NPCC | 311 | 7 | Industrial NAICS Cogen | GT | NG | NG | mcf | 22292 | 8042 | 22961 | 8284 | 1617.98 | 2018 |  |  | 6.57
54572 | N |  | Lochmere Hydroelectric Plant | Eagle Creek RE LLC | 57280 | NH | NEW | NPCC | 22 | 2 | NAICS-22 Non-Cogen | HY | WAT | HYC |  | 0 | 0 | 29706 | 29706 | 3258 | 2018
54573 | N |  | Wappinger Falls Hydroelectric | Windsor Machinery Co Inc | 54838 | NY | MAT | NPCC | 22 | 2 | NAICS-22 Non-Cogen | HY | WAT | HYC |  | 0 | 0 | 97936 | 97936 | 10741 | 2018
54574 | N |  | Saranac Facility | Saranac Power Partners LP | 16729 | NY | MAT | NPCC | 22 | 2 | NAICS-22 Non-Cogen | CA | NG | NG | mcf | 41429 | 41429 | 42916 | 42916 | 22936 | 2018 | x
54574 | N |  | Saranac Facility | Saranac Power Partners LP | 16729 | NY | MAT | NPCC | 22 | 2 | NAICS-22 Non-Cogen | CT | NG | NG | mcf | 603490 | 603490 | 623722 | 623722 | 47848 | 2018 | x | 13.0355
54580 | N |  | Curtis Palmer Hydroelectric | Palmer Hydroelectric | 24931 | NY | MAT | NPCC | 22 | 2 | NAICS-22 Non-Cogen | HY | WAT | HYC |  | 0 | 0 | 2934700 | 2934700 | 321858 | 2018
54586 | N |  | Tanner Street Generation | Bicent Power | 56171 | MA | NEW | NPCC | 22 | 2 | NAICS-22 Non-Cogen | CA | DFO | DFO | barrels | 0 | 0 | 0 | 0 | 703.116 | 2018 | x
54586 | N |  | Tanner Street Generation | Bicent Power | 56171 | MA | NEW | NPCC | 22 | 2 | NAICS-22 Non-Cogen | CA | NG | NG | mcf | 28596 | 28596 | 29389 | 29389 | 6537.884 | 2018 | x | 4.4952
54586 | N |  | Tanner Street Generation | Bicent Power | 56171 | MA | NEW | NPCC | 22 | 2 | NAICS-22 Non-Cogen | CT | DFO | DFO | barrels | 6276 | 6276 | 36401 | 36401 | 3803.137 | 2018 | x | 9.5713
54586 | N |  | Tanner Street Generation | Bicent Power | 56171 | MA | NEW | NPCC | 22 | 2 | NAICS-22 Non-Cogen | CT | NG | NG | mcf | 248582 | 248582 | 255402 | 255402 | 25723.863 | 2018 | x | 9.9286
54592 | N |  | Massena Energy Facility | Power City Partners LP | 15253 | NY | MAT | NPCC | 22 | 2 | NAICS-22 Non-Cogen | CA | DFO | DFO | barrels | 0 | 0 | 0 | 0 | 0 | 2018 | x
54592 | N |  | Massena Energy Facility | Power City Partners LP | 15253 | NY | MAT | NPCC | 22 | 2 | NAICS-22 Non-Cogen | CA | NG | NG | mcf | 2399 | 2399 | 2468 | 2468 | 635 | 2018 | x | 3.8866
54592 | N |  | Massena Energy Facility | Power City Partners LP | 15253 | NY | MAT | NPCC | 22 | 2 | NAICS-22 Non-Cogen | CA | OBL | ORW | barrels | 0 | 0 | 0 | 0 | 0 | 2018 | x
54592 | N |  | Massena Energy Facility | Power City Partners LP | 15253 | NY | MAT | NPCC | 22 | 2 | NAICS-22 Non-Cogen | CT | DFO | DFO | barrels | 0 | 0 | 0 | 0 | 0 | 2018 | x
54592 | N |  | Massena Energy Facility | Power City Partners LP | 15253 | NY | MAT | NPCC | 22 | 2 | NAICS-22 Non-Cogen | CT | NG | NG | mcf | 13956 | 13956 | 14355 | 14355 | 1055 | 2018 | x | 13.6066
54592 | N |  | Massena Energy Facility | Power City Partners LP | 15253 | NY | MAT | NPCC | 22 | 2 | NAICS-22 Non-Cogen | CT | OBL | ORW | barrels | 0 | 0 | 0 | 0 | 0 | 2018 | x
54592 | N |  | Massena Energy Facility | Power City Partners LP | 15253 | NY | MAT | NPCC | 22 | 2 | NAICS-22 Non-Cogen | IC | DFO | DFO | barrels | 0 | 0 | 0 | 0 | 0 | 2018
54593 | N |  | Batavia Power Plant | Seneca Power Partners LP | 16839 | NY | MAT | NPCC | 22 | 2 | NAICS-22 Non-Cogen | CA | NG | NG | mcf | 0 | 0 | 0 | 0 | 10226 | 2018 | x
54593 | N |  | Batavia Power Plant | Seneca Power Partners LP | 16839 | NY | MAT | NPCC | 22 | 2 | NAICS-22 Non-Cogen | CT | NG | NG | mcf | 326137 | 326137 | 335921 | 335921 | 24723 | 2018 | x | 13.5874
54593 | N |  | Batavia Power Plant | Seneca Power Partners LP | 16839 | NY | MAT | NPCC | 22 | 2 | NAICS-22 Non-Cogen | IC | DFO | DFO | barrels | 5 | 5 | 29 | 29 | 0 | 2018
54605 | Y |  | Pratt & Whitney | United Technologies | 21621 | CT | NEW | NPCC | 336 | 7 | Industrial NAICS Cogen | GT | DFO | DFO | barrels | 100 | 36 | 580 | 209 | 44.527 | 2018 |  |  |  | 6.0305
54605 | Y |  | Pratt & Whitney | United Technologies | 21621 | CT | NEW | NPCC | 336 | 7 | Industrial NAICS Cogen | GT | JF | WOO | barrels | 0 | 0 | 0 | 0 | 0 | 2018
54605 | Y |  | Pratt & Whitney | United Technologies | 21621 | CT | NEW | NPCC | 336 | 7 | Industrial NAICS Cogen | GT | NG | NG | mcf | 979482 | 367883 | 1013067 | 380495 | 80872.113 | 2018 |  |  | 5.7994
54620 | N |  | Pinetree Power Fitchburg, LLC | Pinetree Power Fitchburg, LLC | 14995 | MA | NEW | NPCC | 22 | 2 | NAICS-22 Non-Cogen | ST | NG | NG | mcf | 156 | 156 | 161 | 161 | 8.644 | 2018 |  | 18.6256
54620 | N |  | Pinetree Power Fitchburg, LLC | Pinetree Power Fitchburg, LLC | 14995 | MA | NEW | NPCC | 22 | 2 | NAICS-22 Non-Cogen | ST | WDS | WWW | short tons | 215391 | 215391 | 1966522 | 1966522 | 106310.36 | 2018 |  | 18.4979
54639 | N |  | Berlin Gorham | Great Lakes Hydro America LLC | 7595 | NH | NEW | NPCC | 22 | 2 | NAICS-22 Non-Cogen | HY | WAT | HYC |  | 0 | 0 | 1083638 | 1083638 | 118846 | 2018
54663 | N |  | Turnkey Landfill Gas Recovery | WM Renewable Energy LLC | 54842 | NH | NEW | NPCC | 22 | 2 | NAICS-22 Non-Cogen | GT | LFG | MLG | mcf | 893811 | 893811 | 439754 | 439754 | 21650 | 2018
54663 | N |  | Turnkey Landfill Gas Recovery | WM Renewable Energy LLC | 54842 | NH | NEW | NPCC | 22 | 2 | NAICS-22 Non-Cogen | IC | LFG | MLG | mcf | 174475 | 174475 | 92994 | 92994 | 6667 | 2018 |  | 13.9484
54691 | N |  | Lower Beaver Falls Project | Eagle Creek RE LLC | 57280 | NY | MAT | NPCC | 22 | 2 | NAICS-22 Non-Cogen | HY | WAT | HYC |  | 0 | 0 | 43065 | 43065 | 4723 | 2018
54758 | N |  | Wheelabrator Lisbon | Wheelabrator Environmental Systems | 20541 | CT | NEW | NPCC | 22 | 2 | NAICS-22 Non-Cogen | ST | MSB | MLG | short tons | 117466 | 117466 | 973507 | 973507 | 48664.816 | 2018
54758 | N |  | Wheelabrator Lisbon | Wheelabrator Environmental Systems | 20541 | CT | NEW | NPCC | 22 | 2 | NAICS-22 Non-Cogen | ST | MSN | OTH | short tons | 66077 | 66077 | 935327 | 935327 | 46756.184 | 2018 |  | 20.0043
54769 | Y |  | NYU Luthern Medical Center | NYU Langone Health | 11329 | NY | MAT | NPCC | 622 | 5 | Commercial NAICS Cogen | IC | DFO | DFO | barrels | 75 | 35 | 418 | 194 | 38 | 2018
54769 | Y |  | NYU Luthern Medical Center | NYU Langone Health | 11329 | NY | MAT | NPCC | 622 | 5 | Commercial NAICS Cogen | IC | NG | NG | mcf | 0 | 0 | 0 | 0 | 0 | 2018
54772 | N |  | South Glens Falls Hydroelectric | Boralex Hydro Operations Inc | 55754 | NY | MAT | NPCC | 22 | 2 | NAICS-22 Non-Cogen | HY | WAT | HYC |  | 0 | 0 | 702506 | 702506 | 77046 | 2018
54782 | N |  | Seneca Energy | Seneca Energy II | 17283 | NY | MAT | NPCC | 22 | 2 | NAICS-22 Non-Cogen | IC | LFG | MLG | mcf | 2620446 | 2620446 | 1297893 | 1297893 | 106725 | 2018 |  | 12.1611
54803 | Y |  | Plymouth State College Cogeneration | Plymouth State University | 59190 | NH | NEW | NPCC | 611 | 5 | Commercial NAICS Cogen | IC | DFO | DFO | barrels | 0 | 0 | 0 | 0 | 0 | 2018
54803 | Y |  | Plymouth State College Cogeneration | Plymouth State University | 59190 | NH | NEW | NPCC | 611 | 5 | Commercial NAICS Cogen | IC | RFO | RFO | barrels | 0 | 0 | 0 | 0 | 0 | 2018
54805 | N |  | Milford Power LP | Milford Power LLC | 12469 | MA | NEW | NPCC | 22 | 2 | NAICS-22 Non-Cogen | CA | NG | NG | mcf | 0 | 0 | 0 | 0 | 75570 | 2018 | x
54805 | N |  | Milford Power LP | Milford Power LLC | 12469 | MA | NEW | NPCC | 22 | 2 | NAICS-22 Non-Cogen | CT | NG | NG | mcf | 2097572 | 2097572 | 2156305 | 2156305 | 175328 | 2018 | x | 12.2987
54808 | Y |  | New York University Central Plant | New York University | 13491 | NY | MAT | NPCC | 611 | 5 | Commercial NAICS Cogen | CA | DFO | DFO | barrels | 0 | 0 | 0 | 0 | 386.84 | 2018
54808 | Y |  | New York University Central Plant | New York University | 13491 | NY | MAT | NPCC | 611 | 5 | Commercial NAICS Cogen | CA | NG | NG | mcf | 0 | 0 | 0 | 0 | 8380.16 | 2018
54808 | Y |  | New York University Central Plant | New York University | 13491 | NY | MAT | NPCC | 611 | 5 | Commercial NAICS Cogen | CT | DFO | DFO | barrels | 6907 | 6907 | 40890 | 40890 | 3716.48 | 2018
54808 | Y |  | New York University Central Plant | New York University | 13491 | NY | MAT | NPCC | 611 | 5 | Commercial NAICS Cogen | CT | NG | NG | mcf | 1022855 | 1022855 | 885794 | 885794 | 80510.52 | 2018
54808 | Y |  | New York University Central Plant | New York University | 13491 | NY | MAT | NPCC | 611 | 5 | Commercial NAICS Cogen | CT | RFO | RFO | barrels | 0 | 0 | 0 | 0 | 0 | 2018
54808 | Y |  | New York University Central Plant | New York University | 13491 | NY | MAT | NPCC | 611 | 5 | Commercial NAICS Cogen | IC | DFO | DFO | barrels | 0 | 0 | 0 | 0 | 0 | 2018
54863 | N |  | Bassett Medical Center | Bassett Healthcare | 1362 | NY | MAT | NPCC | 622 | 4 | Commercial NAICS Non-Cogen | IC | DFO | DFO | barrels | 72 | 72 | 423 | 423 | 39 | 2018
54865 | N |  | Phoenix Hydro Project | Eagle Creek RE LLC | 57280 | NY | MAT | NPCC | 22 | 2 | NAICS-22 Non-Cogen | HY | WAT | HYC |  | 0 | 0 | 94554 | 94554 | 10370 | 2018
54878 | N |  | Dunn Paper | Dunn Paper | 32080 | NY | MAT | NPCC | 322122 | 6 | Industrial NAICS Non-Cogen | HY | WAT | HYC |  | 0 | 0 | 50013 | 50013 | 5485 | 2018
54907 | Y |  | Mass Inst Tech Cntrl Utilities/Cogen Plt | Massachusetts Inst of Tech | 11820 | MA | NEW | NPCC | 611 | 5 | Commercial NAICS Cogen | GT | DFO | DFO | barrels | 189 | 64 | 1173 | 396 | 86.649 | 2018 |  |  |  | 5.2067
54907 | Y |  | Mass Inst Tech Cntrl Utilities/Cogen Plt | Massachusetts Inst of Tech | 11820 | MA | NEW | NPCC | 611 | 5 | Commercial NAICS Cogen | GT | NG | NG | mcf | 1454910 | 492852 | 1513105 | 512566 | 111887.17 | 2018 |  |  | 5.2013
54914 | Y |  | Brooklyn Navy Yard Cogeneration | Brooklyn Navy Yard Cogen PLP | 2313 | NY | MAT | NPCC | 22 | 3 | NAICS-22 Cogen | CA | DFO | DFO | barrels | 0 | 0 | 0 | 0 | 3544.36 | 2018
54914 | Y |  | Brooklyn Navy Yard Cogeneration | Brooklyn Navy Yard Cogen PLP | 2313 | NY | MAT | NPCC | 22 | 3 | NAICS-22 Cogen | CA | NG | NG | mcf | 0 | 0 | 0 | 0 | 337569.64 | 2018
54914 | Y |  | Brooklyn Navy Yard Cogeneration | Brooklyn Navy Yard Cogen PLP | 2313 | NY | MAT | NPCC | 22 | 3 | NAICS-22 Cogen | CT | DFO | DFO | barrels | 46467 | 28258 | 267650 | 162764 | 24123.555 | 2018 |  | 6.7471
54914 | Y |  | Brooklyn Navy Yard Cogeneration | Brooklyn Navy Yard Cogen PLP | 2313 | NY | MAT | NPCC | 22 | 3 | NAICS-22 Cogen | CT | NG | NG | mcf | 18393008 | 11441263 | 19044192 | 11846324 | 1676166.4 | 2018 |  | 7.0675
54937 | Y |  | Wellesley College Central Utility Plant | Wellesley College | 20347 | MA | NEW | NPCC | 611 | 5 | Commercial NAICS Cogen | IC | NG | NG | mcf | 113980 | 71450 | 116147 | 72806 | 9828.42 | 2018
54945 | N |  | CT Resource Rec Authority Facility | NAES Corp | 4426 | CT | NEW | NPCC | 22 | 2 | NAICS-22 Non-Cogen | ST | BIT | COL | short tons | 0 | 0 | 0 | 0 | 0 | 2018
54945 | N |  | CT Resource Rec Authority Facility | NAES Corp | 4426 | CT | NEW | NPCC | 22 | 2 | NAICS-22 Non-Cogen | ST | MSB | MLG | short tons | 263437 | 263437 | 2331211 | 2331211 | 111510.71 | 2018 |  | 20.9057
54945 | N |  | CT Resource Rec Authority Facility | NAES Corp | 4426 | CT | NEW | NPCC | 22 | 2 | NAICS-22 Non-Cogen | ST | MSN | OTH | short tons | 148184 | 148184 | 2239845 | 2239845 | 107140.23 | 2018 |  | 20.9057
54945 | N |  | CT Resource Rec Authority Facility | NAES Corp | 4426 | CT | NEW | NPCC | 22 | 2 | NAICS-22 Non-Cogen | ST | NG | NG | mcf | 44736 | 44736 | 45854 | 45854 | 1813.061 | 2018 |  | 25.2909
54953 | N |  | Hudson Falls Hydroelectric Project | Boralex Hydro Operations Inc | 55754 | NY | MAT | NPCC | 22 | 2 | NAICS-22 Non-Cogen | HY | WAT | HYC |  | 0 | 0 | 1841053 | 1841053 | 201914 | 2018
54981 | N |  | Harris Energy Realty | City of Holyoke Gas and Electric Dept. | 8776 | MA | NEW | NPCC | 22 | 1 | Electric Utility | HY | WAT | HYC |  | 0 | 0 | 0 | 0 | 0 | 2018
55006 | N |  | Nashua Plant | EPP Renewable Energy | 57249 | NH | NEW | NPCC | 22 | 2 | NAICS-22 Non-Cogen | IC | LFG | MLG | mcf | 390715 | 390715 | 158239 | 158239 | 15205 | 2018 |  | 10.407
55026 | N |  | Dighton Power Plant | Dighton Power, LLC | 55773 | MA | NEW | NPCC | 22 | 2 | NAICS-22 Non-Cogen | CS | NG | NG | mcf | 2863271 | 2863271 | 2941056 | 2941056 | 369001 | 2018 | x | 7.9703
55031 | Y |  | Androscoggin Energy Center | Verso Paper Androscoggin LLC | 55738 | ME | NEW | NPCC | 322 | 7 | Industrial NAICS Cogen | GT | DFO | DFO | barrels | 0 | 0 | 0 | 0 | 0 | 2018
55031 | Y |  | Androscoggin Energy Center | Verso Paper Androscoggin LLC | 55738 | ME | NEW | NPCC | 322 | 7 | Industrial NAICS Cogen | GT | KER | WOO | barrels | 6440 | 2243 | 37158 | 12936 | 2725.568 | 2018
55031 | Y |  | Androscoggin Energy Center | Verso Paper Androscoggin LLC | 55738 | ME | NEW | NPCC | 322 | 7 | Industrial NAICS Cogen | GT | NG | NG | mcf | 4459810 | 1552788 | 4459810 | 1552788 | 327123.43 | 2018 |  |  | 6.3118
55041 | N |  | Berkshire Power | Berkshire Power Co LLC | 1616 | MA | NEW | NPCC | 22 | 2 | NAICS-22 Non-Cogen | CS | NG | NG | mcf | 4667075 | 4667075 | 4803133 | 4803133 | 637246 | 2018 | x | 7.5373
55042 | N |  | Bridgeport Energy Project | Bridgeport Energy LLC | 2232 | CT | NEW | NPCC | 22 | 2 | NAICS-22 Non-Cogen | CA | NG | NG | mcf | 0 | 0 | 0 | 0 | 1244664 | 2018 | x
55042 | N |  | Bridgeport Energy Project | Bridgeport Energy LLC | 2232 | CT | NEW | NPCC | 22 | 2 | NAICS-22 Non-Cogen | CT | NG | NG | mcf | 25207975 | 25207975 | 25953220 | 25953220 | 2430622 | 2018 | x | 10.6776
55048 | N |  | Tiverton Power Plant | Tiverton Power LLC | 55510 | RI | NEW | NPCC | 22 | 2 | NAICS-22 Non-Cogen | CA | NG | NG | mcf | 0 | 0 | 0 | 0 | 534528 | 2018 | x
55048 | N |  | Tiverton Power Plant | Tiverton Power LLC | 55510 | RI | NEW | NPCC | 22 | 2 | NAICS-22 Non-Cogen | CT | NG | NG | mcf | 10817290 | 10817290 | 11109357 | 11109357 | 1025550 | 2018 | x | 10.8326
55068 | N |  | Maine Independence Station | Casco Bay Energy Co LLC | 4966 | ME | NEW | NPCC | 22 | 2 | NAICS-22 Non-Cogen | CA | NG | NG | mcf | 0 | 0 | 0 | 0 | 91127 | 2018 | x
55068 | N |  | Maine Independence Station | Casco Bay Energy Co LLC | 4966 | ME | NEW | NPCC | 22 | 2 | NAICS-22 Non-Cogen | CT | NG | NG | mcf | 1740927 | 1740927 | 1791018 | 1791018 | 143760 | 2018 | x | 12.4584
55079 | N |  | Millennium Power | Millennium Power Partners LP | 12713 | MA | NEW | NPCC | 22 | 2 | NAICS-22 Non-Cogen | CA | DFO | DFO | barrels | 0 | 0 | 0 | 0 | 0 | 2018 | x
55079 | N |  | Millennium Power | Millennium Power Partners LP | 12713 | MA | NEW | NPCC | 22 | 2 | NAICS-22 Non-Cogen | CA | NG | NG | mcf | 0 | 0 | 0 | 0 | 387868 | 2018 | x
55079 | N |  | Millennium Power | Millennium Power Partners LP | 12713 | MA | NEW | NPCC | 22 | 2 | NAICS-22 Non-Cogen | CT | DFO | DFO | barrels | 0 | 0 | 0 | 0 | 0 | 2018 | x
55079 | N |  | Millennium Power | Millennium Power Partners LP | 12713 | MA | NEW | NPCC | 22 | 2 | NAICS-22 Non-Cogen | CT | NG | NG | mcf | 7846585 | 7846585 | 8076188 | 8076188 | 730920 | 2018 | x | 11.0493
55093 | N |  | MM Taunton Energy | MM Taunton Energy LLC | 57226 | MA | NEW | NPCC | 22 | 2 | NAICS-22 Non-Cogen | IC | LFG | MLG | mcf | 322131 | 322131 | 141736 | 141736 | 11319 | 2018 |  | 12.522
55100 | N |  | Rumford Power, Inc | Rumford Power | 54821 | ME | NEW | NPCC | 22 | 2 | NAICS-22 Non-Cogen | CA | NG | NG | mcf | 0 | 0 | 0 | 0 | 53726 | 2018 | x
55100 | N |  | Rumford Power, Inc | Rumford Power | 54821 | ME | NEW | NPCC | 22 | 2 | NAICS-22 Non-Cogen | CT | NG | NG | mcf | 1137030 | 1137030 | 1169621 | 1169621 | 96694 | 2018 | x | 12.0961
55107 | N |  | Rhode Island State Energy Center | RISEC Operating Services | 6832 | RI | NEW | NPCC | 22 | 2 | NAICS-22 Non-Cogen | CA | NG | NG | mcf | 313489 | 313489 | 322874 | 322874 | 1023594 | 2018 | x | 0.31543
55107 | N |  | Rhode Island State Energy Center | RISEC Operating Services | 6832 | RI | NEW | NPCC | 22 | 2 | NAICS-22 Non-Cogen | CT | NG | NG | mcf | 18850292 | 18850292 | 19421110 | 19421110 | 1800020 | 2018 | x | 10.7894
55126 | N |  | Milford Power Project | Milford Power Co LLC | 12568 | CT | NEW | NPCC | 22 | 2 | NAICS-22 Non-Cogen | CS | NG | NG | mcf | 25966709 | 25966709 | 26724011 | 26724011 | 3669750 | 2018 | x | 7.2822
55126 | N |  | Milford Power Project | Milford Power Co LLC | 12568 | CT | NEW | NPCC | 22 | 2 | NAICS-22 Non-Cogen | CS | PG | WOO | mcf | 0 | 0 | 0 | 0 | 0 | 2018 | x
55149 | N |  | Lake Road Generating Plant | Lake Road Generating Co LP | 10576 | CT | NEW | NPCC | 22 | 2 | NAICS-22 Non-Cogen | CS | NG | NG | mcf | 37974355 | 37974355 | 39001124 | 39001124 | 5211758 | 2018 | x | 7.4833
55149 | N |  | Lake Road Generating Plant | Lake Road Generating Co LP | 10576 | CT | NEW | NPCC | 22 | 2 | NAICS-22 Non-Cogen | CS | PG | WOO | mcf | 0 | 0 | 0 | 0 | 0 | 2018 | x
55155 | N |  | MM Albany Energy | MM Albany Energy LLC | 57229 | NY | MAT | NPCC | 22 | 2 | NAICS-22 Non-Cogen | IC | LFG | MLG | mcf | 664204 | 664204 | 318817 | 318817 | 28849 | 2018 |  | 11.0512
55163 | N |  | MM Hartford Energy | DeltaPro Energy Inc | 59630 | CT | NEW | NPCC | 22 | 2 | NAICS-22 Non-Cogen | IC | LFG | MLG | mcf | 87000 | 87000 | 34800 | 34800 | 2532 | 2018 |  | 13.7441
55170 | N |  | Granite Ridge | Granite Ridge Energy LLC | 88 | NH | NEW | NPCC | 22 | 2 | NAICS-22 Non-Cogen | CA | NG | NG | mcf | 0 | 0 | 0 | 0 | 788001 | 2018 | x
55170 | N |  | Granite Ridge | Granite Ridge Energy LLC | 88 | NH | NEW | NPCC | 22 | 2 | NAICS-22 Non-Cogen | CT | NG | NG | mcf | 15709373 | 15709373 | 16177574 | 16177574 | 1389482 | 2018 | x | 11.6429
55211 | N |  | ANP Bellingham Energy Project | ANP Bellingham Energy Company LLC | 641 | MA | NEW | NPCC | 22 | 2 | NAICS-22 Non-Cogen | CS | NG | NG | mcf | 17052292 | 17052292 | 17549446 | 17549446 | 2231535 | 2018 | x | 7.8643
55212 | N |  | ANP Blackstone Energy Project | ANP Blackstone Energy Company LLC | 656 | MA | NEW | NPCC | 22 | 2 | NAICS-22 Non-Cogen | CS | NG | NG | mcf | 16003465 | 16003465 | 16483569 | 16483569 | 2152772 | 2018 | x | 7.6569
55243 | N |  | Astoria Gas Turbines | NRG Astoria Gas Turbine Operations Inc | 13582 | NY | MAT | NPCC | 22 | 2 | NAICS-22 Non-Cogen | GT | KER | WOO | barrels | 3505 | 3505 | 19628 | 19628 | 1320.824 | 2018 | x | 14.8604
55243 | N |  | Astoria Gas Turbines | NRG Astoria Gas Turbine Operations Inc | 13582 | NY | MAT | NPCC | 22 | 2 | NAICS-22 Non-Cogen | GT | NG | NG | mcf | 554181 | 554181 | 570806 | 570806 | 38411.176 | 2018 | x | 14.8604
55288 | N |  | Medway Hydro | Brookfield Black Bear Hydro, LLC | 59178 | ME | NEW | NPCC | 22 | 2 | NAICS-22 Non-Cogen | HY | WAT | HYC |  | 0 | 0 | 273867 | 273867 | 30036 | 2018
55294 | N |  | Westbrook Energy Center Power Plant | Westbrook Energy Center | 2891 | ME | NEW | NPCC | 22 | 2 | NAICS-22 Non-Cogen | CA | NG | NG | mcf | 0 | 0 | 0 | 0 | 546094 | 2018 | x
55294 | N |  | Westbrook Energy Center Power Plant | Westbrook Energy Center | 2891 | ME | NEW | NPCC | 22 | 2 | NAICS-22 Non-Cogen | CT | NG | NG | mcf | 10801757 | 10801757 | 11419778 | 11419778 | 942015 | 2018 | x | 12.1227
55317 | N |  | Fore River Generating Station | Calpine Fore River Energy Center, LLC | 59368 | MA | NEW | NPCC | 22 | 2 | NAICS-22 Non-Cogen | CA | DFO | DFO | barrels | 0 | 0 | 0 | 0 | 13750.749 | 2018 | x
55317 | N |  | Fore River Generating Station | Calpine Fore River Energy Center, LLC | 59368 | MA | NEW | NPCC | 22 | 2 | NAICS-22 Non-Cogen | CA | NG | NG | mcf | 4207149 | 4207149 | 4324129 | 4324129 | 1060220.3 | 2018 | x | 4.0785
55317 | N |  | Fore River Generating Station | Calpine Fore River Energy Center, LLC | 59368 | MA | NEW | NPCC | 22 | 2 | NAICS-22 Non-Cogen | CT | DFO | DFO | barrels | 56960 | 56960 | 328427 | 328427 | 30032.31 | 2018 | x | 10.9358
55317 | N |  | Fore River Generating Station | Calpine Fore River Energy Center, LLC | 59368 | MA | NEW | NPCC | 22 | 2 | NAICS-22 Non-Cogen | CT | NG | NG | mcf | 19372615 | 19372615 | 19921019 | 19921019 | 2154001.7 | 2018 | x | 9.2484
55368 | N |  | Wethersfield Wind Farm | CHI Energy Inc | 34688 | NY | MAT | NPCC | 22 | 2 | NAICS-22 Non-Cogen | WT | WND | WND |  | 0 | 0 | 41249 | 41249 | 4524 | 2018
55375 | N |  | Astoria Energy | Astoria Energy LLC | 22979 | NY | MAT | NPCC | 22 | 2 | NAICS-22 Non-Cogen | CA | DFO | DFO | barrels | 0 | 0 | 0 | 0 | 38663.1 | 2018 | x
55375 | N |  | Astoria Energy | Astoria Energy LLC | 22979 | NY | MAT | NPCC | 22 | 2 | NAICS-22 Non-Cogen | CA | NG | NG | mcf | 432214 | 432214 | 444417 | 444417 | 1259780.9 | 2018 | x | 0.35277
55375 | N |  | Astoria Energy | Astoria Energy LLC | 22979 | NY | MAT | NPCC | 22 | 2 | NAICS-22 Non-Cogen | CT | DFO | DFO | barrels | 143065 | 143065 | 829205 | 829205 | 75133.883 | 2018 | x | 11.0364
55375 | N |  | Astoria Energy | Astoria Energy LLC | 22979 | NY | MAT | NPCC | 22 | 2 | NAICS-22 Non-Cogen | CT | NG | NG | mcf | 23970163 | 23970163 | 24666335 | 24666335 | 2209292.1 | 2018 | x | 11.1648
55405 | N |  | Athens Generating Plant | New Athens Generating Company LLC | 32173 | NY | MAT | NPCC | 22 | 2 | NAICS-22 Non-Cogen | CA | DFO | DFO | barrels | 0 | 0 | 0 | 0 | 0 | 2018 | x
55405 | N |  | Athens Generating Plant | New Athens Generating Company LLC | 32173 | NY | MAT | NPCC | 22 | 2 | NAICS-22 Non-Cogen | CA | NG | NG | mcf | 0 | 0 | 0 | 0 | 1265275 | 2018 | x
55405 | N |  | Athens Generating Plant | New Athens Generating Company LLC | 32173 | NY | MAT | NPCC | 22 | 2 | NAICS-22 Non-Cogen | CT | DFO | DFO | barrels | 0 | 0 | 0 | 0 | 0 | 2018 | x
55405 | N |  | Athens Generating Plant | New Athens Generating Company LLC | 32173 | NY | MAT | NPCC | 22 | 2 | NAICS-22 Non-Cogen | CT | NG | NG | mcf | 25578982 | 25578982 | 26325021 | 26325021 | 2354545 | 2018 | x | 11.1805
55517 | N |  | Wallingford Energy | Wallingford Energy LLC | 56927 | CT | NEW | NPCC | 22 | 2 | NAICS-22 Non-Cogen | GT | NG | NG | mcf | 1604441 | 1604441 | 1633321 | 1633321 | 151654 | 2018 | x | 10.77
55589 | N |  | GRS Fall River | Gas Recovery Systems Inc | 25049 | MA | NEW | NPCC | 22 | 2 | NAICS-22 Non-Cogen | GT | LFG | MLG | mcf | 929642 | 929642 | 418340 | 418340 | 20389 | 2018 |  | 20.5179
55600 | Y |  | Binghamton Cogen | City of Binghamton | 61469 | NY | MAT | NPCC | 22 | 3 | NAICS-22 Cogen | GT | DFO | DFO | barrels | 0 | 0 | 0 | 0 | 0 | 2018
55600 | Y |  | Binghamton Cogen | City of Binghamton | 61469 | NY | MAT | NPCC | 22 | 3 | NAICS-22 Cogen | GT | KER | WOO | barrels | 0 | 0 | 0 | 0 | 0 | 2018
55600 | Y |  | Binghamton Cogen | City of Binghamton | 61469 | NY | MAT | NPCC | 22 | 3 | NAICS-22 Cogen | GT | NG | NG | mcf | 33033 | 33033 | 33925 | 33925 | 3544 | 2018 |  | 9.5725
55619 | N |  | Watchtower Educational Center | Watchtower Bible & Tract Soc-NY | 20238 | NY | MAT | NPCC | 813 | 4 | Commercial NAICS Non-Cogen | IC | DFO | DFO | barrels | 0 | 0 | 0 | 0 | 0 | 2018
55619 | N |  | Watchtower Educational Center | Watchtower Bible & Tract Soc-NY | 20238 | NY | MAT | NPCC | 813 | 4 | Commercial NAICS Non-Cogen | IC | NG | NG | mcf | 0 | 0 | 0 | 0 | 0 | 2018
55661 | N |  | Essential Power Newington LLC | Essential Power Newington LLC | 13538 | NH | NEW | NPCC | 22 | 2 | NAICS-22 Non-Cogen | CA | DFO | DFO | barrels | 0 | 0 | 0 | 0 | 21434.529 | 2018 | x
55661 | N |  | Essential Power Newington LLC | Essential Power Newington LLC | 13538 | NH | NEW | NPCC | 22 | 2 | NAICS-22 Non-Cogen | CA | NG | NG | mcf | 65618 | 65618 | 67436 | 67436 | 277831.47 | 2018 | x | 0.24272
55661 | N |  | Essential Power Newington LLC | Essential Power Newington LLC | 13538 | NH | NEW | NPCC | 22 | 2 | NAICS-22 Non-Cogen | CT | DFO | DFO | barrels | 81379 | 81379 | 470298 | 470298 | 39295.139 | 2018 | x | 11.9684
55661 | N |  | Essential Power Newington LLC | Essential Power Newington LLC | 13538 | NH | NEW | NPCC | 22 | 2 | NAICS-22 Non-Cogen | CT | NG | NG | mcf | 5387752 | 5387752 | 5550896 | 5550896 | 466307.86 | 2018 | x | 11.9039
55699 | N |  | Bayswater Peaking Facility LLC | Bayswater Peaking Facility LLC | 1268 | NY | MAT | NPCC | 22 | 2 | NAICS-22 Non-Cogen | GT | NG | NG | mcf | 1625431 | 1625431 | 1625431 | 1625431 | 140751 | 2018 | x | 11.5483
55757 | N |  | Model City Energy Facility | Model City Energy LLC | 12758 | NY | MAT | NPCC | 22 | 2 | NAICS-22 Non-Cogen | IC | LFG | MLG | mcf | 1013827 | 1013827 | 542399 | 542399 | 39277 | 2018 |  | 13.8096
55769 | N |  | Madison Windpower LLC | Madison Windpower LLC | 49880 | NY | MAT | NPCC | 22 | 2 | NAICS-22 Non-Cogen | WT | WND | WND |  | 0 | 0 | 168893 | 168893 | 18523 | 2018
55786 | N |  | Edgewood Energy LLC | Edgewood Energy LLC | 56852 | NY | MAT | NPCC | 22 | 2 | NAICS-22 Non-Cogen | GT | NG | NG | mcf | 1109059 | 1109059 | 1109059 | 1109059 | 108369 | 2018 | x | 10.2341
55787 | N |  | Shoreham Energy LLC | Shoreham Energy LLC | 56853 | NY | MAT | NPCC | 22 | 2 | NAICS-22 Non-Cogen | GT | DFO | DFO | barrels | 0 | 0 | 0 | 0 | 0 | 2018 | x
55787 | N |  | Shoreham Energy LLC | Shoreham Energy LLC | 56853 | NY | MAT | NPCC | 22 | 2 | NAICS-22 Non-Cogen | GT | KER | WOO | barrels | 14405 | 14405 | 81100 | 81100 | 8151 | 2018 | x | 9.9497
55790 | N |  | Fenner Wind | CHI Energy Inc | 34688 | NY | MAT | NPCC | 22 | 2 | NAICS-22 Non-Cogen | WT | WND | WND |  | 0 | 0 | 491215 | 491215 | 53873 | 2018
55860 | N |  | Quinebaug Lower Project | Quinebaug Associates LLC | 25771 | CT | NEW | NPCC | 22 | 2 | NAICS-22 Non-Cogen | HY | WAT | HYC |  | 0 | 0 | 86530 | 86530 | 9490 | 2018
55969 | N |  | Hawkeye Energy Greenport LLC | Hawkeye Energy Greenport LLC | 7308 | NY | MAT | NPCC | 22 | 2 | NAICS-22 Non-Cogen | GT | DFO | DFO | barrels | 0 | 0 | 0 | 0 | 0 | 2018 | x
55969 | N |  | Hawkeye Energy Greenport LLC | Hawkeye Energy Greenport LLC | 7308 | NY | MAT | NPCC | 22 | 2 | NAICS-22 Non-Cogen | GT | KER | WOO | barrels | 47190 | 47190 | 267709 | 267709 | 24100 | 2018 | x | 11.1083
56032 | N |  | Equus Freeport Power | Equus Power I, L.P., | 49845 | NY | MAT | NPCC | 22 | 2 | NAICS-22 Non-Cogen | GT | KER | WOO | barrels | 793 | 793 | 4440 | 4440 | 421.508 | 2018 | x | 10.5336
56032 | N |  | Equus Freeport Power | Equus Power I, L.P., | 49845 | NY | MAT | NPCC | 22 | 2 | NAICS-22 Non-Cogen | GT | NG | NG | mcf | 371131 | 371131 | 382265 | 382265 | 36283.492 | 2018 | x | 10.5355
56047 | N |  | CPV Towantic Energy Center | CPV Towantic, LLC | 19002 | CT | NEW | NPCC | 22 | 2 | NAICS-22 Non-Cogen | CA | DFO | DFO | barrels | 0 | 0 | 0 | 0 | 11944.329 | 2018 | x
56047 | N |  | CPV Towantic Energy Center | CPV Towantic, LLC | 19002 | CT | NEW | NPCC | 22 | 2 | NAICS-22 Non-Cogen | CA | NG | NG | mcf | 420341 | 420341 | 431269 | 431269 | 953486.67 | 2018 | x | 0.45231
56047 | N |  | CPV Towantic Energy Center | CPV Towantic, LLC | 19002 | CT | NEW | NPCC | 22 | 2 | NAICS-22 Non-Cogen | CT | DFO | DFO | barrels | 43719 | 43719 | 252696 | 252696 | 24904.131 | 2018 | x | 10.1468
56047 | N |  | CPV Towantic Energy Center | CPV Towantic, LLC | 19002 | CT | NEW | NPCC | 22 | 2 | NAICS-22 Non-Cogen | CT | NG | NG | mcf | 18544805 | 18544805 | 19026970 | 19026970 | 1958439.9 | 2018 | x | 9.7154
56141 | N |  | Jamaica Bay Peaking | Jamaica Bay Peaking Facility, LLC | 49786 | NY | MAT | NPCC | 22 | 2 | NAICS-22 Non-Cogen | GT | KER | WOO | barrels | 16993 | 16993 | 100259 | 100259 | 9476 | 2018 |  | 10.5803
56188 | N |  | Pinelawn Power LLC | Pinelawn Power LLC | 49837 | NY | MAT | NPCC | 22 | 2 | NAICS-22 Non-Cogen | CA | KER | WOO | barrels | 0 | 0 | 0 | 0 | 1180.547 | 2018 | x
56188 | N |  | Pinelawn Power LLC | Pinelawn Power LLC | 49837 | NY | MAT | NPCC | 22 | 2 | NAICS-22 Non-Cogen | CA | NG | NG | mcf | 52268 | 52268 | 53837 | 53837 | 32492.453 | 2018 | x | 1.6569
56188 | N |  | Pinelawn Power LLC | Pinelawn Power LLC | 49837 | NY | MAT | NPCC | 22 | 2 | NAICS-22 Non-Cogen | CT | KER | WOO | barrels | 10700 | 10700 | 59920 | 59920 | 5610.276 | 2018 | x | 10.6804
56188 | N |  | Pinelawn Power LLC | Pinelawn Power LLC | 49837 | NY | MAT | NPCC | 22 | 2 | NAICS-22 Non-Cogen | CT | NG | NG | mcf | 1275900 | 1275900 | 1314177 | 1314177 | 122862.72 | 2018 | x | 10.6963
56189 | N |  | Waterside Power, LLC | Waterside Power, LLC | 49840 | CT | NEW | NPCC | 22 | 2 | NAICS-22 Non-Cogen | GT | DFO | DFO | barrels | 2804 | 2804 | 16257 | 16257 | 1378 | 2018 |  | 11.7975
56196 | N |  | 500MW CC | New York Power Authority | 15296 | NY | MAT | NPCC | 22 | 1 | Electric Utility | CA | DFO | DFO | barrels | 0 | 0 | 0 | 0 | 32774.244 | 2018 | x
56196 | N |  | 500MW CC | New York Power Authority | 15296 | NY | MAT | NPCC | 22 | 1 | Electric Utility | CA | NG | NG | mcf | 0 | 0 | 0 | 0 | 778126.76 | 2018 | x
56196 | N |  | 500MW CC | New York Power Authority | 15296 | NY | MAT | NPCC | 22 | 1 | Electric Utility | CT | DFO | DFO | barrels | 121678 | 121678 | 701849 | 701849 | 57269.94 | 2018 | x | 12.2551
56196 | N |  | 500MW CC | New York Power Authority | 15296 | NY | MAT | NPCC | 22 | 1 | Electric Utility | CT | KER | WOO | barrels | 0 | 0 | 0 | 0 | 0 | 2018 | x
56196 | N |  | 500MW CC | New York Power Authority | 15296 | NY | MAT | NPCC | 22 | 1 | Electric Utility | CT | NG | NG | mcf | 15145546 | 15145546 | 15571885 | 15571885 | 1259816.1 | 2018 | x | 12.3604
56234 | N |  | Caithness Long Island Energy Center | Caithness Long Island, LLC | 49950 | NY | MAT | NPCC | 22 | 2 | NAICS-22 Non-Cogen | CA | DFO | DFO | barrels | 0 | 0 | 0 | 0 | 194.725 | 2018 | x
56234 | N |  | Caithness Long Island Energy Center | Caithness Long Island, LLC | 49950 | NY | MAT | NPCC | 22 | 2 | NAICS-22 Non-Cogen | CA | NG | NG | mcf | 1430767 | 1430767 | 1472238 | 1472238 | 922741.28 | 2018 | x | 1.5955
56234 | N |  | Caithness Long Island Energy Center | Caithness Long Island, LLC | 49950 | NY | MAT | NPCC | 22 | 2 | NAICS-22 Non-Cogen | CT | DFO | DFO | barrels | 603 | 603 | 3546 | 3546 | 315.54 | 2018 | x | 11.2379
56234 | N |  | Caithness Long Island Energy Center | Caithness Long Island, LLC | 49950 | NY | MAT | NPCC | 22 | 2 | NAICS-22 Non-Cogen | CT | NG | NG | mcf | 16416037 | 16416037 | 16892882 | 16892882 | 1553977.5 | 2018 | x | 10.8707
56250 | N |  | Ontario LFGTE | Seneca Energy II | 17283 | NY | MAT | NPCC | 22 | 2 | NAICS-22 Non-Cogen | IC | LFG | MLG | mcf | 1814607 | 1814607 | 896415 | 896415 | 71686 | 2018 |  | 12.5047
56259 | Y |  | Empire Generating Co LLC | Empire Generating Co LLC | 56480 | NY | MAT | NPCC | 22 | 3 | NAICS-22 Cogen | CA | DFO | DFO | barrels | 0 | 0 | 0 | 0 | 1047.155 | 2018
56259 | Y |  | Empire Generating Co LLC | Empire Generating Co LLC | 56480 | NY | MAT | NPCC | 22 | 3 | NAICS-22 Cogen | CA | NG | NG | mcf | 1306129 | 1306129 | 1345313 | 1345313 | 863814.85 | 2018 |  | 1.5574
56259 | Y |  | Empire Generating Co LLC | Empire Generating Co LLC | 56480 | NY | MAT | NPCC | 22 | 3 | NAICS-22 Cogen | CT | DFO | DFO | barrels | 3630 | 3630 | 20964 | 20964 | 1806.187 | 2018 |  | 11.6068
56259 | Y |  | Empire Generating Co LLC | Empire Generating Co LLC | 56480 | NY | MAT | NPCC | 22 | 3 | NAICS-22 Cogen | CT | NG | NG | mcf | 14422432 | 14422432 | 14855105 | 14855105 | 1318027.8 | 2018
56290 | N |  | Maple Ridge Wind Farm | Flat Rock Windpower, LLC | 54684 | NY | MAT | NPCC | 22 | 2 | NAICS-22 Non-Cogen | WT | WND | WND |  | 0 | 0 | 6743955 | 6743955 | 739631 | 2018
56323 | N |  | Modern Innovative Energy LLC | Innovative Energy Systems Inc | 50158 | NY | MAT | NPCC | 22 | 2 | NAICS-22 Non-Cogen | IC | LFG | MLG | mcf | 417005 | 417005 | 220594 | 220594 | 19987 | 2018 |  | 11.0369
56324 | N |  | Colonie LFGTE Facility | Innovative Energy Systems Inc | 50158 | NY | MAT | NPCC | 22 | 2 | NAICS-22 Non-Cogen | IC | LFG | MLG | mcf | 708783 | 708783 | 372111 | 372111 | 34524 | 2018
56399 | N |  | Lempster Wind LLC | Avangrid Renewables LLC | 15399 | NH | NEW | NPCC | 22 | 2 | NAICS-22 Non-Cogen | WT | WND | WND |  | 0 | 0 | 562015 | 562015 | 61638 | 2018
56426 | N |  | Ameresco Chicopee Energy | AMERESCO Chicopee Energy LLC | 54812 | MA | NEW | NPCC | 22 | 2 | NAICS-22 Non-Cogen | IC | LFG | MLG | mcf | 990270 | 990270 | 498105 | 498105 | 48575 | 2018
56448 | N |  | Mars Hill Wind Farm Project | First Wind O&M, LLC | 59155 | ME | NEW | NPCC | 22 | 2 | NAICS-22 Non-Cogen | WT | WND | WND |  | 0 | 0 | 1283388 | 1283388 | 140753 | 2018
56526 | N |  | Chaffee Gas Recovery | WM Renewable Energy LLC | 54842 | NY | MAT | NPCC | 22 | 2 | NAICS-22 Non-Cogen | IC | LFG | MLG | mcf | 1265756 | 1265756 | 625282 | 625282 | 50673 | 2018 |  | 12.3395
56527 | N |  | Fitchburg Gas Recovery | WM Renewable Energy LLC | 54842 | MA | NEW | NPCC | 22 | 2 | NAICS-22 Non-Cogen | IC | LFG | MLG | mcf | 840685 | 840685 | 427066 | 427066 | 37757 | 2018
56575 | N |  | Steel Winds Wind Farm | First Wind O&M, LLC | 59155 | NY | MAT | NPCC | 22 | 2 | NAICS-22 Non-Cogen | WT | WND | WND |  | 0 | 0 | 423311 | 423311 | 46426 | 2018
56594 | N |  | Munnsville Wind Farm LLC | E ON Climate Renewables N America LLC | 56215 | NY | MAT | NPCC | 22 | 2 | NAICS-22 Non-Cogen | WT | WND | WND |  | 0 | 0 | 528899 | 528899 | 58006 | 2018
56618 | N |  | Noble Clinton Windpark LLC | Noble Wind Operations LLC | 55868 | NY | MAT | NPCC | 22 | 2 | NAICS-22 Non-Cogen | WT | WND | WND |  | 0 | 0 | 1338833 | 1338833 | 146834 | 2018
56619 | N |  | Noble Ellenburg Windpark LLC | Noble Wind Operations LLC | 55868 | NY | MAT | NPCC | 22 | 2 | NAICS-22 Non-Cogen | WT | WND | WND |  | 0 | 0 | 1311878 | 1311878 | 143878 | 2018
56620 | N |  | Noble Bliss Windpark LLC | Noble Wind Operations LLC | 55868 | NY | MAT | NPCC | 22 | 2 | NAICS-22 Non-Cogen | WT | WND | WND |  | 0 | 0 | 1757129 | 1757129 | 192710 | 2018
56629 | N |  | Waterbury Generation | Engie North America | 56201 | CT | NEW | NPCC | 22 | 2 | NAICS-22 Non-Cogen | GT | DFO | DFO | barrels | 0 | 0 | 0 | 0 | 0 | 2018 | x
56629 | N |  | Waterbury Generation | Engie North America | 56201 | CT | NEW | NPCC | 22 | 2 | NAICS-22 Non-Cogen | GT | KER | WOO | barrels | 346 | 346 | 1961 | 1961 | 210.627 | 2018 | x | 9.3103
56629 | N |  | Waterbury Generation | Engie North America | 56201 | CT | NEW | NPCC | 22 | 2 | NAICS-22 Non-Cogen | GT | NG | NG | mcf | 167985 | 167985 | 167985 | 167985 | 18035.373 | 2018 | x
56633 | N |  | Dutch Hill Wind Project | First Wind O&M, LLC | 59155 | NY | MAT | NPCC | 22 | 2 | NAICS-22 Non-Cogen | WT | WND | WND |  | 0 | 0 | 669497 | 669497 | 73426 | 2018
56634 | N |  | Cohocton Wind Project | First Wind O&M, LLC | 59155 | NY | MAT | NPCC | 22 | 2 | NAICS-22 Non-Cogen | WT | WND | WND |  | 0 | 0 | 1562425 | 1562425 | 171356 | 2018
56703 | N |  | Lyons Falls Hydroelectric | Northbrook Lyons Falls LLC | 55941 | NY | MAT | NPCC | 22 | 2 | NAICS-22 Non-Cogen | HY | WAT | HYC |  | 0 | 0 | 227858 | 227858 | 24990 | 2018
56704 | N |  | Gouldtown | Northbrook Lyons Falls LLC | 55941 | NY | MAT | NPCC | 22 | 2 | NAICS-22 Non-Cogen | HY | WAT | HYC |  | 0 | 0 | 66954 | 66954 | 7343 | 2018
56705 | N |  | Kosterville | Northbrook Lyons Falls LLC | 55941 | NY | MAT | NPCC | 22 | 2 | NAICS-22 Non-Cogen | HY | WAT | HYC |  | 0 | 0 | 14808 | 14808 | 1624 | 2018
56798 | N |  | Kleen Energy Systems Project | Kleen Energy Systems, LLC | 55993 | CT | NEW | NPCC | 22 | 2 | NAICS-22 Non-Cogen | CA | DFO | DFO | barrels | 0 | 0 | 0 | 0 | 36931.516 | 2018 | x
56798 | N |  | Kleen Energy Systems Project | Kleen Energy Systems, LLC | 55993 | CT | NEW | NPCC | 22 | 2 | NAICS-22 Non-Cogen | CA | NG | NG | mcf | 443624 | 443624 | 455332 | 455332 | 943685.48 | 2018 | x | 0.4825
56798 | N |  | Kleen Energy Systems Project | Kleen Energy Systems, LLC | 55993 | CT | NEW | NPCC | 22 | 2 | NAICS-22 Non-Cogen | CT | DFO | DFO | barrels | 126674 | 126674 | 742811 | 742811 | 66601.845 | 2018 | x | 11.153
56798 | N |  | Kleen Energy Systems Project | Kleen Energy Systems, LLC | 55993 | CT | NEW | NPCC | 22 | 2 | NAICS-22 Non-Cogen | CT | NG | NG | mcf | 17049273 | 17049273 | 17503817 | 17503817 | 1532334.2 | 2018 | x
56800 | N |  | Hull Wind II | Hull Municipal Light Plant | 8797 | MA | NEW | NPCC | 22 | 1 | Electric Utility | WT | WND | WND |  | 0 | 0 | 44878 | 44878 | 4922 | 2018
56829 | N |  | Kibby Wind Facility | Helix Maine Wind Development, LLC | 61191 | ME | NEW | NPCC | 22 | 2 | NAICS-22 Non-Cogen | WT | WND | WND |  | 0 | 0 | 2646955 | 2646955 | 290300 | 2018
56847 | N |  | Plainfield Renewable Energy LLC | Plainfield Renewable Energy, LLC | 56067 | CT | NEW | NPCC | 22 | 2 | NAICS-22 Non-Cogen | ST | OBL | ORW | barrels | 2048 | 2048 | 10444 | 10444 | 851.609 | 2018 |  | 12.2638
56847 | N |  | Plainfield Renewable Energy LLC | Plainfield Renewable Energy, LLC | 56067 | CT | NEW | NPCC | 22 | 2 | NAICS-22 Non-Cogen | ST | WDS | WWW | short tons | 342812 | 342812 | 3153870 | 3153870 | 260871.39 | 2018
56857 | N |  | Marble River Wind Farm | Marble River, LLC | 56072 | NY | MAT | NPCC | 22 | 2 | NAICS-22 Non-Cogen | WT | WND | WND |  | 0 | 0 | 4438878 | 4438878 | 486826 | 2018
56891 | N |  | Moretown | EPP Renewable Energy | 57249 | VT | NEW | NPCC | 22 | 2 | NAICS-22 Non-Cogen | IC | LFG | MLG | mcf | 280744 | 280744 | 121283 | 121283 | 12053 | 2018
56901 | N |  | Noble Altona Windpark LLC | Noble Wind Operations LLC | 55868 | NY | MAT | NPCC | 22 | 2 | NAICS-22 Non-Cogen | WT | WND | WND |  | 0 | 0 | 1536273 | 1536273 | 168488 | 2018
56902 | N |  | Noble Wethersfield Windpark LLC | Noble Wind Operations LLC | 55868 | NY | MAT | NPCC | 22 | 2 | NAICS-22 Non-Cogen | WT | WND | WND |  | 0 | 0 | 2345633 | 2345633 | 257253 | 2018
56904 | N |  | Noble Chateaugay Windpark LLC | Noble Wind Operations LLC | 55868 | NY | MAT | NPCC | 22 | 2 | NAICS-22 Non-Cogen | WT | WND | WND |  | 0 | 0 | 1739906 | 1739906 | 190821 | 2018
56928 | Y |  | Fairfield University CHP Plant | Fairfield University | 56143 | CT | NEW | NPCC | 611 | 5 | Commercial NAICS Cogen | GT | NG | NG | mcf | 228010 | 159374 | 234622 | 163994 | 24303 | 2018 |  |  | 3.7131
56936 | N |  | Brookfield Power Glen Falls Hydro | Erie Boulevard Hydropower LP | 5914 | NY | MAT | NPCC | 322122 | 6 | Industrial NAICS Non-Cogen | HY | WAT | HYC |  | 0 | 0 | 460322 | 460322 | 50485 | 2018
56940 | N |  | CPV Valley Energy Center | CPV Valley, LLC | 56204 | NY | MAT | NPCC | 22 | 2 | NAICS-22 Non-Cogen | CA | DFO | DFO | barrels | 0 | 0 | 0 | 0 | 4886 | 2018 | x
56940 | N |  | CPV Valley Energy Center | CPV Valley, LLC | 56204 | NY | MAT | NPCC | 22 | 2 | NAICS-22 Non-Cogen | CA | NG | NG | mcf | 128822 | 128822 | 132133 | 132133 | 463102 | 2018 | x | 0.28532
56940 | N |  | CPV Valley Energy Center | CPV Valley, LLC | 56204 | NY | MAT | NPCC | 22 | 2 | NAICS-22 Non-Cogen | CT | DFO | DFO | barrels | 87195 | 87195 | 503987 | 503987 | 39498 | 2018 | x | 12.7598
56940 | N |  | CPV Valley Energy Center | CPV Valley, LLC | 56204 | NY | MAT | NPCC | 22 | 2 | NAICS-22 Non-Cogen | CT | NG | NG | mcf | 8848329 | 8848329 | 9076894 | 9076894 | 844019 | 2018 | x
56953 | N |  | High Sheldon Wind Farm | Invenergy Services LLC | 49893 | NY | MAT | NPCC | 22 | 2 | NAICS-22 Non-Cogen | WT | WND | WND |  | 0 | 0 | 2249548 | 2249548 | 246715 | 2018
56958 | N |  | DANC LFGTE Facility | Innovative Energy Systems Inc | 50158 | NY | MAT | NPCC | 22 | 2 | NAICS-22 Non-Cogen | IC | LFG | MLG | mcf | 776025 | 776025 | 367060 | 367060 | 33368 | 2018
56986 | N |  | Clinton LFGTE Facility | Innovative Energy Systems Inc | 50158 | NY | MAT | NPCC | 22 | 2 | NAICS-22 Non-Cogen | IC | LFG | MLG | mcf | 643551 | 643551 | 312767 | 312767 | 28857 | 2018
56987 | N |  | Hyland LFGTE Facility | Innovative Energy Systems Inc | 50158 | NY | MAT | NPCC | 22 | 2 | NAICS-22 Non-Cogen | IC | LFG | MLG | mcf | 718063 | 718063 | 382727 | 382727 | 36092 | 2018 |  | 10.6042
56989 | N |  | Stetson Wind I | First Wind O&M, LLC | 59155 | ME | NEW | NPCC | 22 | 2 | NAICS-22 Non-Cogen | WT | WND | WND |  | 0 | 0 | 1060087 | 1060087 | 116263 | 2018
56990 | N |  | Rollins Wind Project | First Wind O&M, LLC | 59155 | ME | NEW | NPCC | 22 | 2 | NAICS-22 Non-Cogen | WT | WND | WND |  | 0 | 0 | 1377885 | 1377885 | 151117 | 2018
56991 | N |  | Stetson Wind II | First Wind O&M, LLC | 59155 | ME | NEW | NPCC | 22 | 2 | NAICS-22 Non-Cogen | WT | WND | WND |  | 0 | 0 | 483864 | 483864 | 53067 | 2018
57002 | N |  | Oakfield Wind Project | Novatus Energy | 60453 | ME | NEW | NPCC | 22 | 2 | NAICS-22 Non-Cogen | WT | WND | WND |  | 0 | 0 | 3209672 | 3209672 | 352015 | 2018
57003 | N |  | Fulton LFGTE Facility | Innovative Energy Systems Inc | 50158 | NY | MAT | NPCC | 22 | 2 | NAICS-22 Non-Cogen | IC | LFG | MLG | mcf | 311592 | 311592 | 152055 | 152055 | 13351 | 2018 |  | 11.389
57016 | N |  | Waste Management Crossroads LFGTE | WM Renewable Energy LLC | 54842 | ME | NEW | NPCC | 22 | 2 | NAICS-22 Non-Cogen | IC | LFG | MLG | mcf | 470803 | 470803 | 244348 | 244348 | 22510 | 2018 |  | 10.8551
57021 | N |  | Waste Management Madison County LFGTE | WM Renewable Energy LLC | 54842 | NY | MAT | NPCC | 22 | 2 | NAICS-22 Non-Cogen | IC | LFG | MLG | mcf | 124375 | 124375 | 56343 | 56343 | 4504 | 2018 |  | 12.5095
57068 | N |  | GenConn Middletown LLC | GenConn Middletown LLC | 56354 | CT | NEW | NPCC | 22 | 2 | NAICS-22 Non-Cogen | GT | DFO | DFO | barrels | 0 | 0 | 0 | 0 | 0 | 2018
57068 | N |  | GenConn Middletown LLC | GenConn Middletown LLC | 56354 | CT | NEW | NPCC | 22 | 2 | NAICS-22 Non-Cogen | GT | KER | WOO | barrels | 11814 | 11814 | 64980 | 64980 | 2989.691 | 2018 |  | 21.7347
57068 | N |  | GenConn Middletown LLC | GenConn Middletown LLC | 56354 | CT | NEW | NPCC | 22 | 2 | NAICS-22 Non-Cogen | GT | NG | NG | mcf | 3650 | 3650 | 3743 | 3743 | 172.309 | 2018
57070 | N |  | GenConn Devon LLC | GenConn Devon LLC | 56352 | CT | NEW | NPCC | 22 | 2 | NAICS-22 Non-Cogen | GT | BIT | COL | short tons | 0 | 0 | 0 | 0 | 0 | 2018
57070 | N |  | GenConn Devon LLC | GenConn Devon LLC | 56352 | CT | NEW | NPCC | 22 | 2 | NAICS-22 Non-Cogen | GT | DFO | DFO | barrels | 0 | 0 | 0 | 0 | 0 | 2018
57070 | N |  | GenConn Devon LLC | GenConn Devon LLC | 56352 | CT | NEW | NPCC | 22 | 2 | NAICS-22 Non-Cogen | GT | KER | WOO | barrels | 17062 | 17062 | 95548 | 95548 | 9850.369 | 2018 |  | 9.6999
57070 | N |  | GenConn Devon LLC | GenConn Devon LLC | 56352 | CT | NEW | NPCC | 22 | 2 | NAICS-22 Non-Cogen | GT | NG | NG | mcf | 1529 | 1529 | 1529 | 1529 | 157.631 | 2018 |  | 9.6999
57078 | N |  | Steel Winds II | First Wind O&M, LLC | 59155 | NY | MAT | NPCC | 22 | 2 | NAICS-22 Non-Cogen | WT | WND | WND |  | 0 | 0 | 257174 | 257174 | 28205 | 2018
57080 | N |  | Sheffield Wind | First Wind O&M, LLC | 59155 | VT | NEW | NPCC | 22 | 2 | NAICS-22 Non-Cogen | WT | WND | WND |  | 0 | 0 | 774774 | 774774 | 84972 | 2018
57083 | N |  | Bull Hill Wind Project | First Wind O&M, LLC | 59155 | ME | NEW | NPCC | 22 | 2 | NAICS-22 Non-Cogen | WT | WND | WND |  | 0 | 0 | 979957 | 979957 | 107475 | 2018
57103 | Y |  | Newark America Mill | Newark America | 56406 | MA | NEW | NPCC | 32213 | 7 | Industrial NAICS Cogen | ST | DFO | DFO | barrels | 0 | 0 | 0 | 0 | 0 | 2018
57103 | Y |  | Newark America Mill | Newark America | 56406 | MA | NEW | NPCC | 32213 | 7 | Industrial NAICS Cogen | ST | NG | NG | mcf | 0 | 0 | 0 | 0 | 0 | 2018
57130 | N |  | Beaver Ridge Wind | Beaver Ridge Wind LLC | 56439 | ME | NEW | NPCC | 22 | 2 | NAICS-22 Non-Cogen | WT | WND | WND |  | 0 | 0 | 108194 | 108194 | 11866 | 2018
57179 | Y |  | HSCo CHP | Hartford Steam Co | 8153 | CT | NEW | NPCC | 622 | 5 | Commercial NAICS Cogen | GT | NG | NG | mcf | 367898 | 121158 | 377831 | 124430 | 26942 | 2018 |  |  | 5.3938
57184 | N |  | Orono Hydro Station | Brookfield Black Bear Hydro, LLC | 59178 | ME | NEW | NPCC | 22 | 2 | NAICS-22 Non-Cogen | HY | WAT | HYC |  | 0 | 0 | 65658 | 65658 | 7201 | 2018
57186 | N |  | Chautauqua LFGTE Facility | Innovative Energy Systems Inc | 50158 | NY | MAT | NPCC | 22 | 2 | NAICS-22 Non-Cogen | IC | LFG | MLG | mcf | 1003977 | 1003977 | 555198 | 555198 | 43539 | 2018
57253 | N |  | MA Military Reservation Wind Project | Air Force Civil Engineer Center | 56619 | MA | NEW | NPCC | 22 | 2 | NAICS-22 Non-Cogen | WT | WND | WND |  | 0 | 0 | 94116 | 94116 | 10322 | 2018
57265 | N |  | Dorchester Solar Site | Massachusetts Electric Co | 11804 | MA | NEW | NPCC | 22 | 1 | Electric Utility | PV | SUN | SUN |  | 0 | 0 | 13650 | 13650 | 1497 | 2018
57269 | N |  | Haverhill Solar Power Project | Massachusetts Electric Co | 11804 | MA | NEW | NPCC | 22 | 1 | Electric Utility | PV | SUN | SUN |  | 0 | 0 | 10586 | 10586 | 1161 | 2018
57270 | N |  | NEDC Solar Site | Massachusetts Electric Co | 11804 | MA | NEW | NPCC | 22 | 1 | Electric Utility | PV | SUN | SUN |  | 0 | 0 | 9063 | 9063 | 994 | 2018
57287 | N |  | Hardscrabble Wind Power LLC | Avangrid Renewables LLC | 15399 | NY | MAT | NPCC | 22 | 2 | NAICS-22 Non-Cogen | WT | WND | WND |  | 0 | 0 | 1579409 | 1579409 | 173219 | 2018
57354 | N |  | Fox Island Wind LLC | Fox Island Wind LLC | 56693 | ME | NEW | NPCC | 22 | 2 | NAICS-22 Non-Cogen | WT | WND | WND |  | 0 | 0 | 96798 | 96798 | 10616 | 2018
57380 | N |  | New England Wind LLC | Avangrid Renewables LLC | 15399 | MA | NEW | NPCC | 22 | 2 | NAICS-22 Non-Cogen | WT | WND | WND |  | 0 | 0 | 705058 | 705058 | 77326 | 2018
57404 | N |  | Oneida Herkimer | WM Renewable Energy LLC | 54842 | NY | MAT | NPCC | 22 | 2 | NAICS-22 Non-Cogen | IC | LFG | MLG | mcf | 578583 | 578583 | 288713 | 288713 | 27099 | 2018
57414 | N |  | Notus Wind 1 | Notus Clean Energy LLC | 56742 | MA | NEW | NPCC | 22 | 2 | NAICS-22 Non-Cogen | WT | WND | WND |  | 0 | 0 | 38934 | 38934 | 4270 | 2018
57473 | N |  | Dartmouth Solar | Consolidated Edison Development Inc. | 56769 | MA | NEW | NPCC | 22 | 2 | NAICS-22 Non-Cogen | PV | SUN | SUN |  | 0 | 0 | 19402 | 19402 | 2128 | 2018
57481 | N |  | Chittenden County Solar Partners | Chittenden County Solar Partners LLC | 56795 | VT | NEW | NPCC | 22 | 2 | NAICS-22 Non-Cogen | PV | SUN | SUN |  | 0 | 0 | 28129 | 28129 | 3085 | 2018
57531 | N |  | Bingham Wind | Novatus Energy | 60453 | ME | NEW | NPCC | 22 | 2 | NAICS-22 Non-Cogen | WT | WND | WND |  | 0 | 0 | 4552791 | 4552791 | 499319 | 2018
57568 | N |  | Record Hill Wind | Record Hill Wind LLC | 56909 | ME | NEW | NPCC | 22 | 2 | NAICS-22 Non-Cogen | WT | WND | WND |  | 0 | 0 | 1093139 | 1093139 | 119888 | 2018
57589 | N |  | Long Island Solar Farm LLC | Long Island Solar Farm LLC | 56924 | NY | MAT | NPCC | 22 | 2 | NAICS-22 Non-Cogen | PV | SUN | SUN |  | 0 | 0 | 444595 | 444595 | 48760 | 2018
57598 | N |  | Bridge Street 1 & 2 | Connecticut Mun Elec Engy Coop | 4180 | CT | NEW | NPCC | 22 | 1 | Electric Utility | IC | DFO | DFO | barrels | 884 | 884 | 5146 | 5146 | 507 | 2018 |  | 10.1499
57598 | N |  | Bridge Street 1 & 2 | Connecticut Mun Elec Engy Coop | 4180 | CT | NEW | NPCC | 22 | 1 | Electric Utility | IC | RFO | RFO | barrels | 0 | 0 | 0 | 0 | 0 | 2018
57599 | N |  | Fort Hill 1, 2, 3 & 4 | Connecticut Mun Elec Engy Coop | 4180 | CT | NEW | NPCC | 22 | 1 | Electric Utility | IC | DFO | DFO | barrels | 1577 | 1577 | 9179 | 9179 | 915 | 2018 |  | 10.0317
57600 | N |  | Fishers Island 1 | Connecticut Mun Elec Engy Coop | 4180 | NY | MAT | NPCC | 22 | 1 | Electric Utility | IC | DFO | DFO | barrels | 301 | 301 | 1751 | 1751 | 168 | 2018 |  | 10.4226
57601 | N |  | Gary Court 1 & 2 | Connecticut Mun Elec Engy Coop | 4180 | CT | NEW | NPCC | 22 | 1 | Electric Utility | IC | DFO | DFO | barrels | 839 | 839 | 4883 | 4883 | 465 | 2018 |  | 10.5011
57602 | N |  | Jewett City 1 | Connecticut Mun Elec Engy Coop | 4180 | CT | NEW | NPCC | 22 | 1 | Electric Utility | IC | DFO | DFO | barrels | 420 | 420 | 2443 | 2443 | 243 | 2018 |  | 10.0535
57603 | N |  | LNG 1 & 2 | Connecticut Mun Elec Engy Coop | 4180 | CT | NEW | NPCC | 22 | 1 | Electric Utility | IC | DFO | DFO | barrels | 943 | 943 | 5488 | 5488 | 548 | 2018 |  | 10.0146
57604 | N |  | Lebanon Pines 1 & 2 | Connecticut Mun Elec Engy Coop | 4180 | CT | NEW | NPCC | 22 | 1 | Electric Utility | IC | DFO | DFO | barrels | 841 | 841 | 4895 | 4895 | 504 | 2018
57605 | N |  | Water Treatment 1 & 2 | Connecticut Mun Elec Engy Coop | 4180 | CT | NEW | NPCC | 22 | 1 | Electric Utility | IC | DFO | DFO | barrels | 945 | 945 | 5499 | 5499 | 551 | 2018
57624 | N |  | Norwich WWTP | City of Norwich - (CT) | 13831 | CT | NEW | NPCC | 22132 | 4 | Commercial NAICS Non-Cogen | IC | DFO | DFO | barrels | 91 | 91 | 528 | 528 | 43 | 2018
57636 | N |  | Auburn LFG Energy Facility | City of Auburn, New York | 60545 | NY | MAT | NPCC | 22 | 2 | NAICS-22 Non-Cogen | IC | LFG | MLG | mcf | 0 | 0 | 0 | 0 | 0 | 2018
57636 | N |  | Auburn LFG Energy Facility | City of Auburn, New York | 60545 | NY | MAT | NPCC | 22 | 2 | NAICS-22 Non-Cogen | IC | NG | NG | mcf | 0 | 0 | 0 | 0 | 0 | 2018
57648 | N |  | Zotos International WPGF | Zotos International | 56977 | NY | MAT | NPCC | 339 | 6 | Industrial NAICS Non-Cogen | WT | WND | WND |  | 0 | 0 | 23979 | 23979 | 2630 | 2018
57664 | N |  | Astoria Energy II | Astoria Energy II LLC | 56991 | NY | MAT | NPCC | 22 | 2 | NAICS-22 Non-Cogen | CA | DFO | DFO | barrels | 0 | 0 | 0 | 0 | 21005.417 | 2018
57664 | N |  | Astoria Energy II | Astoria Energy II LLC | 56991 | NY | MAT | NPCC | 22 | 2 | NAICS-22 Non-Cogen | CA | NG | NG | mcf | 869511 | 869511 | 894175 | 894175 | 1011751.6 | 2018 |  | 0.88379
57664 | N |  | Astoria Energy II | Astoria Energy II LLC | 56991 | NY | MAT | NPCC | 22 | 2 | NAICS-22 Non-Cogen | CT | DFO | DFO | barrels | 89508 | 89508 | 518790 | 518790 | 42740.26 | 2018
57664 | N |  | Astoria Energy II | Astoria Energy II LLC | 56991 | NY | MAT | NPCC | 22 | 2 | NAICS-22 Non-Cogen | CT | NG | NG | mcf | 18649125 | 18649125 | 19191542 | 19191542 | 1683104.7 | 2018
57666 | Y |  | Foxwoods CoGen | Foxwoods Resort Casino | 56992 | CT | NEW | NPCC | 713 | 5 | Commercial NAICS Cogen | CA | NG | NG | mcf | 0 | 0 | 0 | 0 | 11996.96 | 2018
57666 | Y |  | Foxwoods CoGen | Foxwoods Resort Casino | 56992 | CT | NEW | NPCC | 713 | 5 | Commercial NAICS Cogen | CT | NG | NG | mcf | 1232720 | 654200 | 1282029 | 680368 | 113727.65 | 2018
57674 | N |  | Indian Orchard PV Facility | Western Massachusetts Electric Company | 56999 | MA | NEW | NPCC | 22 | 1 | Electric Utility | PV | SUN | SUN |  | 0 | 0 | 24187 | 24187 | 2653 | 2018
57676 | N |  | Silver Lake Solar Photovoltaic Facility | Western Massachusetts Electric Company | 56999 | MA | NEW | NPCC | 22 | 1 | Electric Utility | PV | SUN | SUN |  | 0 | 0 | 17963 | 17963 | 1970 | 2018
57689 | N |  | Norden 1-3 | Third Taxing District of Norwalk | 57015 | CT | NEW | NPCC | 22 | 1 | Electric Utility | IC | DFO | DFO | barrels | 120 | 120 | 720 | 720 | 73 | 2018 |  | 9.863
57710 | N |  | Stephentown Spindle | Convergent Energy and Power LP | 61978 | NY | MAT | NPCC | 22 | 2 | NAICS-22 Non-Cogen | FW | MWH | OTH |  | 41802 | 41802 | 0 | 0 | -12828 | 2018
57721 | N |  | Berkshire Wind Power Project | Massachusetts Mun Wholes Electric Co | 11806 | MA | NEW | NPCC | 22 | 1 | Electric Utility | WT | WND | WND |  | 0 | 0 | 409131 | 409131 | 44870.76 | 2018
57789 | Y |  | Peak Power 1 Cogen | Peak Power 1, LLC | 57106 | NY | MAT | NPCC | 53 | 5 | Commercial NAICS Cogen | IC | NG | NG | mcf | 5425 | 2586 | 5583 | 2660 | 507 | 2018
57798 | Y |  | OBP Cogen | OBP Cogen LLC | 57120 | NY | MAT | RFC | 53 | 5 | Commercial NAICS Cogen | GT | NG | NG | mcf | 342121 | 174785 | 362649 | 185271 | 32944 | 2018 |  |  | 4.2339
57804 | Y |  | Middlebury College | Middlebury College Biomass | 57123 | VT | NEW | NPCC | 611 | 5 | Commercial NAICS Cogen | ST | DFO | DFO | barrels | 181 | 13 | 1050 | 75 | 16.448 | 2018
57804 | Y |  | Middlebury College | Middlebury College Biomass | 57123 | VT | NEW | NPCC | 611 | 5 | Commercial NAICS Cogen | ST | NG | NG | mcf | 83377 | 4864 | 83377 | 4864 | 1050.758 | 2018
57804 | Y |  | Middlebury College | Middlebury College Biomass | 57123 | VT | NEW | NPCC | 611 | 5 | Commercial NAICS Cogen | ST | RFO | RFO | barrels | 1018 | 58 | 6414 | 366 | 79.162 | 2018
57804 | Y |  | Middlebury College | Middlebury College Biomass | 57123 | VT | NEW | NPCC | 611 | 5 | Commercial NAICS Cogen | ST | WDS | WWW | short tons | 20868 | 1238 | 179465 | 10636 | 2298.102 | 2018
57838 | N |  | Dartmouth II Solar | Consolidated Edison Development Inc. | 56769 | MA | NEW | NPCC | 22 | 2 | NAICS-22 Non-Cogen | PV | SUN | SUN |  | 0 | 0 | 28793 | 28793 | 3158 | 2018
57855 | N |  | Ipswich Wind Turbine | Town of Ipswich - (MA) | 9442 | MA | NEW | NPCC | 22 | 1 | Electric Utility | WT | WND | WND |  | 0 | 0 | 36271 | 36271 | 3978 | 2018
57867 | N |  | Howard Wind Farm | BlackRock Inc. | 61975 | NY | MAT | NPCC | 22 | 2 | NAICS-22 Non-Cogen | WT | WND | WND |  | 0 | 0 | 1139612 | 1139612 | 124985 | 2018
57931 | N |  | Holyoke Solar Cooperative at Mueller | Holyoke Solar LLC | 57309 | MA | NEW | NPCC | 22 | 2 | NAICS-22 Non-Cogen | PV | SUN | SUN |  | 0 | 0 | 34412 | 34412 | 3774 | 2018
57934 | N |  | Douglas Solar | Consolidated Edison Development Inc. | 56769 | MA | NEW | NPCC | 22 | 2 | NAICS-22 Non-Cogen | PV | SUN | SUN |  | 0 | 0 | 28311 | 28311 | 3105 | 2018
57941 | N |  | Town of Uxbridge MA at Commerce Dr | Constellation Solar Net Metering LLC | 57318 | MA | NEW | NPCC | 22 | 2 | NAICS-22 Non-Cogen | PV | SUN | SUN |  | 0 | 0 | 23945 | 23945 | 2626 | 2018
57942 | N |  | Town of Norfolk MA at Medway Branch | Constellation Solar Massachusetts LLC | 57319 | MA | NEW | NPCC | 22 | 2 | NAICS-22 Non-Cogen | PV | SUN | SUN |  | 0 | 0 | 17296 | 17296 | 1897 | 2018
57979 | N |  | Kingdom Community Wind | Green Mountain Power Corp | 7601 | VT | NEW | NPCC | 22 | 1 | Electric Utility | WT | WND | WND |  | 0 | 0 | 1463559 | 1463559 | 160513 | 2018
57989 | N |  | Groveland Solar | Consolidated Edison Development Inc. | 56769 | MA | NEW | NPCC | 22 | 2 | NAICS-22 Non-Cogen | PV | SUN | SUN |  | 0 | 0 | 39388 | 39388 | 4320 | 2018
57990 | N |  | Shrewsbury Solar | Consolidated Edison Development Inc. | 56769 | MA | NEW | NPCC | 22 | 2 | NAICS-22 Non-Cogen | PV | SUN | SUN |  | 0 | 0 | 35979 | 35979 | 3946 | 2018
57992 | N |  | Boston Scientific Solar | Consolidated Edison Solutions Inc | 57365 | MA | NEW | NPCC | 22 | 2 | NAICS-22 Non-Cogen | PV | SUN | SUN |  | 0 | 0 | 13650 | 13650 | 1497 | 2018
58004 | N |  | Granite Reliable Power | Granite Reliable Power | 57378 | NH | NEW | NPCC | 22 | 2 | NAICS-22 Non-Cogen | WT | WND | WND |  | 0 | 0 | 1953413 | 1953413 | 214237 | 2018
58025 | N |  | Mt Wachusett Community College | Mt Wachusett Community College | 57401 | MA | NEW | NPCC | 611 | 4 | Commercial NAICS Non-Cogen | WT | WND | WND |  | 0 | 0 | 41838 | 41838 | 4588.65 | 2018
58026 | N |  | Spruce Mountain WInd | Spruce Mountain Wind LLC | 57402 | ME | NEW | NPCC | 22 | 2 | NAICS-22 Non-Cogen | WT | WND | WND |  | 0 | 0 | 539111 | 539111 | 59126 | 2018
58032 | N |  | Padelford Solar | Consolidated Edison Solutions Inc | 57365 | MA | NEW | NPCC | 22 | 2 | NAICS-22 Non-Cogen | PV | SUN | SUN |  | 0 | 0 | 29960 | 29960 | 3286 | 2018
58035 | N |  | Block Island Wind Farm | Deepwater Wind Block Island LLC | 57406 | RI | NEW | NPCC | 22 | 2 | NAICS-22 Non-Cogen | WS | WND | WND |  | 0 | 0 | 1070107 | 1070107 | 117362 | 2018
58054 | N |  | Burgess BioPower | Berlin Station, LLC | 57430 | NH | NEW | NPCC | 22 | 2 | NAICS-22 Non-Cogen | ST | DFO | DFO | barrels | 694 | 694 | 4096 | 4096 | 293.69 | 2018 |  | 13.9467
58054 | N |  | Burgess BioPower | Berlin Station, LLC | 57430 | NH | NEW | NPCC | 22 | 2 | NAICS-22 Non-Cogen | ST | WDS | WWW | short tons | 773818 | 773818 | 6964362 | 6964362 | 498957.31 | 2018
58065 | N |  | Charlestown Wind Turbine | MWRA Charlestown | 57443 | MA | NEW | NPCC | 22 | 2 | NAICS-22 Non-Cogen | WT | WND | WND |  | 0 | 0 | 11525 | 11525 | 1264 | 2018
58084 | Y |  | Kimberly Clark-Unit 1,2,3 | Kimberly-Clark Corporation | 57464 | CT | NEW | NPCC | 322 | 7 | Industrial NAICS Cogen | CA | NG | NG | mcf | 377 | 377 | 384 | 384 | 11385 | 2018
58084 | Y |  | Kimberly Clark-Unit 1,2,3 | Kimberly-Clark Corporation | 57464 | CT | NEW | NPCC | 322 | 7 | Industrial NAICS Cogen | CT | NG | NG | mcf | 1356476 | 618628 | 1384963 | 631619 | 117377 | 2018
58084 | Y |  | Kimberly Clark-Unit 1,2,3 | Kimberly-Clark Corporation | 57464 | CT | NEW | NPCC | 322 | 7 | Industrial NAICS Cogen | GT | NG | NG | mcf | 1260968 | 516830 | 1287449 | 527683 | 107834 | 2018 |  |  | 5.5274
58088 | N |  | Stony Creek Wind Farm NY | Invenergy Services LLC | 49893 | NY | MAT | NPCC | 22 | 2 | NAICS-22 Non-Cogen | WT | WND | WND |  | 0 | 0 | 2636809 | 2636809 | 289187 | 2018
58097 | N |  | Green Meadows | Altus Power America Management, LLC | 60281 | MA | NEW | NPCC | 22 | 2 | NAICS-22 Non-Cogen | PV | SUN | SUN |  | 0 | 0 | 46538 | 46538 | 5104 | 2018
58116 | N |  | Cellu Tissue | Dunn Paper East Hartford, LLC | 60642 | CT | NEW | NPCC | 322 | 6 | Industrial NAICS Non-Cogen | IC | NG | NG | mcf | 141177 | 141177 | 144848 | 144848 | 13542 | 2018
58141 | N |  | Groton Wind LLC | Avangrid Renewables LLC | 15399 | NH | NEW | NPCC | 22 | 2 | NAICS-22 Non-Cogen | WT | WND | WND |  | 0 | 0 | 959550 | 959550 | 105237 | 2018
58144 | N |  | SVEP Solar Project Company | CleanCapital | 62060 | VT | NEW | NPCC | 22 | 2 | NAICS-22 Non-Cogen | PV | SUN | SUN |  | 0 | 0 | 20443 | 20443 | 2242 | 2018
58145 | N |  | Williamstown Solar | CleanCapital | 62060 | VT | NEW | NPCC | 22 | 2 | NAICS-22 Non-Cogen | PV | SUN | SUN |  | 0 | 0 | 22176 | 22176 | 2432 | 2018
58146 | Y |  | Twin Rivers Paper Co LLC | Twin Rivers Paper Co LLC | 58103 | ME | NEW | NPCC | 322 | 7 | Industrial NAICS Cogen | ST | PUR | OTH |  | 0 | 0 | 973841 | 973841 | 106804 | 2018
58152 | Y |  | Danbury Hospital Cogen Plant | Danbury Hospital | 58120 | CT | NEW | NPCC | 622 | 5 | Commercial NAICS Cogen | GT | NG | NG | mcf | 380505 | 139000 | 389635 | 142336 | 29781 | 2018 |  |  | 5.0321
58153 | Y |  | Eastern Maine Medical Center | Eastern Maine Medical Center | 58122 | ME | NEW | NPCC | 622 | 5 | Commercial NAICS Cogen | GT | DFO | DFO | barrels | 8 | 3 | 44 | 13 | 2.887 | 2018 |  |  |  | 5.8618
58153 | Y |  | Eastern Maine Medical Center | Eastern Maine Medical Center | 58122 | ME | NEW | NPCC | 622 | 5 | Commercial NAICS Cogen | GT | NG | NG | mcf | 429743 | 142048 | 429743 | 142048 | 29975.113 | 2018 |  |  | 5.5141
58156 | N |  | SUNY Old Westbury College | SUNY Old Westbury College | 58110 | NY | MAT | NPCC | 611 | 4 | Commercial NAICS Non-Cogen | IC | NG | NG | mcf | 5206 | 5206 | 5206 | 5206 | 259 | 2018
58157 | Y |  | University of Rochester | University of Rochester | 58107 | NY | MAT | NPCC | 611 | 5 | Commercial NAICS Cogen | ST | DFO | DFO | barrels | 174 | 21 | 1009 | 121 | 22.288 | 2018
58157 | Y |  | University of Rochester | University of Rochester | 58107 | NY | MAT | NPCC | 611 | 5 | Commercial NAICS Cogen | ST | NG | NG | mcf | 2339749 | 301295 | 2409942 | 310334 | 57300.712 | 2018
58158 | Y |  | Wesleyan University Cogen 1 | Wesleyan University | 58131 | CT | NEW | NPCC | 611 | 5 | Commercial NAICS Cogen | IC | NG | NG | mcf | 140066 | 110282 | 143706 | 113149 | 14624.54 | 2018
58159 | Y |  | UCONN Cogen Facility | University of Connecticut | 58130 | CT | NEW | NPCC | 611 | 5 | Commercial NAICS Cogen | CA | DFO | DFO | barrels | 0 | 0 | 0 | 0 | 150.366 | 2018
58159 | Y |  | UCONN Cogen Facility | University of Connecticut | 58130 | CT | NEW | NPCC | 611 | 5 | Commercial NAICS Cogen | CA | NG | NG | mcf | 137473 | 40352 | 151631 | 44507 | 7412.634 | 2018
58159 | Y |  | UCONN Cogen Facility | University of Connecticut | 58130 | CT | NEW | NPCC | 611 | 5 | Commercial NAICS Cogen | CT | DFO | DFO | barrels | 5370 | 2818 | 31801 | 16692 | 2649.364 | 2018
58159 | Y |  | UCONN Cogen Facility | University of Connecticut | 58130 | CT | NEW | NPCC | 611 | 5 | Commercial NAICS Cogen | CT | NG | NG | mcf | 1220040 | 607904 | 1345705 | 670519 | 111824.64 | 2018
58160 | Y |  | Williams College - Campus CHP | President & Trustees of Williams College | 58109 | MA | NEW | NPCC | 611 | 5 | Commercial NAICS Cogen | IC | DFO | DFO | barrels | 10 | 3 | 58 | 16 | 5 | 2018
58160 | Y |  | Williams College - Campus CHP | President & Trustees of Williams College | 58109 | MA | NEW | NPCC | 611 | 5 | Commercial NAICS Cogen | ST | DFO | DFO | barrels | 438 | 39 | 2539 | 220 | 40.782 | 2018
58160 | Y |  | Williams College - Campus CHP | President & Trustees of Williams College | 58109 | MA | NEW | NPCC | 611 | 5 | Commercial NAICS Cogen | ST | NG | NG | mcf | 172499 | 14977 | 177676 | 15425 | 2854.218 | 2018
58160 | Y |  | Williams College - Campus CHP | President & Trustees of Williams College | 58109 | MA | NEW | NPCC | 611 | 5 | Commercial NAICS Cogen | ST | RFO | RFO | barrels | 0 | 0 | 0 | 0 | 0 | 2018
58163 | N |  | Mercy Medical Center | Mercy Medical Center | 58133 | NY | MAT | NPCC | 622 | 4 | Commercial NAICS Non-Cogen | IC | DFO | DFO | barrels | 30 | 30 | 167 | 167 | 6 | 2018
58166 | Y |  | Smith College Central Heating Plant | The Trustees of Smith College | 58138 | MA | NEW | NPCC | 611 | 5 | Commercial NAICS Cogen | GT | DFO | DFO | barrels | 0 | 0 | 0 | 0 | 0 | 2018
58166 | Y |  | Smith College Central Heating Plant | The Trustees of Smith College | 58138 | MA | NEW | NPCC | 611 | 5 | Commercial NAICS Cogen | GT | NG | NG | mcf | 300382 | 71146 | 240306 | 56916 | 13731.76 | 2018 |  |  | 6.7308
58167 | Y |  | William Floyd School District | William Floyd School District | 58136 | NY | MAT | NPCC | 611 | 5 | Commercial NAICS Cogen | IC | DFO | DFO | barrels | 0 | 0 | 0 | 0 | 0 | 2018
58167 | Y |  | William Floyd School District | William Floyd School District | 58136 | NY | MAT | NPCC | 611 | 5 | Commercial NAICS Cogen | IC | NG | NG | mcf | 182000 | 10606 | 187460 | 10925 | 2433 | 2018
58174 | N |  | Wilson Solar | Consolidated Edison Solutions Inc | 57365 | MA | NEW | NPCC | 22 | 2 | NAICS-22 Non-Cogen | PV | SUN | SUN |  | 0 | 0 | 24938 | 24938 | 2735 | 2018
58180 | Y |  | UNH 7.9 MW Plant | Emcor Energy Services | 58099 | NH | NEW | NPCC | 611 | 5 | Commercial NAICS Cogen | GT | DFO | DFO | barrels | 6524 | 2189 | 38086 | 12780 | 3102.814 | 2018 |  |  |  | 4.721
58180 | Y |  | UNH 7.9 MW Plant | Emcor Energy Services | 58099 | NH | NEW | NPCC | 611 | 5 | Commercial NAICS Cogen | GT | LFG | MLG | mcf | 727334 | 240454 | 561949 | 185748 | 45085.444 | 2018
58180 | Y |  | UNH 7.9 MW Plant | Emcor Energy Services | 58099 | NH | NEW | NPCC | 611 | 5 | Commercial NAICS Cogen | GT | NG | NG | mcf | 96936 | 32173 | 96936 | 32173 | 7809.742 | 2018 |  |  | 4.7739
58184 | Y |  | Rand Whitney CHP Plant | Rand Whitney Containerboard L.P. | 58156 | CT | NEW | NPCC | 32213 | 7 | Industrial NAICS Cogen | GT | DFO | DFO | barrels | 0 | 0 | 0 | 0 | 0 | 2018
58184 | Y |  | Rand Whitney CHP Plant | Rand Whitney Containerboard L.P. | 58156 | CT | NEW | NPCC | 32213 | 7 | Industrial NAICS Cogen | GT | NG | NG | mcf | 1587467 | 485137 | 1657315 | 506484 | 120205 | 2018 |  |  | 6.3831
58185 | Y |  | Amherst College Co Gen | Amherst College | 58152 | MA | NEW | NPCC | 611 | 5 | Commercial NAICS Cogen | GT | DFO | DFO | barrels | 0 | 0 | 0 | 0 | 0 | 2018
58185 | Y |  | Amherst College Co Gen | Amherst College | 58152 | MA | NEW | NPCC | 611 | 5 | Commercial NAICS Cogen | GT | NG | NG | mcf | 145343 | 33126 | 145343 | 33126 | 8155 | 2018 |  |  | 6.8548
58185 | Y |  | Amherst College Co Gen | Amherst College | 58152 | MA | NEW | NPCC | 611 | 5 | Commercial NAICS Cogen | ST | NG | NG | mcf | 92669 | 3893 | 92669 | 3893 | 958.092 | 2018
58185 | Y |  | Amherst College Co Gen | Amherst College | 58152 | MA | NEW | NPCC | 611 | 5 | Commercial NAICS Cogen | ST | RFO | RFO | barrels | 321 | 11 | 2022 | 83 | 20.908 | 2018
58186 | Y |  | HVCC Cogen Plant | Hudson Valley Community College | 58154 | NY | MAT | NPCC | 611 | 5 | Commercial NAICS Cogen | IC | DFO | DFO | barrels | 200 | 186 | 1161 | 1071 | 88.611 | 2018
58186 | Y |  | HVCC Cogen Plant | Hudson Valley Community College | 58154 | NY | MAT | NPCC | 611 | 5 | Commercial NAICS Cogen | IC | LFG | MLG | mcf | 0 | 0 | 0 | 0 | 0 | 2018
58186 | Y |  | HVCC Cogen Plant | Hudson Valley Community College | 58154 | NY | MAT | NPCC | 611 | 5 | Commercial NAICS Cogen | IC | NG | NG | mcf | 162154 | 149870 | 167020 | 154367 | 12758.389 | 2018
58201 | Y |  | Monroe Community College Plant | Monroe Newpower Corporation | 58174 | NY | MAT | NPCC | 611 | 5 | Commercial NAICS Cogen | IC | NG | NG | mcf | 158056 | 63745 | 173863 | 70120 | 11343 | 2018
58210 | N |  | NFM Solar Power LLC | FirstLight Power Resources, Inc. - MA | 58185 | MA | NEW | NPCC | 22 | 2 | NAICS-22 Non-Cogen | PV | SUN | SUN |  | 0 | 0 | 14961 | 14961 | 1641 | 2018
58214 | N |  | West Greenwich Solar | Consolidated Edison Development Inc. | 56769 | RI | NEW | NPCC | 22 | 2 | NAICS-22 Non-Cogen | PV | SUN | SUN |  | 0 | 0 | 23653 | 23653 | 2594 | 2018
58224 | Y |  | CCSU Co-Gen-STBY Gen | Central Connecticut State University | 58188 | CT | NEW | NPCC | 611 | 5 | Commercial NAICS Cogen | IC | DFO | DFO | barrels | 0 | 0 | 0 | 0 | 0 | 2018
58224 | Y |  | CCSU Co-Gen-STBY Gen | Central Connecticut State University | 58188 | CT | NEW | NPCC | 611 | 5 | Commercial NAICS Cogen | IC | NG | NG | mcf | 62093 | 27450 | 68305 | 30196 | 7788 | 2018
58237 | Y |  | CCSU Fuel Cell Project | New Britain Renewable Energy, LLC | 58213 | CT | NEW | NPCC | 611 | 5 | Commercial NAICS Cogen | FC | NG | NG | mcf | 94486 | 76653 | 97130 | 78797 | 11286 | 2018
58238 | N |  | Georgia Mountain Community Wind Farm | Greenbacker Renewable Energy Corporation | 60025 | VT | NEW | NPCC | 22 | 2 | NAICS-22 Non-Cogen | WT | WND | WND |  | 0 | 0 | 241217 | 241217 | 26455 | 2018
58270 | N |  | Acushnet AD Makepeace | Ahana Renewables, LLC | 59622 | MA | NEW | NPCC | 22 | 2 | NAICS-22 Non-Cogen | PV | SUN | SUN |  | 0 | 0 | 49564 | 49564 | 5436 | 2018
58271 | N |  | Acushnet Hawes Reed Road | Ahana Renewables, LLC | 59622 | MA | NEW | NPCC | 22 | 2 | NAICS-22 Non-Cogen | PV | SUN | SUN |  | 0 | 0 | 15290 | 15290 | 1677 | 2018
58272 | N |  | Easthampton Landfill-City of Easthampton | Ahana Renewables, LLC | 59622 | MA | NEW | NPCC | 22 | 2 | NAICS-22 Non-Cogen | PV | SUN | SUN |  | 0 | 0 | 20588 | 20588 | 2258 | 2018
58275 | N |  | Mass Midstate Solar 3 | First Wind O&M, LLC | 59155 | MA | NEW | NPCC | 22 | 2 | NAICS-22 Non-Cogen | PV | SUN | SUN |  | 0 | 0 | 53679 | 53679 | 5887 | 2018
58276 | N |  | Mass Midstate Solar 2 | First Wind O&M, LLC | 59155 | MA | NEW | NPCC | 22 | 2 | NAICS-22 Non-Cogen | PV | SUN | SUN |  | 0 | 0 | 59287 | 59287 | 6502 | 2018
58279 | N |  | Mass Midstate Solar 1 | First Wind O&M, LLC | 59155 | MA | NEW | NPCC | 22 | 2 | NAICS-22 Non-Cogen | PV | SUN | SUN |  | 0 | 0 | 57946 | 57946 | 6355 | 2018
58280 | N |  | Millbury Solar | First Wind O&M, LLC | 59155 | MA | NEW | NPCC | 22 | 2 | NAICS-22 Non-Cogen | PV | SUN | SUN |  | 0 | 0 | 39416 | 39416 | 4323 | 2018
58282 | N |  | Leicester One MA Solar LLC | CleanCapital | 62060 | MA | NEW | NPCC | 22 | 2 | NAICS-22 Non-Cogen | PV | SUN | SUN |  | 0 | 0 | 58000 | 58000 | 6361 | 2018
58283 | N |  | Freetown Solar | Mass Solar, LLC | 58598 | MA | NEW | NPCC | 22 | 2 | NAICS-22 Non-Cogen | PV | SUN | SUN |  | 0 | 0 | 65195 | 65195 | 7150 | 2018
58295 | N |  | SREC Bath LFGTE | Innovative Energy Systems Inc | 50158 | NY | MAT | NPCC | 22 | 2 | NAICS-22 Non-Cogen | IC | LFG | MLG | mcf | 318535 | 318535 | 159271 | 159271 | 16603 | 2018
58327 | Y |  | Bradley Energy Center | Ameresco Select Inc | 58300 | CT | NEW | NPCC | 481 | 5 | Commercial NAICS Cogen | IC | NG | NG | mcf | 227380 | 107676 | 234200 | 110906 | 15318 | 2018
58362 | N |  | Quittacas Pond Solar | Consolidated Edison Solutions Inc | 57365 | MA | NEW | NPCC | 22 | 2 | NAICS-22 Non-Cogen | PV | SUN | SUN |  | 0 | 0 | 45615 | 45615 | 5003 | 2018
58385 | N |  | Northbridge Solar | Consolidated Edison Development Inc. | 56769 | MA | NEW | NPCC | 22 | 2 | NAICS-22 Non-Cogen | PV | SUN | SUN |  | 0 | 0 | 28833 | 28833 | 3162 | 2018
58387 | N |  | CES Sterling LLC | SunEdison LLC | 59139 | MA | NEW | NPCC | 22 | 2 | NAICS-22 Non-Cogen | PV | SUN | SUN |  | 0 | 0 | 26741 | 26741 | 2933 | 2018
58399 | N |  | Synergy Biogas | CH4 Biogas LLC | 58383 | NY | MAT | NPCC | 562 | 4 | Commercial NAICS Non-Cogen | IC | OBG | ORW | Mcf | 90000 | 90000 | 58500 | 58500 | 3124 | 2018
58403 | N |  | Bellingham PV | WGL Energy Systems, Inc | 57081 | MA | NEW | NPCC | 22 | 2 | NAICS-22 Non-Cogen | PV | SUN | SUN |  | 0 | 0 | 37813 | 37813 | 4147 | 2018
58410 | N |  | Marshfield PV | WGL Energy Systems, Inc | 57081 | MA | NEW | NPCC | 22 | 2 | NAICS-22 Non-Cogen | PV | SUN | SUN |  | 0 | 0 | 42983 | 42983 | 4714 | 2018
58411 | N |  | Orange PV | WGL Energy Systems, Inc | 57081 | MA | NEW | NPCC | 22 | 2 | NAICS-22 Non-Cogen | PV | SUN | SUN |  | 0 | 0 | 23762 | 23762 | 2606 | 2018
58412 | N |  | Maynard PV | WGL Energy Systems, Inc | 57081 | MA | NEW | NPCC | 22 | 2 | NAICS-22 Non-Cogen | PV | SUN | SUN |  | 0 | 0 | 11170 | 11170 | 1225 | 2018
58423 | N |  | Southbridge PV | WGL Energy Systems, Inc | 57081 | MA | NEW | NPCC | 22 | 2 | NAICS-22 Non-Cogen | PV | SUN | SUN |  | 0 | 0 | 31858 | 31858 | 3494 | 2018
58507 | Y |  | Montefieor Medical Center Moses Division | Montefiore Medical Center Moses Division | 58487 | NY | MAT | NPCC | 622 | 5 | Commercial NAICS Cogen | GT | DFO | DFO | barrels | 3452 | 1488 | 18988 | 8190 | 661.217 | 2018 |  |  |  | 11.0449
58507 | Y |  | Montefieor Medical Center Moses Division | Montefiore Medical Center Moses Division | 58487 | NY | MAT | NPCC | 622 | 5 | Commercial NAICS Cogen | GT | NG | NG | mcf | 783962 | 338138 | 807482 | 348282 | 28121.783 | 2018 |  |  | 11.0438
58507 | Y |  | Montefieor Medical Center Moses Division | Montefiore Medical Center Moses Division | 58487 | NY | MAT | NPCC | 622 | 5 | Commercial NAICS Cogen | IC | DFO | DFO | barrels | 1182 | 1153 | 6503 | 6344 | 512.313 | 2018
58507 | Y |  | Montefieor Medical Center Moses Division | Montefiore Medical Center Moses Division | 58487 | NY | MAT | NPCC | 622 | 5 | Commercial NAICS Cogen | IC | NG | NG | mcf | 18476 | 18032 | 19030 | 18574 | 1499.687 | 2018
58534 | N |  | Westford Solar Park | Westford Solar Park | 58506 | MA | NEW | NPCC | 22 | 2 | NAICS-22 Non-Cogen | PV | SUN | SUN |  | 0 | 0 | 46858 | 46858 | 5139 | 2018
58541 | N |  | SunGen Sharon 1 LLC | SunGen Sharon 1 LLC | 58511 | VT | NEW | NPCC | 22 | 2 | NAICS-22 Non-Cogen | PV | SUN | SUN |  | 0 | 0 | 23233 | 23233 | 2548 | 2018
58550 | N |  | Owens Corning at Bethlehem | Constellation Solar Holding, LLC | 58491 | NY | MAT | NPCC | 22 | 2 | NAICS-22 Non-Cogen | PV | SUN | SUN |  | 0 | 0 | 28612 | 28612 | 3138 | 2018
58551 | N |  | Dominion Bridgeport Fuel Cell, LLC | Dominion Renewable Energy | 58468 | CT | NEW | NPCC | 22 | 2 | NAICS-22 Non-Cogen | FC | NG | NG | mcf | 794492 | 794492 | 815149 | 815149 | 94061 | 2018
58554 | N |  | Somers Solar Center, LLC | Dominion Renewable Energy | 58468 | CT | NEW | NPCC | 22 | 2 | NAICS-22 Non-Cogen | PV | SUN | SUN |  | 0 | 0 | 83377 | 83377 | 9144 | 2018
58561 | N |  | Merrimac Solar | Consolidated Edison Development Inc. | 56769 | MA | NEW | NPCC | 22 | 2 | NAICS-22 Non-Cogen | PV | SUN | SUN |  | 0 | 0 | 20224 | 20224 | 2218 | 2018
58568 | N |  | Cottage Street Solar Facility | Western Massachusetts Electric Company | 56999 | MA | NEW | NPCC | 22 | 1 | Electric Utility | PV | SUN | SUN |  | 0 | 0 | 41624 | 41624 | 4565 | 2018
58583 | N |  | Forbes Street Solar | Forbes Street Solar, LLC | 58541 | RI | NEW | NPCC | 22 | 2 | NAICS-22 Non-Cogen | PV | SUN | SUN |  | 0 | 0 | 41157 | 41157 | 4514 | 2018
58586 | N |  | Town of East Bridgewater CSG | Tesla Inc. | 60947 | MA | NEW | NPCC | 22 | 2 | NAICS-22 Non-Cogen | PV | SUN | SUN |  | 0 | 0 | 20132 | 20132 | 2208 | 2018
58595 | N |  | Indeck Energy-Alexandria | Indeck Energy-Alexandria, LLC | 58550 | NH | NEW | NPCC | 22 | 2 | NAICS-22 Non-Cogen | ST | WDS | WWW | short tons | 0 | 0 | 0 | 0 | 0 | 2018
58608 | N |  | Saddleback Ridge Wind Farm | Saddleback Ridge Wind, LLC | 58565 | ME | NEW | NPCC | 22 | 2 | NAICS-22 Non-Cogen | WT | WND | WND |  | 0 | 0 | 865436 | 865436 | 94915 | 2018
58620 | N |  | Canton Mountain Wind | Canton Mountain Wind LLC | 58574 | ME | NEW | NPCC | 22 | 2 | NAICS-22 Non-Cogen | WT | WND | WND |  | 0 | 0 | 523591 | 523591 | 57424 | 2018
58624 | N |  | Berkshire 1 | PPS Berkshire Solar LLC | 58578 | MA | NEW | NPCC | 22 | 2 | NAICS-22 Non-Cogen | PV | SUN | SUN |  | 0 | 0 | 20187 | 20187 | 2214 | 2018
58647 | N |  | Port Richmond WWT Solar | Consolidated Edison Solutions Inc | 57365 | NY | MAT | NPCC | 22 | 2 | NAICS-22 Non-Cogen | PV | SUN | SUN |  | 0 | 0 | 13084 | 13084 | 1435 | 2018
58650 | N |  | North Brookfield | Mass Solar, LLC | 58598 | MA | NEW | NPCC | 22 | 2 | NAICS-22 Non-Cogen | PV | SUN | SUN |  | 0 | 0 | 38187 | 38187 | 4188 | 2018
58661 | N |  | Cape Cod Air Force Station - 6 SWS | US Air Force | 58604 | MA | NEW | NPCC | 928 | 4 | Commercial NAICS Non-Cogen | WT | WND | WND |  | 0 | 0 | 72909 | 72909 | 7996 | 2018
58664 | N |  | Frito Lay Incorporated | Frito Lay Incorporated Dayville | 58607 | CT | NEW | NPCC | 311 | 6 | Industrial NAICS Non-Cogen | GT | NG | NG | mcf | 362449 | 362449 | 370788 | 370788 | 23374.62 | 2018
58678 | N |  | Oswegatchie | Erie Boulevard Hydropower LP | 5914 | NY | MAT | NPCC | 22 | 2 | NAICS-22 Non-Cogen | HY | WAT | HYC |  | 0 | 0 | 60652 | 60652 | 6652 | 2018
58679 | N |  | Upper Newton Falls | Erie Boulevard Hydropower LP | 5914 | NY | MAT | NPCC | 22 | 2 | NAICS-22 Non-Cogen | HY | WAT | HYC |  | 0 | 0 | 66917 | 66917 | 7339 | 2018
58680 | N |  | Braley Road 2 | Mass Solar, LLC | 58598 | MA | NEW | NPCC | 22 | 2 | NAICS-22 Non-Cogen | PV | SUN | SUN |  | 0 | 0 | 39864 | 39864 | 4372 | 2018
58682 | N |  | Dartmouth | Mass Solar, LLC | 58598 | MA | NEW | NPCC | 22 | 2 | NAICS-22 Non-Cogen | PV | SUN | SUN |  | 0 | 0 | 75260 | 75260 | 8254 | 2018
58686 | N |  | Hancock Wind Plant | Novatus Energy | 60453 | ME | NEW | NPCC | 22 | 2 | NAICS-22 Non-Cogen | WT | WND | WND |  | 0 | 0 | 1284326 | 1284326 | 140856 | 2018
58702 | N |  | Axio Green LLC | Axio Green LLC | 58639 | MA | NEW | NPCC | 22 | 2 | NAICS-22 Non-Cogen | PV | SUN | SUN |  | 0 | 0 | 20195 | 20195 | 2215 | 2018
58749 | N |  | Tihonet Solar | Consolidated Edison Solutions Inc | 57365 | MA | NEW | NPCC | 22 | 2 | NAICS-22 Non-Cogen | PV | SUN | SUN |  | 0 | 0 | 15161 | 15161 | 1663 | 2018
58768 | N |  | Marsh Hill Wind Farm | Invenergy Services LLC | 49893 | NY | MAT | NPCC | 22 | 2 | NAICS-22 Non-Cogen | WT | WND | WND |  | 0 | 0 | 414003 | 414003 | 45405 | 2018
58785 | N |  | Brentwood Solar | CD US Solar MT1 LLC | 58677 | NY | MAT | NPCC | 22 | 2 | NAICS-22 Non-Cogen | PV | SUN | SUN |  | 0 | 0 | 7604 | 7604 | 834 | 2018
58786 | N |  | Deer Park | CD US Solar MT1 LLC | 58677 | NY | MAT | NPCC | 22 | 2 | NAICS-22 Non-Cogen | PV | SUN | SUN |  | 0 | 0 | 30464 | 30464 | 3341 | 2018
58787 | N |  | Dennison | CD US Solar MT1 LLC | 58677 | NY | MAT | NPCC | 22 | 2 | NAICS-22 Non-Cogen | PV | SUN | SUN |  | 0 | 0 | 19256 | 19256 | 2112 | 2018
58788 | N |  | North County | CD US Solar MT1 LLC | 58677 | NY | MAT | NPCC | 22 | 2 | NAICS-22 Non-Cogen | PV | SUN | SUN |  | 0 | 0 | 9501 | 9501 | 1042 | 2018
58789 | N |  | Riverhead | CD US Solar MT1 LLC | 58677 | NY | MAT | NPCC | 22 | 2 | NAICS-22 Non-Cogen | PV | SUN | SUN |  | 0 | 0 | 16716 | 16716 | 1833 | 2018
58790 | N |  | Cohalan | CD US Solar MT1 LLC | 58677 | NY | MAT | NPCC | 22 | 2 | NAICS-22 Non-Cogen | PV | SUN | SUN |  | 0 | 0 | 44050 | 44050 | 4831 | 2018
58815 | Y |  | Hilton NY Co Gen Plant | Powergen Development Group, LLC | 61484 | NY | MAT | NPCC | 22 | 3 | NAICS-22 Cogen | IC | NG | NG | mcf | 109978 | 72660 | 109978 | 72660 | 9600.08 | 2018
58824 | N |  | Sheldon Solar | Enel Green Power NA, Inc. | 59380 | VT | NEW | NPCC | 22 | 2 | NAICS-22 Non-Cogen | PV | SUN | SUN |  | 0 | 0 | 21747 | 21747 | 2385 | 2018
58839 | N |  | Sudbury Landfill | Solar Sudbury One LF LLC | 58721 | MA | NEW | NPCC | 22 | 2 | NAICS-22 Non-Cogen | PV | SUN | SUN |  | 0 | 0 | 15802 | 15802 | 1733 | 2018
58871 | N |  | Berkley East Solar LLC | SunEdison LLC | 59139 | MA | NEW | NPCC | 22 | 2 | NAICS-22 Non-Cogen | PV | SUN | SUN |  | 0 | 0 | 42701 | 42701 | 4683 | 2018
58873 | N |  | Stuyvesant Falls | Albany Engineering Corporation | 58756 | NY | MAT | NPCC | 22 | 2 | NAICS-22 Non-Cogen | HY | WAT | HYC |  | 0 | 0 | 177699 | 177699 | 19489 | 2018
58876 | N |  | Fusion Solar Center LLC | Fusion Solar Centre, L.L.C | 60556 | CT | NEW | NPCC | 22 | 2 | NAICS-22 Non-Cogen | PV | SUN | SUN |  | 0 | 0 | 257730 | 257730 | 28266 | 2018
58934 | N |  | Integrys MA Solar, LLC - Ashburnham Site | Integrys MA Solar, LLC | 58801 | MA | NEW | NPCC | 22 | 2 | NAICS-22 Non-Cogen | PV | SUN | SUN |  | 0 | 0 | 34693 | 34693 | 3805 | 2018
58935 | N |  | Open View Solar Farm | Cross Pollination Inc | 58800 | VT | NEW | NPCC | 22 | 2 | NAICS-22 Non-Cogen | PV | SUN | SUN |  | 0 | 0 | 26598 | 26598 | 2917 | 2018
58936 | N |  | Walpole Solar 2 | Walpole Solar 2, LLC | 58802 | MA | NEW | NPCC | 22 | 2 | NAICS-22 Non-Cogen | PV | SUN | SUN |  | 0 | 0 | 31976 | 31976 | 3507 | 2018
58937 | N |  | Gardner Solar 1 | Gardner Solar 1, LLC | 58803 | MA | NEW | NPCC | 22 | 2 | NAICS-22 Non-Cogen | PV | SUN | SUN |  | 0 | 0 | 24007 | 24007 | 2633 | 2018
58945 | Y |  | Simonds | Simonds Saw LLC | 58809 | MA | NEW | NPCC | 22 | 3 | NAICS-22 Cogen | IC | NG | NG | mcf | 118116 | 41288 | 129928 | 45417 | 11580 | 2018
58948 | N |  | Bristol Myers Squibb Wallingford | 5 Research Parkway Wallingford LLC | 61968 | CT | NEW | NPCC | 22 | 2 | NAICS-22 Non-Cogen | GT | NG | NG | mcf | 252901 | 252901 | 257959 | 257959 | 17685 | 2018
58948 | N |  | Bristol Myers Squibb Wallingford | 5 Research Parkway Wallingford LLC | 61968 | CT | NEW | NPCC | 22 | 2 | NAICS-22 Non-Cogen | IC | DFO | DFO | barrels | 97 | 97 | 562 | 562 | 53 | 2018
58958 | N |  | Camelot Wind LLC | Camelot Wind LLC | 58821 | MA | NEW | NPCC | 22 | 2 | NAICS-22 Non-Cogen | WT | WND | WND |  | 0 | 0 | 24291 | 24291 | 2664 | 2018
58964 | N |  | Technology Drive Solar | WE 90 Technology Drive LLC | 58825 | VT | NEW | NPCC | 22 | 2 | NAICS-22 Non-Cogen | PV | SUN | SUN |  | 0 | 0 | 24601 | 24601 | 2698 | 2018
58974 | N |  | Fairview Farms Solar | Fairview Farms Solar LLC | 58837 | MA | NEW | NPCC | 22 | 2 | NAICS-22 Non-Cogen | PV | SUN | SUN |  | 0 | 0 | 25301 | 25301 | 2775 | 2018
58979 | N |  | Copenhagen Wind Farm | Copenhagen Wind Farm, LLC | 58840 | NY | MAT | NPCC | 22 | 2 | NAICS-22 Non-Cogen | WT | WND | WND |  | 0 | 0 | 32469 | 32469 | 3561 | 2018
58992 | N |  | Dept of Corrections NCCI Wind | Dept of Corrections NCCI Wind | 58844 | MA | NEW | NPCC | 92214 | 4 | Commercial NAICS Non-Cogen | WT | WND | WND |  | 0 | 0 | 67264 | 67264 | 7377 | 2018
58993 | N |  | Pine Tree Landfill Gas to Energy | Pine Tree Landfill | 58845 | ME | NEW | NPCC | 22 | 2 | NAICS-22 Non-Cogen | IC | LFG | MLG | mcf | 217555 | 217555 | 85936 | 85936 | 7124 | 2018
59011 | N |  | Southbridge Landfill Gas-to-Energy | Southbridge Recycling and Disposal Park | 58860 | MA | NEW | NPCC | 22 | 2 | NAICS-22 Non-Cogen | IC | LFG | MLG | mcf | 191348 | 191348 | 95677 | 95677 | 8819 | 2018
59013 | N |  | Scituate PV | Main Street Power | 58863 | MA | NEW | NPCC | 22 | 2 | NAICS-22 Non-Cogen | PV | SUN | SUN |  | 0 | 0 | 30645 | 30645 | 3361 | 2018
59014 | N |  | Bolton PV | Main Street Power | 58863 | MA | NEW | NPCC | 22 | 2 | NAICS-22 Non-Cogen | PV | SUN | SUN |  | 0 | 0 | 62322 | 62322 | 6835 | 2018
59015 | N |  | Stow PV | Main Street Power | 58863 | MA | NEW | NPCC | 22 | 2 | NAICS-22 Non-Cogen | PV | SUN | SUN |  | 0 | 0 | 22103 | 22103 | 2424 | 2018
59022 | N |  | Kingston Wind Independence | Kingston Wind Independence | 58867 | MA | NEW | NPCC | 22 | 2 | NAICS-22 Non-Cogen | WT | WND | WND |  | 0 | 0 | 18694 | 18694 | 2050 | 2018
59023 | N |  | Ipswich Wind Independence | Ipswich Wind Independence | 58866 | MA | NEW | NPCC | 22 | 2 | NAICS-22 Non-Cogen | WT | WND | WND |  | 0 | 0 | 25695 | 25695 | 2818 | 2018
59028 | N |  | Agawam Solar | Citizens Enterprises Corporation | 58871 | MA | NEW | NPCC | 22 | 2 | NAICS-22 Non-Cogen | PV | SUN | SUN |  | 0 | 0 | 18546 | 18546 | 2034 | 2018
59029 | N |  | Rehoboth Solar | Citizens Enterprises Corporation | 58871 | MA | NEW | NPCC | 22 | 2 | NAICS-22 Non-Cogen | PV | SUN | SUN |  | 0 | 0 | 28486 | 28486 | 3124 | 2018
59030 | N |  | Chicopee Solar | Citizens Enterprises Corporation | 58871 | MA | NEW | NPCC | 22 | 2 | NAICS-22 Non-Cogen | PV | SUN | SUN |  | 0 | 0 | 41569 | 41569 | 4559 | 2018
59031 | N |  | Route 57 Solar | Citizens Enterprises Corporation | 58871 | MA | NEW | NPCC | 22 | 2 | NAICS-22 Non-Cogen | PV | SUN | SUN |  | 0 | 0 | 19048 | 19048 | 2089 | 2018
59032 | N |  | EBZ Solar | Citizens Enterprises Corporation | 58871 | MA | NEW | NPCC | 22 | 2 | NAICS-22 Non-Cogen | PV | SUN | SUN |  | 0 | 0 | 32096 | 32096 | 3520 | 2018
59033 | N |  | Whately Solar | Citizens Enterprises Corporation | 58871 | MA | NEW | NPCC | 22 | 2 | NAICS-22 Non-Cogen | PV | SUN | SUN |  | 0 | 0 | 19330 | 19330 | 2120 | 2018
59040 | N |  | Ball Mountain Hydro | Blue Heron Hydro LLC | 58877 | VT | NEW | NPCC | 22 | 2 | NAICS-22 Non-Cogen | HY | WAT | HYC |  | 0 | 0 | 23377 | 23377 | 2564 | 2018
59043 | N |  | West Davisville Solar | WR-TGC Solar Generation IV LLC | 58682 | RI | NEW | NPCC | 22 | 2 | NAICS-22 Non-Cogen | PV | SUN | SUN |  | 0 | 0 | 25605 | 25605 | 2808 | 2018
59046 | N |  | 651 Chase Solar NG | 651 Chase Solar NG LLC | 58879 | MA | NEW | NPCC | 22 | 2 | NAICS-22 Non-Cogen | PV | SUN | SUN |  | 0 | 0 | 35514 | 35514 | 3895 | 2018
59049 | N |  | Whitcomb Solar Farm | ERWR Whitcomb Farm Solar LLC | 58883 | VT | NEW | NPCC | 22 | 2 | NAICS-22 Non-Cogen | PV | SUN | SUN |  | 0 | 0 | 31912 | 31912 | 3500 | 2018
59060 | N |  | Waste Water Treatment Plant | City of Pittsfield | 58888 | MA | NEW | NPCC | 22 | 2 | NAICS-22 Non-Cogen | PV | SUN | SUN |  | 0 | 0 | 4925 | 4925 | 540 | 2018
59070 | N |  | Jericho Power | Jericho Power LLC | 58891 | NH | NEW | NPCC | 22 | 2 | NAICS-22 Non-Cogen | WT | WND | WND |  | 0 | 0 | 232937 | 232937 | 25547 | 2018
59075 | N |  | Brewster Landfill | CF CVEC Owner One LLC | 58894 | MA | NEW | NPCC | 22 | 2 | NAICS-22 Non-Cogen | PV | SUN | SUN |  | 0 | 0 | 11516 | 11516 | 1263 | 2018
59077 | N |  | Chatham Landfill | CF CVEC Owner One LLC | 58894 | MA | NEW | NPCC | 22 | 2 | NAICS-22 Non-Cogen | PV | SUN | SUN |  | 0 | 0 | 15528 | 15528 | 1703 | 2018
59078 | N |  | Harwich Landfill | CF CVEC Owner One LLC | 58894 | MA | NEW | NPCC | 22 | 2 | NAICS-22 Non-Cogen | PV | SUN | SUN |  | 0 | 0 | 48908 | 48908 | 5364 | 2018
59079 | N |  | Katama Farm | CF CVEC Owner One LLC | 58894 | MA | NEW | NPCC | 22 | 2 | NAICS-22 Non-Cogen | PV | SUN | SUN |  | 0 | 0 | 11179 | 11179 | 1226 | 2018
59080 | N |  | Nunnepog | CF CVEC Owner One LLC | 58894 | MA | NEW | NPCC | 22 | 2 | NAICS-22 Non-Cogen | PV | SUN | SUN |  | 0 | 0 | 12882 | 12882 | 1413 | 2018
59081 | N |  | Barnstable Landfill | CF CVEC Owner One LLC | 58894 | MA | NEW | NPCC | 22 | 2 | NAICS-22 Non-Cogen | PV | SUN | SUN |  | 0 | 0 | 43082 | 43082 | 4725 | 2018
59082 | N |  | Dennis Landfill | CF CVEC Owner One LLC | 58894 | MA | NEW | NPCC | 22 | 2 | NAICS-22 Non-Cogen | PV | SUN | SUN |  | 0 | 0 | 54343 | 54343 | 5960 | 2018
59085 | N |  | Lepomis PV Energy LLC | EDF Renewable Asset Holdings, Inc. | 57170 | MA | NEW | NPCC | 22 | 2 | NAICS-22 Non-Cogen | PV | SUN | SUN |  | 0 | 0 | 65286 | 65286 | 7160 | 2018
59090 | N |  | Rockland Solar CSG | Marina Energy LLC | 56997 | MA | NEW | NPCC | 22 | 2 | NAICS-22 Non-Cogen | PV | SUN | SUN |  | 0 | 0 | 25631 | 25631 | 2811 | 2018
59121 | N |  | Acushnet-Braley Road 1 | Ahana Renewables, LLC | 59622 | MA | NEW | NPCC | 22 | 2 | NAICS-22 Non-Cogen | PV | SUN | SUN |  | 0 | 0 | 21981 | 21981 | 2411 | 2018
59128 | N |  | Acushnet- High Hill | Ahana Renewables, LLC | 59622 | MA | NEW | NPCC | 22 | 2 | NAICS-22 Non-Cogen | PV | SUN | SUN |  | 0 | 0 | 35733 | 35733 | 3919 | 2018
59131 | N |  | Dartmouth Landfill | Ahana Renewables, LLC | 59622 | MA | NEW | WECC | 22 | 2 | NAICS-22 Non-Cogen | PV | SUN | SUN |  | 0 | 0 | 14708 | 14708 | 1613 | 2018
59134 | N |  | Easton Landfill | Ahana Renewables, LLC | 59622 | MA | NEW | NPCC | 22 | 2 | NAICS-22 Non-Cogen | PV | SUN | SUN |  | 0 | 0 | 21334 | 21334 | 2340 | 2018
59135 | N |  | Ludlow Landfill | Ahana Renewables, LLC | 59622 | MA | NEW | NPCC | 22 | 2 | NAICS-22 Non-Cogen | PV | SUN | SUN |  | 0 | 0 | 19476 | 19476 | 2136 | 2018
59136 | N |  | Methuen Landfill | Ahana Renewables, LLC | 59622 | MA | NEW | NPCC | 22 | 2 | NAICS-22 Non-Cogen | PV | SUN | SUN |  | 0 | 0 | 14498 | 14498 | 1590 | 2018
59137 | N |  | Plymouth Site 1 | Ahana Renewables, LLC | 59622 | MA | NEW | NPCC | 22 | 2 | NAICS-22 Non-Cogen | PV | SUN | SUN |  | 0 | 0 | 54077 | 54077 | 5931 | 2018
59140 | N |  | EDF Lancaster | EDF Renewable Asset Holdings, Inc. | 57170 | MA | NEW | NPCC | 22 | 2 | NAICS-22 Non-Cogen | PV | SUN | SUN |  | 0 | 0 | 53193 | 53193 | 5834 | 2018
59178 | N |  | Franklin 1 | CD US Solar MT 2 LLC | 58440 | MA | NEW | NPCC | 22 | 2 | NAICS-22 Non-Cogen | PV | SUN | SUN |  | 0 | 0 | 36208 | 36208 | 3971 | 2018
59179 | N |  | Franklin 2 | CD US Solar MT 2 LLC | 58440 | MA | NEW | NPCC | 22 | 2 | NAICS-22 Non-Cogen | PV | SUN | SUN |  | 0 | 0 | 50741 | 50741 | 5565 | 2018
59222 | N |  | Passadumkeag Windpark LLC | Southern Power Co | 17650 | ME | NEW | NPCC | 22 | 2 | NAICS-22 Non-Cogen | WT | WND | WND |  | 0 | 0 | 1356311 | 1356311 | 148751 | 2018
59241 | N |  | Brockelman | Integrys MA Solar, LLC | 58801 | MA | NEW | NPCC | 22 | 2 | NAICS-22 Non-Cogen | PV | SUN | SUN |  | 0 | 0 | 30034 | 30034 | 3294 | 2018
59242 | N |  | Beverly | Integrys MA Solar, LLC | 58801 | MA | NEW | NPCC | 22 | 2 | NAICS-22 Non-Cogen | PV | SUN | SUN |  | 0 | 0 | 29845 | 29845 | 3273 | 2018
59254 | N |  | Johnston LFG Turbine Plant | Rhode Island LFG Genco | 56889 | RI | NEW | NPCC | 22 | 2 | NAICS-22 Non-Cogen | CA | LFG | MLG | mcf | 0 | 0 | 0 | 0 | 59352.36 | 2018
59254 | N |  | Johnston LFG Turbine Plant | Rhode Island LFG Genco | 56889 | RI | NEW | NPCC | 22 | 2 | NAICS-22 Non-Cogen | CT | LFG | MLG | mcf | 4133227 | 4133227 | 2047751 | 2047751 | 151678.9 | 2018
59274 | N |  | Sutter Greenworks LLC | Sustainable Power Group, LLC | 58661 | NY | MAT | NPCC | 22 | 2 | NAICS-22 Non-Cogen | PV | SUN | SUN |  | 0 | 0 | 80429 | 80429 | 8821 | 2018
59275 | N |  | Sterlington Greenworks LLC | Sustainable Power Group, LLC | 58661 | NY | MAT | NPCC | 22 | 2 | NAICS-22 Non-Cogen | PV | SUN | SUN |  | 0 | 0 | 20680 | 20680 | 2268 | 2018
59276 | N |  | Leavenworth Greenworks LLC | Sustainable Power Group, LLC | 58661 | NY | MAT | NPCC | 22 | 2 | NAICS-22 Non-Cogen | PV | SUN | SUN |  | 0 | 0 | 154375 | 154375 | 16931 | 2018
59295 | N |  | WED NK Green | WED NK Green LLC | 59097 | RI | NEW | NPCC | 22 | 2 | NAICS-22 Non-Cogen | WT | WND | WND |  | 0 | 0 | 20314 | 20314 | 2228 | 2018
59301 | N |  | WED Coventry 1 | WED Coventry One, LLC | 59105 | RI | NEW | NPCC | 22 | 2 | NAICS-22 Non-Cogen | WT | WND | WND |  | 0 | 0 | 24321 | 24321 | 2667 | 2018
59302 | N |  | WED Coventry 2 | WED Coventry Two, LLC | 59106 | RI | NEW | NPCC | 22 | 2 | NAICS-22 Non-Cogen | WT | WND | WND |  | 0 | 0 | 68158 | 68158 | 7475.1 | 2018
59305 | N |  | WED Coventry 3 | WED Coventry Three, LLC | 59107 | RI | NEW | NPCC | 22 | 2 | NAICS-22 Non-Cogen | WT | WND | WND |  | 0 | 0 | 28229 | 28229 | 3096 | 2018
59306 | N |  | WED Coventry 4 | WED Coventry Four, LLC | 59108 | RI | NEW | NPCC | 22 | 2 | NAICS-22 Non-Cogen | WT | WND | WND |  | 0 | 0 | 23626 | 23626 | 2591 | 2018
59313 | N |  | WED Coventry 5 | WED Coventry Five, LLC | 59116 | RI | NEW | NPCC | 22 | 2 | NAICS-22 Non-Cogen | WT | WND | WND |  | 0 | 0 | 27126 | 27126 | 2975 | 2018
59314 | N |  | WED Coventry 6 | WED Coventry Six, LLC | 59117 | RI | NEW | NPCC | 22 | 2 | NAICS-22 Non-Cogen | WT | WND | WND |  | 0 | 0 | 74451 | 74451 | 8165.43 | 2018
59358 | N |  | Devens | Altus Power America Management, LLC | 60281 | MA | NEW | NPCC | 22 | 2 | NAICS-22 Non-Cogen | PV | SUN | SUN |  | 0 | 0 | 40309 | 40309 | 4421 | 2018
59361 | N |  | Browne Solar LLC | CleanCapital | 62060 | MA | NEW | NPCC | 22 | 2 | NAICS-22 Non-Cogen | PV | SUN | SUN |  | 0 | 0 | 13885 | 13885 | 1523 | 2018
59362 | N |  | Indian Hill Solar LLC | CleanCapital | 62060 | MA | NEW | NPCC | 22 | 2 | NAICS-22 Non-Cogen | PV | SUN | SUN |  | 0 | 0 | 14041 | 14041 | 1540 | 2018
59363 | N |  | State Street Solar LLC | CleanCapital | 62060 | MA | NEW | NPCC | 22 | 2 | NAICS-22 Non-Cogen | PV | SUN | SUN |  | 0 | 0 | 14041 | 14041 | 1540 | 2018
59368 | N |  | Westborough Solar LLC | SunRay Power LLC | 58258 | MA | NEW | NPCC | 22 | 2 | NAICS-22 Non-Cogen | PV | SUN | SUN |  | 0 | 0 | 22704 | 22704 | 2490 | 2018
59390 | N |  | True North | CD US Solar MT1 LLC | 58677 | MA | NEW | NPCC | 22 | 2 | NAICS-22 Non-Cogen | PV | SUN | SUN |  | 0 | 0 | 61473 | 61473 | 6742 | 2018
59394 | N |  | Grafton Solar | CD US Solar MT 2 LLC | 58440 | MA | NEW | NPCC | 22 | 2 | NAICS-22 Non-Cogen | PV | SUN | SUN |  | 0 | 0 | 18847 | 18847 | 2067 | 2018
59396 | N |  | Shaffer | CD US Solar MT3, LLC | 59174 | MA | NEW | NPCC | 22 | 2 | NAICS-22 Non-Cogen | PV | SUN | SUN |  | 0 | 0 | 63288 | 63288 | 6941 | 2018
59415 | N |  | Backus Microgrid Project | Connecticut Mun Elec Engy Coop | 4180 | CT | NEW | NPCC | 22 | 1 | Electric Utility | IC | DFO | DFO | barrels | 1671 | 1671 | 9726 | 9726 | 962 | 2018
59437 | N |  | Stillwater B | Brookfield Black Bear Hydro, LLC | 59178 | ME | NEW | NPCC | 22 | 2 | NAICS-22 Non-Cogen | HY | WAT | HYC |  | 0 | 0 | 105174 | 105174 | 11535 | 2018
59438 | N |  | Orono B | Brookfield Black Bear Hydro, LLC | 59178 | ME | NEW | NPCC | 22 | 2 | NAICS-22 Non-Cogen | HY | WAT | HYC |  | 0 | 0 | 218221 | 218221 | 23933 | 2018
59445 | N |  | St. Albans SPEED Project | St. Albans Solar Partners, LLC | 59215 | VT | NEW | NPCC | 22 | 2 | NAICS-22 Non-Cogen | PV | SUN | SUN |  | 0 | 0 | 24079 | 24079 | 2641 | 2018
59453 | Y |  | Albany Medical Ctr Cogen Plant | Albany Medical Center | 59219 | NY | MAT | NPCC | 622 | 5 | Commercial NAICS Cogen | GT | NG | NG | mcf | 488068 | 185469 | 506126 | 192331 | 32054 | 2018 |  |  | 6.073
59463 | N |  | Ayers Village Solar | DESRI V Mass Solar Holdco, LLC | 59230 | MA | NEW | NPCC | 22 | 2 | NAICS-22 Non-Cogen | PV | SUN | SUN |  | 0 | 0 | 25642 | 25642 | 2812 | 2018
59464 | N |  | Monson Solar | DESRI V Mass Solar Holdco, LLC | 59230 | MA | NEW | NPCC | 22 | 2 | NAICS-22 Non-Cogen | PV | SUN | SUN |  | 0 | 0 | 40630 | 40630 | 4456 | 2018
59465 | N |  | Sullivan Solar | DESRI V Mass Solar Holdco, LLC | 59230 | MA | NEW | NPCC | 22 | 2 | NAICS-22 Non-Cogen | PV | SUN | SUN |  | 0 | 0 | 21244 | 21244 | 2330 | 2018
59466 | N |  | Winchendon Solar | DESRI V Mass Solar Holdco, LLC | 59230 | MA | NEW | NPCC | 22 | 2 | NAICS-22 Non-Cogen | PV | SUN | SUN |  | 0 | 0 | 25046 | 25046 | 2747 | 2018
59468 | N |  | KS Solar Six LLC | Kearsarge Solar LLC | 59232 | MA | NEW | NPCC | 22 | 2 | NAICS-22 Non-Cogen | PV | SUN | SUN |  | 0 | 0 | 26096 | 26096 | 2862 | 2018
59470 | N |  | Cornell Snyder Road Solar Array | Ulysses Solar, LLC | 59237 | NY | MAT | NPCC | 22 | 2 | NAICS-22 Non-Cogen | PV | SUN | SUN |  | 0 | 0 | 17396 | 17396 | 1908 | 2018
59476 | N |  | Clarendon Solar Farm | Clarendon Solar Farm, LLC | 59240 | VT | NEW | NPCC | 22 | 2 | NAICS-22 Non-Cogen | PV | SUN | SUN |  | 0 | 0 | 23927 | 23927 | 2624 | 2018
59477 | N |  | Claire Solar Farm | Claire Solar Partners LLC | 59241 | VT | NEW | NPCC | 22 | 2 | NAICS-22 Non-Cogen | PV | SUN | SUN |  | 0 | 0 | 30536 | 30536 | 3349 | 2018
59484 | N |  | Hadley Solar NG, LLC | NuGen Capital Management | 59254 | MA | NEW | NPCC | 22 | 2 | NAICS-22 Non-Cogen | PV | SUN | SUN |  | 0 | 0 | 31540 | 31540 | 3459 | 2018
59485 | N |  | 265 Pleasant Solar NG, LLC | NuGen Capital Management | 59254 | MA | NEW | NPCC | 22 | 2 | NAICS-22 Non-Cogen | PV | SUN | SUN |  | 0 | 0 | 11988 | 11988 | 1315 | 2018
59495 | N |  | Antares-GRE 314 East Lyme LLC | GRE 314 East Lyme LLC | 59252 | CT | NEW | NPCC | 22 | 2 | NAICS-22 Non-Cogen | PV | SUN | SUN |  | 0 | 0 | 37722 | 37722 | 4137 | 2018
59543 | N |  | Acton Solar Landfill | Heliovaas LLC | 59286 | MA | NEW | NPCC | 92 | 4 | Commercial NAICS Non-Cogen | PV | SUN | SUN |  | 0 | 0 | 16287 | 16287 | 1786 | 2018
59573 | N |  | Tisbury Landfill Solar | CF CVEC Owner One LLC | 58894 | MA | NEW | NPCC | 22 | 2 | NAICS-22 Non-Cogen | PV | SUN | SUN |  | 0 | 0 | 10220 | 10220 | 1121 | 2018
59613 | N |  | Town of Williamson Landfill PV | SSA Solar of NY LLC | 59356 | NY | MAT | NPCC | 562212 | 4 | Commercial NAICS Non-Cogen | PV | SUN | SUN |  | 0 | 0 | 14544 | 14544 | 1595 | 2018
59622 | N |  | Future Generation Wind | Consolidated Edison Solutions Inc | 57365 | MA | NEW | NPCC | 22 | 2 | NAICS-22 Non-Cogen | WT | WND | WND |  | 0 | 0 | 165501 | 165501 | 18151 | 2018
59623 | N |  | Clarkson Solar | Clarkson Solar LLC | 59360 | NY | MAT | NPCC | 22 | 2 | NAICS-22 Non-Cogen | PV | SUN | SUN |  | 0 | 0 | 20781 | 20781 | 2279 | 2018
59624 | N |  | Twiss Street Solar | Citizens Enterprises Corporation | 58871 | MA | NEW | NPCC | 22 | 2 | NAICS-22 Non-Cogen | PV | SUN | SUN |  | 0 | 0 | 20917 | 20917 | 2294 | 2018
59625 | N |  | Chicopee River Solar | Citizens Enterprises Corporation | 58871 | MA | NEW | NPCC | 22 | 2 | NAICS-22 Non-Cogen | PV | SUN | SUN |  | 0 | 0 | 27509 | 27509 | 3017 | 2018
59626 | N |  | Chicopee Granby Road Solar | Citizens Enterprises Corporation | 58871 | MA | NEW | NPCC | 22 | 2 | NAICS-22 Non-Cogen | PV | SUN | SUN |  | 0 | 0 | 21765 | 21765 | 2387 | 2018
59629 | N |  | Jericho Rise Wind Farm LLC | Jericho Rise Wind Farm LLC | 59362 | NY | MAT | NPCC | 22 | 2 | NAICS-22 Non-Cogen | WT | WND | WND |  | 0 | 0 | 2051951 | 2051951 | 225044 | 2018
59636 | N |  | Charlton Solar I | Charlton Solar I, LLC | 59388 | MA | NEW | NPCC | 22 | 2 | NAICS-22 Non-Cogen | PV | SUN | SUN |  | 0 | 0 | 25267 | 25267 | 2771 | 2018
59639 | N |  | Lightolier Wind I Turbine | Philips Lightolier | 59395 | MA | NEW | NPCC | 335 | 6 | Industrial NAICS Non-Cogen | WT | WND | WND |  | 0 | 0 | 27218 | 27218 | 2985 | 2018
59682 | N |  | Main Street Solar Project | NextSun Energy, LLC | 59453 | VT | NEW | NPCC | 22 | 2 | NAICS-22 Non-Cogen | PV | SUN | SUN |  | 0 | 0 | 19660 | 19660 | 2156 | 2018
59692 | N |  | NBC Field's Point Wind Farm | Narragansett Bay Commission | 59463 | RI | NEW | NPCC | 22132 | 4 | Commercial NAICS Non-Cogen | WT | WND | WND |  | 0 | 0 | 67691 | 67691 | 7424 | 2018
59705 | N |  | Steel Sun | BQ Energy LLC | 59474 | NY | MAT | NPCC | 22 | 2 | NAICS-22 Non-Cogen | PV | SUN | SUN |  | 0 | 0 | 40476 | 40476 | 4439 | 2018
59717 | N |  | Framingham State University Plant | Framingham State University | 59484 | MA | NEW | NPCC | 611 | 4 | Commercial NAICS Non-Cogen | IC | DFO | DFO | barrels | 33 | 33 | 196 | 196 | 7 | 2018
59717 | N |  | Framingham State University Plant | Framingham State University | 59484 | MA | NEW | NPCC | 611 | 4 | Commercial NAICS Non-Cogen | IC | NG | NG | mcf | 0 | 0 | 0 | 0 | 0 | 2018
59717 | N |  | Framingham State University Plant | Framingham State University | 59484 | MA | NEW | NPCC | 611 | 4 | Commercial NAICS Non-Cogen | PV | SUN | SUN |  | 0 | 0 | 700 | 700 | 77 | 2018
59719 | N |  | Charlotte Solar LLC VT | Charlotte Solar LLC | 59488 | VT | NEW | NPCC | 22 | 2 | NAICS-22 Non-Cogen | PV | SUN | SUN |  | 0 | 0 | 27010 | 27010 | 2962 | 2018
59724 | N |  | Scituate Wind | Scituate Wind LLC | 59493 | MA | NEW | NPCC | 22 | 2 | NAICS-22 Non-Cogen | WT | WND | WND |  | 0 | 0 | 25675 | 25675 | 2816 | 2018
59725 | N |  | Fairhaven Wind | Fairhaven Wind LLC | 59494 | MA | NEW | NPCC | 22 | 2 | NAICS-22 Non-Cogen | WT | WND | WND |  | 0 | 0 | 55336 | 55336 | 6069 | 2018
59731 | N |  | Templeton | Sunny Templeton, LLC | 59500 | MA | NEW | NPCC | 22 | 2 | NAICS-22 Non-Cogen | PV | SUN | SUN |  | 0 | 0 | 43128 | 43128 | 4730 | 2018
59741 | N |  | Barton Solar Farm | Barton Solar, LLC | 59508 | VT | NEW | NPCC | 22 | 2 | NAICS-22 Non-Cogen | PV | SUN | SUN |  | 0 | 0 | 23233 | 23233 | 2548 | 2018
59745 | N |  | Leominster (MA)-South Street-R&D | South Street Solar, LLC | 59511 | MA | NEW | NPCC | 22 | 2 | NAICS-22 Non-Cogen | PV | SUN | SUN |  | 0 | 0 | 34867 | 34867 | 3824 | 2018
59750 | N |  | Bourne (MA) - Holliston I | NVT LICENSES, LLC | 58473 | MA | NEW | NPCC | 22 | 2 | NAICS-22 Non-Cogen | PV | SUN | SUN |  | 0 | 0 | 28539 | 28539 | 3130 | 2018
59752 | N |  | BlueWave Capital - Grafton (SREC II) | TerraForm Solar XVII, LLC | 59519 | MA | NEW | NPCC | 22 | 2 | NAICS-22 Non-Cogen | PV | SUN | SUN |  | 0 | 0 | 17186 | 17186 | 1885 | 2018
59755 | N |  | Chester Power Partners | Chester Power Partners LLC | 59522 | VT | NEW | NPCC | 22 | 2 | NAICS-22 Non-Cogen | PV | SUN | SUN |  | 0 | 0 | 22557 | 22557 | 2474 | 2018
59765 | N |  | Stetson Road Solar - Barre I | Kearsarge Solar LLC | 59232 | MA | NEW | NPCC | 22 | 2 | NAICS-22 Non-Cogen | PV | SUN | SUN |  | 0 | 0 | 26261 | 26261 | 2880 | 2018
59766 | N |  | Barre II Solar Project | Kearsarge Solar LLC | 59232 | MA | NEW | NPCC | 22 | 2 | NAICS-22 Non-Cogen | PV | SUN | SUN |  | 0 | 0 | 20169 | 20169 | 2212 | 2018
59767 | N |  | Chester Solar Farm | Kearsarge Solar LLC | 59232 | MA | NEW | NPCC | 22 | 2 | NAICS-22 Non-Cogen | PV | SUN | SUN |  | 0 | 0 | 57278 | 57278 | 6282 | 2018
59768 | N |  | Concord Solar Farm | Kearsarge Solar LLC | 59232 | MA | NEW | NPCC | 22 | 2 | NAICS-22 Non-Cogen | PV | SUN | SUN |  | 0 | 0 | 18136 | 18136 | 1989 | 2018
59775 | N |  | Adams Farm Solar | Adams Farm Solar LLC | 59542 | MA | NEW | NPCC | 22 | 2 | NAICS-22 Non-Cogen | PV | SUN | SUN |  | 0 | 0 | 34604 | 34604 | 3795 | 2018
59777 | N |  | RGS-Rutland VNM SREC II Project (MA) | TerraForm Solar XVII, LLC | 59519 | MA | NEW | NPCC | 22 | 2 | NAICS-22 Non-Cogen | PV | SUN | SUN |  | 0 | 0 | 23130 | 23130 | 2537 | 2018
59780 | N |  | New Bedford (MA) Plymouth | BWC Origination 4, LLC | 59545 | MA | NEW | NPCC | 22 | 2 | NAICS-22 Non-Cogen | PV | SUN | SUN |  | 0 | 0 | 61454 | 61454 | 6740 | 2018
59781 | N |  | Upper Blackstone (MA) Treasure Valley | Nexamp Treasure Valley Solar, LLC | 59546 | MA | NEW | NPCC | 22 | 2 | NAICS-22 Non-Cogen | PV | SUN | SUN |  | 0 | 0 | 59878 | 59878 | 6567 | 2018
59788 | N |  | Advance Stores Company, Inc | Tesla Inc. | 60947 | CT | NEW | NPCC | 22 | 2 | NAICS-22 Non-Cogen | PV | SUN | SUN |  | 0 | 0 | 9063 | 9063 | 994 | 2018
59789 | N |  | Millbrook School | Tesla Inc. | 60947 | NY | MAT | NPCC | 22 | 2 | NAICS-22 Non-Cogen | PV | SUN | SUN |  | 0 | 0 | 16540 | 16540 | 1814 | 2018
59801 | N |  | IBM Southbury | Bloom Energy | 57128 | CT | NEW | NPCC | 22 | 2 | NAICS-22 Non-Cogen | FC | NG | NG | mcf | 48887 | 48887 | 50257 | 50257 | 6978 | 2018
59815 | N |  | Granby LFG | Industrial Power Services Corp. | 59596 | MA | NEW | NPCC | 22 | 2 | NAICS-22 Non-Cogen | IC | LFG | MLG | mcf | 348502 | 348502 | 209101 | 209101 | 9703 | 2018
59816 | N |  | Nanticoke LFG | Broome Energy Resources, LLC | 59597 | NY | MAT | NPCC | 22 | 2 | NAICS-22 Non-Cogen | IC | LFG | MLG | mcf | 671601 | 671601 | 335804 | 335804 | 20950 | 2018
59820 | N |  | Hunt Farm Solar | Hunt Farm Solar LLC | 59601 | MA | NEW | NPCC | 22 | 2 | NAICS-22 Non-Cogen | PV | SUN | SUN |  | 0 | 0 | 33563 | 33563 | 3681 | 2018
59821 | N |  | 205 Sturbridge A | SH Solarne2 LLC | 59602 | MA | NEW | NPCC | 22 | 2 | NAICS-22 Non-Cogen | PV | SUN | SUN |  | 0 | 0 | 44869 | 44869 | 4921 | 2018
59822 | N |  | 201 Sturbridge B | SE Solarne2 LLC | 59603 | MA | NEW | NPCC | 22 | 2 | NAICS-22 Non-Cogen | PV | SUN | SUN |  | 0 | 0 | 25221 | 25221 | 2766 | 2018
59839 | N |  | Spring Hill Road | Sustainable Power Group, LLC | 58661 | MA | NEW | NPCC | 22 | 2 | NAICS-22 Non-Cogen | PV | SUN | SUN |  | 0 | 0 | 25585 | 25585 | 2806 | 2018
59858 | N |  | Johnston Solar | Half Moon Ventures, LLC | 59209 | RI | NEW | NPCC | 22 | 2 | NAICS-22 Non-Cogen | PV | SUN | SUN |  | 0 | 0 | 15691 | 15691 | 1721 | 2018
59866 | N |  | Palmer Solar LLC | Palmer Solar LLC | 59653 | MA | NEW | NPCC | 22 | 2 | NAICS-22 Non-Cogen | PV | SUN | SUN |  | 0 | 0 | 26341 | 26341 | 2889 | 2018
59873 | N |  | Lowell Solar Landfill | Lowell Solar Landfill LLC | 59654 | MA | NEW | NPCC | 22 | 2 | NAICS-22 Non-Cogen | PV | SUN | SUN |  | 0 | 0 | 13586 | 13586 | 1490 | 2018
59927 | N |  | Hunt Road Solar | Citizens Enterprises Corporation | 58871 | MA | NEW | NPCC | 22 | 2 | NAICS-22 Non-Cogen | PV | SUN | SUN |  | 0 | 0 | 67345 | 67345 | 7386 | 2018
59967 | Y |  | Pepperidge Farm Bloomfield | Pepperidge Farm, Inc.- Bloomfield | 59724 | CT | NEW | NPCC | 311 | 7 | Industrial NAICS Cogen | FC | NG | NG | mcf | 143786 | 102349 | 143786 | 102349 | 16927 | 2018
59980 | N |  | Mashpee Landfill Solar | Scatter Solar - Mashpee Landfill | 60959 | MA | NEW | NPCC | 22 | 2 | NAICS-22 Non-Cogen | PV | SUN | SUN |  | 0 | 0 | 20243 | 20243 | 2220 | 2018
60004 | N |  | Clarkstown Landfill Solar Facility | Clarkstown Solar LLC | 60790 | NY | MAT | NPCC | 22 | 2 | NAICS-22 Non-Cogen | PV | SUN | SUN |  | 0 | 0 | 21045 | 21045 | 2308 | 2018
60022 | N |  | Oxford | UGT Renewable Energy 13, LLC | 59762 | MA | NEW | NPCC | 22 | 2 | NAICS-22 Non-Cogen | PV | SUN | SUN |  | 0 | 0 | 35724 | 35724 | 3918 | 2018
60040 | N |  | UI RCP New Haven Fuel Cell | United Illuminating Co | 19497 | CT | NEW | NPCC | 22 | 1 | Electric Utility | FC | NG | NG | mcf | 171215 | 171215 | 177036 | 177036 | 18774 | 2018
60045 | N |  | Shoreham Solar Commons | Invenergy Services LLC | 49893 | NY | MAT | NPCC | 22 | 2 | NAICS-22 Non-Cogen | PV | SUN | SUN |  | 0 | 0 | 204390 | 204390 | 22416 | 2018
60054 | N |  | UI RCP Bridgeport Seaside | United Illuminating Co | 19497 | CT | NEW | NPCC | 22 | 1 | Electric Utility | FC | NG | NG | mcf | 161845 | 161845 | 167347 | 167347 | 19164 | 2018
60054 | N |  | UI RCP Bridgeport Seaside | United Illuminating Co | 19497 | CT | NEW | NPCC | 22 | 1 | Electric Utility | PV | SUN | SUN |  | 0 | 0 | 29095 | 29095 | 3191 | 2018
60056 | N |  | Syncarpha Palmer, LLC | Syncarpha Palmer, LLC | 59785 | MA | NEW | NPCC | 22 | 2 | NAICS-22 Non-Cogen | PV | SUN | SUN |  | 0 | 0 | 65822 | 65822 | 7219 | 2018
60065 | N |  | Federal Road Solar 1, LLC CSG | Federal Road Solar 1, LLC | 59804 | MA | NEW | NPCC | 22 | 2 | NAICS-22 Non-Cogen | PV | SUN | SUN |  | 0 | 0 | 58812 | 58812 | 6450 | 2018
60067 | N |  | BWC Swan Pond River CSG | BWC Swan Pond River, LLC | 59805 | MA | NEW | NPCC | 22 | 2 | NAICS-22 Non-Cogen | PV | SUN | SUN |  | 0 | 0 | 24609 | 24609 | 2699 | 2018
60073 | N |  | Leominster | Syncarpha Massachusetts, LLC | 59822 | MA | NEW | NPCC | 22 | 2 | NAICS-22 Non-Cogen | PV | SUN | SUN |  | 0 | 0 | 27269 | 27269 | 2991 | 2018
60074 | N |  | North Adams Landfill | Syncarpha North Adams, LLC | 59823 | MA | NEW | NPCC | 22 | 2 | NAICS-22 Non-Cogen | PV | SUN | SUN |  | 0 | 0 | 27818 | 27818 | 3051 | 2018
60075 | N |  | Fisher Road Solar | Fisher Road Solar I, LLC | 59824 | MA | NEW | NPCC | 22 | 2 | NAICS-22 Non-Cogen | PV | SUN | SUN |  | 0 | 0 | 68912 | 68912 | 7558 | 2018
60076 | N |  | Palmer Landfill | Syncarpha Bondsville, LLC | 59826 | MA | NEW | NPCC | 22 | 2 | NAICS-22 Non-Cogen | PV | SUN | SUN |  | 0 | 0 | 53276 | 53276 | 5843 | 2018
60097 | N |  | Onondaga County - Metro Water Board | Tesla Inc. | 60947 | NY | MAT | NPCC | 22 | 2 | NAICS-22 Non-Cogen | PV | SUN | SUN |  | 0 | 0 | 8399 | 8399 | 921 | 2018
60098 | N |  | Onondaga County - Oak Orchard WWTP | Tesla Inc. | 60947 | NY | MAT | NPCC | 22 | 2 | NAICS-22 Non-Cogen | PV | SUN | SUN |  | 0 | 0 | 5954 | 5954 | 653 | 2018
60099 | N |  | Hewlett-Packard (HP) - Andover, MA | Tesla Inc. | 60947 | MA | NEW | NPCC | 22 | 2 | NAICS-22 Non-Cogen | PV | SUN | SUN |  | 0 | 0 | 16074 | 16074 | 1763 | 2018
60109 | N |  | UDR Glastonbury Fuel Cell | UIL Distributed Resources, LLC | 59885 | CT | NEW | NPCC | 22 | 2 | NAICS-22 Non-Cogen | FC | NG | NG | mcf | 176753 | 176753 | 182761 | 182761 | 22300 | 2018
60110 | N |  | Town of Needham VNEM CSG | Tesla Inc. | 60947 | MA | NEW | NPCC | 22 | 2 | NAICS-22 Non-Cogen | PV | SUN | SUN |  | 0 | 0 | 36079 | 36079 | 3957 | 2018
60111 | N |  | Williamsburg Solar LLC VNEM CSG | Tesla Inc. | 60947 | MA | NEW | NPCC | 22 | 2 | NAICS-22 Non-Cogen | PV | SUN | SUN |  | 0 | 0 | 20278 | 20278 | 2224 | 2018
60114 | N |  | Oneida County- DPW | Tesla Inc. | 60947 | NY | MAT | NPCC | 22 | 2 | NAICS-22 Non-Cogen | PV | SUN | SUN |  | 0 | 0 | 12411 | 12411 | 1361 | 2018
60115 | N |  | Town of Halfmoon | Tesla Inc. | 60947 | NY | MAT | NPCC | 22 | 2 | NAICS-22 Non-Cogen | PV | SUN | SUN |  | 0 | 0 | 9192 | 9192 | 1008 | 2018
60116 | N |  | BJ's Wholesale Club, Inc- Uxbridge | Tesla Inc. | 60947 | MA | NEW | NPCC | 22 | 2 | NAICS-22 Non-Cogen | PV | SUN | SUN |  | 0 | 0 | 9911 | 9911 | 1087 | 2018
60150 | N |  | Cornell Geneva Solar Farm | Argos Solar LLC | 59942 | NY | MAT | NPCC | 22 | 2 | NAICS-22 Non-Cogen | PV | SUN | SUN |  | 0 | 0 | 28003 | 28003 | 3071 | 2018
60225 | N |  | CMEEC - Bozrah | Tesla Inc. | 60947 | CT | NEW | NPCC | 22 | 2 | NAICS-22 Non-Cogen | PV | SUN | SUN |  | 0 | 0 | 30910 | 30910 | 3390 | 2018
60228 | N |  | Conn Mun Electric Energy Coop | Tesla Inc. | 60947 | CT | NEW | NPCC | 22 | 2 | NAICS-22 Non-Cogen | PV | SUN | SUN |  | 0 | 0 | 11807 | 11807 | 1295 | 2018
60229 | N |  | Orange County Solar Farm (NY) | Tesla Inc. | 60947 | NY | MAT | NPCC | 22 | 2 | NAICS-22 Non-Cogen | PV | SUN | SUN |  | 0 | 0 | 15526 | 15526 | 1703 | 2018
60232 | N |  | Onondaga County- Jamesville | Tesla Inc. | 60947 | NY | MAT | NPCC | 22 | 2 | NAICS-22 Non-Cogen | PV | SUN | SUN |  | 0 | 0 | 15283 | 15283 | 1676 | 2018
60274 | N |  | CED Westfield Solar, LLC | Consolidated Edison Development Inc. | 56769 | MA | NEW | NPCC | 22 | 2 | NAICS-22 Non-Cogen | PV | SUN | SUN |  | 0 | 0 | 27574 | 27574 | 3024 | 2018
60276 | Y |  | West Groton CHP | Hollingsworth & Vose Co West Groton | 60058 | MA | NEW | NPCC | 322 | 7 | Industrial NAICS Cogen | GT | NG | NG | mcf | 405000 | 110589 | 417149 | 113906 | 22271 | 2018 |  |  | 8.6716
60278 | N |  | Southbridge Solar | Sustainable Power Group, LLC | 58661 | MA | NEW | NPCC | 22 | 2 | NAICS-22 Non-Cogen | PV | SUN | SUN |  | 0 | 0 | 26969 | 26969 | 2957.65 | 2018
60344 | N |  | Sudbury Solar | Ecos Energy LLC | 58135 | VT | NEW | NPCC | 22 | 2 | NAICS-22 Non-Cogen | PV | SUN | SUN |  | 0 | 0 | 27647 | 27647 | 3032 | 2018
60365 | N |  | Vulcraft Solar | Soltage LLC | 60163 | NY | MAT | NPCC | 22 | 2 | NAICS-22 Non-Cogen | PV | SUN | SUN |  | 0 | 0 | 18718 | 18718 | 2053 | 2018
60391 | N |  | SJA Solar LLC-Solterra Monastery CSG | SJA Solar, LLC | 60189 | MA | NEW | RFC | 22 | 2 | NAICS-22 Non-Cogen | PV | SUN | SUN |  | 0 | 0 | 201070 | 201070 | 22052 | 2018
60392 | Y |  | Pfizer Groton Fuel Cell | Groton Fuel Cell 1 LLC | 62093 | CT | NEW | NPCC | 22 | 3 | NAICS-22 Cogen | FC | NG | NG | mcf | 379454 | 379454 | 389700 | 389700 | 43975 | 2018
60404 | N |  | Pisgah Mountain Wind | Pisgah Mountain, LLC | 60207 | ME | NEW | NPCC | 22 | 2 | NAICS-22 Non-Cogen | WT | WND | WND |  | 0 | 0 | 278502 | 278502 | 30544 | 2018
60411 | N |  | Coventry Photovoltaic, LLC | Soltage LLC | 60163 | VT | NEW | NPCC | 22 | 2 | NAICS-22 Non-Cogen | PV | SUN | SUN |  | 0 | 0 | 20861 | 20861 | 2288 | 2018
60423 | N |  | Fairhaven C CSG | Clean Energy Collective LLC | 58519 | MA | NEW | NPCC | 22 | 2 | NAICS-22 Non-Cogen | PV | SUN | SUN |  | 0 | 0 | 20169 | 20169 | 2212 | 2018
60424 | N |  | West Bridgewater AB CSG | Clean Energy Collective LLC | 58519 | MA | NEW | NPCC | 22 | 2 | NAICS-22 Non-Cogen | PV | SUN | SUN |  | 0 | 0 | 22247 | 22247 | 2440 | 2018
60425 | N |  | Skidmore College | WGL Energy Systems, Inc | 57081 | NY | MAT | NPCC | 22 | 2 | NAICS-22 Non-Cogen | PV | SUN | SUN |  | 0 | 0 | 21425 | 21425 | 2350 | 2018
60431 | N |  | Tompkins Cortland Community College | SEC LHNY Solar One, LLC | 60231 | NY | MAT | NPCC | 22 | 2 | NAICS-22 Non-Cogen | PV | SUN | SUN |  | 0 | 0 | 25696 | 25696 | 2818 | 2018
60442 | N |  | Carver MA 1 Community Solar | Navisun LLC | 62836 | MA | NEW | NPCC | 22 | 2 | NAICS-22 Non-Cogen | PV | SUN | SUN |  | 0 | 0 | 25238 | 25238 | 2768 | 2018
60443 | N |  | Wareham MA 1 Community Solar | Navisun LLC | 62836 | MA | NEW | NPCC | 22 | 2 | NAICS-22 Non-Cogen | PV | SUN | SUN |  | 0 | 0 | 25457 | 25457 | 2792 | 2018
60451 | N |  | Brookside | WGL Energy Systems, Inc | 57081 | RI | NEW | NPCC | 22 | 2 | NAICS-22 Non-Cogen | PV | SUN | SUN |  | 0 | 0 | 14735 | 14735 | 1616 | 2018
60452 | N |  | Calverton | WGL Energy Systems, Inc | 57081 | NY | MAT | NPCC | 22 | 2 | NAICS-22 Non-Cogen | PV | SUN | SUN |  | 0 | 0 | 44531 | 44531 | 4884 | 2018
60453 | N |  | Cummins, Inc | WGL Energy Systems, Inc | 57081 | NY | MAT | NPCC | 22 | 2 | NAICS-22 Non-Cogen | PV | SUN | SUN |  | 0 | 0 | 15171 | 15171 | 1664 | 2018
60454 | N |  | Houghton | WGL Energy Systems, Inc | 57081 | NY | MAT | NPCC | 22 | 2 | NAICS-22 Non-Cogen | PV | SUN | SUN |  | 0 | 0 | 24900 | 24900 | 2731 | 2018
60455 | N |  | Oneida - South | Oneida DG Solar, LLC | 60239 | NY | MAT | NPCC | 22 | 2 | NAICS-22 Non-Cogen | PV | SUN | SUN |  | 0 | 0 | 24765 | 24765 | 2716 | 2018
60456 | N |  | Oneida - West | Oneida DG Solar, LLC | 60239 | NY | MAT | NPCC | 22 | 2 | NAICS-22 Non-Cogen | PV | SUN | SUN |  | 0 | 0 | 24773 | 24773 | 2717 | 2018
60457 | N |  | Athens Energy | Athens Energy, LLC | 60242 | ME | NEW | NPCC | 22 | 2 | NAICS-22 Non-Cogen | OT | WDS | WWW | short tons | 116763 | 116763 | 992490 | 992490 | 58066 | 2018
60458 | N |  | Hardwick-Athol & Eagle Hill | SEC CRSD Solar One, LLC | 60240 | MA | NEW | NPCC | 22 | 2 | NAICS-22 Non-Cogen | PV | SUN | SUN |  | 0 | 0 | 37529 | 37529 | 4116 | 2018
60462 | N |  | Onondaga County- Clearwater | Tesla Inc. | 60947 | NY | MAT | NPCC | 22 | 2 | NAICS-22 Non-Cogen | PV | SUN | SUN |  | 0 | 0 | 25211 | 25211 | 2765 | 2018
60463 | N |  | Greene County Meter #1 | Tesla Inc. | 60947 | NY | MAT | NPCC | 22 | 2 | NAICS-22 Non-Cogen | PV | SUN | SUN |  | 0 | 0 | 2133 | 2133 | 234 | 2018
60473 | N |  | Westport MA 1 Community Solar | Navisun LLC | 62836 | MA | NEW | NPCC | 22 | 2 | NAICS-22 Non-Cogen | PV | SUN | SUN |  | 0 | 0 | 17953 | 17953 | 1969 | 2018
60476 | N |  | Westport MA 2 Community Solar | Navisun LLC | 62836 | MA | NEW | NPCC | 22 | 2 | NAICS-22 Non-Cogen | PV | SUN | SUN |  | 0 | 0 | 15701 | 15701 | 1722 | 2018
60477 | N |  | Bethlehem - East | DG Bethlehem Solar, LLC | 60250 | NY | MAT | NPCC | 22 | 2 | NAICS-22 Non-Cogen | PV | SUN | SUN |  | 0 | 0 | 18384 | 18384 | 2016 | 2018
60478 | N |  | Bethlehem - West | DG Bethlehem Solar, LLC | 60250 | NY | MAT | NPCC | 22 | 2 | NAICS-22 Non-Cogen | PV | SUN | SUN |  | 0 | 0 | 18384 | 18384 | 2016 | 2018
60492 | N |  | Rail Trail | Altus Power America Management, LLC | 60281 | MA | NEW | NPCC | 22 | 2 | NAICS-22 Non-Cogen | PV | SUN | SUN |  | 0 | 0 | 25839 | 25839 | 2834 | 2018
60493 | N |  | Rising Paper | Altus Power America Management, LLC | 60281 | MA | NEW | NPCC | 22 | 2 | NAICS-22 Non-Cogen | PV | SUN | SUN |  | 0 | 0 | 29889 | 29889 | 3278 | 2018
60494 | N |  | Hampden | Altus Power America Management, LLC | 60281 | MA | NEW | NPCC | 22 | 2 | NAICS-22 Non-Cogen | PV | SUN | SUN |  | 0 | 0 | 44405 | 44405 | 4870 | 2018
60495 | N |  | Little Bay | Altus Power America Management, LLC | 60281 | RI | NEW | NPCC | 22 | 2 | NAICS-22 Non-Cogen | PV | SUN | SUN |  | 0 | 0 | 15035 | 15035 | 1649 | 2018
60498 | N |  | Shirley Water | Altus Power America Management, LLC | 60281 | MA | NEW | NPCC | 22 | 2 | NAICS-22 Non-Cogen | PV | SUN | SUN |  | 0 | 0 | 12117 | 12117 | 1329 | 2018
60507 | N |  | Broome County | Tesla Inc. | 60947 | NY | MAT | NPCC | 22 | 2 | NAICS-22 Non-Cogen | PV | SUN | SUN |  | 0 | 0 | 8661 | 8661 | 950 | 2018
60518 | N |  | Stafford Hill Solar | Green Mountain Power Corp | 7601 | VT | NEW | NPCC | 22 | 1 | Electric Utility | BA | MWH | OTH |  | 0 | 0 | 0 | 0 | 0 | 2018
60518 | N |  | Stafford Hill Solar | Green Mountain Power Corp | 7601 | VT | NEW | NPCC | 22 | 1 | Electric Utility | PV | SUN | SUN |  | 0 | 0 | 23980 | 23980 | 2630 | 2018
60537 | N |  | Limerick Road Solar Farm | Limerick Road Solar, LLC | 60297 | VT | NEW | NPCC | 22 | 2 | NAICS-22 Non-Cogen | PV | SUN | SUN |  | 0 | 0 | 30034 | 30034 | 3294 | 2018
60542 | N |  | 158th Fighter Wing Solar Farm | 158th Fighter Wing | 60301 | VT | NEW | NPCC | 22 | 2 | NAICS-22 Non-Cogen | PV | SUN | SUN |  | 0 | 0 | 12847 | 12847 | 1409 | 2018
60547 | N |  | GMP Solar - Richmond | Green Mountain Power Corp | 7601 | VT | NEW | NPCC | 22 | 1 | Electric Utility | PV | SUN | SUN |  | 0 | 0 | 24973 | 24973 | 2739 | 2018
60562 | N |  | GMP Solar - Panton | Green Mountain Power Corp | 7601 | VT | NEW | NPCC | 22 | 1 | Electric Utility | BA | MWH | OTH |  | 8736 | 8736 | 0 | 0 | -296 | 2018
60562 | N |  | GMP Solar - Panton | Green Mountain Power Corp | 7601 | VT | NEW | NPCC | 22 | 1 | Electric Utility | PV | SUN | SUN |  | 0 | 0 | 79655 | 79655 | 8736 | 2018
60593 | N |  | UI RCP Woodbridge FC | United Illuminating Co | 19497 | CT | NEW | NPCC | 22 | 1 | Electric Utility | FC | NG | NG | mcf | 148692 | 148692 | 153748 | 153748 | 17886 | 2018
60605 | N |  | CMEEC - Rogers Rd Solar | Tesla Inc. | 60947 | CT | NEW | NPCC | 22 | 2 | NAICS-22 Non-Cogen | PV | SUN | SUN |  | 0 | 0 | 15154 | 15154 | 1662 | 2018
60607 | N |  | CMEEC - Polaris Park Solar | Tesla Inc. | 60947 | CT | NEW | NPCC | 22 | 2 | NAICS-22 Non-Cogen | BA | MWH | OTH |  | 0 | 0 | 0 | 0 | 0 | 2018
60607 | N |  | CMEEC - Polaris Park Solar | Tesla Inc. | 60947 | CT | NEW | NPCC | 22 | 2 | NAICS-22 Non-Cogen | PV | SUN | SUN |  | 0 | 0 | 19703 | 19703 | 2161 | 2018
60608 | N |  | CMEEC - Navy NE Trident | Tesla Inc. | 60947 | CT | NEW | NPCC | 22 | 2 | NAICS-22 Non-Cogen | PV | SUN | SUN |  | 0 | 0 | 11343 | 11343 | 1244 | 2018
60609 | N |  | CMEEC - Norwich Stott St Solar | Tesla Inc. | 60947 | CT | NEW | NPCC | 22 | 2 | NAICS-22 Non-Cogen | BA | MWH | OTH |  | 0 | 0 | 0 | 0 | 0 | 2018
60609 | N |  | CMEEC - Norwich Stott St Solar | Tesla Inc. | 60947 | CT | NEW | NPCC | 22 | 2 | NAICS-22 Non-Cogen | PV | SUN | SUN |  | 0 | 0 | 39981 | 39981 | 4385 | 2018
60612 | N |  | Morin Solar 2013 LLC | Soltage LLC | 60163 | MA | NEW | NPCC | 22 | 2 | NAICS-22 Non-Cogen | PV | SUN | SUN |  | 0 | 0 | 56120 | 56120 | 6155 | 2018
60613 | N |  | Brookfield Solar 2013 LLC | Soltage LLC | 60163 | MA | NEW | NPCC | 22 | 2 | NAICS-22 Non-Cogen | PV | SUN | SUN |  | 0 | 0 | 26186 | 26186 | 2872 | 2018
60614 | N |  | WYM 1250 Palmer LLC | Soltage LLC | 60163 | MA | NEW | NPCC | 22 | 2 | NAICS-22 Non-Cogen | PV | SUN | SUN |  | 0 | 0 | 13021 | 13021 | 1428 | 2018
60615 | N |  | Southern Sky Renew Energy Berkley LLC | Soltage LLC | 60163 | MA | NEW | NPCC | 22 | 2 | NAICS-22 Non-Cogen | PV | SUN | SUN |  | 0 | 0 | 36655 | 36655 | 4020 | 2018
60621 | N |  | Worcester Landfill | City of Worcester DPW | 60369 | MA | NEW | NPCC | 22 | 2 | NAICS-22 Non-Cogen | PV | SUN | SUN |  | 0 | 0 | 74028 | 74028 | 8119 | 2018
60625 | N |  | NRG Renew Canal 1 CSG LLC | NRG Renew Canal 1 LLC | 60365 | MA | NEW | NPCC | 22 | 2 | NAICS-22 Non-Cogen | PV | SUN | SUN |  | 0 | 0 | 16147 | 16147 | 1771 | 2018
60640 | N |  | NRG Solar Mule, LLC | NRG Solar Mule, LLC | 60363 | ME | NEW | NPCC | 22 | 2 | NAICS-22 Non-Cogen | PV | SUN | SUN |  | 0 | 0 | 57204 | 57204 | 6273.63 | 2018
60644 | N |  | West Brookfield Solar, LLC | Soltage LLC | 60163 | MA | NEW | NPCC | 22 | 2 | NAICS-22 Non-Cogen | PV | SUN | SUN |  | 0 | 0 | 17005 | 17005 | 1865 | 2018
60653 | N |  | Belchertown | Altus Power America Management, LLC | 60281 | MA | NEW | NPCC | 22 | 2 | NAICS-22 Non-Cogen | PV | SUN | SUN |  | 0 | 0 | 12637 | 12637 | 1386 | 2018
60677 | N |  | Tannery Road Landfill | Tannery Road Solar, LLC | 60401 | NY | MAT | RFC | 562212 | 4 | Commercial NAICS Non-Cogen | PV | SUN | SUN |  | 0 | 0 | 20916 | 20916 | 2294 | 2018
60683 | Y |  | TRS Fuel Cell | TRS Fuel Cell, LLC | 60403 | CT | NEW | NPCC | 22 | 3 | NAICS-22 Cogen | FC | NG | NG | mcf | 21424 | 21424 | 21703 | 21703 | 2373 | 2018
60700 | N |  | Wind Colebrook South | Wind Colebrook South | 60430 | CT | NEW | NPCC | 22 | 2 | NAICS-22 Non-Cogen | WT | WND | WND |  | 0 | 0 | 112107 | 112107 | 12295 | 2018
60710 | N |  | Stone Hill Solar CSG | Marina Energy LLC | 56997 | MA | NEW | RFC | 22 | 2 | NAICS-22 Non-Cogen | PV | SUN | SUN |  | 0 | 0 | 27537 | 27537 | 3020 | 2018
60730 | N |  | Bridgewater Solar CSG | Marina Energy LLC | 56997 | MA | NEW | RFC | 22 | 2 | NAICS-22 Non-Cogen | PV | SUN | SUN |  | 0 | 0 | 31984 | 31984 | 3508 | 2018
60731 | N |  | Holliston Solar CSG | Marina Energy LLC | 56997 | MA | NEW | RFC | 22 | 2 | NAICS-22 Non-Cogen | PV | SUN | SUN |  | 0 | 0 | 13904 | 13904 | 1525 | 2018
60736 | N |  | Wilmington Solar | Marina Energy LLC | 56997 | MA | NEW | RFC | 22 | 2 | NAICS-22 Non-Cogen | PV | SUN | SUN |  | 0 | 0 | 25413 | 25413 | 2787 | 2018
60738 | N |  | Fall River Solar CSG | GSRP | 61944 | MA | NEW | RFC | 22 | 2 | NAICS-22 Non-Cogen | PV | SUN | SUN |  | 0 | 0 | 23369 | 23369 | 2563 | 2018
60753 | N |  | Shirley Landfill | Altus Power America Management, LLC | 60281 | MA | NEW | NPCC | 22 | 2 | NAICS-22 Non-Cogen | PV | SUN | SUN |  | 0 | 0 | 12754 | 12754 | 1399 | 2018
60754 | N |  | DDR Shoppers World | Altus Power America Management, LLC | 60281 | MA | NEW | NPCC | 22 | 2 | NAICS-22 Non-Cogen | PV | SUN | SUN |  | 0 | 0 | 15563 | 15563 | 1707 | 2018
60756 | N |  | Meadow Solar | Altus Power America Management, LLC | 60281 | MA | NEW | NPCC | 22 | 2 | NAICS-22 Non-Cogen | PV | SUN | SUN |  | 0 | 0 | 37739 | 37739 | 4139 | 2018
60757 | N |  | Cedarville CSG | Altus Power America Management, LLC | 60281 | MA | NEW | NPCC | 22 | 2 | NAICS-22 Non-Cogen | PV | SUN | SUN |  | 0 | 0 | 35413 | 35413 | 3884 | 2018
60775 | N |  | Deerfield CSG Solar | LSDP 11, LLC | 60461 | MA | NEW | NPCC | 22 | 2 | NAICS-22 Non-Cogen | PV | SUN | SUN |  | 0 | 0 | 43192 | 43192 | 4737 | 2018
60799 | N |  | Iron Horse Solar 4, LLC | Iron Horse Solar 4, LLC | 60479 | MA | NEW | NPCC | 22 | 2 | NAICS-22 Non-Cogen | PV | SUN | SUN |  | 0 | 0 | 63954 | 63954 | 7014 | 2018
60815 | N |  | Hampshire College | Tesla Inc. | 60947 | MA | NEW | NPCC | 22 | 2 | NAICS-22 Non-Cogen | BA | MWH | OTH |  | 0 | 0 | 0 | 0 | 0 | 2018
60815 | N |  | Hampshire College | Tesla Inc. | 60947 | MA | NEW | NPCC | 22 | 2 | NAICS-22 Non-Cogen | PV | SUN | SUN |  | 0 | 0 | 14250 | 14250 | 1563 | 2018
60816 | N |  | Town of Lexington Solar | Syncarpha Lexington, LLC | 61132 | MA | NEW | NPCC | 22 | 2 | NAICS-22 Non-Cogen | PV | SUN | SUN |  | 0 | 0 | 22329 | 22329 | 2449 | 2018
60817 | N |  | Sullivan County - Adult Care Solar | Tesla Inc. | 60947 | NY | MAT | NPCC | 22 | 2 | NAICS-22 Non-Cogen | PV | SUN | SUN |  | 0 | 0 | 9565 | 9565 | 1049 | 2018
60818 | N |  | Oswego County - Fulton Solar | Tesla Inc. | 60947 | NY | MAT | NPCC | 22 | 2 | NAICS-22 Non-Cogen | PV | SUN | SUN |  | 0 | 0 | 0 | 0 | 0 | 2018
60819 | N |  | Jefferson-Lewis BOCES Solar | Cypress Creek Renewables | 61060 | NY | MAT | NPCC | 22 | 2 | NAICS-22 Non-Cogen | PV | SUN | SUN |  | 0 | 0 | 4723 | 4723 | 518 | 2018
60831 | N |  | Orbit Energy RI | Entropy Investment Management, LLC | 61249 | RI | NEW | NPCC | 22 | 2 | NAICS-22 Non-Cogen | IC | OBG | ORW | Mcf | 0 | 0 | 0 | 0 | 0 | 2018
60851 | N |  | Curtis Hill Solar CSG | CCC Solar Holdings LLC | 61561 | MA | NEW | NPCC | 22 | 2 | NAICS-22 Non-Cogen | PV | SUN | SUN |  | 0 | 0 | 29304 | 29304 | 3214 | 2018
60852 | N |  | Depot Hill Solar CSG | CCC Solar Holdings LLC | 61561 | MA | NEW | NPCC | 22 | 2 | NAICS-22 Non-Cogen | PV | SUN | SUN |  | 0 | 0 | 30509 | 30509 | 3346 | 2018
60854 | N |  | Bird Machine Solar Farm | Bird Machine Solar Farm, LLC | 60513 | MA | NEW | NPCC | 22 | 2 | NAICS-22 Non-Cogen | PV | SUN | SUN |  | 0 | 0 | 49657 | 49657 | 5446 | 2018
60855 | N |  | Iron Horse Solar I CSG | Iron Horse Solar 1, LLC | 60514 | MA | NEW | NPCC | 22 | 2 | NAICS-22 Non-Cogen | PV | SUN | SUN |  | 0 | 0 | 37512 | 37512 | 4114 | 2018
60858 | N |  | 126 Grove Solar LLC | 126 Grove Solar LLC | 60517 | MA | NEW | NPCC | 22 | 2 | NAICS-22 Non-Cogen | PV | SUN | SUN |  | 0 | 0 | 20014 | 20014 | 2195 | 2018
60860 | N |  | VEC Alburgh Array | SoCore Energy LLC | 60520 | VT | NEW | NPCC | 22 | 2 | NAICS-22 Non-Cogen | PV | SUN | SUN |  | 0 | 0 | 13195 | 13195 | 1447 | 2018
60865 | N |  | Equity Industrial Turbines | Equity Industrial Turbines | 60521 | MA | NEW | NPCC | 22 | 2 | NAICS-22 Non-Cogen | WT | WND | WND |  | 0 | 0 | 60469 | 60469 | 6632 | 2018
60866 | N |  | Bashaw Solar CSG 1, LLC | Bashaw Solar 1, LLC | 60484 | MA | NEW | NPCC | 22 | 2 | NAICS-22 Non-Cogen | PV | SUN | SUN |  | 0 | 0 | 27465 | 27465 | 3012 | 2018
60867 | N |  | Kearsarge Southwick LLC | Kearsarge Solar LLC | 59232 | MA | NEW | NPCC | 22 | 2 | NAICS-22 Non-Cogen | PV | SUN | SUN |  | 0 | 0 | 50941 | 50941 | 5587 | 2018
60874 | N |  | GMP Solar - Hartford | Green Mountain Power Corp | 7601 | VT | NEW | NPCC | 22 | 1 | Electric Utility | PV | SUN | SUN |  | 0 | 0 | 66634 | 66634 | 7308 | 2018
60875 | N |  | GMP Solar - Williston | Green Mountain Power Corp | 7601 | VT | NEW | NPCC | 22 | 1 | Electric Utility | PV | SUN | SUN |  | 0 | 0 | 62940 | 62940 | 6903 | 2018
60877 | N |  | GMP Solar - Williamstown | Green Mountain Power Corp | 7601 | VT | NEW | NPCC | 22 | 1 | Electric Utility | PV | SUN | SUN |  | 0 | 0 | 63324 | 63324 | 6945 | 2018
60878 | N |  | Sutton Solar CSG | Sutton Solar, LLC | 60529 | MA | NEW | NPCC | 22 | 2 | NAICS-22 Non-Cogen | PV | SUN | SUN |  | 0 | 0 | 27444 | 27444 | 3010 | 2018
60879 | N |  | Nexamp Peak CSG | Nexamp Peak, LLC | 60530 | MA | NEW | NPCC | 22 | 2 | NAICS-22 Non-Cogen | PV | SUN | SUN |  | 0 | 0 | 17525 | 17525 | 1922 | 2018
60880 | N |  | Stafford MS Ground Mount Community Solar | Town of Stafford, CT | 60911 | CT | NEW | NPCC | 22 | 2 | NAICS-22 Non-Cogen | PV | SUN | SUN |  | 0 | 0 | 24226 | 24226 | 2657 | 2018
60903 | N |  | Salem Harbor Station NGCC | Footprint Salem Harbor Development LP | 59928 | MA | NEW | NPCC | 22 | 2 | NAICS-22 Non-Cogen | CA | NG | NG | mcf | 809364 | 809364 | 835265 | 835265 | 314351 | 2018 | x
60903 | N |  | Salem Harbor Station NGCC | Footprint Salem Harbor Development LP | 59928 | MA | NEW | NPCC | 22 | 2 | NAICS-22 Non-Cogen | CT | NG | NG | mcf | 5513208 | 5513208 | 5690654 | 5690654 | 559408 | 2018 | x
60904 | N |  | Time Warner Cable - Knowles | Tesla Inc. | 60947 | NY | MAT | NPCC | 22 | 2 | NAICS-22 Non-Cogen | PV | SUN | SUN |  | 0 | 0 | 12273 | 12273 | 1346 | 2018
60906 | N |  | Mt. Tom Solar Project | Mt. Tom Solar, LLC | 60471 | MA | NEW | NPCC | 22 | 2 | NAICS-22 Non-Cogen | BA | MWH | OTH |  | 0 | 0 | 0 | 0 | 0 | 2018
60906 | N |  | Mt. Tom Solar Project | Mt. Tom Solar, LLC | 60471 | MA | NEW | NPCC | 22 | 2 | NAICS-22 Non-Cogen | PV | SUN | SUN |  | 0 | 0 | 52702 | 52702 | 5780 | 2018
60908 | N |  | Northampton Landfill Solar PV | Ameresco Glendale Road Solar PV LLC | 60541 | MA | NEW | NPCC | 22 | 2 | NAICS-22 Non-Cogen | PV | SUN | SUN |  | 0 | 0 | 31494 | 31494 | 3454 | 2018
60909 | N |  | Hartford Landfill Solar EGF | Materials Innovation Recycling Authority | 60166 | CT | NEW | NPCC | 22 | 2 | NAICS-22 Non-Cogen | PV | SUN | SUN |  | 0 | 0 | 13375 | 13375 | 1467 | 2018
60912 | N |  | Cold River Road Solar | AEP Onsite Partners | 60571 | VT | NEW | NPCC | 22 | 2 | NAICS-22 Non-Cogen | PV | SUN | SUN |  | 0 | 0 | 29451 | 29451 | 3230 | 2018
60954 | N |  | VEC Magee Hill Solar | SoCore Energy LLC | 60520 | VT | NEW | NPCC | 22 | 2 | NAICS-22 Non-Cogen | PV | SUN | SUN |  | 0 | 0 | 14798 | 14798 | 1623 | 2018
60959 | N |  | Chocksett Rd Energy Storage Project | Sterling Municipal Light Department | 58375 | MA | NEW | NPCC | 22 | 1 | Electric Utility | BA | MWH | OTH |  | 335 | 335 | 0 | 0 | -169 | 2018
60967 | N |  | Onyx - Lamphear Road CSG | Onyx Asset Services Group | 60584 | NY | MAT | NPCC | 22 | 2 | NAICS-22 Non-Cogen | PV | SUN | SUN |  | 0 | 0 | 25084 | 25084 | 2751 | 2018
60986 | N |  | AIS Solar Project | WGL Energy Systems, Inc | 57081 | MA | NEW | NPCC | 22 | 2 | NAICS-22 Non-Cogen | PV | SUN | SUN |  | 0 | 0 | 32398 | 32398 | 3553 | 2018
61002 | N |  | WED Portsmouth One, LLC | WED Portsmouth One, LLC | 60621 | RI | NEW | NPCC | 22 | 2 | NAICS-22 Non-Cogen | WT | WND | WND |  | 0 | 0 | 42145 | 42145 | 4622 | 2018
61003 | N |  | Musgrave East Solar Farm | Artemis Solar LLC | 60643 | NY | MAT | NPCC | 22 | 2 | NAICS-22 Non-Cogen | PV | SUN | SUN |  | 0 | 0 | 28275 | 28275 | 3101 | 2018
61007 | N |  | Redbrook Community Solar 1 | Redbrook Solar 1, LLC | 60649 | MA | NEW | NPCC | 22 | 2 | NAICS-22 Non-Cogen | PV | SUN | SUN |  | 0 | 0 | 59030 | 59030 | 6474 | 2018
61008 | N |  | Brook Street Solar 1 CSG | Brook Street Solar 1, LLC | 60650 | MA | NEW | NPCC | 22 | 2 | NAICS-22 Non-Cogen | PV | SUN | SUN |  | 0 | 0 | 53193 | 53193 | 5834 | 2018
61009 | N |  | Spring Street Solar 1 CSG | Spring Street Solar 1, LLC | 60651 | MA | NEW | NPCC | 22 | 2 | NAICS-22 Non-Cogen | PV | SUN | SUN |  | 0 | 0 | 28094 | 28094 | 3081 | 2018
61010 | N |  | Bullock Road Solar 1 | Bullock Road Solar 1, LLC | 60655 | MA | NEW | NPCC | 22 | 2 | NAICS-22 Non-Cogen | PV | SUN | SUN |  | 0 | 0 | 23777 | 23777 | 2607.66 | 2018
61012 | N |  | Mill Seat Renewable Energy Facility | WM Renewable Energy LLC | 54842 | NY | MAT | NPCC | 22 | 2 | NAICS-22 Non-Cogen | IC | LFG | MLG | mcf | 1198260 | 1198260 | 647060 | 647060 | 52787 | 2018
61015 | N |  | Musgrave West Solar Farm | Artemis Solar LLC | 60643 | NY | MAT | NPCC | 22 | 2 | NAICS-22 Non-Cogen | PV | SUN | SUN |  | 0 | 0 | 28531 | 28531 | 3129 | 2018
61016 | N |  | Stafford St Solar 1 CSG | Stafford St Solar 1, LLC | 60652 | MA | NEW | NPCC | 22 | 2 | NAICS-22 Non-Cogen | PV | SUN | SUN |  | 0 | 0 | 30955 | 30955 | 3395 | 2018
61017 | N |  | Stafford St 2 Community Solar | Stafford St Solar 2, LLC | 60653 | MA | NEW | NPCC | 22 | 2 | NAICS-22 Non-Cogen | PV | SUN | SUN |  | 0 | 0 | 18381 | 18381 | 2016 | 2018
61018 | N |  | Stafford St Solar 3 CSG | Stafford St Solar 3, LLC | 60654 | MA | NEW | NPCC | 22 | 2 | NAICS-22 Non-Cogen | PV | SUN | SUN |  | 0 | 0 | 9529 | 9529 | 1045 | 2018
61025 | N |  | Montefiore - Westchester Square | Montefiore-Westchester Square | 60675 | NY | MAT | NPCC | 622 | 4 | Commercial NAICS Non-Cogen | IC | DFO | DFO | barrels | 10 | 10 | 55 | 55 | 0 | 2018
61026 | N |  | New York Presbyterian Hospital-168th St | New York Presbyterian Hospital | 60676 | NY | MAT | NPCC | 622 | 4 | Commercial NAICS Non-Cogen | IC | DFO | DFO | barrels | 61 | 61 | 340 | 340 | 35 | 2018
61030 | N |  | Harford Solar Farm | Laertes Solar LLC | 60669 | NY | MAT | NPCC | 22 | 2 | NAICS-22 Non-Cogen | PV | SUN | SUN |  | 0 | 0 | 25604 | 25604 | 2808 | 2018
61039 | N |  | Deerfield Wind LLC | Avangrid Renewables LLC | 15399 | VT | NEW | NPCC | 22 | 2 | NAICS-22 Non-Cogen | WT | WND | WND |  | 0 | 0 | 812559 | 812559 | 89116 | 2018
61042 | N |  | Canandaigua Westbrook Solar Array | AEP Onsite Partners | 60571 | NY | MAT | NPCC | 22 | 2 | NAICS-22 Non-Cogen | PV | SUN | SUN |  | 0 | 0 | 16148 | 16148 | 1771 | 2018
61043 | N |  | Canandaigua Solar Array | AEP Onsite Partners | 60571 | NY | MAT | NPCC | 22 | 2 | NAICS-22 Non-Cogen | PV | SUN | SUN |  | 0 | 0 | 23935 | 23935 | 2625 | 2018
61069 | N |  | BWC Wading River One, Two, Three CSG | Ameresco BWC Wading River LLC | 60692 | MA | NEW | NPCC | 22 | 2 | NAICS-22 Non-Cogen | PV | SUN | SUN |  | 0 | 0 | 41713 | 41713 | 4575 | 2018
61097 | N |  | Syncarpha Freetown | Marie's Way Solar I, LLC | 60710 | MA | NEW | NPCC | 22 | 2 | NAICS-22 Non-Cogen | PV | SUN | SUN |  | 0 | 0 | 57643 | 57643 | 6322 | 2018
61124 | N |  | Elizabeth Mines Solar 1 | Elizabeth Mines Solar 1, LLC | 60734 | VT | NEW | NPCC | 22 | 2 | NAICS-22 Non-Cogen | PV | SUN | SUN |  | 0 | 0 | 63489 | 63489 | 6963 | 2018
61125 | N |  | Nebraska Valley Solar Farm | Town of Stowe- (VT) | 27316 | VT | NEW | NPCC | 22 | 1 | Electric Utility | PV | SUN | SUN |  | 0 | 0 | 11862 | 11862 | 1301 | 2018
61163 | N |  | Onset East Community Solar Facility | BCC Solar III, LLC | 60792 | MA | NEW | NPCC | 22 | 2 | NAICS-22 Non-Cogen | PV | SUN | SUN |  | 0 | 0 | 15882 | 15882 | 1742 | 2018
61164 | N |  | Onset West Community Solar Facility | BCC Solar III, LLC | 60792 | MA | NEW | NPCC | 22 | 2 | NAICS-22 Non-Cogen | PV | SUN | SUN |  | 0 | 0 | 15630 | 15630 | 1714 | 2018
61186 | Y |  | Boston Medical Center CHP Plant | Boston Medical Center | 60816 | MA | NEW | NPCC | 622 | 5 | Commercial NAICS Cogen | IC | NG | NG | mcf | 143914 | 143914 | 148519 | 148519 | 14625 | 2018
61207 | N |  | Green Island Hydroelectric Station | Albany Engineering Corporation | 58756 | NY | MAT | NPCC | 22 | 2 | NAICS-22 Non-Cogen | HY | WAT | HYC |  | 0 | 0 | 362703 | 362703 | 39779 | 2018
61210 | N |  | Finger Lakes Solar I | Finger Lakes Solar I, LLC | 60833 | NY | MAT | NPCC | 22 | 2 | NAICS-22 Non-Cogen | PV | SUN | SUN |  | 0 | 0 | 28348 | 28348 | 3109 | 2018
61237 | N |  | 433 Purchase Solar NG, LLC | 433 Purchase Solar NG, LLC | 60858 | MA | NEW | NPCC | 22 | 2 | NAICS-22 Non-Cogen | PV | SUN | SUN |  | 0 | 0 | 32642 | 32642 | 3580 | 2018
61238 | Y |  | NY - Presbyt. Hospital - 525 E 68TH St | NY - PRESBYTERIAN HOSPITAL-525 E 68TH ST | 60883 | NY | MAT | NPCC | 622 | 5 | Commercial NAICS Cogen | GT | NG | NG | mcf | 541328 | 539305 | 557568 | 555484 | 46399 | 2018 |  |  | 4.6219
61238 | Y |  | NY - Presbyt. Hospital - 525 E 68TH St | NY - PRESBYTERIAN HOSPITAL-525 E 68TH ST | 60883 | NY | MAT | NPCC | 622 | 5 | Commercial NAICS Cogen | IC | DFO | DFO | barrels | 633 | 158 | 3484 | 876 | 73 | 2018
61243 | N |  | Old Wardour Solar | NuGen Capital Management | 59254 | MA | NEW | NPCC | 22 | 2 | NAICS-22 Non-Cogen | PV | SUN | SUN |  | 0 | 0 | 60241 | 60241 | 6607 | 2018
61244 | N |  | Shuman Solar | NuGen Capital Management | 59254 | MA | NEW | NPCC | 22 | 2 | NAICS-22 Non-Cogen | PV | SUN | SUN |  | 0 | 0 | 19539 | 19539 | 2143 | 2018
61245 | N |  | Vuelta Solar | NuGen Capital Management | 59254 | MA | NEW | NPCC | 22 | 2 | NAICS-22 Non-Cogen | PV | SUN | SUN |  | 0 | 0 | 60241 | 60241 | 6607 | 2018
61294 | N |  | Farley Road Community Solar | Farley Road Solar, LLC | 60921 | MA | NEW | NPCC | 22 | 2 | NAICS-22 Non-Cogen | PV | SUN | SUN |  | 0 | 0 | 13880 | 13880 | 1522 | 2018
61295 | N |  | Belchertown Renewables Community Solar | Belchertown Renewables, LLC | 60922 | MA | NEW | NPCC | 22 | 2 | NAICS-22 Non-Cogen | PV | SUN | SUN |  | 0 | 0 | 44432 | 44432 | 4873 | 2018
61296 | N |  | Theodore Drive Community Solar | Theodore Drive Solar, LLC | 60923 | MA | NEW | NPCC | 22 | 2 | NAICS-22 Non-Cogen | PV | SUN | SUN |  | 0 | 0 | 19832 | 19832 | 2175 | 2018
61297 | N |  | Upton Community Solar | Upton Solar, LLC | 60924 | MA | NEW | NPCC | 22 | 2 | NAICS-22 Non-Cogen | PV | SUN | SUN |  | 0 | 0 | 29943 | 29943 | 3284 | 2018
61298 | N |  | Pleasantdale Road Community Solar | Pleasantdale Road Solar, LLC | 60925 | MA | NEW | NPCC | 22 | 2 | NAICS-22 Non-Cogen | PV | SUN | SUN |  | 0 | 0 | 12592 | 12592 | 1381 | 2018
61299 | N |  | Hatfield Renewables Community Solar | Hatfield Renewables, LLC | 60926 | MA | NEW | NPCC | 22 | 2 | NAICS-22 Non-Cogen | PV | SUN | SUN |  | 0 | 0 | 23615 | 23615 | 2590 | 2018
61307 | N |  | Peterson Road Solar | Peterson Road Solar, LLC | 60920 | MA | NEW | NPCC | 22 | 2 | NAICS-22 Non-Cogen | PV | SUN | SUN |  | 0 | 0 | 37247 | 37247 | 4085 | 2018
61308 | N |  | Sampson Road Community Solar | Sampson Road Solar, LLC | 60919 | MA | NEW | NPCC | 22 | 2 | NAICS-22 Non-Cogen | PV | SUN | SUN |  | 0 | 0 | 25457 | 25457 | 2792 | 2018
61315 | N |  | Golden Hills Solar | Golden Hills Solar, LLC | 60917 | MA | NEW | NPCC | 22 | 2 | NAICS-22 Non-Cogen | PV | SUN | SUN |  | 0 | 0 | 66215 | 66215 | 7262 | 2018
61340 | N |  | Next Generation Solar Farm | Cypress Creek Renewables | 61060 | VT | NEW | NPCC | 22 | 2 | NAICS-22 Non-Cogen | PV | SUN | SUN |  | 0 | 0 | 16120 | 16120 | 1768 | 2018
61341 | N |  | Grafton PV | BWC Salmon Brook, LLC | 60979 | MA | NEW | NPCC | 22 | 2 | NAICS-22 Non-Cogen | PV | SUN | SUN |  | 0 | 0 | 38442 | 38442 | 4216 | 2018
61342 | N |  | Barrett PV | BWC French River, LLC | 60980 | MA | NEW | NPCC | 22 | 2 | NAICS-22 Non-Cogen | PV | SUN | SUN |  | 0 | 0 | 150400 | 150400 | 16495 | 2018
61350 | N |  | MDFA Devens-Saratoga | WGL Energy Systems, Inc | 57081 | MA | NEW | NPCC | 22 | 2 | NAICS-22 Non-Cogen | PV | SUN | SUN |  | 0 | 0 | 30965 | 30965 | 3396 | 2018
61367 | N |  | Smith & Wesson at Springfield MA PV | Constellation Solar Massachusetts LLC | 57319 | MA | NEW | NPCC | 22 | 2 | NAICS-22 Non-Cogen | PV | SUN | SUN |  | 0 | 0 | 24136 | 24136 | 2647 | 2018
61371 | N |  | Centaurus Solar - MA | LSE Centaurus LLC | 61009 | MA | NEW | NPCC | 22 | 2 | NAICS-22 Non-Cogen | PV | SUN | SUN |  | 0 | 0 | 29313 | 29313 | 3215 | 2018
61373 | N |  | Kearsarge Bellingham PV | Kearsarge Bellingham LLC | 61011 | MA | NEW | NPCC | 22 | 2 | NAICS-22 Non-Cogen | PV | SUN | SUN |  | 0 | 0 | 43603 | 43603 | 4782 | 2018
61376 | N |  | Cedar Creek PV | AES Distributed Energy | 61012 | NY | MAT | NPCC | 22 | 2 | NAICS-22 Non-Cogen | PV | SUN | SUN |  | 0 | 0 | 26560 | 26560 | 2913 | 2018
61378 | N |  | Northern Westchester Hospital | Northern Westchester Hospital | 61013 | NY | MAT | NPCC | 622 | 4 | Commercial NAICS Non-Cogen | IC | DFO | DFO | barrels | 69 | 69 | 402 | 402 | 0 | 2018
61378 | N |  | Northern Westchester Hospital | Northern Westchester Hospital | 61013 | NY | MAT | NPCC | 622 | 4 | Commercial NAICS Non-Cogen | IC | NG | NG | mcf | 1 | 1 | 1 | 1 | 0 | 2018
61389 | N |  | Letchworth Solar Project | AEP Onsite Partners | 60571 | NY | MAT | NPCC | 22 | 2 | NAICS-22 Non-Cogen | PV | SUN | SUN |  | 0 | 0 | 11762 | 11762 | 1290 | 2018
61398 | N |  | Canis Major Solar Farm | LSE Canis Major LLC | 61025 | CT | NEW | NPCC | 22 | 2 | NAICS-22 Non-Cogen | PV | SUN | SUN |  | 0 | 0 | 30565 | 30565 | 3352 | 2018
61399 | N |  | Ashby Duffy CSG Solar Farm | LSE Cassiopeia LLC | 61028 | MA | NEW | NPCC | 22 | 2 | NAICS-22 Non-Cogen | PV | SUN | SUN |  | 0 | 0 | 27317 | 27317 | 2996 | 2018
61408 | N |  | Canis Minor Solar Farm | LSE Canis Minor LLC | 61043 | CT | NEW | NPCC | 22 | 2 | NAICS-22 Non-Cogen | PV | SUN | SUN |  | 0 | 0 | 14369 | 14369 | 1576 | 2018
61413 | N |  | NYC-HH - CONEY ISLAND HOSPITAL | NYC-HH Coney Island Hospital | 61049 | NY | MAT | NPCC | 622 | 4 | Commercial NAICS Non-Cogen | IC | DFO | DFO | barrels | 267 | 267 | 1471 | 1471 | 145 | 2018
61414 | N |  | NY Times Daily Production Facility | The NY Times Production Facility | 61050 | NY | MAT | NPCC | 323 | 6 | Industrial NAICS Non-Cogen | IC | DFO | DFO | barrels | 473 | 473 | 2604 | 2604 | 192 | 2018
61415 | N |  | West Boylston Community Shared Solar | Town of West Boylston - (MA) | 20326 | MA | NEW | NPCC | 22 | 1 | Electric Utility | PV | SUN | SUN |  | 0 | 0 | 21145 | 21145 | 2319 | 2018
61416 | N |  | Mount Sinai Hospital | Mount Sinai Hospital | 61053 | NY | MAT | NPCC | 622 | 4 | Commercial NAICS Non-Cogen | IC | DFO | DFO | barrels | 171 | 171 | 944 | 944 | 151 | 2018
61429 | N |  | Big George PV CSG | Altus Power America Management, LLC | 60281 | MA | NEW | NPCC | 22 | 2 | NAICS-22 Non-Cogen | PV | SUN | SUN |  | 0 | 0 | 1869 | 1869 | 205 | 2018
61460 | N |  | IOS - MEW Phase 1 | IGS ORIX Solar I, LLC | 61077 | ME | NEW | NPCC | 22 | 2 | NAICS-22 Non-Cogen | PV | SUN | SUN |  | 0 | 0 | 52501 | 52501 | 5758 | 2018
61461 | N |  | North Smithfield Solar Power 1 | North Smithfield Solar Power 1, LLC | 61080 | RI | NEW | NPCC | 22 | 2 | NAICS-22 Non-Cogen | PV | SUN | SUN |  | 0 | 0 | 0 | 0 | 0 | 2018
61469 | N |  | Lichtenthal | AES Distributed Energy | 61012 | NY | MAT | NPCC | 22 | 2 | NAICS-22 Non-Cogen | PV | SUN | SUN |  | 0 | 0 | 8980 | 8980 | 985 | 2018
61470 | N |  | Call Farms 1 | AES Distributed Energy | 61012 | NY | MAT | NPCC | 22 | 2 | NAICS-22 Non-Cogen | PV | SUN | SUN |  | 0 | 0 | 9383 | 9383 | 1029 | 2018
61471 | N |  | Call Farms 3 | AES Distributed Energy | 61012 | NY | MAT | NPCC | 22 | 2 | NAICS-22 Non-Cogen | PV | SUN | SUN |  | 0 | 0 | 10732 | 10732 | 1177 | 2018
61487 | N |  | SL Babylon | SL Babylon, LLC | 61093 | NY | MAT | NPCC | 22 | 2 | NAICS-22 Non-Cogen | PV | SUN | SUN |  | 0 | 0 | 122863 | 122863 | 13475 | 2018
61488 | N |  | NYU LANGONE HEALTH | NYU LANGONE HEALTH | 61094 | NY | MAT | NPCC | 622 | 4 | Commercial NAICS Non-Cogen | GT | NG | NG | mcf | 865540 | 865540 | 891507 | 891507 | 62863 | 2018
61488 | N |  | NYU LANGONE HEALTH | NYU LANGONE HEALTH | 61094 | NY | MAT | NPCC | 622 | 4 | Commercial NAICS Non-Cogen | IC | DFO | DFO | barrels | 0 | 0 | 0 | 0 | 0 | 2018
61499 | N |  | CED Foster | Consolidated Edison Development Inc. | 56769 | RI | NEW | NPCC | 22 | 2 | NAICS-22 Non-Cogen | PV | SUN | SUN |  | 0 | 0 | 41997 | 41997 | 4606 | 2018
61509 | N |  | Monroe County Sites A & B | AES Distributed Energy | 61012 | NY | MAT | NPCC | 22 | 2 | NAICS-22 Non-Cogen | PV | SUN | SUN |  | 0 | 0 | 41148 | 41148 | 4513 | 2018
61510 | N |  | Monroe County Sites C, D, & E | AES Distributed Energy | 61012 | NY | MAT | NPCC | 22 | 2 | NAICS-22 Non-Cogen | PV | SUN | SUN |  | 0 | 0 | 80364 | 80364 | 8814 | 2018
61518 | N |  | 301 Chestnut Solar NG | 301 Chestnut Solar NG, LLC | 61125 | MA | NEW | NPCC | 22 | 2 | NAICS-22 Non-Cogen | PV | SUN | SUN |  | 0 | 0 | 20571 | 20571 | 2256 | 2018
61526 | N |  | Antanavica Solar | Cypress Creek Renewables | 61060 | MA | NEW | NPCC | 22 | 2 | NAICS-22 Non-Cogen | PV | SUN | SUN |  | 0 | 0 | 2982 | 2982 | 327 | 2018
61537 | N |  | Weston Landfill Solar | Ameresco, Inc - Weston | 61146 | MA | NEW | NPCC | 22 | 2 | NAICS-22 Non-Cogen | PV | SUN | SUN |  | 0 | 0 | 25319 | 25319 | 2777 | 2018
61538 | N |  | Braintree Landfill Solar | Ameresco, Inc - Braintree | 61147 | MA | NEW | NPCC | 22 | 2 | NAICS-22 Non-Cogen | PV | SUN | SUN |  | 0 | 0 | 14041 | 14041 | 1540 | 2018
61539 | N |  | GELD Solar Farm | Ameresco, Inc - GELD | 61148 | MA | NEW | NPCC | 22 | 2 | NAICS-22 Non-Cogen | PV | SUN | SUN |  | 0 | 0 | 31119 | 31119 | 3413 | 2018
61541 | N |  | Town of Rocky Hill PV CSG | Tesla Inc. | 60947 | CT | NEW | NPCC | 22 | 2 | NAICS-22 Non-Cogen | PV | SUN | SUN |  | 0 | 0 | 10503 | 10503 | 1152 | 2018
61550 | N |  | NRG DG Haverhill CSG | NRG DG Haverhill LLC | 61151 | MA | NEW | NPCC | 22 | 2 | NAICS-22 Non-Cogen | PV | SUN | SUN |  | 0 | 0 | 129707 | 129707 | 14225.31 | 2018
61551 | N |  | Good Samaritan Hospital | Good Samaritan Hospital | 61152 | NY | MAT | NPCC | 622 | 4 | Commercial NAICS Non-Cogen | IC | DFO | DFO | barrels | 22 | 22 | 121 | 121 | 13.403 | 2018
61551 | N |  | Good Samaritan Hospital | Good Samaritan Hospital | 61152 | NY | MAT | NPCC | 622 | 4 | Commercial NAICS Non-Cogen | IC | NG | NG | mcf | 14 | 14 | 14 | 14 | 1.597 | 2018
61555 | N |  | NRG DG Crystal Spring CSG | NRG DG Crystal Spring LLC | 61155 | MA | NEW | NPCC | 22 | 2 | NAICS-22 Non-Cogen | PV | SUN | SUN |  | 0 | 0 | 165760 | 165760 | 18179.37 | 2018
61562 | N |  | Falmouth Landfill Solar | Citizens Enterprises Corporation | 58871 | MA | NEW | NPCC | 22 | 2 | NAICS-22 Non-Cogen | PV | SUN | SUN |  | 0 | 0 | 44358 | 44358 | 4865 | 2018
61567 | N |  | Woodhull Hospital | Woodhull Hospital | 61162 | NY | MAT | NPCC | 622 | 4 | Commercial NAICS Non-Cogen | IC | DFO | DFO | barrels | 104 | 104 | 575 | 575 | 21 | 2018
61568 | N |  | The Allen Hospital | The Allen Hospital | 61164 | NY | MAT | NPCC | 622 | 4 | Commercial NAICS Non-Cogen | IC | DFO | DFO | barrels | 11 | 11 | 61 | 61 | 11 | 2018
61569 | N |  | Mount Sinai Beth Israel | Mount Sinai Beth Israel | 61165 | NY | MAT | NPCC | 622 | 4 | Commercial NAICS Non-Cogen | IC | DFO | DFO | barrels | 95 | 95 | 526 | 526 | 42 | 2018
61569 | N |  | Mount Sinai Beth Israel | Mount Sinai Beth Israel | 61165 | NY | MAT | NPCC | 622 | 4 | Commercial NAICS Non-Cogen | IC | NG | NG | mcf | 0 | 0 | 0 | 0 | 0 | 2018
61575 | N |  | Anheuser-Busch Baldwinsville | AES Distributed Energy | 61012 | NY | MAT | NPCC | 22 | 2 | NAICS-22 Non-Cogen | PV | SUN | SUN |  | 0 | 0 | 6885 | 6885 | 755 | 2018
61576 | N |  | Columbia University - Johnson Farms | AES Distributed Energy | 61012 | NY | MAT | NPCC | 22 | 2 | NAICS-22 Non-Cogen | PV | SUN | SUN |  | 0 | 0 | 10422 | 10422 | 1143 | 2018
61577 | N |  | Time Warner Cable Enterprises - Martino | AES Distributed Energy | 61012 | NY | MAT | NPCC | 22 | 2 | NAICS-22 Non-Cogen | PV | SUN | SUN |  | 0 | 0 | 8388 | 8388 | 920 | 2018
61578 | N |  | Columbia University - Minisink | AES Distributed Energy | 61012 | NY | MAT | NPCC | 22 | 2 | NAICS-22 Non-Cogen | PV | SUN | SUN |  | 0 | 0 | 9347 | 9347 | 1025 | 2018
61579 | N |  | St. Lawerence University - Sutton | AES Distributed Energy | 61012 | NY | MAT | NPCC | 22 | 2 | NAICS-22 Non-Cogen | PV | SUN | SUN |  | 0 | 0 | 9019 | 9019 | 989 | 2018
61590 | N |  | NRG DG Foxborough Elm CSG | NRG DG Foxborough Elm LLC | 61189 | MA | NEW | NPCC | 22 | 2 | NAICS-22 Non-Cogen | PV | SUN | SUN |  | 0 | 0 | 28164 | 28164 | 3089 | 2018
61591 | N |  | Town of Foxborough - Landfill (SREC II) CSG | Town of Foxborough - Landfill (SREC II) | 61190 | MA | NEW | NPCC | 22 | 2 | NAICS-22 Non-Cogen | PV | SUN | SUN |  | 0 | 0 | 50126 | 50126 | 5497.47 | 2018
61596 | N |  | Citizens Agawam Landfill Solar | Citizens Enterprises Corporation | 58871 | MA | NEW | NPCC | 22 | 2 | NAICS-22 Non-Cogen | PV | SUN | SUN |  | 0 | 0 | 26005 | 26005 | 2852 | 2018
61597 | N |  | Norton Landfill Solar | Citizens Enterprises Corporation | 58871 | MA | NEW | NPCC | 22 | 2 | NAICS-22 Non-Cogen | PV | SUN | SUN |  | 0 | 0 | 21362 | 21362 | 2343 | 2018
61598 | N |  | Tyngsborough Solar | Citizens Enterprises Corporation | 58871 | MA | NEW | NPCC | 22 | 2 | NAICS-22 Non-Cogen | PV | SUN | SUN |  | 0 | 0 | 38048 | 38048 | 4173 | 2018
61602 | N |  | CED Chicopee Solar | Consolidated Edison Development Inc. | 56769 | MA | NEW | NPCC | 22 | 2 | NAICS-22 Non-Cogen | PV | SUN | SUN |  | 0 | 0 | 41996 | 41996 | 4606 | 2018
61603 | N |  | UMASS | Consolidated Edison Development Inc. | 56769 | MA | NEW | NPCC | 22 | 2 | NAICS-22 Non-Cogen | PV | SUN | SUN |  | 0 | 0 | 52119 | 52119 | 5716 | 2018
61604 | N |  | Camden CSD Solar Array | AEP Onsite Partners | 60571 | NY | MAT | NPCC | 22 | 2 | NAICS-22 Non-Cogen | PV | SUN | SUN |  | 0 | 0 | 22857 | 22857 | 2507 | 2018
61612 | N |  | WED Kingstown Solar I, LLC - West | WED Kingstown Solar I, LLC | 61216 | RI | NEW | NPCC | 22 | 2 | NAICS-22 Non-Cogen | PV | SUN | SUN |  | 0 | 0 | 15347 | 15347 | 1683 | 2018
61613 | N |  | WED Stilson Solar | WED Stilson Solar, LLC | 61217 | RI | NEW | NPCC | 22 | 2 | NAICS-22 Non-Cogen | PV | SUN | SUN |  | 0 | 0 | 23041 | 23041 | 2527 | 2018
61622 | N |  | WED Kingstown Solar I - East Array | WED Kingstown Solar I, LLC | 61216 | RI | NEW | NPCC | 22 | 2 | NAICS-22 Non-Cogen | PV | SUN | SUN |  | 0 | 0 | 33591 | 33591 | 3684 | 2018
61629 | N |  | West Brookfield Solar - Gilbertsville Rd CSG | Nautilus Solar Solutions | 61227 | MA | NEW | NPCC | 22 | 2 | NAICS-22 Non-Cogen | PV | SUN | SUN |  | 0 | 0 | 51089 | 51089 | 5603 | 2018
61633 | N |  | NRG DG Tufts Science LLC CSG | NRG DG Tufts Science LLC | 61233 | MA | NEW | NPCC | 22 | 2 | NAICS-22 Non-Cogen | PV | SUN | SUN |  | 0 | 0 | 10952 | 10952 | 1201 | 2018
61634 | N |  | NRG DG Dighton LLC CSG | NRG DG Dighton LLC | 61234 | MA | NEW | NPCC | 22 | 2 | NAICS-22 Non-Cogen | PV | SUN | SUN |  | 0 | 0 | 42380 | 42380 | 4648 | 2018
61635 | N |  | NRG DG Tufts Knoll LLC CSG | NRG DG Tufts Knoll LLC | 61231 | MA | NEW | NPCC | 22 | 2 | NAICS-22 Non-Cogen | PV | SUN | SUN |  | 0 | 0 | 24554 | 24554 | 2693 | 2018
61636 | N |  | NRG DG Webster LLC CSG | NRG DG Webster LLC | 61232 | MA | NEW | NPCC | 22 | 2 | NAICS-22 Non-Cogen | PV | SUN | SUN |  | 0 | 0 | 66964 | 66964 | 7344 | 2018
61640 | N |  | Texon Hydroelectric Project | Hitchcock Hydro, LLC | 61253 | MA | NEW | NPCC | 22 | 2 | NAICS-22 Non-Cogen | HY | WAT | HYC |  | 0 | 0 | 57144 | 57144 | 6267 | 2018
61641 | N |  | Seneca Falls Hydroelectric Project | C-S Canal Hydro, LLC | 61252 | NY | MAT | NPCC | 22 | 2 | NAICS-22 Non-Cogen | HY | WAT | HYC |  | 0 | 0 | 154205 | 154205 | 16912 | 2018
61642 | N |  | Waterloo Hydroelectric Project | C-S Canal Hydro, LLC | 61252 | NY | MAT | NPCC | 22 | 2 | NAICS-22 Non-Cogen | HY | WAT | HYC |  | 0 | 0 | 51583 | 51583 | 5657 | 2018
61673 | N |  | Arkwright Summit Wind Farm LLC | Arkwright Summit Wind Farm LLC | 58261 | NY | MAT | NPCC | 22 | 2 | NAICS-22 Non-Cogen | WT | WND | WND |  | 0 | 0 | 786445 | 786445 | 86252 | 2018
61702 | N |  | Greater New Bedford LFG Utiliz. Facility | CommonWealth New Bedford Energy LLC | 61335 | MA | NEW | NPCC | 22 | 2 | NAICS-22 Non-Cogen | IC | LFG | MLG | mcf | 400000 | 400000 | 182000 | 182000 | 14473 | 2018 |  | 12.5751
61703 | Y |  | Sikorsky Aircraft CHP | Sikorsky Aircraft Corporation | 61332 | CT | NEW | NPCC | 336 | 7 | Industrial NAICS Cogen | GT | NG | NG | mcf | 849164 | 740890 | 874637 | 763117 | 65756 | 2018 |  |  | 6.158
61703 | Y |  | Sikorsky Aircraft CHP | Sikorsky Aircraft Corporation | 61332 | CT | NEW | NPCC | 336 | 7 | Industrial NAICS Cogen | PV | SUN | SUN |  | 0 | 0 | 1003 | 1003 | 110 | 2018
61717 | N |  | IRE Solar I, LLC | Scotch Settlement | 61347 | NY | MAT | NPCC | 22 | 2 | NAICS-22 Non-Cogen | PV | SUN | SUN |  | 0 | 0 | 10030 | 10030 | 1100 | 2018
61719 | N |  | CJ Solar I, LLC | Lisbon West | 61345 | NY | MAT | NPCC | 22 | 2 | NAICS-22 Non-Cogen | PV | SUN | SUN |  | 0 | 0 | 4906 | 4906 | 538 | 2018
61720 | N |  | COU Solar I, LLC | Lisbon East | 61346 | NY | MAT | NPCC | 22 | 2 | NAICS-22 Non-Cogen | PV | SUN | SUN |  | 0 | 0 | 4823 | 4823 | 529 | 2018
61724 | N |  | Onyx - Saratoga Springs Landfill Solar CSG | Onyx Asset Services Group | 60584 | NY | MAT | NPCC | 22 | 2 | NAICS-22 Non-Cogen | PV | SUN | SUN |  | 0 | 0 | 24545 | 24545 | 2692 | 2018
61725 | N |  | Madison County | AEP Onsite Partners | 60571 | NY | MAT | NPCC | 22 | 2 | NAICS-22 Non-Cogen | PV | SUN | SUN |  | 0 | 0 | 23589 | 23589 | 2587 | 2018
61726 | N |  | Onyx - Pembroke Landfill Solar | Onyx Asset Services Group | 60584 | MA | NEW | NPCC | 22 | 2 | NAICS-22 Non-Cogen | PV | SUN | SUN |  | 0 | 0 | 31549 | 31549 | 3460 | 2018
61727 | N |  | Onyx - Brockton Thatcher Landfill Solar CSG | Onyx Asset Services Group | 60584 | MA | NEW | NPCC | 22 | 2 | NAICS-22 Non-Cogen | PV | SUN | SUN |  | 0 | 0 | 48435 | 48435 | 5312 | 2018
61728 | N |  | Barrett Farm Solar - Phase I | Onyx Asset Services Group | 60584 | CT | NEW | NPCC | 22 | 2 | NAICS-22 Non-Cogen | PV | SUN | SUN |  | 0 | 0 | 22695 | 22695 | 2489 | 2018
61730 | N |  | MA Solar Storage 1 | Origis Energy USA, Inc | 58764 | MA | NEW | NPCC | 22 | 2 | NAICS-22 Non-Cogen | BA | MWH | OTH |  | 1295 | 1295 | 0 | 0 | -27 | 2018
61730 | N |  | MA Solar Storage 1 | Origis Energy USA, Inc | 58764 | MA | NEW | NPCC | 22 | 2 | NAICS-22 Non-Cogen | PV | SUN | SUN |  | 0 | 0 | 7732 | 7732 | 848 | 2018
61731 | N |  | Solten Plainville 6000, LLC | Solten Plainville 6000, LLC | 61354 | MA | NEW | NPCC | 22 | 2 | NAICS-22 Non-Cogen | PV | SUN | SUN |  | 0 | 0 | 66489 | 66489 | 7292 | 2018
61732 | N |  | Randolph | Solten Randolph 4500, LLC | 61356 | MA | NEW | NPCC | 22 | 2 | NAICS-22 Non-Cogen | PV | SUN | SUN |  | 0 | 0 | 51078 | 51078 | 5602 | 2018
61734 | N |  | Seneca Nation Cattaraugus Wind Turbine | Seneca Nation | 61363 | NY | MAT | NPCC | 441 | 4 | Commercial NAICS Non-Cogen | WT | WND | WND |  | 0 | 0 | 28194 | 28194 | 3092 | 2018
61736 | N |  | Woods Hill Solar | Woods Hill Solar, LLC | 61366 | CT | NEW | NPCC | 22 | 2 | NAICS-22 Non-Cogen | PV | SUN | SUN |  | 0 | 0 | 207726 | 207726 | 22782 | 2018
61739 | N |  | Lockheed Martin RMS Syracuse | Lockheed Martin RMS Syracuse | 61364 | NY | MAT | NPCC | 339 | 6 | Industrial NAICS Non-Cogen | BA | MWH | OTH |  | 0 | 0 | 0 | 0 | 0 | 2018
61755 | N |  | East Acres Solar NG, LLC | NuGen Capital Management | 59254 | MA | NEW | NPCC | 22 | 2 | NAICS-22 Non-Cogen | PV | SUN | SUN |  | 0 | 0 | 38277 | 38277 | 4198 | 2018
61764 | N |  | Gore Mountain Solar II | Gore Mountain Solar II, LLC | 61391 | NY | MAT | NPCC | 22 | 2 | NAICS-22 Non-Cogen | PV | SUN | SUN |  | 0 | 0 | 24301 | 24301 | 2665 | 2018
61765 | N |  | HGS Solar I | HGS solar I, LLC | 61387 | NY | MAT | NPCC | 22 | 2 | NAICS-22 Non-Cogen | PV | SUN | SUN |  | 0 | 0 | 27434 | 27434 | 3009 | 2018
61769 | N |  | Syncarpha Hancock I CSG | Syncarpha Hancock I, LLC | 61388 | MA | NEW | NPCC | 22 | 2 | NAICS-22 Non-Cogen | PV | SUN | SUN |  | 0 | 0 | 23679 | 23679 | 2597 | 2018
61770 | N |  | Syncarpha Hancock II CSG | Syncarpha Hancock II, LLC | 61389 | MA | NEW | NPCC | 22 | 2 | NAICS-22 Non-Cogen | PV | SUN | SUN |  | 0 | 0 | 23659 | 23659 | 2595 | 2018
61771 | N |  | Syncarpha Hancock III CSG | Syncarpha Hancock III, LLC | 61390 | MA | NEW | NPCC | 22 | 2 | NAICS-22 Non-Cogen | PV | SUN | SUN |  | 0 | 0 | 12738 | 12738 | 1397 | 2018
61774 | N |  | Syncarpha Still River, LLC CSG | Syncarpha Still River, LLC | 61392 | MA | NEW | NPCC | 22 | 2 | NAICS-22 Non-Cogen | PV | SUN | SUN |  | 0 | 0 | 30763 | 30763 | 3374 | 2018
61775 | N |  | Town of Otis Wind Energy Project | Town of Otis | 61397 | MA | NEW | NPCC | 92 | 4 | Commercial NAICS Non-Cogen | WT | WND | WND |  | 0 | 0 | 28 | 28 | 3 | 2018
61786 | N |  | Trinity College Fuel Cell | AEP Onsite Partners | 60571 | CT | NEW | NPCC | 22 | 2 | NAICS-22 Non-Cogen | FC | NG | NG | mcf | 19245 | 19245 | 19861 | 19861 | 6403 | 2018 |  | 3.1018
61804 | N |  | City of Rochester Solar | AES Distributed Energy | 61012 | NY | MAT | NPCC | 22 | 2 | NAICS-22 Non-Cogen | PV | SUN | SUN |  | 0 | 0 | 25503 | 25503 | 2797 | 2018
61814 | N |  | Kearsarge Concord II | Kearsarge Concord II LLC | 61428 | MA | NEW | NPCC | 22 | 2 | NAICS-22 Non-Cogen | PV | SUN | SUN |  | 0 | 0 | 60945 | 60945 | 6684 | 2018
61815 | N |  | Kearsarge Granby | Kearsarge Granby LLC | 61426 | MA | NEW | NPCC | 22 | 2 | NAICS-22 Non-Cogen | PV | SUN | SUN |  | 0 | 0 | 33043 | 33043 | 3624 | 2018
61820 | N |  | IKEA New Haven Rooftop PV & Fuel Cell | IKEA Property Inc | 57389 | CT | NEW | NPCC | 441 | 4 | Commercial NAICS Non-Cogen | FC | NG | NG | mcf | 13884 | 13884 | 11107 | 11107 | 1947 | 2018
61820 | N |  | IKEA New Haven Rooftop PV & Fuel Cell | IKEA Property Inc | 57389 | CT | NEW | NPCC | 441 | 4 | Commercial NAICS Non-Cogen | PV | SUN | SUN |  | 0 | 0 | 8388 | 8388 | 920 | 2018
61847 | N |  | Broadalbin | Onyx Asset Services Group | 60584 | NY | MAT | NPCC | 22 | 2 | NAICS-22 Non-Cogen | PV | SUN | SUN |  | 0 | 0 | 22503 | 22503 | 2468 | 2018
61857 | Y |  | Toray Plastic America's CHP Plant | Toray Plastics America | 61478 | RI | NEW | NPCC | 326 | 7 | Industrial NAICS Cogen | GT | DFO | DFO | barrels | 84 | 75 | 504 | 439 | 37.988 | 2018 |  |  |  | 6.1423
61857 | Y |  | Toray Plastic America's CHP Plant | Toray Plastics America | 61478 | RI | NEW | NPCC | 326 | 7 | Industrial NAICS Cogen | GT | NG | NG | mcf | 725613 | 634725 | 725613 | 634725 | 54692.072 | 2018 |  |  | 6.1422
61857 | Y |  | Toray Plastic America's CHP Plant | Toray Plastics America | 61478 | RI | NEW | NPCC | 326 | 7 | Industrial NAICS Cogen | IC | NG | NG | mcf | 804935 | 804935 | 804935 | 804935 | 91471.24 | 2018
61863 | N |  | Duanesburg | Onyx Asset Services Group | 60584 | NY | MAT | NPCC | 22 | 2 | NAICS-22 Non-Cogen | PV | SUN | SUN |  | 0 | 0 | 21144 | 21144 | 2319 | 2018
61888 | N |  | Johnstown | Onyx Asset Services Group | 60584 | NY | MAT | NPCC | 22 | 2 | NAICS-22 Non-Cogen | PV | SUN | SUN |  | 0 | 0 | 22723 | 22723 | 2492 | 2018
61898 | N |  | Solean Solar Project | BQ Energy LLC | 59474 | NY | MAT | NPCC | 22 | 2 | NAICS-22 Non-Cogen | PV | SUN | SUN |  | 0 | 0 | 68163 | 68163 | 7476 | 2018
61899 | N |  | Lincoln Ave Solar Project | Agilitas Energy, LLC | 61514 | NY | MAT | NPCC | 22 | 2 | NAICS-22 Non-Cogen | PV | SUN | SUN |  | 0 | 0 | 0 | 0 | 0 | 2018
61900 | N |  | Blydenburgh Solar Project | Agilitas Energy, LLC | 61514 | NY | MAT | NPCC | 22 | 2 | NAICS-22 Non-Cogen | PV | SUN | SUN |  | 0 | 0 | 0 | 0 | 0 | 2018
61902 | N |  | Holtsville Solar Project | Agilitas Energy, LLC | 61514 | NY | MAT | NPCC | 22 | 2 | NAICS-22 Non-Cogen | PV | SUN | SUN |  | 0 | 0 | 15755 | 15755 | 1728 | 2018
61903 | N |  | Sharon Springs | Onyx Asset Services Group | 60584 | NY | MAT | NPCC | 22 | 2 | NAICS-22 Non-Cogen | PV | SUN | SUN |  | 0 | 0 | 20225 | 20225 | 2218 | 2018
61904 | N |  | Amsterdam North | Onyx Asset Services Group | 60584 | NY | MAT | NPCC | 22 | 2 | NAICS-22 Non-Cogen | PV | SUN | SUN |  | 0 | 0 | 21964 | 21964 | 2409 | 2018
61905 | N |  | Amsterdam South | Onyx Asset Services Group | 60584 | NY | MAT | NPCC | 22 | 2 | NAICS-22 Non-Cogen | PV | SUN | SUN |  | 0 | 0 | 23433 | 23433 | 2570 | 2018
61917 | N |  | Kearsarge Oppenheim CSG | Kearsarge Oppenheim LLC | 61520 | NY | MAT | NPCC | 22 | 2 | NAICS-22 Non-Cogen | PV | SUN | SUN |  | 0 | 0 | 6994 | 6994 | 767 | 2018
61922 | N |  | Sunlight Beacon | BQ Energy LLC | 59474 | NY | MAT | NPCC | 22 | 2 | NAICS-22 Non-Cogen | PV | SUN | SUN |  | 0 | 0 | 13905 | 13905 | 1525 | 2018
61928 | N |  | Saint Albans Solar | Cypress Creek Renewables | 61060 | VT | NEW | NPCC | 22 | 2 | NAICS-22 Non-Cogen | PV | SUN | SUN |  | 0 | 0 | 3073 | 3073 | 337 | 2018
61958 | N |  | Broadalbin-Perth Solar | AES Distributed Energy | 61012 | NY | MAT | NPCC | 22 | 2 | NAICS-22 Non-Cogen | PV | SUN | SUN |  | 0 | 0 | 4076 | 4076 | 447 | 2018
61959 | N |  | Coolidge Solar 1, LLC | Coolidge Solar I, LLC | 61540 | VT | NEW | NPCC | 22 | 2 | NAICS-22 Non-Cogen | PV | SUN | SUN |  | 0 | 0 | 2890 | 2890 | 317 | 2018
62001 | N |  | The Bank of New York | The Bank of New York | 61578 | NY | MAT | NPCC | 622 | 4 | Commercial NAICS Non-Cogen | IC | DFO | DFO | barrels | 54 | 54 | 299 | 299 | 17 | 2018
62002 | N |  | Brooklyn Hospital Center | Brooklyn Hospital Center | 61584 | NY | MAT | NPCC | 622 | 4 | Commercial NAICS Non-Cogen | IC | DFO | DFO | barrels | 12 | 12 | 66 | 66 | 8 | 2018
62003 | N |  | Saint Catherine of Siena Medical Center | Saint Catherine of Siena Medical Center | 61577 | NY | MAT | NPCC | 622 | 4 | Commercial NAICS Non-Cogen | IC | DFO | DFO | barrels | 20 | 20 | 110 | 110 | 11 | 2018
62021 | N |  | Franklin Solar | Ecos Energy LLC | 58135 | CT | NEW | NPCC | 22 | 2 | NAICS-22 Non-Cogen | PV | SUN | SUN |  | 0 | 0 | 10924 | 10924 | 1198 | 2018
62023 | N |  | Wilson Solar | Ecos Energy LLC | 58135 | CT | NEW | NPCC | 22 | 2 | NAICS-22 Non-Cogen | PV | SUN | SUN |  | 0 | 0 | 11407 | 11407 | 1251 | 2018
62024 | N |  | Jefferson Solar | Ecos Energy LLC | 58135 | CT | NEW | NPCC | 22 | 2 | NAICS-22 Non-Cogen | PV | SUN | SUN |  | 0 | 0 | 10951 | 10951 | 1201 | 2018
62025 | N |  | Hamilton Solar | Ecos Energy LLC | 58135 | CT | NEW | NPCC | 22 | 2 | NAICS-22 Non-Cogen | PV | SUN | SUN |  | 0 | 0 | 10960 | 10960 | 1202 | 2018
62026 | N |  | Adams Solar | Ecos Energy LLC | 58135 | CT | NEW | NPCC | 22 | 2 | NAICS-22 Non-Cogen | PV | SUN | SUN |  | 0 | 0 | 11015 | 11015 | 1208 | 2018
62029 | N |  | Enfield Community Solar | Enfield Community Solar | 61599 | NY | MAT | NPCC | 22 | 2 | NAICS-22 Non-Cogen | PV | SUN | SUN |  | 0 | 0 | 21445 | 21445 | 2352 | 2018
62034 | N |  | Baer Road CSG | Delaware River Solar, LLC | 61610 | NY | MAT | NPCC | 22 | 2 | NAICS-22 Non-Cogen | PV | SUN | SUN |  | 0 | 0 | 24163 | 24163 | 2650 | 2018
62050 | N |  | Kingsbrook Jewish Medical Center | Kingsbrook Jewish Medical Center | 61618 | NY | MAT | NPCC | 622 | 4 | Commercial NAICS Non-Cogen | IC | DFO | DFO | barrels | 29 | 29 | 161 | 161 | 16 | 2018
62051 | N |  | St Johns Riverside Hospital | St Johns Riverside Hospital | 61619 | NY | MAT | NPCC | 622 | 4 | Commercial NAICS Non-Cogen | IC | DFO | DFO | barrels | 50 | 50 | 277 | 277 | 27 | 2018
62055 | N |  | Wareham Solar PV | NSTAR Electric Company | 54913 | MA | NEW | NPCC | 22 | 1 | Electric Utility | PV | SUN | SUN |  | 0 | 0 | 1577 | 1577 | 173 | 2018
62059 | N |  | East Longmeadow Solar PV | NSTAR Electric Company | 54913 | MA | NEW | NPCC | 22 | 1 | Electric Utility | PV | SUN | SUN |  | 0 | 0 | 0 | 0 | 0 | 2018
62076 | N |  | Town of Branford | Tesla Inc. | 60947 | CT | NEW | NPCC | 22 | 2 | NAICS-22 Non-Cogen | PV | SUN | SUN |  | 0 | 0 | 3475 | 3475 | 381 | 2018
62082 | N |  | Southwick Solar PV | NSTAR Electric Company | 54913 | MA | NEW | NPCC | 22 | 1 | Electric Utility | PV | SUN | SUN |  | 0 | 0 | 0 | 0 | 0 | 2018
62090 | N |  | Sunderland Solar PV | NSTAR Electric Company | 54913 | MA | NEW | NPCC | 22 | 1 | Electric Utility | PV | SUN | SUN |  | 0 | 0 | 1487 | 1487 | 163 | 2018
62091 | N |  | Hatfield Solar PV | NSTAR Electric Company | 54913 | MA | NEW | NPCC | 22 | 1 | Electric Utility | PV | SUN | SUN |  | 0 | 0 | 7468 | 7468 | 819 | 2018
62092 | N |  | Montague Site 36-Grosolar | NSTAR Electric Company | 54913 | MA | NEW | NPCC | 22 | 1 | Electric Utility | PV | SUN | SUN |  | 0 | 0 | 5552 | 5552 | 609 | 2018
62093 | N |  | East Springfield Solar PV | NSTAR Electric Company | 54913 | MA | NEW | NPCC | 22 | 1 | Electric Utility | PV | SUN | SUN |  | 0 | 0 | 2170 | 2170 | 238 | 2018
62097 | N |  | Ludlow Site 72 - Conti | NSTAR Electric Company | 54913 | MA | NEW | NPCC | 22 | 1 | Electric Utility | PV | SUN | SUN |  | 0 | 0 | 4705 | 4705 | 516 | 2018
62106 | N |  | WED Green Hill, LLC | WED Green Hill, LLC | 61648 | RI | NEW | NPCC | 22 | 2 | NAICS-22 Non-Cogen | WT | WND | WND |  | 0 | 0 | 0 | 0 | 0 | 2018
62110 | N |  | WED Shun I, LLC | WED Shun I, LLC | 61652 | RI | NEW | NPCC | 22 | 2 | NAICS-22 Non-Cogen | WT | WND | WND |  | 0 | 0 | 0 | 0 | 0 | 2018
62111 | N |  | WED Shun II, LLC | WED Shun II, LLC | 61653 | RI | NEW | NPCC | 22 | 2 | NAICS-22 Non-Cogen | WT | WND | WND |  | 0 | 0 | 0 | 0 | 0 | 2018
62112 | N |  | WED Shun III, LLC | WED Shun III, LLC | 61654 | RI | NEW | NPCC | 22 | 2 | NAICS-22 Non-Cogen | WT | WND | WND |  | 0 | 0 | 0 | 0 | 0 | 2018
62145 | N |  | Minisink Solar 1 LLC | Minisink Solar 1 LLC | 61681 | NY | MAT | NPCC | 22 | 2 | NAICS-22 Non-Cogen | PV | SUN | SUN |  | 0 | 0 | 929 | 929 | 102 | 2018
62146 | N |  | Minisink Community Solar 2 LLC | Minisink Solar 2 LLC | 61682 | NY | MAT | NPCC | 22 | 2 | NAICS-22 Non-Cogen | PV | SUN | SUN |  | 0 | 0 | 1359 | 1359 | 149 | 2018
62174 | N |  | Maimonides Medical Center | Maimonides Medical Center | 61690 | NY | MAT | NPCC | 622 | 4 | Commercial NAICS Non-Cogen | IC | DFO | DFO | barrels | 41 | 41 | 228 | 228 | 22 | 2018
62196 | N |  | Hadley 2 Solar, LLC | Hadley 2 Solar, LLC | 61700 | MA | NEW | NPCC | 22 | 2 | NAICS-22 Non-Cogen | PV | SUN | SUN |  | 0 | 0 | 23524 | 23524 | 2580 | 2018
62197 | N |  | East Bridgewater Solar | Solten East Bridgewater 6000, LLC | 61696 | MA | NEW | NPCC | 22 | 2 | NAICS-22 Non-Cogen | PV | SUN | SUN |  | 0 | 0 | 30691 | 30691 | 3366 | 2018
62198 | N |  | Griffin Road Solar, LLC | Griffin Road Solar, LLC | 61693 | MA | NEW | NPCC | 22 | 2 | NAICS-22 Non-Cogen | PV | SUN | SUN |  | 0 | 0 | 25047 | 25047 | 2747 | 2018
62199 | N |  | Ashby Solar, LLC | Ashby Solar, LLC | 61692 | MA | NEW | NPCC | 22 | 2 | NAICS-22 Non-Cogen | PV | SUN | SUN |  | 0 | 0 | 10614 | 10614 | 1164 | 2018
62201 | N |  | Dudley Solar | Dudley Solar, LLC | 61698 | MA | NEW | NPCC | 22 | 2 | NAICS-22 Non-Cogen | PV | SUN | SUN |  | 0 | 0 | 24336 | 24336 | 2669 | 2018
62203 | N |  | Monson Solar, LLC | Monson Solar, LLC | 61725 | MA | NEW | NPCC | 22 | 2 | NAICS-22 Non-Cogen | PV | SUN | SUN |  | 0 | 0 | 28164 | 28164 | 3089 | 2018
62226 | N |  | Westminster Renewables, LLC | Westminster Renewables, LLC | 61744 | MA | NEW | NPCC | 22 | 2 | NAICS-22 Non-Cogen | PV | SUN | SUN |  | 0 | 0 | 3592 | 3592 | 394 | 2018
62250 | N |  | NYC-HH-New Bellevue Hospital | NYC-HH-New Bellevue Hospital | 61774 | NY | MAT | NPCC | 622 | 4 | Commercial NAICS Non-Cogen | IC | DFO | DFO | barrels | 434 | 434 | 2388 | 2388 | 238 | 2018
62257 | N |  | Station 9 Energy Storage System | Town of Braintree - (MA) | 2144 | MA | NEW | NPCC | 22 | 1 | Electric Utility | BA | MWH | OTH |  | 164 | 164 | 0 | 0 | -33 | 2018
62264 | N |  | Pittsfield 44 - M&W PV | NSTAR Electric Company | 54913 | MA | NEW | NPCC | 22 | 1 | Electric Utility | PV | SUN | SUN |  | 0 | 0 | 3648 | 3648 | 400 | 2018
62265 | N |  | Lee Site 31 Solar | NSTAR Electric Company | 54913 | MA | NEW | NPCC | 22 | 1 | Electric Utility | PV | SUN | SUN |  | 0 | 0 | 3812 | 3812 | 418 | 2018
62266 | N |  | Plymouth Solar | NSTAR Electric Company | 54913 | MA | NEW | NPCC | 22 | 1 | Electric Utility | PV | SUN | SUN |  | 0 | 0 | 6948 | 6948 | 762 | 2018
62270 | N |  | Westchester County Medical Center | Westchester County Medical Center | 61802 | NY | MAT | NPCC | 622 | 4 | Commercial NAICS Non-Cogen | IC | DFO | DFO | barrels | 59 | 59 | 328 | 328 | 46 | 2018
62271 | N |  | NYPH-Queens | NYPH-Queens | 61800 | NY | MAT | NPCC | 622 | 4 | Commercial NAICS Non-Cogen | IC | DFO | DFO | barrels | 58 | 58 | 323 | 323 | 32 | 2018
62301 | N |  | Richmond NMCA | AES Distributed Energy | 61012 | RI | NEW | NPCC | 22 | 2 | NAICS-22 Non-Cogen | PV | SUN | SUN |  | 0 | 0 | 0 | 0 | 0 | 2018
62302 | N |  | Founders Homestead Farms Solar | AES Distributed Energy | 61012 | RI | NEW | NPCC | 22 | 2 | NAICS-22 Non-Cogen | PV | SUN | SUN |  | 0 | 0 | 0 | 0 | 0 | 2018
62303 | N |  | Mattas Farms | AES Distributed Energy | 61012 | NY | MAT | NPCC | 22 | 2 | NAICS-22 Non-Cogen | PV | SUN | SUN |  | 0 | 0 | 1249 | 1249 | 137 | 2018
62322 | N |  | Mechanicville Hydroelectric Station | Mechanicville Hydroelectric Station | 61822 | NY | MAT | NPCC | 22 | 2 | NAICS-22 Non-Cogen | HY | WAT | HYC |  | 0 | 0 | 199793 | 199793 | 21912 | 2018
62324 | N |  | Dynamic - Walpole | AES Distributed Energy | 61012 | MA | NEW | NPCC | 22 | 2 | NAICS-22 Non-Cogen | PV | SUN | SUN |  | 0 | 0 | 26425 | 26425 | 2898 | 2018
62363 | N |  | Barre Solar III LLC | Barre Solar III LLC | 61889 | MA | NEW | NPCC | 22 | 2 | NAICS-22 Non-Cogen | PV | SUN | SUN |  | 0 | 0 | 11899 | 11899 | 1305 | 2018
62366 | N |  | NYP-Lower Manhattan Hospital | NYP-Lower Manhattan Hospital | 61892 | NY | MAT | NPCC | 622 | 4 | Commercial NAICS Non-Cogen | IC | DFO | DFO | barrels | 19 | 19 | 105 | 105 | 8 | 2018
62368 | N |  | BWC Origination 18 | BWC Origination 18, LLC | 61894 | MA | NEW | NPCC | 22 | 2 | NAICS-22 Non-Cogen | PV | SUN | SUN |  | 0 | 0 | 0 | 0 | 0 | 2018
62369 | N |  | BWC Gibbs Brook | BWC Gibbs Brook, LLC | 61895 | MA | NEW | NPCC | 22 | 2 | NAICS-22 Non-Cogen | PV | SUN | SUN |  | 0 | 0 | 0 | 0 | 0 | 2018
62370 | N |  | BWC Wareham River | BWC Wareham River, LLC | 61896 | MA | NEW | NPCC | 22 | 2 | NAICS-22 Non-Cogen | PV | SUN | SUN |  | 0 | 0 | 0 | 0 | 0 | 2018
62371 | N |  | BWC Harlow Brook | BWC Harlow Brook, LLC | 61897 | MA | NEW | NPCC | 22 | 2 | NAICS-22 Non-Cogen | PV | SUN | SUN |  | 0 | 0 | 0 | 0 | 0 | 2018
62372 | N |  | BWC Pocasset River | BWC Pocasset River, LLC | 61898 | MA | NEW | NPCC | 22 | 2 | NAICS-22 Non-Cogen | PV | SUN | SUN |  | 0 | 0 | 0 | 0 | 0 | 2018
62398 | N |  | Albert Einstein College of Medicine | Albert Einstein College of Medicine | 61936 | NY | MAT | NPCC | 622 | 4 | Commercial NAICS Non-Cogen | IC | DFO | DFO | barrels | 80 | 80 | 445 | 445 | 47 | 2018
62421 | N |  | NYP-Hudson Valley Hospital Center | NYP-Hudson Valley Hospital Center | 61947 | NY | MAT | NPCC | 622 | 4 | Commercial NAICS Non-Cogen | IC | DFO | DFO | barrels | 60 | 60 | 334 | 334 | 33 | 2018
62423 | N |  | Regeneron Pharmaceuticals Inc. | Regeneron Pharmaceuticals Inc. | 61948 | NY | MAT | NPCC | 622 | 4 | Commercial NAICS Non-Cogen | IC | DFO | DFO | barrels | 824 | 824 | 4536 | 4536 | 513 | 2018
62424 | Y |  | Iola Powerhouse & Cogeneration Facility | Monroe County (NY) | 60791 | NY | MAT | NPCC | 623 | 5 | Commercial NAICS Cogen | IC | NG | NG | mcf | 244120 | 119451 | 268534 | 131396 | 10074 | 2018
62455 | N |  | Digital Fairfield | Bloom Energy | 57128 | CT | NEW | RFC | 22 | 2 | NAICS-22 Non-Cogen | FC | NG | NG | mcf | 65164 | 65164 | 66989 | 66989 | 10488 | 2018 |  | 6.3872
62456 | N |  | Regeneron Tarrytown | Bloom Energy | 57128 | NY | MAT | NPCC | 22 | 2 | NAICS-22 Non-Cogen | FC | NG | NG | mcf | 16184 | 16184 | 16524 | 16524 | 2622 | 2018 |  | 6.3021
62503 | N |  | Winchendon Landfill Solar | Onyx Asset Services Group | 60584 | MA | NEW | NPCC | 22 | 2 | NAICS-22 Non-Cogen | PV | SUN | SUN |  | 0 | 0 | 3546 | 3546 | 389 | 2018
62549 | N |  | Kearsarge Johnstown 1 | Kearsarge Johnstown 1 LLC | 62052 | NY | MAT | NPCC | 22 | 2 | NAICS-22 Non-Cogen | PV | SUN | SUN |  | 0 | 0 | 191 | 191 | 21 | 2018
62550 | N |  | Kearsarge GB | Kearsarge GB LLC | 62053 | MA | NEW | NPCC | 22 | 2 | NAICS-22 Non-Cogen | PV | SUN | SUN |  | 0 | 0 | 8517 | 8517 | 934 | 2018
62551 | N |  | Kearsarge SKSC1 LLC | Kearsarge SKSC1 LLC | 62054 | RI | NEW | NPCC | 22 | 2 | NAICS-22 Non-Cogen | PV | SUN | SUN |  | 0 | 0 | 6738 | 6738 | 739 | 2018
62552 | N |  | Kearsarge Uxbridge | Kearsarge Uxbridge LLC | 62055 | MA | NEW | NPCC | 22 | 2 | NAICS-22 Non-Cogen | PV | SUN | SUN |  | 0 | 0 | 5908 | 5908 | 648 | 2018
62556 | N |  | Kearsarge Johnstown 2 | Kearsarge Johnstown 2 LLC | 62056 | NY | MAT | NPCC | 22 | 2 | NAICS-22 Non-Cogen | PV | SUN | SUN |  | 0 | 0 | 511 | 511 | 56 | 2018
62557 | N |  | Kearsarge Montague | Kearsarge Montague LLC | 62057 | MA | NEW | NPCC | 22 | 2 | NAICS-22 Non-Cogen | PV | SUN | SUN |  | 0 | 0 | 17115 | 17115 | 1877 | 2018
62558 | N |  | Kearsarge SKSC2 LLC | Kearsarge SKSC2 LLC | 62058 | RI | NEW | NPCC | 22 | 2 | NAICS-22 Non-Cogen | PV | SUN | SUN |  | 0 | 0 | 6611 | 6611 | 725 | 2018
62572 | N |  | ATT Jericho | Bloom Energy | 57128 | NY | MAT | NPCC | 22 | 2 | NAICS-22 Non-Cogen | FC | NG | NG | mcf | 0 | 0 | 0 | 0 | 0 | 2018
62576 | N |  | MER Queens | Bloom Energy | 57128 | NY | MAT | NPCC | 22 | 2 | NAICS-22 Non-Cogen | FC | NG | NG | mcf | 0 | 0 | 0 | 0 | 0 | 2018
62580 | N |  | Route 14A CDG Solar North and South LLC | Route 14A CDG Solar North and South, LLC | 62071 | NY | MAT | NPCC | 22 | 2 | NAICS-22 Non-Cogen | PV | SUN | SUN |  | 0 | 0 | 0 | 0 | 0 | 2018
62583 | N |  | Tanglewood Circle Solar 1 LLC | Tanglewood Circle Solar 1 LLC | 62073 | MA | NEW | NPCC | 22 | 2 | NAICS-22 Non-Cogen | PV | SUN | SUN |  | 0 | 0 | 1824 | 1824 | 200 | 2018
62613 | N |  | CBP Solar | EnterSolar | 62067 | NY | MAT | NPCC | 22 | 2 | NAICS-22 Non-Cogen | PV | SUN | SUN |  | 0 | 0 | 9145 | 9145 | 1003 | 2018
62614 | N |  | Kinder Morgan Fordham | EnterSolar | 62067 | NY | MAT | NPCC | 22 | 2 | NAICS-22 Non-Cogen | PV | SUN | SUN |  | 0 | 0 | 37876 | 37876 | 4154 | 2018
62615 | N |  | ALDI DC 2 | EnterSolar | 62067 | CT | NEW | NPCC | 22 | 2 | NAICS-22 Non-Cogen | PV | SUN | SUN |  | 0 | 0 | 20706 | 20706 | 2271 | 2018
62625 | N |  | West Water Street | City of Taunton | 18488 | MA | NEW | NPCC | 22 | 1 | Electric Utility | IC | DFO | DFO | barrels | 1302 | 1302 | 7551 | 7551 | 793 | 2018 |  | 9.5221
62639 | N |  | Manchester Community College East | Onyx Asset Services Group | 60584 | CT | NEW | NPCC | 22 | 2 | NAICS-22 Non-Cogen | PV | SUN | SUN |  | 0 | 0 | 2024 | 2024 | 222 | 2018
62640 | N |  | Manchester Community College North | Onyx Asset Services Group | 60584 | CT | NEW | NPCC | 22 | 2 | NAICS-22 Non-Cogen | PV | SUN | SUN |  | 0 | 0 | 2253 | 2253 | 247 | 2018
62646 | N |  | Washburn Road Solar | SunRaise Investments, LLC | 62123 | MA | NEW | NPCC | 22 | 2 | NAICS-22 Non-Cogen | PV | SUN | SUN |  | 0 | 0 | 757 | 757 | 83 | 2018
62777 | N |  | Ulster County Solar | Ulster Solar LLC | 62684 | NY | MAT | NPCC | 22 | 2 | NAICS-22 Non-Cogen | PV | SUN | SUN |  | 0 | 0 | 556 | 556 | 61 | 2018
62784 | N |  | Franklin Solar Site | Helios NY I, LLC | 62688 | NY | MAT | NPCC | 22 | 2 | NAICS-22 Non-Cogen | PV | SUN | SUN |  | 0 | 0 | 119 | 119 | 13 | 2018
62785 | N |  | Malone Solar Site | Helios NY I, LLC | 62688 | NY | MAT | NPCC | 22 | 2 | NAICS-22 Non-Cogen | PV | SUN | SUN |  | 0 | 0 | 82 | 82 | 9 | 2018
62810 | N |  | RIT Henrietta Solar 1, LLC | RIT Henrietta Solar 1, LLC | 62678 | NY | MAT | NPCC | 22 | 2 | NAICS-22 Non-Cogen | PV | SUN | SUN |  | 0 | 0 | 32141 | 32141 | 3525 | 2018
99999 | N |  | State-Fuel Level Increment | State-Fuel Level Increment | 99999 | NY | MAT |  | 99999 | 2 | NAICS-22 Non-Cogen | BA | MWH | OTH |  | 0 | 0 | 0 | 0 | 0 | 2018
99999 | N |  | State-Fuel Level Increment | State-Fuel Level Increment | 99999 | MA | NEW |  | 99999 | 2 | NAICS-22 Non-Cogen | CA | NG | NG | mcf | 0 | 0 | 0 | 0 | 0 | 2018
99999 | N |  | State-Fuel Level Increment | State-Fuel Level Increment | 99999 | MA | NEW |  | 99999 | 2 | NAICS-22 Non-Cogen | CT | NG | NG | mcf | 0 | 0 | 0 | 0 | 0 | 2018
99999 | Y |  | State-Fuel Level Increment | State-Fuel Level Increment | 99999 | RI | NEW |  | 99999 | 5 | Commercial NAICS Cogen | GT | DFO | DFO | barrels | 28 | 6 | 162 | 36 | 8.062 | 2018 |  |  |  | 7.7286
99999 | N |  | State-Fuel Level Increment | State-Fuel Level Increment | 99999 | NH | NEW |  | 99999 | 1 | Electric Utility | GT | JF | WOO | barrels | 189 | 189 | 1061 | 1061 | 53.19 | 2018 |  | 19.9474
99999 | Y |  | State-Fuel Level Increment | State-Fuel Level Increment | 99999 | MA | NEW |  | 99999 | 5 | Commercial NAICS Cogen | GT | NG | NG | mcf | 0 | 0 | 0 | 0 | 0 | 2018
99999 | Y |  | State-Fuel Level Increment | State-Fuel Level Increment | 99999 | NY | MAT |  | 99999 | 7 | Industrial NAICS Cogen | GT | NG | NG | mcf | 0 | 0 | 0 | 0 | 0 | 2018
99999 | Y |  | State-Fuel Level Increment | State-Fuel Level Increment | 99999 | RI | NEW |  | 99999 | 5 | Commercial NAICS Cogen | GT | NG | NG | mcf | 38707 | 10727 | 39868 | 11049 | 2475.26 | 2018 |  |  | 6.1948
99999 | Y |  | State-Fuel Level Increment | State-Fuel Level Increment | 99999 | RI | NEW |  | 99999 | 5 | Commercial NAICS Cogen | GT | RFO | RFO | barrels | 0 | 0 | 0 | 0 | 0 | 2018
99999 | N |  | State-Fuel Level Increment | State-Fuel Level Increment | 99999 | MA | NEW |  | 99999 | 2 | NAICS-22 Non-Cogen | HY | WAT | HYC |  | 0 | 0 | 97966 | 97966 | 10744.277 | 2018
99999 | N |  | State-Fuel Level Increment | State-Fuel Level Increment | 99999 | NY | MAT |  | 99999 | 4 | Commercial NAICS Non-Cogen | IC | DFO | DFO | barrels | 0 | 0 | 0 | 0 | 0 | 2018
99999 | N |  | State-Fuel Level Increment | State-Fuel Level Increment | 99999 | VT | NEW |  | 99999 | 1 | Electric Utility | IC | LFG | MLG | mcf | 0 | 0 | 0 | 0 | 0 | 2018
99999 | Y |  | State-Fuel Level Increment | State-Fuel Level Increment | 99999 | NY | MAT |  | 99999 | 3 | NAICS-22 Cogen | IC | NG | NG | mcf | 0 | 0 | 0 | 0 | 0 | 2018
99999 | Y |  | State-Fuel Level Increment | State-Fuel Level Increment | 99999 | RI | NEW |  | 99999 | 5 | Commercial NAICS Cogen | IC | NG | NG | mcf | 402 | 1 | 414 | 1 | 0.193 | 2018
99999 | N |  | State-Fuel Level Increment | State-Fuel Level Increment | 99999 | MA | NEW |  | 99999 | 2 | NAICS-22 Non-Cogen | PV | SUN | SUN |  | 0 | 0 | 314817 | 314817 | 34527.075 | 2018
99999 | N |  | State-Fuel Level Increment | State-Fuel Level Increment | 99999 | NY | MAT |  | 99999 | 2 | NAICS-22 Non-Cogen | PV | SUN | SUN |  | 0 | 0 | 22397 | 22397 | 2456.358 | 2018
99999 | N |  | State-Fuel Level Increment | State-Fuel Level Increment | 99999 | VT | NEW |  | 99999 | 2 | NAICS-22 Non-Cogen | PV | SUN | SUN |  | 0 | 0 | 35639 | 35639 | 3908.724 | 2018
99999 | N |  | State-Fuel Level Increment | State-Fuel Level Increment | 99999 | NH | NEW |  | 99999 | 1 | Electric Utility | ST | BIT | COL | short tons | 8076 | 8076 | 211591 | 211591 | 23940.295 | 2018 |  | 8.8383
99999 | N |  | State-Fuel Level Increment | State-Fuel Level Increment | 99999 | CT | NEW |  | 99999 | 2 | NAICS-22 Non-Cogen | ST | DFO | DFO | barrels | 0 | 0 | 0 | 0 | 0 | 2018
99999 | N |  | State-Fuel Level Increment | State-Fuel Level Increment | 99999 | NH | NEW |  | 99999 | 1 | Electric Utility | ST | DFO | DFO | barrels | 288 | 288 | 1663 | 1663 | 127.489 | 2018 |  | 13.0443
99999 | Y |  | State-Fuel Level Increment | State-Fuel Level Increment | 99999 | RI | NEW |  | 99999 | 5 | Commercial NAICS Cogen | ST | DFO | DFO | barrels | 6 | 0 | 35 | 0 | 0 | 2018
99999 | N |  | State-Fuel Level Increment | State-Fuel Level Increment | 99999 | CT | NEW |  | 99999 | 2 | NAICS-22 Non-Cogen | ST | NG | NG | mcf | 0 | 0 | 0 | 0 | 0 | 2018
99999 | Y |  | State-Fuel Level Increment | State-Fuel Level Increment | 99999 | RI | NEW |  | 99999 | 5 | Commercial NAICS Cogen | ST | NG | NG | mcf | 15169 | 0 | 15624 | 0 | 0 | 2018
99999 | Y |  | State-Fuel Level Increment | State-Fuel Level Increment | 99999 | RI | NEW |  | 99999 | 5 | Commercial NAICS Cogen | ST | RFO | RFO | barrels | 0 | 0 | 0 | 0 | 0 | 2018
99999 | N |  | State-Fuel Level Increment | State-Fuel Level Increment | 99999 | MA | NEW |  | 99999 | 2 | NAICS-22 Non-Cogen | WT | WND | WND |  | 0 | 0 | 38006 | 38006 | 4168.212 | 2018
99999 | N |  | State-Fuel Level Increment | State-Fuel Level Increment | 99999 | NY | MAT |  | 99999 | 2 | NAICS-22 Non-Cogen | WT | WND | WND |  | 0 | 0 | 128796 | 128796 | 14125.504 | 2018
99999 | Y |  | State-Fuel Level Increment | State-Fuel Level Increment | 99999 | NY | MAT |  | 99999 | 7 | Industrial NAICS Cogen | WT | WND | WND |  | 0 | 0 | 30405 | 30405 | 3334.568 | 2018
[23 empty] | Average CHP-NG Heat Rate for Region = | 5.9063
[23 empty] | Average CHP-DFO Heat Rate for Region = | 5.9182
[16 empty] | These values are for filtered checking. | [6 empty] | Weighted Average Wood Heat Rate for Region = | 14.6658
[16 empty] | 828826865 | 796527064 | 1433332057 | 1381196877 | 231581683.18 |  |  | Weighted Average LFG Heat Rate for Region = | 11.7928
[19 empty] | MMBTU/MWh = | 5.9642 |  |  | Elec Fuel Consumption MMBTU (positive gen only) | POSITIVE Net Generation MWh | WEIGHTED AVG HEAT RATE (used in Heat Rate Table on 'GIS' tab)
[6 empty] | MA | Non-biogenic fuels |  |  |  |  | bituminous coal | BIT | COL |  | 0 | 0 | 0 | 0 | 0 |  | 0 | 0 | 0 | #DIV/0!
[12 empty] | sub-bituminous coal | SUB | COL |  | 0 | 0 | 0 | 0 | 0 |  | 0 | 0 | 0 | #DIV/0!
[12 empty] | distillate petroleum | DFO | DFO |  | 287682 | 276509 | 1664791 | 1599998 | 180930.368 |  | 1271674 | 1599998 | 180930.368 | 8.8432
[12 empty] | natural gas | NG | NG |  | 133711419 | 128810095 | 137981616 | 132936615 | 17554200.4 |  | 125408659 | 132933624 | 17554200.4 | 7.5728
|  | NOTE: 2018 923 | MSN = | 0.48999 | [7 empty] | non-biogenic component of municipal solid waste | MSN | OTH |  | 1133982 | 1133982 | 15349324 | 15349324 | 846434.932 |  | 0 | 15349324 | 846434.932 | 18.1341
|  |  | MSB = | 0.51001 | [7 empty] | other | OTH | OTH |  | 0 | 0 | 0 | 0 | 0 |  | 0 | 0 | 0 | #DIV/0!
[12 empty] | tire derived fuel | TDF | OTH |  | 260 | 260 | 6240 | 6240 | 207.988 |  | 0 | 6240 | 207.988 | 30.0017
[12 empty] | petroleum coke | PC | PC |  | 0 | 0 | 0 | 0 | 0 |  | 0 | 0 | 0 | #DIV/0!
[12 empty] | residual petroleum | RFO | RFO |  | 474978 | 474978 | 2972995 | 2972995 | 263241.24 |  | 2972995 | 2972995 | 263241.24 | 11.2938
[12 empty] | jet fuel | JF | WOO |  | 0 | 0 | 0 | 0 | 0 |  | 0 | 0 | 0 | #DIV/0!
[12 empty] | kerosene | KER | WOO |  | 4123 | 4123 | 23144 | 23144 | 1571.795 |  | 11065 | 23144 | 1571.795 | 14.7246
[12 empty] | waste oil | WO | WOO |  | 0 | 0 | 0 | 0 | 0 |  | 0 | 0 | 0 | #DIV/0!
[12 empty] | gaseous propane | PG | OOG |  | 0 | 0 | 0 | 0 | 0 |  | 0 | 0 | 0 | #DIV/0!
[7 empty] | Biogenic fuels |  |  |  |  | landfill gas | LFG | MLG |  | 4022578 | 4022578 | 1972025 | 1972025 | 151035 |  | 0 | 1972025 | 151035 | 13.0567
[12 empty] | biogenic component of municipal solid waste | MSB | MLG |  | 2015957 | 2015957 | 15976189 | 15976189 | 881002.245 |  | 0 | 15976189 | 881002.245 | 18.1341
[12 empty] | black liquor | BLQ | WWW |  | 0 | 0 | 0 | 0 | 0 |  | 0 | 0 | 0 | #DIV/0!
[12 empty] | wood/wood waste solids | WDS | WWW |  | 217384 | 217384 | 1988445 | 1988445 | 107041.085 |  | 0 | 1988445 | 107041.085 | 18.5765
[12 empty] | sludge waste | SLW | ORW |  | 0 | 0 | 0 | 0 | 0 |  | 0 | 0 | 0 | #DIV/0!
[12 empty] | other biomass solids | OBS | ORW |  | 0 | 0 | 0 | 0 | 0 |  | 0 | 0 | 0 | #DIV/0!
[12 empty] | other biomass liquids | OBL | ORW |  | 0 | 0 | 0 | 0 | 0 |  | 0 | 0 | 0 | #DIV/0!
[12 empty] | other biomass gas | OBG | ORW |  | 0 | 0 | 0 | 0 | 0 |  | 0 | 0 | 0 | #DIV/0!
[16 empty] | 141868363 | 136955866 | 177934769 | 172824975 | 19985665.053
[6 empty] | CT | Non-biogenic fuels |  |  |  |  | bituminous coal | BIT | COL |  | 0 | 0 | 0 | 0 | 0 |  | 0 | 0 | 0 | #DIV/0!
[12 empty] | sub-bituminous coal | SUB | COL |  | 220578 | 220578 | 4023342 | 4023342 | 329700.82 |  | 4023342 | 4023342 | 329700.82 | 12.203
[12 empty] | distillate petroleum | DFO | DFO |  | 224205 | 223637 | 1308418 | 1305157 | 152205.083 |  | 1104132 | 1273801 | 159139.051 | 8.0043
[12 empty] | natural gas | NG | NG |  | 136075125 | 135273910 | 139855932 | 139031814 | 18934666.796 |  | 135170692 | 139031814 | 18934676.483 | 7.3427
|  |  |  | 0.49 | [7 empty] | non-biogenic component of municipal solid waste | MSN | OTH |  | 642784 | 642784 | 9056660 | 9056660 | 464732.996 |  | 0 | 9056660 | 464732.996 | 19.4879
|  |  |  | 0.51 | [7 empty] | other | OTH | OTH |  | 0 | 0 | 0 | 0 | 0 |  | 0 | 0 | 0 | #DIV/0!
[12 empty] | tire derived fuel | TDF | OTH |  | 0 | 0 | 0 | 0 | 0 |  | 0 | 0 | 0 | #DIV/0!
[12 empty] | petroleum coke | PC | PC |  | 0 | 0 | 0 | 0 | 0 |  | 0 | 0 | 0 | #DIV/0!
[12 empty] | residual petroleum | RFO | RFO |  | 311514 | 311514 | 1926200 | 1926200 | 157182.978 |  | 1926200 | 1926200 | 157182.978 | 12.2545
[12 empty] | jet fuel | JF | WOO |  | 730 | 730 | 4380 | 4380 | 284 |  | 0 | 4380 | 284 | 15.4225
[12 empty] | kerosene | KER | WOO |  | 61066 | 61066 | 342270 | 342270 | 24838.587 |  | 128833 | 337482 | 24887.587 | 13.5603
[12 empty] | waste oil | WO | WOO |  | 0 | 0 | 0 | 0 | 0 |  | 0 | 0 | 0 | #DIV/0!
[12 empty] | gaseous propane | PG | OOG |  | 0 | 0 | 0 | 0 | 0 |  | 0 | 0 | 0 | #DIV/0!
[7 empty] | Biogenic fuels |  |  |  |  | landfill gas | LFG | MLG |  | 266063 | 266063 | 128628 | 128628 | 10150 |  | 0 | 128628 | 10150 | 12.6727
[12 empty] | biogenic component of municipal solid waste | MSB | MLG |  | 1142714 | 1142714 | 9426257 | 9426257 | 483697.732 |  | 0 | 9426257 | 483697.732 | 19.4879
[12 empty] | black liquor | BLQ | WWW |  | 0 | 0 | 0 | 0 | 0 |  | 0 | 0 | 0 | #DIV/0!
[12 empty] | wood/wood waste solids | WDS | WWW |  | 342812 | 342812 | 3153870 | 3153870 | 260871.39 |  | 0 | 3153870 | 260871.39 | 12.0898
[12 empty] | sludge waste | SLW | ORW |  | 0 | 0 | 0 | 0 | 0 |  | 0 | 0 | 0 | #DIV/0!
[12 empty] | other biomass solids | OBS | ORW |  | 0 | 0 | 0 | 0 | 0 |  | 0 | 0 | 0 | #DIV/0!
[12 empty] | other biomass liquids | OBL | ORW |  | 2048 | 2048 | 10444 | 10444 | 851.609 |  | 0 | 10444 | 851.609 | 12.2638
[12 empty] | other biomass gas | OBG | ORW |  | 0 | 0 | 0 | 0 | 0 |  | 0 | 0 | 0 | #DIV/0!
[16 empty] | 139289639 | 138487856 | 169236401 | 168409022 | 20819181.991
[6 empty] | ME | Non-biogenic fuels |  |  |  |  | bituminous coal | BIT | COL |  | 62360 | 11995 | 1576654 | 303258 | 56284.362 |  | 0 | 303258 | 56284.362 | 5.388
[12 empty] | sub-bituminous coal | SUB | COL |  | 0 | 0 | 0 | 0 | 0 |  | 0 | 0 | 0 | #DIV/0!
[12 empty] | distillate petroleum | DFO | DFO |  | 15906 | 10276 | 92364 | 59598 | 7213.965 |  | 8837 | 59598 | 7213.965 | 8.2615
[12 empty] | natural gas | NG | NG |  | 13747492 | 13717898 | 14449752 | 14419322 | 1878400.322 |  | 14380417 | 14419322 | 1878400.322 | 7.6764
|  |  |  | 0.49 | [7 empty] | non-biogenic component of municipal solid waste | MSN | OTH |  | 63422 | 63422 | 863233 | 863233 | 40958.588 |  | 0 | 863233 | 40958.588 | 21.0758
|  |  |  | 0.51 | [7 empty] | other | OTH | OTH |  | 0 | 0 | 0 | 0 | 0 |  | 0 | 0 | 0 | #DIV/0!
[12 empty] | tire derived fuel | TDF | OTH |  | 122810 | 23845 | 3691451 | 716539 | 133002.11 |  | 0 | 716539 | 133002.11 | 5.3874
[12 empty] | petroleum coke | PC | PC |  | 0 | 0 | 0 | 0 | 0 |  | 0 | 0 | 0 | #DIV/0!
[12 empty] | residual petroleum | RFO | RFO |  | 306245 | 287613 | 1913751 | 1797302 | 163300.333 |  | 1769335 | 1797302 | 163300.333 | 11.0061
[12 empty] | jet fuel | JF | WOO |  | 0 | 0 | 0 | 0 | 0 |  | 0 | 0 | 0 | #DIV/0!
[12 empty] | kerosene | KER | WOO |  | 0 | 0 | 0 | 0 | 0 |  | 0 | 0 | 0 | #DIV/0!
[12 empty] | waste oil | WO | WOO |  | 0 | 0 | 0 | 0 | 0 |  | 0 | 0 | 0 | #DIV/0!
[12 empty] | gaseous propane | PG | OOG |  | 119 | 119 | 299 | 299 | 15.26 |  | 0 | 299 | 15.26 | 19.5937
[7 empty] | Biogenic fuels |  |  |  |  | landfill gas | LFG | MLG |  | 688358 | 688358 | 330284 | 330284 | 29634 |  | 0 | 330284 | 29634 | 11.1454
[12 empty] | biogenic component of municipal solid waste | MSB | MLG |  | 112747 | 112747 | 898454 | 898454 | 42629.632 |  | 0 | 898454 | 42629.632 | 21.0758
[12 empty] | black liquor | BLQ | WWW |  | 739785 | 143532 | 8507530 | 1650614 | 306561.74 |  | 0 | 1650614 | 306561.74 | 5.3843
[12 empty] | wood/wood waste solids | WDS | WWW |  | 2010466 | 1792735 | 17157450 | 15306710 | 1104914.639 |  | 0 | 15306710 | 1104914.639 | 13.8533
[12 empty] | sludge waste | SLW | ORW |  | 32555 | 6357 | 137564 | 26871 | 4985.048 |  | 0 | 26871 | 4985.048 | 5.3903
[12 empty] | other biomass solids | OBS | ORW |  | 0 | 0 | 0 | 0 | 0 |  | 0 | 0 | 0 | #DIV/0!
[12 empty] | other biomass liquids | OBL | ORW |  | 0 | 0 | 0 | 0 | 0 |  | 0 | 0 | 0 | #DIV/0!
[12 empty] | other biomass gas | OBG | ORW |  | 0 | 0 | 0 | 0 | 0 |  | 0 | 0 | 0 | #DIV/0!
[16 empty] | 17902265 | 16858897 | 49618786 | 36372484 | 3767899.999
[6 empty] | NH | Non-biogenic fuels |  |  |  |  | bituminous coal | BIT | COL |  | 293754 | 293754 | 7798012 | 7798012 | 660307.277 |  | 6194939 | 7798012 | 660307.277 | 11.8097
[12 empty] | sub-bituminous coal | SUB | COL |  | 0 | 0 | 0 | 0 | 0 |  | 0 | 0 | 0 | #DIV/0!
[12 empty] | distillate petroleum | DFO | DFO |  | 89324 | 89324 | 516376 | 516376 | 64197.548 |  | 503323 | 516376 | 64197.548 | 8.0435
[12 empty] | natural gas | NG | NG |  | 21563125 | 21563125 | 22213244 | 22213244 | 2952823.684 |  | 22193414 | 22213244 | 2952823.684 | 7.5227
[12 empty] | non-biogenic component of municipal solid waste | MSN | OTH |  | 68778 | 68778 | 973605 | 973605 | 47677.012 |  | 0 | 973605 | 47677.012 | 20.4208
[12 empty] | other | OTH | OTH |  | 0 | 0 | 0 | 0 | 0 |  | 0 | 0 | 0 | #DIV/0!
[12 empty] | tire derived fuel | TDF | OTH |  | 0 | 0 | 0 | 0 | 0 |  | 0 | 0 | 0 | #DIV/0!
[12 empty] | petroleum coke | PC | PC |  | 0 | 0 | 0 | 0 | 0 |  | 0 | 0 | 0 | #DIV/0!
[12 empty] | residual petroleum | RFO | RFO |  | 190359 | 190359 | 1181458 | 1181458 | 96837.135 |  | 962574 | 1181458 | 96837.135 | 12.2005
[12 empty] | jet fuel | JF | WOO |  | 3436 | 3436 | 18987 | 18987 | 1194.19 |  | 9286 | 18987 | 1194.19 | 15.8995
[12 empty] | kerosene | KER | WOO |  | 0 | 0 | 0 | 0 | 0 |  | 0 | 0 | 0 | #DIV/0!
[12 empty] | waste oil | WO | WOO |  | 0 | 0 | 0 | 0 | 0 |  | 0 | 0 | 0 | #DIV/0!
[12 empty] | gaseous propane | PG | OOG |  | 0 | 0 | 0 | 0 | 0 |  | 0 | 299 | 15.26 | 19.5937
[7 empty] | Biogenic fuels |  |  |  |  | landfill gas | LFG | MLG |  | 1459001 | 1459001 | 690987 | 690987 | 43522 |  | 0 | 690987 | 43522 | 15.8767
[12 empty] | biogenic component of municipal solid waste | MSB | MLG |  | 122275 | 122275 | 1013344 | 1013344 | 49622.988 |  | 0 | 1013344 | 49622.988 | 20.4209
[12 empty] | black liquor | BLQ | WWW |  | 0 | 0 | 0 | 0 | 0 |  | 0 | 0 | 0 | #DIV/0!
[12 empty] | wood/wood waste solids | WDS | WWW |  | 2033818 | 2033818 | 18361026 | 18361026 | 1247754.964 |  | 0 | 18361026 | 1247754.964 | 14.7152
[12 empty] | sludge waste | SLW | ORW |  | 0 | 0 | 0 | 0 | 0 |  | 0 | 0 | 0 | #DIV/0!
[12 empty] | other biomass solids | OBS | ORW |  | 228 | 228 | 3466 | 3466 | 224.182 |  | 0 | 3466 | 224.182 | 15.4607
[12 empty] | other biomass liquids | OBL | ORW |  | 0 | 0 | 0 | 0 | 0 |  | 0 | 0 | 0 | #DIV/0!
[12 empty] | other biomass gas | OBG | ORW |  | 0 | 0 | 0 | 0 | 0 |  | 0 | 0 | 0 | #DIV/0!
[16 empty] | 25824098 | 25824098 | 52770505 | 52770505 | 5164160.98
[6 empty] | NY | Non-biogenic fuels |  |  |  |  | bituminous coal | BIT | COL |  | 271938 | 271938 | 6983961 | 6983961 | 679442.241 |  | 6983961 | 6983961 | 679442.241 | 10.279
[12 empty] | sub-bituminous coal | SUB | COL |  | 0 | 0 | 0 | 0 | 0 |  | 0 | 0 | 0 | #DIV/0!
[12 empty] | distillate petroleum | DFO | DFO |  | 789677 | 731019 | 4558983 | 4216407 | 488140.067 |  | 2742902 | 4216344 | 488140.067 | 8.6376
[12 empty] | natural gas | NG | NG |  | 415494732 | 390741627 | 428065585 | 402452019 | 49317609.538 |  | 266522592 | 402452019 | 49319041.399 | 8.1602
[12 empty] | non-biogenic component of municipal solid waste | MSN | OTH |  | 1086142 | 841143 | 14886653 | 11609240 | 683876.413 |  | 0 | 11609240 | 683876.413 | 16.9756
[12 empty] | other | OTH | OTH |  | 0 | 0 | 0 | 0 | 0 |  | 0 | 0 | 0 | #DIV/0!
[12 empty] | tire derived fuel | TDF | OTH |  | 195 | 195 | 5177 | 5177 | 275.93 |  | 0 | 5177 | 275.93 | 18.762
[12 empty] | petroleum coke | PC | PC |  | 0 | 0 | 0 | 0 | 0 |  | 0 | 0 | 0 | #DIV/0!
[12 empty] | residual petroleum | RFO | RFO |  | 1615646 | 1565811 | 10143424 | 9836484 | 944429.392 |  | 9573345 | 9836484 | 944429.392 | 10.4153
[12 empty] | jet fuel | JF | WOO |  | 0 | 0 | 0 | 0 | 0 |  | 0 | 0 | 0 | #DIV/0!
[12 empty] | kerosene | KER | WOO |  | 242295 | 242295 | 1368669 | 1368669 | 109012.779 |  | 1242575 | 1368669 | 110293.918 | 12.4093
[12 empty] | waste oil | WO | WOO |  | 0 | 0 | 0 | 0 | 0 |  | 0 | 0 | 0 | #DIV/0!
[12 empty] | gaseous propane | PG | OOG |  | 3772 | 3772 | 9432 | 9432 | 517.569 |  | 0 | 299 | 15.26 | 19.5937
[7 empty] | Biogenic fuels |  |  |  |  | landfill gas | LFG | MLG |  | 16333422 | 16333422 | 8252114 | 8252114 | 690989 |  | 0 | 8252114 | 690989 | 11.9425
[12 empty] | biogenic component of municipal solid waste | MSB | MLG |  | 1930942 | 1495386 | 15494356 | 12083146 | 711794.155 |  | 0 | 12083146 | 711794.155 | 16.9756
[12 empty] | black liquor | BLQ | WWW |  | 0 | 0 | 0 | 0 | 0 |  | 0 | 0 | 0 | #DIV/0!
[12 empty] | wood/wood waste solids | WDS | WWW |  | 604950 | 604950 | 6351978 | 6351978 | 351671.76 |  | 0 | 6351978 | 351671.76 | 18.0622
[12 empty] | sludge waste | SLW | ORW |  | 0 | 0 | 0 | 0 | 0 |  | 0 | 0 | 0 | #DIV/0!
[12 empty] | other biomass solids | OBS | ORW |  | 0 | 0 | 0 | 0 | 0 |  | 0 | 0 | 0 | #DIV/0!
[12 empty] | other biomass liquids | OBL | ORW |  | 0 | 0 | 0 | 0 | 0 |  | 0 | 0 | 0 | #DIV/0!
[12 empty] | other biomass gas | OBG | ORW |  | 0 | 0 | 0 | 0 | 0 |  | 0 | 0 | 0 | #DIV/0!
[16 empty] | 438373711 | 412831558 | 496120332 | 463168627 | 53977758.844
[6 empty] | RI | Non-biogenic fuels |  |  |  |  | bituminous coal | BIT | COL |  | 0 | 0 | 0 | 0 | 0 |  | 0 | 0 | 0 | #DIV/0!
[12 empty] | sub-bituminous coal | SUB | COL |  | 0 | 0 | 0 | 0 | 0 |  | 0 | 0 | 0 | #DIV/0!
[12 empty] | distillate petroleum | DFO | DFO |  | 113306 | 113306 | 656685 | 656685 | 73793.55 |  | 655999 | 656685 | 73793.55 | 8.8989
[12 empty] | natural gas | NG | NG |  | 57260325 | 57260325 | 58881952 | 58881952 | 7701512.468 |  | 58881952 | 58881952 | 7701512.468 | 7.6455
[12 empty] | non-biogenic component of municipal solid waste | MSN | OTH |  | 0 | 0 | 0 | 0 | 0 |  | 0 | 0 | 0 | #DIV/0!
[12 empty] | other | OTH | OTH |  | 0 | 0 | 0 | 0 | 0 |  | 0 | 0 | 0 | #DIV/0!
[12 empty] | tire derived fuel | TDF | OTH |  | 0 | 0 | 0 | 0 | 0 |  | 0 | 0 | 0 | #DIV/0!
[12 empty] | petroleum coke | PC | PC |  | 0 | 0 | 0 | 0 | 0 |  | 0 | 0 | 0 | #DIV/0!
[12 empty] | residual petroleum | RFO | RFO |  | 0 | 0 | 0 | 0 | 0 |  | 0 | 0 | 0 | #DIV/0!
[12 empty] | jet fuel | JF | WOO |  | 0 | 0 | 0 | 0 | 0 |  | 0 | 0 | 0 | #DIV/0!
[12 empty] | kerosene | KER | WOO |  | 0 | 0 | 0 | 0 | 0 |  | 0 | 0 | 0 | #DIV/0!
[12 empty] | waste oil | WO | WOO |  | 0 | 0 | 0 | 0 | 0 |  | 0 | 0 | 0 | #DIV/0!
[12 empty] | gaseous propane | PG | OOG |  | 0 | 0 | 0 | 0 | 0 |  | 0 | 299 | 15.26 | 19.5937
[7 empty] | Biogenic fuels |  |  |  |  | landfill gas | LFG | MLG |  | 4133227 | 4133227 | 2047751 | 2047751 | 211031.26 |  | 0 | 2047751 | 211031.26 | 9.7035
[12 empty] | biogenic component of municipal solid waste | MSB | MLG |  | 0 | 0 | 0 | 0 | 0 |  | 0 | 0 | 0 | #DIV/0!
[12 empty] | black liquor | BLQ | WWW |  | 0 | 0 | 0 | 0 | 0 |  | 0 | 0 | 0 | #DIV/0!
[12 empty] | wood/wood waste solids | WDS | WWW |  | 0 | 0 | 0 | 0 | 0 |  | 0 | 0 | 0 | #DIV/0!
[12 empty] | sludge waste | SLW | ORW |  | 0 | 0 | 0 | 0 | 0 |  | 0 | 0 | 0 | #DIV/0!
[12 empty] | other biomass solids | OBS | ORW |  | 0 | 0 | 0 | 0 | 0 |  | 0 | 0 | 0 | #DIV/0!
[12 empty] | other biomass liquids | OBL | ORW |  | 0 | 0 | 0 | 0 | 0 |  | 0 | 0 | 0 | #DIV/0!
[12 empty] | other biomass gas | OBG | ORW |  | 0 | 0 | 0 | 0 | 0 |  | 0 | 0 | 0 | #DIV/0!
[16 empty] | 61506858 | 61506858 | 61586388 | 61586388 | 7986337.278
[6 empty] | VT | Non-biogenic fuels |  |  |  |  | bituminous coal | BIT | COL |  | 0 | 0 | 0 | 0 | 0 |  | 0 | 0 | 0 | #DIV/0!
[12 empty] | sub-bituminous coal | SUB | COL |  | 0 | 0 | 0 | 0 | 0 |  | 0 | 0 | 0 | #DIV/0!
[12 empty] | distillate petroleum | DFO | DFO |  | 7678 | 7678 | 44493 | 44493 | 2073 |  | 9910 | 44493 | 2073 | 21.4631
[12 empty] | natural gas | NG | NG |  | 11146 | 11146 | 11481 | 11481 | 745.875 |  | 0 | 11481 | 745.875 | 15.3927
[12 empty] | non-biogenic component of municipal solid waste | MSN | OTH |  | 0 | 0 | 0 | 0 | 0 |  | 0 | 0 | 0 | #DIV/0!
[12 empty] | other | OTH | OTH |  | 0 | 0 | 0 | 0 | 0 |  | 0 | 0 | 0 | #DIV/0!
[12 empty] | tire derived fuel | TDF | OTH |  | 0 | 0 | 0 | 0 | 0 |  | 0 | 0 | 0 | #DIV/0!
[12 empty] | petroleum coke | PC | PC |  | 0 | 0 | 0 | 0 | 0 |  | 0 | 0 | 0 | #DIV/0!
[12 empty] | residual petroleum | RFO | RFO |  | 0 | 0 | 0 | 0 | 0 |  | 0 | 0 | 0 | #DIV/0!
[12 empty] | jet fuel | JF | WOO |  | 0 | 0 | 0 | 0 | 0 |  | 0 | 0 | 0 | #DIV/0!
[12 empty] | kerosene | KER | WOO |  | 2630 | 2630 | 15267 | 15267 | 963 |  | 15267 | 15267 | 963 | 15.8536
[12 empty] | waste oil | WO | WOO |  | 0 | 0 | 0 | 0 | 0 |  | 0 | 0 | 0 | #DIV/0!
[12 empty] | gaseous propane | PG | OOG |  | 0 | 0 | 0 | 0 | 0 |  | 0 | 299 | 15.26 | 19.5937
[7 empty] | Biogenic fuels |  |  |  |  | landfill gas | LFG | MLG |  | 280744 | 280744 | 121283 | 121283 | 12053 |  | 0 | 121283 | 12053 | 10.0625
[12 empty] | biogenic component of municipal solid waste | MSB | MLG |  | 0 | 0 | 0 | 0 | 0 |  | 0 | 0 | 0 | #DIV/0!
[12 empty] | black liquor | BLQ | WWW |  | 0 | 0 | 0 | 0 | 0 |  | 0 | 0 | 0 | #DIV/0!
[12 empty] | wood/wood waste solids | WDS | WWW |  | 652468 | 652468 | 5932382 | 5932382 | 411657.13 |  | 0 | 5932382 | 411657.13 | 14.411
[12 empty] | sludge waste | SLW | ORW |  | 0 | 0 | 0 | 0 | 0 |  | 0 | 0 | 0 | #DIV/0!
[12 empty] | other biomass solids | OBS | ORW |  | 0 | 0 | 0 | 0 | 0 |  | 0 | 0 | 0 | #DIV/0!
[12 empty] | other biomass liquids | OBL | ORW |  | 0 | 0 | 0 | 0 | 0 |  | 0 | 0 | 0 | #DIV/0!
[12 empty] | other biomass gas | OBG | ORW |  | 0 | 0 | 0 | 0 | 0 |  | 0 | 0 | 0 | #DIV/0!
[16 empty] | 954666 | 954666 | 6124906 | 6124906 | 427492.005

## EPA Part 75
State | Facility Name | Facility ID (ORISPL) | Unit ID | Year | CO2 (short tons) | Heat Input (MMBtu) | Unit Type | CO2 (tons) | NOTES
CT | Devon | 544 | 11 | 2018 | 2781.1 | 41412 | Combustion turbine | 2781.1
CT | Devon | 544 | 12 | 2018 | 2885.3 | 44188 | Combustion turbine | 2885.3
CT | Devon | 544 | 13 | 2018 | 2414.4 | 35412 | Combustion turbine | 2414.4
CT | Devon | 544 | 14 | 2018 | 1866.4 | 27216 | Combustion turbine | 1866.4
CT | Devon | 544 | 15 | 2018 | 2068.668 | 25535.909 | Combustion turbine | 2068.668
CT | Devon | 544 | 16 | 2018 | 1617.479 | 20005.608 | Combustion turbine | 1617.479
CT | Devon | 544 | 17 | 2018 | 2180.005 | 27003.749 | Combustion turbine | 2180.005
CT | Devon | 544 | 18 | 2018 | 1848.882 | 22895.535 | Combustion turbine | 1848.882
CT | Montville | 546 | 5 | 2018 | 22641.621 | 317318.726 | Tangentially-fired | 22641.621
CT | Montville | 546 | 6 | 2018 | 61676.912 | 762028.639 | Tangentially-fired | 61676.912
CT | Middletown | 562 | 12 | 2018 | 1544.179 | 19209.814 | Combustion turbine | 1544.179
CT | Middletown | 562 | 13 | 2018 | 1279.964 | 16097.411 | Combustion turbine | 1279.964
CT | Middletown | 562 | 14 | 2018 | 1406.089 | 17576.153 | Combustion turbine | 1406.089
CT | Middletown | 562 | 15 | 2018 | 1256.945 | 15738.861 | Combustion turbine | 1256.945
CT | Middletown | 562 | 2 | 2018 | 87141.049 | 1382128.417 | Dry bottom wall-fired boiler | 87141.049
CT | Middletown | 562 | 3 | 2018 | 141630.082 | 2369530.555 | Cyclone boiler | 141630.082
CT | Middletown | 562 | 4 | 2018 | 50244.945 | 620771.79 | Tangentially-fired | 50244.945
CT | South Meadow Station | 563 | 11A | 2018 | 128.2 | 1584 | Combustion turbine | 128.2
CT | South Meadow Station | 563 | 11B | 2018 | 131.7 | 1627.1 | Combustion turbine | 131.7
CT | South Meadow Station | 563 | 12A | 2018 | 227.1 | 2801.5 | Combustion turbine | 227.1
CT | South Meadow Station | 563 | 12B | 2018 | 227.1 | 2801.5 | Combustion turbine | 227.1
CT | South Meadow Station | 563 | 13A | 2018 | 280.7 | 3467.8 | Combustion turbine | 280.7
CT | South Meadow Station | 563 | 13B | 2018 | 283.6 | 3504 | Combustion turbine | 283.6
CT | South Meadow Station | 563 | 14A | 2018 | 208.7 | 2575.3 | Combustion turbine | 208.7
CT | South Meadow Station | 563 | 14B | 2018 | 207.4 | 2559.2 | Combustion turbine | 207.4
CT | Bridgeport Harbor Station | 568 | BHB3 | 2018 | 393320.563 | 3750212.12 | Tangentially-fired | 393320.563
CT | New Haven Harbor | 6156 | NHB1 | 2018 | 48883.26 | 682231.123 | Tangentially-fired | 48883.26
CT | New Haven Harbor | 6156 | NHHS2 | 2018 | 1218.247 | 15012.46 | Combustion turbine | 1218.247
CT | New Haven Harbor | 6156 | NHHS3 | 2018 | 1588.455 | 19576.168 | Combustion turbine | 1588.455
CT | New Haven Harbor | 6156 | NHHS4 | 2018 | 1488.957 | 18349.733 | Combustion turbine | 1488.957
CT | Alfred L Pierce Generating Station | 6635 | AP-1 | 2018 | 2105.027 | 34844.642 | Combustion turbine | 2105.027
CT | Algonquin Power Windsor Locks, LLC | 10567 | GT1 | 2018 | 27334.738 | 445633.005 | Combined cycle |  | steam and MWh
CT | Capitol District Energy Center | 50498 | GT | 2018 | 30203.051 | 501991.186 | Combined cycle |  | steam and MWh
CT | Pratt & Whitney, East Hartford | 54605 | 1 | 2018 | 60479.59 | 1017690.894 | Combustion turbine |  | steam and MWh; industrial
CT | Bridgeport Energy | 55042 | BE1 | 2018 | 761301.832 | 12810433.639 | Combined cycle | 761301.832
CT | Bridgeport Energy | 55042 | BE2 | 2018 | 780451.298 | 13132549.014 | Combined cycle | 780451.298
CT | Milford Power Company LLC | 55126 | CT01 | 2018 | 814112.753 | 13699060.501 | Combined cycle | 814112.753
CT | Milford Power Company LLC | 55126 | CT02 | 2018 | 732197.778 | 12320620.665 | Combined cycle | 732197.778
CT | Lake Road Generating Company | 55149 | LRG1 | 2018 | 789426.538 | 13284495.565 | Combined cycle | 789426.538
CT | Lake Road Generating Company | 55149 | LRG2 | 2018 | 731046.995 | 12302123.286 | Combined cycle | 731046.995
CT | Lake Road Generating Company | 55149 | LRG3 | 2018 | 754691.78 | 12700014.908 | Combined cycle | 754691.78
CT | Wallingford Energy, LLC | 55517 | CT01 | 2018 | 11936.339 | 200848.591 | Combustion turbine | 11936.339
CT | Wallingford Energy, LLC | 55517 | CT02 | 2018 | 11674.109 | 196436.756 | Combustion turbine | 11674.109
CT | Wallingford Energy, LLC | 55517 | CT03 | 2018 | 11617.625 | 195501.383 | Combustion turbine | 11617.625
CT | Wallingford Energy, LLC | 55517 | CT04 | 2018 | 11631.151 | 195723.221 | Combustion turbine | 11631.151
CT | Wallingford Energy, LLC | 55517 | CT05 | 2018 | 13193.477 | 222014.875 | Combustion turbine | 13193.477
CT | Wallingford Energy, LLC | 55517 | CT06 | 2018 | 12677.497 | 213318.399 | Combustion turbine | 12677.497
CT | Wallingford Energy, LLC | 55517 | CT07 | 2018 | 11187.568 | 188246.597 | Combustion turbine | 11187.568
CT | CPV Towantic Energy Center | 56047 | 1 | 2018 | 599739.448 | 10049030.886 | Combined cycle (Started Jan 27, 2018) | 599739.448
CT | CPV Towantic Energy Center | 56047 | 2 | 2018 | 605055.823 | 10132008.233 | Combined cycle (Started Feb 26, 2018) | 605055.823
CT | Waterbury Generation | 56629 | 10 | 2018 | 9032.517 | 151174.728 | Combustion turbine | 9032.517
CT | Kleen Energy Systems Project | 56798 | U1 | 2018 | 564243.366 | 9358288.128 | Combined cycle | 564243.366
CT | Kleen Energy Systems Project | 56798 | U2 | 2018 | 563220.628 | 9341603.295 | Combined cycle | 563220.628
MA | Mystic | 1588 | 7 | 2018 | 141055.025 | 1771890.165 | Tangentially-fired | 141055.025
MA | Mystic | 1588 | 81 | 2018 | 485514.025 | 8169737.43 | Combined cycle | 485514.025
MA | Mystic | 1588 | 82 | 2018 | 480326.991 | 8082446.854 | Combined cycle | 480326.991
MA | Mystic | 1588 | 93 | 2018 | 521916.029 | 8782296.977 | Combined cycle | 521916.029
MA | Mystic | 1588 | 94 | 2018 | 504783.686 | 8493974.603 | Combined cycle | 504783.686
MA | Medway Station | 1592 | J1T1 | 2018 | 1789.1 | 22074.6 | Combustion turbine | 1789.1
MA | Medway Station | 1592 | J1T2 | 2018 | 1463.8 | 18061.3 | Combustion turbine | 1463.8
MA | Medway Station | 1592 | J2T1 | 2018 | 863.5 | 10658.7 | Combustion turbine | 863.5
MA | Medway Station | 1592 | J2T2 | 2018 | 841.2 | 10384.3 | Combustion turbine | 841.2
MA | Medway Station | 1592 | J3T1 | 2018 | 2061.1 | 25436.5 | Combustion turbine | 2061.1
MA | Medway Station | 1592 | J3T2 | 2018 | 1734.9 | 21411.8 | Combustion turbine | 1734.9
MA | Kendall Green Energy LLC | 1595 | 2 | 2018 | 4101.442 | 69038.431 | Dry bottom wall-fired boiler |  | steam and MWh
MA | Kendall Green Energy LLC | 1595 | 3 | 2018 | 19368.787 | 325963.64 | Dry bottom wall-fired boiler |  | steam and MWh
MA | Kendall Green Energy LLC | 1595 | 4 | 2018 | 656673.088 | 11002012.84 | Combined cycle |  | steam and MWh
MA | Canal Station | 1599 | 1 | 2018 | 74668.805 | 920217.37 | Dry bottom wall-fired boiler | 74668.805
MA | Canal Station | 1599 | 2 | 2018 | 50237.715 | 683870.047 | Dry bottom wall-fired boiler | 50237.715
MA | West Springfield | 1642 | 3 | 2018 | 2556.766 | 43145.753 | Tangentially-fired | 2556.766
MA | West Springfield | 1642 | CTG1 | 2018 | 5185.824 | 81980.166 | Combustion turbine |  | only 2 units report CO2
MA | West Springfield | 1642 | CTG2 | 2018 | 5434.489 | 86309.225 | Combustion turbine |  | only 2 units report CO2
MA | Potter | 1660 | 3 | 2018 | 5327.602 | 89301.155 | Combined cycle | 5327.602 | Although EIA says Potter 2, Units 4 and 5 appear to be included based on MMBtu value.
MA | Potter | 1660 | 4 | 2018 | 11921.228 | 185225.777 | Combustion turbine | 11921.228 | Although EIA says Potter 2, Units 4 and 5 appear to be included based on MMBtu value.
MA | Potter | 1660 | 5 | 2018 | 12566.574 | 195177.781 | Combustion turbine | 12566.574 | Although EIA says Potter 2, Units 4 and 5 appear to be included based on MMBtu value.
MA | Waters River | 1678 | 2 | 2018 | 2064.2 | 31590.8 | Combustion turbine |  | only 1 unit reports CO2
MA | Cleary Flood | 1682 | 8 | 2018 | 2876.081 | 35544.683 | Dry bottom wall-fired boiler | 2876.081
MA | Cleary Flood | 1682 | 9 | 2018 | 51507.932 | 848236.567 | Other boiler | 51507.932
MA | Stony Brook Energy Center | 6081 | 1 | 2018 | 27018.6 | 392368.075 | Combined cycle | 27018.6
MA | Stony Brook Energy Center | 6081 | 2 | 2018 | 7687.425 | 99240.625 | Combined cycle | 7687.425
MA | Stony Brook Energy Center | 6081 | 3 | 2018 | 31621.175 | 467802.6 | Combined cycle | 31621.175
MA | Stony Brook Energy Center | 6081 | 4 | 2018 | 3702.4 | 45706.9 | Combustion turbine | 3702.4
MA | Stony Brook Energy Center | 6081 | 5 | 2018 | 3816.9 | 47119.6 | Combustion turbine | 3816.9
MA | South Boston Combustion Turbines | 10176 | A | 2018 | 611.1 | 7539.8 | Combustion turbine | 611.1
MA | South Boston Combustion Turbines | 10176 | B | 2018 | 825.6 | 10189.2 | Combustion turbine | 825.6
MA | Bellingham | 10307 | 1 | 2018 | 32069.262 | 506365.05 | Combined cycle | 32069.262
MA | Bellingham | 10307 | 2 | 2018 | 37752.613 | 601202.669 | Combined cycle | 37752.613
MA | MASSPOWER | 10726 | 1 | 2018 | 133415.35 | 2244960.725 | Combined cycle | 133415.35
MA | MASSPOWER | 10726 | 2 | 2018 | 120966.225 | 2035445.65 | Combined cycle | 120966.225
MA | Deer Island Treatment | 10823 | S42 | 2018 | 3590.035 | 44251.035 | Combustion turbine |  | behind the meter
MA | Deer Island Treatment | 10823 | S43 | 2018 | 2382.65 | 29358.564 | Combustion turbine |  | behind the meter
MA | Pittsfield Generating | 50002 | 1 | 2018 | 19955.148 | 326899.971 | Combined cycle | 19955.148
MA | Pittsfield Generating | 50002 | 2 | 2018 | 22141.025 | 362913.955 | Combined cycle | 22141.025
MA | Pittsfield Generating | 50002 | 3 | 2018 | 21324.318 | 351763.417 | Combined cycle | 21324.318
MA | Dartmouth Power | 52026 | 1 | 2018 | 28432.02 | 465592.19 | Combined cycle |  | only 1 unit reports CO2
MA | Tanner Street Generation, LLC | 54586 | 2 | 2018 | 20540.484 | 333484.194 | Combined cycle | 20540.484
MA | Milford Power, LLC | 54805 | 1 | 2018 | 122578.84 | 2062625.625 | Combined cycle | 122578.84
MA | Dighton | 55026 | 1 | 2018 | 174318.044 | 2933196.153 | Combined cycle | 174318.044
MA | Berkshire Power | 55041 | 1 | 2018 | 283921.096 | 4777451.717 | Combined cycle | 283921.096
MA | Millennium Power Partners | 55079 | 1 | 2018 | 473747.456 | 7971858.25 | Combined cycle | 473747.456
MA | ANP Bellingham Energy Company, LLC | 55211 | 1 | 2018 | 507686.549 | 8542742.532 | Combined cycle | 507686.549
MA | ANP Bellingham Energy Company, LLC | 55211 | 2 | 2018 | 489574.985 | 8238126.637 | Combined cycle | 489574.985
MA | ANP Blackstone Energy Company, LLC | 55212 | 1 | 2018 | 446339.581 | 7510496.653 | Combined cycle | 446339.581
MA | ANP Blackstone Energy Company, LLC | 55212 | 2 | 2018 | 474770.223 | 7988916.294 | Combined cycle | 474770.223
MA | Fore River Energy Center | 55317 | 11 | 2018 | 772201.033 | 12879862.183 | Combined cycle | 772201.033
MA | Fore River Energy Center | 55317 | 12 | 2018 | 674336.515 | 11339616.09 | Combined cycle | 674336.515
MA | Salem Harbor Station NGCC | 60903 | 1 | 2018 | 196811.953 | 3311768.363 | Combined cycle | 196811.953
MA | Salem Harbor Station NGCC | 60903 | 2 | 2018 | 154817.352 | 2605121.857 | Combined cycle (Started Feb 10, 2018) | 154817.352
ME | William F Wyman | 1507 | 1 | 2018 | 5619.899 | 64377.875 | Dry bottom wall-fired boiler | 5619.899
ME | William F Wyman | 1507 | 2 | 2018 | 4184.564 | 47943.343 | Dry bottom wall-fired boiler | 4184.564
ME | William F Wyman | 1507 | 3 | 2018 | 21345.125 | 245506.118 | Tangentially-fired | 21345.125
ME | William F Wyman | 1507 | 4 | 2018 | 120577.5 | 1387021.893 | Dry bottom wall-fired boiler | 120577.5
ME | Bucksport Generation LLC | 50243 | GEN4 | 2018 | 8939.687 | 127346.225 | Combined cycle |  | steam and MWh; plant burns both biomass and fossil
ME | Androscoggin Energy | 55031 | CT01 | 2018 | 25207.288 | 423082.284 | Combustion turbine |  | steam and MWh
ME | Androscoggin Energy | 55031 | CT02 | 2018 | 63031.244 | 1049131.869 | Combustion turbine |  | steam and MWh
ME | Androscoggin Energy | 55031 | CT03 | 2018 | 144061.375 | 2423697.48 | Combustion turbine |  | steam and MWh
ME | Maine Independence Station | 55068 | 1 | 2018 | 56889.826 | 957251.919 | Combined cycle | 56889.826
ME | Maine Independence Station | 55068 | 2 | 2018 | 47416.354 | 797868.266 | Combined cycle | 47416.354
ME | Rumford Power | 55100 | 1 | 2018 | 69766.928 | 1173962.688 | Combined cycle | 69766.928
ME | Westbrook Energy Center | 55294 | 1 | 2018 | 320720.618 | 5396757.378 | Combined cycle | 320720.618
ME | Westbrook Energy Center | 55294 | 2 | 2018 | 295454.416 | 4971576.565 | Combined cycle | 295454.416
NH | Merrimack | 2364 | 1 | 2018 | 239458.013 | 2333903.338 | Cyclone boiler | 239458.013
NH | Merrimack | 2364 | 2 | 2018 | 483167.697 | 4709238.226 | Cyclone boiler | 483167.697
NH | Schiller | 2367 | 4 | 2018 | 64071.695 | 647576.253 | Dry bottom wall-fired boiler |  | plant burns both biomass and fossil
NH | Schiller | 2367 | 5 | 2018 | 453850.144 | 4355738.217 | Circulating fluidized bed boiler |  | plant burns both biomass and fossil
NH | Schiller | 2367 | 6 | 2018 | 90651.648 | 907489.309 | Dry bottom wall-fired boiler |  | plant burns both biomass and fossil
NH | Newington | 8002 | 1 | 2018 | 121120.336 | 1618617.711 | Tangentially-fired | 121120.336
NH | Granite Ridge Energy | 55170 | 1 | 2018 | 428147.724 | 7204402.874 | Combined cycle | 428147.724
NH | Granite Ridge Energy | 55170 | 2 | 2018 | 501195.392 | 8433580.556 | Combined cycle | 501195.392
NH | Newington Energy | 55661 | 1 | 2018 | 191110.17 | 3100365.078 | Combined cycle | 191110.17
NH | Newington Energy | 55661 | 2 | 2018 | 178843.764 | 2953574.767 | Combined cycle | 178843.764
NY | Danskammer Generating Station | 2480 | 1 | 2018 | 3422.918 | 56267.869 | Tangentially-fired | 3422.918
NY | Danskammer Generating Station | 2480 | 2 | 2018 | 2501.274 | 42191.006 | Tangentially-fired | 2501.274
NY | Danskammer Generating Station | 2480 | 3 | 2018 | 13968.698 | 235658.32 | Tangentially-fired | 13968.698
NY | Danskammer Generating Station | 2480 | 4 | 2018 | 6285.537 | 106037.797 | Tangentially-fired | 6285.537
NY | Arthur Kill | 2490 | 20 | 2018 | 319369.508 | 5373986.922 | Dry bottom wall-fired boiler | 319369.508
NY | Arthur Kill | 2490 | 30 | 2018 | 365857.239 | 6156219.832 | Tangentially-fired | 365857.239
NY | East River | 2493 | 1 | 2018 | 745675.175 | 12548128.85 | Combined cycle |  | CHP
NY | East River | 2493 | 2 | 2018 | 703717.65 | 11841466.35 | Combined cycle |  | CHP
NY | East River | 2493 | 60 | 2018 | 458886.15 | 7602081.475 | Dry bottom wall-fired boiler |  | CHP
NY | East River | 2493 | 70 | 2018 | 224724.4 | 3713386.2 | Dry bottom wall-fired boiler |  | CHP
NY | Ravenswood Generating Station | 2500 | 10 | 2018 | 411026.217 | 6691387.249 | Tangentially-fired | 411026.217
NY | Ravenswood Generating Station | 2500 | 20 | 2018 | 394817.032 | 6511612.217 | Tangentially-fired | 394817.032
NY | Ravenswood Generating Station | 2500 | 30 | 2018 | 568753.273 | 9505159.214 | Tangentially-fired | 568753.273
NY | Ravenswood Generating Station | 2500 | CT02-1 | 2018 |  |  | Combustion turbine | 0
NY | Ravenswood Generating Station | 2500 | CT02-2 | 2018 |  |  | Combustion turbine | 0
NY | Ravenswood Generating Station | 2500 | CT02-3 | 2018 |  |  | Combustion turbine | 0
NY | Ravenswood Generating Station | 2500 | CT02-4 | 2018 |  |  | Combustion turbine | 0
NY | Ravenswood Generating Station | 2500 | CT03-1 | 2018 |  |  | Combustion turbine | 0
NY | Ravenswood Generating Station | 2500 | CT03-2 | 2018 |  |  | Combustion turbine | 0
NY | Ravenswood Generating Station | 2500 | CT03-3 | 2018 |  |  | Combustion turbine | 0
NY | Ravenswood Generating Station | 2500 | CT03-4 | 2018 |  |  | Combustion turbine | 0
NY | Ravenswood Generating Station | 2500 | UCC001 | 2018 | 610601.514 | 10231848.807 | Combined cycle | 610601.514
NY | E F Barrett | 2511 | 10 | 2018 | 390102.175 | 6447193.75 | Tangentially-fired | 390102.175
NY | E F Barrett | 2511 | 20 | 2018 | 470103.9 | 7910359.05 | Tangentially-fired | 470103.9
NY | E F Barrett | 2511 | U00012 | 2018 | 10876.3 | 183191.5 | Combustion turbine | 10876.3
NY | E F Barrett | 2511 | U00013 | 2018 | 10876.3 | 183191.5 | Combustion turbine | 10876.3
NY | E F Barrett | 2511 | U00014 | 2018 | 8037 | 134788 | Combustion turbine | 8037
NY | E F Barrett | 2511 | U00015 | 2018 | 8037 | 134788 | Combustion turbine | 8037
NY | E F Barrett | 2511 | U00016 | 2018 | 18082.2 | 303329.3 | Combustion turbine | 18082.2
NY | E F Barrett | 2511 | U00017 | 2018 | 18082.2 | 303329.3 | Combustion turbine | 18082.2
NY | E F Barrett | 2511 | U00018 | 2018 | 14148.5 | 238290.5 | Combustion turbine | 14148.5
NY | E F Barrett | 2511 | U00019 | 2018 | 14148.5 | 238290.5 | Combustion turbine | 14148.5
NY | Glenwood | 2514 | U00020 | 2018 | 2453.7 | 30297 | Combustion turbine | 2453.7
NY | Glenwood | 2514 | U00021 | 2018 | 2847.5 | 35151.3 | Combustion turbine | 2847.5
NY | Northport | 2516 | 1 | 2018 | 237006.8 | 3770760.25 | Tangentially-fired | 237006.8
NY | Northport | 2516 | 2 | 2018 | 444499.15 | 7478717.8 | Tangentially-fired | 444499.15
NY | Northport | 2516 | 3 | 2018 | 612028.375 | 9910043.45 | Tangentially-fired | 612028.375
NY | Northport | 2516 | 4 | 2018 | 491233.7 | 7914452.7 | Tangentially-fired | 491233.7
NY | Port Jefferson Energy Center | 2517 | 3 | 2018 | 127895.775 | 2005092.45 | Tangentially-fired | 127895.775
NY | Port Jefferson Energy Center | 2517 | 4 | 2018 | 120236.6 | 1840565.675 | Tangentially-fired | 120236.6
NY | Port Jefferson Energy Center | 2517 | UGT002 | 2018 | 15657.8 | 259614.775 | Combustion turbine | 15657.8
NY | Port Jefferson Energy Center | 2517 | UGT003 | 2018 | 19804.2 | 327260.5 | Combustion turbine | 19804.2
NY | West Babylon Facility | 2521 | UGT001 | 2018 | 2451.4 | 30269.3 | Combustion turbine | 2451.4
NY | Greenidge Generation LLC | 2527 | 6 | 2018 | 119304.643 | 2010041.07 | Tangentially-fired |  | includes wood
NY | Cayuga Operating Company, LLC | 2535 | 1 | 2018 | 93998.408 | 916095.672 | Tangentially-fired | 93998.408
NY | Cayuga Operating Company, LLC | 2535 | 2 | 2018 | 12714.684 | 123848.805 | Tangentially-fired | 12714.684
NY | Bethlehem Energy Center (Albany) | 2539 | 10001 | 2018 | 671939.231 | 11306621.795 | Combined cycle | 671939.231
NY | Bethlehem Energy Center (Albany) | 2539 | 10002 | 2018 | 690386.067 | 11617117.168 | Combined cycle | 690386.067
NY | Bethlehem Energy Center (Albany) | 2539 | 10003 | 2018 | 753180.694 | 12673664.835 | Combined cycle | 753180.694
NY | Huntley Power | 2549 | 67 | 2018 |  |  | Tangentially-fired | 0
NY | Huntley Power | 2549 | 68 | 2018 |  |  | Tangentially-fired | 0
NY | NRG Dunkirk Power | 2554 | 1 | 2018 |  |  | Tangentially-fired | 0
NY | NRG Dunkirk Power | 2554 | 2 | 2018 |  |  | Tangentially-fired | 0
NY | NRG Dunkirk Power | 2554 | 3 | 2018 |  |  | Tangentially-fired | 0
NY | NRG Dunkirk Power | 2554 | 4 | 2018 |  |  | Tangentially-fired | 0
NY | Oswego Harbor Power | 2594 | 5 | 2018 | 25074.573 | 309804.602 | Dry bottom wall-fired boiler | 25074.573
NY | Oswego Harbor Power | 2594 | 6 | 2018 | 23976.133 | 304427.037 | Dry bottom wall-fired boiler | 23976.133
NY | Bowline Generating Station | 2625 | 1 | 2018 | 168862.172 | 2669110.677 | Tangentially-fired | 168862.172
NY | Bowline Generating Station | 2625 | 2 | 2018 | 161837.026 | 2729605.724 | Dry bottom wall-fired boiler | 161837.026
NY | Hillburn | 2628 | 1 | 2018 | 356.554 | 5966.717 | Combustion turbine | 356.554
NY | Shoemaker | 2632 | 1 | 2018 | 405.418 | 6791.838 | Combustion turbine | 405.418
NY | Freeport Power Plant No. 2 | 2679 | 5 | 2018 | 26191.625 | 434636.1 | Combustion turbine | 26191.625
NY | S A Carlson | 2682 | 20 | 2018 | 71254.875 | 1199018.05 | Combined cycle | 71254.875
NY | Somerset Operating Company (Kintigh) | 6082 | 1 | 2018 | 596664.248 | 5815443.9 | Dry bottom wall-fired boiler | 596664.248
NY | Wading River Facility | 7146 | UGT007 | 2018 | 4953.075 | 61039.975 | Combustion turbine | 4953.075
NY | Wading River Facility | 7146 | UGT008 | 2018 | 2088.9 | 25743.95 | Combustion turbine | 2088.9
NY | Wading River Facility | 7146 | UGT009 | 2018 | 8033.8 | 99008.2 | Combustion turbine | 8033.8
NY | Wading River Facility | 7146 | UGT013 | 2018 | 2172.1 | 26823.9 | Combustion turbine | 2172.1
NY | Richard M Flynn (Holtsville) | 7314 | 1 | 2018 | 324616.859 | 5374166.072 | Combined cycle | 324616.859
NY | Glenwood Landing Energy Center | 7869 | UGT012 | 2018 | 23278.85 | 381813.775 | Combustion turbine | 23278.85
NY | Glenwood Landing Energy Center | 7869 | UGT013 | 2018 | 31362.15 | 526894.85 | Combustion turbine | 31362.15
NY | Vernon Boulevard | 7909 | VB01 | 2018 | 14455.912 | 243252.674 | Combustion turbine | 14455.912
NY | Vernon Boulevard | 7909 | VB02 | 2018 | 24274.621 | 408459.897 | Combustion turbine | 24274.621
NY | 23rd and 3rd | 7910 | 2301 | 2018 | 45776.365 | 770263.131 | Combustion turbine | 45776.365
NY | 23rd and 3rd | 7910 | 2302 | 2018 | 31807.194 | 535219.073 | Combustion turbine | 31807.194
NY | Brentwood | 7912 | BW01 | 2018 | 35882.299 | 603812.692 | Combustion turbine | 35882.299
NY | Hell Gate | 7913 | HG01 | 2018 | 16564.262 | 278724.113 | Combustion turbine | 16564.262
NY | Hell Gate | 7913 | HG02 | 2018 | 9186.773 | 154577.197 | Combustion turbine | 9186.773
NY | Harlem River Yard | 7914 | HR01 | 2018 | 17110.57 | 287892.316 | Combustion turbine | 17110.57
NY | Harlem River Yard | 7914 | HR02 | 2018 | 9591.831 | 161393.828 | Combustion turbine | 9591.831
NY | North 1st | 7915 | NO1 | 2018 | 34161.247 | 574802.141 | Combustion turbine | 34161.247
NY | Roseton Generating LLC | 8006 | 1 | 2018 | 193274.336 | 2730405.508 | Tangentially-fired | 193274.336
NY | Roseton Generating LLC | 8006 | 2 | 2018 | 191255.193 | 2700264.198 | Tangentially-fired | 191255.193
NY | Holtsville Facility | 8007 | U00001 | 2018 | 712.2 | 8790.2 | Combustion turbine | 712.2
NY | Holtsville Facility | 8007 | U00002 | 2018 | 712.2 | 8790.2 | Combustion turbine | 712.2
NY | Holtsville Facility | 8007 | U00003 | 2018 | 517.1 | 6380 | Combustion turbine | 517.1
NY | Holtsville Facility | 8007 | U00004 | 2018 | 606.7 | 7484.2 | Combustion turbine | 606.7
NY | Holtsville Facility | 8007 | U00005 | 2018 | 436.9 | 5391.8 | Combustion turbine | 436.9
NY | Holtsville Facility | 8007 | U00006 | 2018 | 460.7 | 5687.1 | Combustion turbine | 460.7
NY | Holtsville Facility | 8007 | U00007 | 2018 | 978.8 | 12074.9 | Combustion turbine | 978.8
NY | Holtsville Facility | 8007 | U00008 | 2018 | 963.6 | 11888.1 | Combustion turbine | 963.6
NY | Holtsville Facility | 8007 | U00009 | 2018 | 640 | 7896.3 | Combustion turbine | 640
NY | Holtsville Facility | 8007 | U00010 | 2018 | 640 | 7896.3 | Combustion turbine | 640
NY | Holtsville Facility | 8007 | U00011 | 2018 | 8208.2 | 101324.4 | Combustion turbine | 8208.2
NY | Holtsville Facility | 8007 | U00012 | 2018 | 8174.2 | 100904.5 | Combustion turbine | 8174.2
NY | Holtsville Facility | 8007 | U00013 | 2018 | 2961.7 | 36550.9 | Combustion turbine | 2961.7
NY | Holtsville Facility | 8007 | U00014 | 2018 | 2946.7 | 36365.8 | Combustion turbine | 2946.7
NY | Holtsville Facility | 8007 | U00015 | 2018 | 3670.1 | 45299.6 | Combustion turbine | 3670.1
NY | Holtsville Facility | 8007 | U00016 | 2018 | 3691.5 | 45563.9 | Combustion turbine | 3691.5
NY | Holtsville Facility | 8007 | U00017 | 2018 | 2699.1 | 33316.1 | Combustion turbine | 2699.1
NY | Holtsville Facility | 8007 | U00018 | 2018 | 2691.5 | 33222.8 | Combustion turbine | 2691.5
NY | Holtsville Facility | 8007 | U00019 | 2018 | 5091.5 | 62856.3 | Combustion turbine | 5091.5
NY | Holtsville Facility | 8007 | U00020 | 2018 | 5125.5 | 63276.1 | Combustion turbine | 5125.5
NY | Pouch Terminal | 8053 | PT01 | 2018 | 38413.173 | 646403.727 | Combustion turbine | 38413.173
NY | Astoria Generating Station | 8906 | 20 | 2018 | 11831.715 | 199081.026 | Dry bottom wall-fired boiler | 11831.715
NY | Astoria Generating Station | 8906 | 31RH | 2018 | 115328.594 | 1931679.506 | Dry bottom wall-fired boiler | 115328.594
NY | Astoria Generating Station | 8906 | 32SH | 2018 | 110550.079 | 1851467.946 | Dry bottom wall-fired boiler | 110550.079
NY | Astoria Generating Station | 8906 | 41SH | 2018 |  |  | Tangentially-fired | 0
NY | Astoria Generating Station | 8906 | 42RH | 2018 |  |  | Tangentially-fired | 0
NY | Astoria Generating Station | 8906 | 51RH | 2018 | 281957.677 | 4641337.39 | Tangentially-fired | 281957.677
NY | Astoria Generating Station | 8906 | 52SH | 2018 | 277479.386 | 4566695.964 | Tangentially-fired | 277479.386
NY | Castleton Power, LLC | 10190 | 1 | 2018 | 73756.805 | 1231299.889 | Combined cycle | 73756.805
NY | Black River Generation, LLC | 10464 | E0001 | 2018 | 208310.955 | 1958955.328 | Circulating fluidized bed boiler |  | burns Wood
NY | Black River Generation, LLC | 10464 | E0002 | 2018 | 213734.822 | 2012253.312 | Circulating fluidized bed boiler |  | burns Wood
NY | Black River Generation, LLC | 10464 | E0003 | 2018 | 214187.799 | 2014567.457 | Circulating fluidized bed boiler |  | burns Wood
NY | Beaver Falls, LLC | 10617 | 1 | 2018 | 5963.211 | 100334.103 | Combined cycle |  | CHP
NY | Allegany Station No. 133 | 10619 | 1 | 2018 | 18691.601 | 314518.91 | Combined cycle | 18691.601 | not shown on 923
NY | Carthage Energy | 10620 | 1 | 2018 | 10733.032 | 180611.287 | Combined cycle | 10733.032
NY | Syracuse, LLC | 10621 | 1 | 2018 | 16759.623 | 282012.151 | Combined cycle | 16759.623
NY | Selkirk Cogen Partners | 10725 | CTG101 | 2018 | 16681.117 | 280688.469 | Combined cycle |  | CHP
NY | Selkirk Cogen Partners | 10725 | CTG201 | 2018 | 109231.857 | 1838018.937 | Combined cycle |  | CHP
NY | Selkirk Cogen Partners | 10725 | CTG301 | 2018 | 94296.218 | 1586737.627 | Combined cycle |  | CHP
NY | AG - Energy | 10803 | 1 | 2018 |  |  | Combined cycle |  | not shown on 923
NY | AG - Energy | 10803 | 2 | 2018 |  |  | Combined cycle |  | not shown on 923
NY | Niagara Generation, LLC | 50202 | 1 | 2018 |  |  | Circulating fluidized bed boiler |  | not shown on 924
NY | Bethpage Energy Center | 50292 | GT1 | 2018 | 65555.827 | 1103122.019 | Combined cycle | 65555.827
NY | Bethpage Energy Center | 50292 | GT2 | 2018 | 70204.366 | 1181614.085 | Combined cycle | 70204.366
NY | Bethpage Energy Center | 50292 | GT3 | 2018 | 43140.852 | 725962.539 | Combustion turbine | 43140.852
NY | Bethpage Energy Center | 50292 | GT4 | 2018 | 64562.783 | 1086387.233 | Combined cycle | 64562.783
NY | Indeck-Silver Springs Energy Center | 50449 | 1 | 2018 | 44889 | 755275.95 | Combined cycle |  | CHP
NY | Indeck-Oswego Energy Center | 50450 | 1 | 2018 | 37134.425 | 624800.475 | Combined cycle |  | CHP
NY | Indeck-Yerkes Energy Center | 50451 | 1 | 2018 | 36794.5 | 619079.475 | Combined cycle |  | CHP
NY | Indeck-Corinth Energy Center | 50458 | 1 | 2018 | 338487.9 | 5661022.95 | Combined cycle |  | CHP
NY | Covanta Niagara | 50472 | R1B01 | 2018 | 39361.225 | 662349.75 | Dry bottom wall-fired boiler |  | CHP
NY | Covanta Niagara | 50472 | R1B02 | 2018 |  |  | Dry bottom wall-fired boiler |  | CHP
NY | Sterling Power Plant | 50744 | 1 | 2018 | 12781.759 | 215078.646 | Combined cycle | 12781.759
NY | Carr Street Generating Station | 50978 | A | 2018 | 42880.952 | 720593.982 | Combined cycle | 42880.952
NY | Carr Street Generating Station | 50978 | B | 2018 | 43201.157 | 726032.311 | Combined cycle | 43201.157
NY | Nassau Energy Corporation | 52056 | 4 | 2018 | 203111.834 | 3395441.178 | Combined cycle |  | CHP
NY | Rensselaer Cogen | 54034 | 1GTDBS | 2018 | 2310.867 | 38892.857 | Combined cycle | 2310.867 | CHP status is N 923 and STEAM = ELEC MMBTUs
NY | Lockport | 54041 | 11854 | 2018 | 79439.573 | 1336497.481 | Combined cycle |  | CHP
NY | Lockport | 54041 | 11855 | 2018 | 83723.561 | 1408595.901 | Combined cycle |  | CHP
NY | Lockport | 54041 | 11856 | 2018 | 76983.04 | 1295085.662 | Combined cycle |  | CHP
NY | Indeck-Olean Energy Center | 54076 | 1 | 2018 | 69788.575 | 1174054.7 | Combined cycle |  | CHP
NY | KIAC Cogeneration | 54114 | GT1 | 2018 | 199356.548 | 3354422.478 | Combined cycle |  | CHP
NY | KIAC Cogeneration | 54114 | GT2 | 2018 | 128487.765 | 2153973.455 | Combined cycle |  | CHP
NY | Fortistar North Tonawanda Inc | 54131 | NTCT1 | 2018 | 12447.85 | 209455.2 | Combined cycle |  | CHP
NY | Nissequogue Energy Center | 54149 | 1 | 2018 | 209258.781 | 3519669.113 | Combustion turbine |  | CHP
NY | Independence | 54547 | 1 | 2018 | 565256.93 | 9511521.208 | Combined cycle |  | CHP
NY | Independence | 54547 | 2 | 2018 | 514767.407 | 8661922.064 | Combined cycle |  | CHP
NY | Independence | 54547 | 3 | 2018 | 528325.08 | 8890042.896 | Combined cycle |  | CHP
NY | Independence | 54547 | 4 | 2018 | 625721.067 | 10528984.889 | Combined cycle |  | CHP
NY | Saranac Power Partners, LP | 54574 | 1 | 2018 | 18581.271 | 312670.647 | Combined cycle | 18581.271
NY | Saranac Power Partners, LP | 54574 | 2 | 2018 | 21181.799 | 356429.306 | Combined cycle | 21181.799
NY | Massena Energy Facility | 54592 | 1 | 2018 | 1004.885 | 16911.317 | Combined cycle | 1004.885
NY | Batavia Energy | 54593 | 1 | 2018 | 19420.046 | 326890.446 | Combined cycle | 19420.046
NY | Brooklyn Navy Yard Cogeneration | 54914 | 1 | 2018 | 578600.851 | 9708224.748 | Combined cycle |  | CHP
NY | Brooklyn Navy Yard Cogeneration | 54914 | 2 | 2018 | 575712.931 | 9616054.264 | Combined cycle |  | CHP
NY | Astoria Gas Turbine Power | 55243 | CT2-1A | 2018 | 2548.9 | 42749.2 | Combustion turbine | 2548.9
NY | Astoria Gas Turbine Power | 55243 | CT2-1B | 2018 | 2548.9 | 42749.2 | Combustion turbine | 2548.9
NY | Astoria Gas Turbine Power | 55243 | CT2-2A | 2018 | 727.9 | 12096.7 | Combustion turbine | 727.9
NY | Astoria Gas Turbine Power | 55243 | CT2-2B | 2018 | 728.8 | 12112.7 | Combustion turbine | 728.8
NY | Astoria Gas Turbine Power | 55243 | CT2-3A | 2018 | 937 | 15442.7 | Combustion turbine | 937
NY | Astoria Gas Turbine Power | 55243 | CT2-3B | 2018 | 937 | 15442.7 | Combustion turbine | 937
NY | Astoria Gas Turbine Power | 55243 | CT2-4A | 2018 | 1676.4 | 27801.2 | Combustion turbine | 1676.4
NY | Astoria Gas Turbine Power | 55243 | CT2-4B | 2018 | 1676.7 | 27806 | Combustion turbine | 1676.7
NY | Astoria Gas Turbine Power | 55243 | CT3-1A | 2018 | 1163.2 | 19320.6 | Combustion turbine | 1163.2
NY | Astoria Gas Turbine Power | 55243 | CT3-1B | 2018 | 1124.2 | 18655.1 | Combustion turbine | 1124.2
NY | Astoria Gas Turbine Power | 55243 | CT3-2A | 2018 | 910.9 | 15240 | Combustion turbine | 910.9
NY | Astoria Gas Turbine Power | 55243 | CT3-2B | 2018 | 911.8 | 15253.8 | Combustion turbine | 911.8
NY | Astoria Gas Turbine Power | 55243 | CT3-3A | 2018 | 752.2 | 12485.7 | Combustion turbine | 752.2
NY | Astoria Gas Turbine Power | 55243 | CT3-3B | 2018 | 752.2 | 12485.7 | Combustion turbine | 752.2
NY | Astoria Gas Turbine Power | 55243 | CT3-4A | 2018 | 1095 | 17693.6 | Combustion turbine | 1095
NY | Astoria Gas Turbine Power | 55243 | CT3-4B | 2018 | 1095.1 | 17695.8 | Combustion turbine | 1095.1
NY | Astoria Gas Turbine Power | 55243 | CT4-1A | 2018 | 1122.3 | 18840.6 | Combustion turbine | 1122.3
NY | Astoria Gas Turbine Power | 55243 | CT4-1B | 2018 | 1122.6 | 18843.8 | Combustion turbine | 1122.6
NY | Astoria Gas Turbine Power | 55243 | CT4-2A | 2018 | 2276.2 | 37084.1 | Combustion turbine | 2276.2
NY | Astoria Gas Turbine Power | 55243 | CT4-2B | 2018 | 2276.2 | 37084.1 | Combustion turbine | 2276.2
NY | Astoria Gas Turbine Power | 55243 | CT4-3A | 2018 | 1774.2 | 29398 | Combustion turbine | 1774.2
NY | Astoria Gas Turbine Power | 55243 | CT4-3B | 2018 | 1778.3 | 29473.4 | Combustion turbine | 1778.3
NY | Astoria Gas Turbine Power | 55243 | CT4-4A | 2018 | 1313.9 | 21339 | Combustion turbine | 1313.9
NY | Astoria Gas Turbine Power | 55243 | CT4-4B | 2018 | 1313.9 | 21339 | Combustion turbine | 1313.9
NY | Astoria Energy | 55375 | CT1 | 2018 | 769883.091 | 12807107.483 | Combined cycle | 769883.091
NY | Astoria Energy | 55375 | CT2 | 2018 | 779948.197 | 12959127.575 | Combined cycle | 779948.197
NY | Astoria Energy | 55375 | CT3 | 2018 | 696997.881 | 11542630.557 | Combined cycle | 696997.881
NY | Astoria Energy | 55375 | CT4 | 2018 | 598530.181 | 10059886.748 | Combined cycle | 598530.181
NY | Athens Generating Company | 55405 | 1 | 2018 | 604776.407 | 10176431.309 | Combined cycle | 604776.407
NY | Athens Generating Company | 55405 | 2 | 2018 | 366903.712 | 6173894.417 | Combined cycle | 366903.712
NY | Athens Generating Company | 55405 | 3 | 2018 | 549412.162 | 9244870.435 | Combined cycle | 549412.162
NY | Bayswater Peaking Facility | 55699 | 1 | 2018 | 96596.741 | 1625430.601 | Combustion turbine | 96596.741
NY | Bayswater Peaking Facility | 55699 | 2 | 2018 | 7876.325 | 97063.664 | Combustion turbine | 7876.325
NY | Edgewood Energy | 55786 | CT01 | 2018 | 33902.873 | 570479.835 | Combustion turbine | 33902.873
NY | Edgewood Energy | 55786 | CT02 | 2018 | 34129.955 | 574304.054 | Combustion turbine | 34129.955
NY | Shoreham Energy | 55787 | CT01 | 2018 | 3150.576 | 38823.658 | Combustion turbine | 3150.576
NY | Shoreham Energy | 55787 | CT02 | 2018 | 3232.68 | 39841.21 | Combustion turbine | 3232.68
NY | Hawkeye Energy Greenport, LLC | 55969 | U-01 | 2018 | 21030.8 | 259189.425 | Combustion turbine | 21030.8
NY | Equus Power I | 56032 | 1 | 2018 | 24671.275 | 413114.475 | Combustion turbine | 24671.275
NY | Pinelawn Power | 56188 | 1 | 2018 | 84688.962 | 1409292.766 | Combined cycle | 84688.962
NY | Poletti 500 MW CC | 56196 | CTG7A | 2018 | 493376.983 | 8154024.573 | Combined cycle | 493376.983
NY | Poletti 500 MW CC | 56196 | CTG7B | 2018 | 472091.179 | 7812848.814 | Combined cycle | 472091.179
NY | Caithness Long Island Energy Center | 56234 | 1 | 2018 | 1019638.712 | 17156207.492 | Combined cycle | 1019638.712
NY | Empire Generating Co, LLC | 56259 | CT-1 | 2018 | 597545.83 | 10047519.652 | Combined cycle |  | CHP
NY | Empire Generating Co, LLC | 56259 | CT-2 | 2018 | 368404.078 | 6193290.483 | Combined cycle |  | CHP
NY | Valley Energy Center | 56940 | 1 | 2018 | 279213.468 | 4698304.862 | Combined cycle (Started Jan 24, 2018) | 279213.468
NY | Valley Energy Center | 56940 | 2 | 2018 | 260491.525 | 4382257.76 | Combined cycle (Started Jan 18, 2018) | 260491.525
RI | Manchester Street Station | 3236 | 10 | 2018 | 335264.925 | 5616099.575 | Combined cycle | 335264.925
RI | Manchester Street Station | 3236 | 11 | 2018 | 325166.25 | 5409006.5 | Combined cycle | 325166.25
RI | Manchester Street Station | 3236 | 9 | 2018 | 289735.05 | 4842903.5 | Combined cycle | 289735.05
RI | Ocean State Power | 51030 | 1 | 2018 | 154597.403 | 2592092.817 | Combined cycle | 154597.403
RI | Ocean State Power | 51030 | 2 | 2018 | 160263.495 | 2686245.988 | Combined cycle | 160263.495
RI | Pawtucket Power Associates, LP | 54056 | 1 | 2018 | 6185.306 | 98541.256 | Combined cycle | 6185.306
RI | Ocean State Power II | 54324 | 3 | 2018 | 192444.739 | 3213153.215 | Combined cycle | 192444.739
RI | Ocean State Power II | 54324 | 4 | 2018 | 227760.042 | 3804963.159 | Combined cycle | 227760.042
RI | Tiverton Power, LLC | 55048 | 1 | 2018 | 663515.615 | 11164980.566 | Combined cycle | 663515.615
RI | Rhode Island State Energy Center | 55107 | RISEP1 | 2018 | 598828.275 | 10076417.468 | Combined cycle | 598828.275
RI | Rhode Island State Energy Center | 55107 | RISEP2 | 2018 | 585264.602 | 9848177.68 | Combined cycle | 585264.602
VT | Berlin 5 | 3734 | A | 2018 | 641.4 | 7893.9 | Combustion turbine | 641.4
VT | Berlin 5 | 3734 | B | 2018 | 627.9 | 7729.7 | Combustion turbine | 627.9
VT | Penny Lane Gas Turbine | 3754 | CT1 | 2018 | 402 | 4959.3 | Combustion turbine | 402
VT | Penny Lane Gas Turbine | 3754 | CT2 | 2018 | 400.8 | 4945.4 | Combustion turbine | 400.8
[5 empty] | 52280540.997 | 847722334.352
[5 empty] | CO2 emissions used instead of calculating from mmBtu |  | CT | 8625221.551
[7 empty] | MA | 7608563.311
Unit level CO2 emissions from EPA's Air Markets Program Data for units subject to RGGI and reporting to EPA under 40 CFR Part 75. | [6 empty] | ME | 941975.23
Part 75 CO2 from cogeneration units is not used, as Part 75 does not report CO2 by type of energy produced (i.e., steam and electricity). | [6 empty] | NH | 2143043.096
Part 75 CO2 from units that combust biomass and non-biomass fuels is not used, as Part 75 does not report CO2 by fuel. | [6 empty] | NY | 18697264.264
Part 75 CO2 is not used when only a portion of CO2 for a row on Form 923 is reported under Part 75 | [6 empty] | RI | 3539025.702
[7 empty] | VT | 2072.1
[7 empty] | Total | 41557165.254

## GIS CO2e
THIS TAB CONSISTS OF THREE GIS EMISSIONS TABLES: Net Transfer [A14:N164], ISO-MSS Emissions Removed-From-State [A172:M278], and ISO-MSS Emissions that Settle-In-State [A287:Q427].
These tables calculate CO2e from GIS certificates from emitting fuels, allowing GIS certificates that are settled or reserved in a state to be treated - from an emissions and load standpoint - as if they were generated in that state.
For details on the conversion of the GIS certificates from emitting fuels into MMBTUs, see the 'GIS' tab for details. Consolidation of the MMBTUs from the 'GIS' tab takes place on the 'GIS Heat Input' tab prior to being used here.
MMBTU values from emitting fuels for the ISO-MSS Settle-In-State tables are calculated on this tab in Column Q.
Emissions in the Net Transfer table are used to adjust each state and province's emissions.
Emissions in the two ISO-MSS tables are used to calculate each ISO-NE state's exported emission rate. ISO-NON data is not included because the generation emissions they are adjusting do not usually include emissions from ISO-NON units.
NET TRANSFER GIS EMISSIONS [A14 through N164]:
This table calculates CO2e from the net GIS certificates (ISO-MSS, ISO-NON and ISO-IMP) from Column H of the 'GIS Heat Input' tab that settle into each state or province.
The calculation uses GWPs and fuel-specific emissions factors from the 'GWPs & Fuel EFs' tab, and State- and Province-specific System Mix emissions factors from the 'State & Province Summary' tab.
Net CO2e emissions from this table are summarized in Column D of the 'State & Province Summary' tab.
Massachusetts - Total CO2e |  | Massachusetts |  |  | Massachusetts | Massachusetts |  | Massachusetts
2018 |  | Fuels |  |  | CO2 | CH4 |  | N2O
| CO2e (lb) | Fuel Type | Fuel Codes from EIA | Heat Input from GIS certificates (MMBtu) | Calculated CO2 (lb) | CH4 (lb) | CO2e (lb) | N2O (lb) | CO2e (lb)
Non-Biogenic CO2e | -13913133.5388 | Non-Biogenic
CO2e from CO2 from Non-Biogenic Fuels | -9860720.2413 | distillate petroleum | DFO | -9179.2104 | -1480514.8455 | -60.7101 | -1517.7521 | -12.142 | -3618.3211
CO2e from CH4 from Non-Biogenic Fuels | -47098.618 | natural gas | NG | -25459.5956 | -2978751.899 | -56.1288 | -1403.22 | -5.6129 | -1672.6383
CO2e from N2O from Non-Biogenic Fuels | -75503.9644 | non-biogenic component of municipal solid waste | MSN | -26656.7986 | -5401453.4967 | -1767.1058 | -44177.6458 | -235.6141 | -70213.0051
CO2e from CH4 from Biogenic Fuels | -345375.1359 |  |  |  | -9860720.2413 |  | -47098.618 |  | -75503.9644
CO2e from N2O from Biogenic Fuels | -3584435.5793
Biogenic CO2e | -101445101.9787 | Biogenic
|  | landfill gas | LFG | 2512306.5205 | 288399472.883 | 17723.8009 | 443095.0227 | 3489.3733 | 1039833.2445
|  | biogenic component of municipal solid waste | MSB | -27745.4599 | -5808234.553 | -1742.4704 | -43561.7591 | -232.3294 | -69234.1559
|  | wood/wood waste solids | WDS | -1957606.4886 | -404820496.6028 | -31073.6415 | -776841.0383 | -15536.8208 | -4629972.588
|  | biogas and digester gas | OBG | 181055.0167 | 20784156.2941 | 1277.3056 | 31932.6388 | 251.4695 | 74937.9202
[5 empty] | -101445101.9787 |  | -345375.1359 |  | -3584435.5793
Connecticut - Total CO2e |  | Connecticut |  |  | Connecticut | Connecticut |  | Connecticut
2018 |  | Fuels |  |  | CO2 | CH4 |  | N2O
| CO2e (lb) | Fuel Type | Fuel Codes from EIA | Heat Input from GIS certificates (MMBtu) | Calculated CO2 (lb) | CH4 (lb) | CO2e (lb) | N2O (lb) | CO2e (lb)
Non-Biogenic CO2e | 69375768.9339 | Non-Biogenic
CO2e from CO2 from Non-Biogenic Fuels | 0 | distillate petroleum | DFO | 0 | 0 | 0 | 0 | 0 | 0
CO2e from CH4 from Non-Biogenic Fuels | 0 | natural gas | NG | 0 | 0 | 0 | 0 | 0 | 0
CO2e from N2O from Non-Biogenic Fuels | 0 | non-biogenic component of municipal solid waste | MSN | 0 | 0 | 0 | 0 | 0 | 0
CO2e from CH4 from Biogenic Fuels | 10338638.1816 |  |  |  | 0 |  | 0 |  | 0
CO2e from N2O from Biogenic Fuels | 59037130.7523
Biogenic CO2e | 5480277058.034 | Biogenic
|  | landfill gas | LFG | 3983142.5941 | 457243658.4487 | 28100.244 | 702506.1009 | 5532.2355 | 1648606.1924
|  | biogenic component of municipal solid waste | MSB | 0 | 0 | 0 | 0 | 0 | 0
|  | wood/wood waste solids | WDS | 24252778.9757 | 5015319516.969 | 384971.2209 | 9624280.523 | 192485.6105 | 57360711.9169
|  | biogas and digester gas | OBG | 67197.2019 | 7713882.6163 | 474.0623 | 11851.5577 | 93.331 | 27812.643
[5 empty] | 5480277058.034 |  | 10338638.1816 |  | 59037130.7523
Maine - Total CO2e |  | Maine |  |  | Maine | Maine |  | Maine
2018 |  | Fuels |  |  | CO2 | CH4 |  | N2O
| CO2e (lb) | Fuel Type | Fuel Codes from EIA | Heat Input from GIS certificates (MMBtu) | Calculated CO2 (lb) | CH4 (lb) | CO2e (lb) | N2O (lb) | CO2e (lb)
Non-Biogenic CO2e | -23741618.7302 | Non-Biogenic
CO2e from CO2 from Non-Biogenic Fuels | 7937489.9027 | distillate petroleum | DFO | 0 | 0 | 0 | 0 | 0 | 0
CO2e from CH4 from Non-Biogenic Fuels | 45372.313 | natural gas | NG | 21675.6761 | 2536036.406 | 47.7867 | 1194.6671 | 4.7787 | 1424.0432
CO2e from N2O from Non-Biogenic Fuels | 71637.0483 | non-biogenic component of municipal solid waste | MSN | 26656.7986 | 5401453.4967 | 1767.1058 | 44177.6458 | 235.6141 | 70213.0051
CO2e from CH4 from Biogenic Fuels | -4584686.6678 | New Brunswick System Mix | [in lb CO2e] | 0
CO2e from N2O from Biogenic Fuels | -27211431.3264 |  |  |  | 7937489.9027 |  | 45372.313 |  | 71637.0483
Biogenic CO2e | -2416930153.7036 | Biogenic
|  | landfill gas | LFG | -321090.0489 | -36859435.7852 | -2265.2236 | -56630.5908 | -445.9659 | -132897.839
|  | biogenic component of municipal solid waste | MSB | 27745.4599 | 5808234.553 | 1742.4704 | 43561.7591 | 232.3294 | 69234.1559
|  | wood/wood waste solids | WDS | -11451186.3899 | -2368032077.9547 | -181767.9207 | -4544198.0174 | -90883.9603 | -27083420.1837
|  | biogas and digester gas | OBG | -155467.7572 | -17846874.5166 | -1096.7927 | -27419.8187 | -215.9311 | -64347.4596
|  | New Brunswick System Mix | [in lb CO2] | 0 | 0
[5 empty] | -2416930153.7036 |  | -4584686.6678 |  | -27211431.3264
New Hampshire - Total CO2e |  | New Hampshire |  |  | New Hampshire | New Hampshire |  | New Hampshire
2018 |  | Fuels |  |  | CO2 | CH4 |  | N2O
| CO2e (lb) | Fuel Type | Fuel Codes from EIA | Heat Input from GIS certificates (MMBtu) | Calculated CO2 (lb) | CH4 (lb) | CO2e (lb) | N2O (lb) | CO2e (lb)
Non-Biogenic CO2e | -6146999.9054 | Non-Biogenic
CO2e from CO2 from Non-Biogenic Fuels | 4459266.7446 | distillate petroleum | DFO | 9179.2104 | 1480514.8455 | 60.7101 | 1517.7521 | 12.142 | 3618.3211
CO2e from CH4 from Non-Biogenic Fuels | 2920.9721 | natural gas | NG | 25459.5956 | 2978751.899 | 56.1288 | 1403.22 | 5.6129 | 1672.6383
CO2e from N2O from Non-Biogenic Fuels | 5290.9593 | non-biogenic component of municipal solid waste | MSN | 0 | 0 | 0 | 0 | 0 | 0
CO2e from CH4 from Biogenic Fuels | -1266065.2142 |  |  |  | 4459266.7446 |  | 2920.9721 |  | 5290.9593
CO2e from N2O from Biogenic Fuels | -9348413.3672
Biogenic CO2e | -595020934.0524 | Biogenic
|  | landfill gas | LFG | 2828737.8049 | 324724107.1882 | 19956.1579 | 498903.9481 | 3928.8686 | 1170802.8401
|  | biogenic component of municipal solid waste | MSB | 0 | 0 | 0 | 0 | 0 | 0
|  | wood/wood waste solids | WDS | -4447647.4776 | -919745041.2406 | -70598.7665 | -1764969.1623 | -35299.3832 | -10519216.2073
|  | biogas and digester gas | OBG | 53562.5495 | 6148696.7905 | 377.8727 | 9446.8167 | 74.3937 | 22169.317
[5 empty] | -595020934.0524 |  | -1266065.2142 |  | -9348413.3672
New York - Total CO2e |  | New York |  |  | New York | New York |  | New York
2018 |  | Fuels |  |  | CO2 | CH4 |  | N2O
| CO2e (lb) | Fuel Type | Fuel Codes from EIA | Heat Input from GIS certificates (MMBtu) | Calculated CO2 (lb) | CH4 (lb) | CO2e (lb) | N2O (lb) | CO2e (lb)
Non-Biogenic CO2e | -45999908.5677 | Non-Biogenic
CO2e from CO2 from Non-Biogenic Fuels | 0 | distillate petroleum | DFO | 0 | 0 | 0 | 0 | 0 | 0
CO2e from CH4 from Non-Biogenic Fuels | 0 | natural gas | NG | 0 | 0 | 0 | 0 | 0 | 0
CO2e from N2O from Non-Biogenic Fuels | 0 | non-biogenic component of municipal solid waste | MSN | 0 | 0 | 0 | 0 | 0 | 0
CO2e from CH4 from Biogenic Fuels | -1137312.7814 | New York System Mix | [in lb CO2e] | -42193607.0164
CO2e from N2O from Biogenic Fuels | -2668988.7699 |  |  |  | 0 |  | 0 |  | 0
Biogenic CO2e | -743848350.2675 | Biogenic
|  | landfill gas | LFG | -6448455.005 | -740248456.622 | -45492.5113 | -1137312.7814 | -8956.3382 | -2668988.7699
|  | biogenic component of municipal solid waste | MSB | 0 | 0 | 0 | 0 | 0 | 0
|  | wood/wood waste solids | WDS | 0 | 0 | 0 | 0 | 0 | 0
|  | biogas and digester gas | OBG | 0 | 0 | 0 | 0 | 0 | 0
|  | New York System Mix | [in lb CO2] | -3599893.6455 | -3599893.6455
[5 empty] | -743848350.2675 |  | -1137312.7814 |  | -2668988.7699
Rhode Island - Total CO2e |  | Rhode Island |  |  | Rhode Island | Rhode Island |  | Rhode Island
2018 |  | Fuels |  |  | CO2 | CH4 |  | N2O
| CO2e (lb) | Fuel Type | Fuel Codes from EIA | Heat Input from GIS certificates (MMBtu) | Calculated CO2 (lb) | CH4 (lb) | CO2e (lb) | N2O (lb) | CO2e (lb)
Non-Biogenic CO2e | 4274470.854 | Non-Biogenic
CO2e from CO2 from Non-Biogenic Fuels | 0 | distillate petroleum | DFO | 0 | 0 | 0 | 0 | 0 | 0
CO2e from CH4 from Non-Biogenic Fuels | 0 | natural gas | NG | 0 | 0 | 0 | 0 | 0 | 0
CO2e from N2O from Non-Biogenic Fuels | 0 | non-biogenic component of municipal solid waste | MSN | 0 | 0 | 0 | 0 | 0 | 0
CO2e from CH4 from Biogenic Fuels | 649590.7825 |  |  |  | 0 |  | 0 |  | 0
CO2e from N2O from Biogenic Fuels | 3624880.0715
Biogenic CO2e | 347368113.6773 | Biogenic
|  | landfill gas | LFG | 383944.6418 | 44074809.9023 | 2708.6497 | 67716.2434 | 533.2654 | 158913.0941
|  | biogenic component of municipal solid waste | MSB | 0 | 0 | 0 | 0 | 0 | 0
|  | wood/wood waste solids | WDS | 1464900.6527 | 302932082.1885 | 23252.7824 | 581319.5607 | 11626.3912 | 3464664.5818
|  | biogas and digester gas | OBG | 3146.6748 | 361221.5865 | 22.1991 | 554.9784 | 4.3705 | 1302.3956
[5 empty] | 347368113.6773 |  | 649590.7825 |  | 3624880.0715
Vermont - Total CO2e |  | Vermont |  |  | Vermont | Vermont |  | Vermont
2018 |  | Fuels |  |  | CO2 | CH4 |  | N2O
| CO2e (lb) | Fuel Type | Fuel Codes from EIA | Heat Input from GIS certificates (MMBtu) | Calculated CO2 (lb) | CH4 (lb) | CO2e (lb) | N2O (lb) | CO2e (lb)
Non-Biogenic CO2e | 34110290.0358 | Non-Biogenic
CO2e from CO2 from Non-Biogenic Fuels | 0 | distillate petroleum | DFO | 0 | 0 | 0 | 0 | 0 | 0
CO2e from CH4 from Non-Biogenic Fuels | 0 | natural gas | NG | 0 | 0 | 0 | 0 | 0 | 0
CO2e from N2O from Non-Biogenic Fuels | 0 | non-biogenic component of municipal solid waste | MSN | 0 | 0 | 0 | 0 | 0 | 0
CO2e from CH4 from Biogenic Fuels | -2469797.0164 | New York System Mix | [in lb CO2e] | 42193607.0164 |  |  | 0 |  | 0
CO2e from N2O from Biogenic Fuels | -14317285.539 | Quebec System Mix | [in lb CO2e] | 8703765.5749 |  |  | 0 |  | 0
Biogenic CO2e | -1253758955.3212 | Biogenic
|  | landfill gas | LFG | -631923.3718 | -72541453.7743 | -4458.0882 | -111452.2048 | -877.6861 | -261550.4615
|  | biogenic component of municipal solid waste | MSB | 0 | 0 | 0 | 0 | 0 | 0
|  | wood/wood waste solids | WDS | -5942928.9627 | -1228959685.1863 | -94333.7925 | -2358344.8117 | -47166.8962 | -14055735.0775
|  | biogas and digester gas | OBG | -5141.9243 | -590265.6509 | -36.2752 | -906.8802 | -7.1417 | -2128.2211
|  | New York System Mix | [in lb CO2] | 3599893.6455 | 3599893.6455
|  | Quebec System Mix | [in lb CO2] | 44732555.6449 | 44732555.6449
[5 empty] | -1253758955.3212 |  | -2469797.0164 |  | -14317285.539
Quebec - Total CO2e |  | Quebec |  |  | Quebec | Quebec |  | Quebec
2018 |  |  |  |  | CO2 | CH4 |  | N2O
| CO2e (lb) | Fuel Type | lbs CO2e | Heat Input from GIS certificates (MMBtu) | Calculated CO2 (lb) | CH4 (lb) | CO2e (lb) | N2O (lb) | CO2e (lb)
Non-Biogenic CO2e | -14105599.3692 | Non-Biogenic
CO2e from CH4 from Biogenic Fuels | -831235.9733 | Quebec System Mix | [in lb CO2e] | -8703765.5749
CO2e from N2O from Biogenic Fuels | -4570597.821 | Biogenic
Biogenic CO2e | -491674087.5385 | landfill gas transferred out through RPS |  | -601895.0442 | -69094360.9267 | -4246.2446 | -106156.1143 | -835.9794 | -249121.8613
|  | wood & wood energy used as fuel |  | -1827170.5109 | -377847170.967 | -29003.1944 | -725079.859 | -14501.5972 | -4321475.9596
|  | Quebec System Mix | [in lb CO2] | -44732555.6449 | -44732555.6449
[5 empty] | -491674087.5385 |  | -831235.9733 |  | -4570597.821
Canadian Maritime Provinces (through New Brunswick) - Total CO2e |  | Canadian Maritime Provinces (through New Brunswick)
2018
| CO2e (lb) |  | lbs CO2e | Heat Input from GIS certificates (MMBtu)
Non-Biogenic CO2e | 0 | Non-Biogenic
Biogenic CO2e | 0 | New Brunswick System Mix | [in lb CO2e] | 0
Biogenic
|  | New Brunswick System Mix | [in lb CO2] | 0
ISO-MSS EMISSIONS REMOVED-FROM-STATE [A172 through N313]:
This table calculates CO2e from GIS ISO-MSS certificates from Column E of the 'GIS Heat Input' tab that settle out of each state. Emissions are calculated from GWPs and fuel-specific emissions factors from the 'GWPs & Fuel EFs' tab.
CO2e emissions from this table are summarized in Column F of the 'State & Province Summary' tab.
Emissions from ISO-NON meters are not included because emissions from NON sources are not generatlly included in Part 75 or EIA 923 data (and therefore are not included in state emissions calculated on 'Generation CO2e' tab.
Connecticut - CO2e from MSS MMBTUs that settle out of CT |  | Connecticut |  |  | Connecticut | Connecticut |  | Connecticut
2018 |  | Fuels |  |  | CO2 | CH4 |  | N2O
| CO2e (lb) | Fuel Type | Fuel Codes from EIA | Net Heat Input Out of State from MSS Meters | Calculated CO2 (lb) | CH4 (lb) | CO2e (lb) | N2O (lb) | CO2e (lb)
Non-Biogenic CO2e | 72341.6443 | Non-Biogenic
CO2e from CO2 from Non-Biogenic Fuels | 0 | distillate petroleum and oil | DFO | 0 | 0 | 0 | 0 | 0 | 0
CO2e from CH4 from Non-Biogenic Fuels | 0 | natural gas | NG | 0 | 0 | 0 | 0 | 0 | 0
CO2e from N2O from Non-Biogenic Fuels | 0 | non-biogenic component of municipal solid waste | MSN | 0 | 0 | 0 | 0 | 0 | 0
CO2e from CH4 from Biogenic Fuels | 21615.491 |  |  |  | 0 |  | 0 |  | 0
CO2e from N2O from Biogenic Fuels | 50726.1534
Biogenic CO2e | 14068982.6726 | Biogenic
|  | landfill gas | LFG | 122557.7722 | 14068982.6726 | 864.6196 | 21615.491 | 170.222 | 50726.1534
|  | biogenic component of municipal solid waste | MSB | 0 | 0 | 0 | 0 | 0 | 0
|  | wood/wood waste solids | WDS | 0 | 0 | 0 | 0 | 0 | 0
|  | biogas and digester gas | OBG | 0 | 0 | 0 | 0 | 0 | 0
[5 empty] | 14068982.6726 |  | 21615.491 |  | 50726.1534
Massachusetts - CO2e from MSS MMBTUs that settle out of MA |  | Massachusetts |  |  | Massachusetts | Massachusetts |  | Massachusetts
2018 |  | Fuels |  |  | CO2 | CH4 |  | N2O
| CO2e (lb) | Fuel Type | Fuel Codes from EIA | Net Heat Input Out of State from MSS Meters | Calculated CO2 (lb) | CH4 (lb) | CO2e (lb) | N2O (lb) | CO2e (lb)
Non-Biogenic CO2e | 16165729.7492 | Non-Biogenic
CO2e from CO2 from Non-Biogenic Fuels | 9860720.2413 | distillate petroleum and oil | DFO | 9179.2104 | 1480514.8455 | 60.7101 | 1517.7521 | 12.142 | 3618.3211
CO2e from CH4 from Non-Biogenic Fuels | 47098.618 | natural gas | NG | 25459.5956 | 2978751.899 | 56.1288 | 1403.22 | 5.6129 | 1672.6383
CO2e from N2O from Non-Biogenic Fuels | 75503.9644 | non-biogenic component of municipal solid waste | MSN | 26656.7986 | 5401453.4967 | 1767.1058 | 44177.6458 | 235.6141 | 70213.0051
CO2e from CH4 from Biogenic Fuels | 1018444.8932 |  |  |  | 9860720.2413 |  | 47098.618 |  | 75503.9644
CO2e from N2O from Biogenic Fuels | 5163962.0323
Biogenic CO2e | 539529380.2838 | Biogenic
|  | landfill gas | LFG | 1122879.7961 | 128900649.128 | 7921.6838 | 198042.0958 | 1559.5815 | 464755.2884
|  | biogenic component of municipal solid waste | MSB | 27745.4599 | 5808234.553 | 1742.4704 | 43561.7591 | 232.3294 | 69234.1559
|  | wood/wood waste solids | WDS | 1957606.4886 | 404820496.6028 | 31073.6415 | 776841.0383 | 15536.8208 | 4629972.588
|  | biogas and digester gas | OBG | 0 | 0 | 0 | 0 | 0 | 0
[5 empty] | 539529380.2838 |  | 1018444.8932 |  | 5163962.0323
Maine - CO2e from MSS MMBTUs that settle out of ME |  | Maine |  |  | Maine | Maine |  | Maine
2018 |  | Fuels |  |  | CO2 | CH4 |  | N2O
| CO2e (lb) | Fuel Type | Fuel Codes from EIA | Net Heat Input Out of State from MSS Meters | Calculated CO2 (lb) | CH4 (lb) | CO2e (lb) | N2O (lb) | CO2e (lb)
Non-Biogenic CO2e | 36959699.265 | Non-Biogenic
CO2e from CO2 from Non-Biogenic Fuels | 0 | distillate petroleum and oil | DFO | 0 | 0 | 0 | 0 | 0 | 0
CO2e from CH4 from Non-Biogenic Fuels | 0 | natural gas | NG | 0 | 0 | 0 | 0 | 0 | 0
CO2e from N2O from Non-Biogenic Fuels | 0 | non-biogenic component of municipal solid waste | MSN | 0 | 0 | 0 | 0 | 0 | 0
CO2e from CH4 from Biogenic Fuels | 5354592.0604 |  |  |  | 0 |  | 0 |  | 0
CO2e from N2O from Biogenic Fuels | 31605107.2046
Biogenic
Biogenic CO2e | 2801408118.439 | landfill gas | LFG | 328255.5297 | 37681995.0007 | 2315.7746 | 57894.3653 | 455.9181 | 135863.6017
|  | biogenic component of municipal solid waste | MSB | 0 | 0 | 0 | 0 | 0 | 0
|  | wood/wood waste solids | WDS | 13278356.9008 | 2745879248.9217 | 210771.1151 | 5269277.8764 | 105385.5575 | 31404896.1433
|  | biogas and digester gas | OBG | 155467.7572 | 17846874.5166 | 1096.7927 | 27419.8187 | 215.9311 | 64347.4596
[5 empty] | 2801408118.439 |  | 5354592.0604 |  | 31605107.2046
New Hampshire - CO2e from MSS MMBTUs that settle out of NH |  | New Hampshire |  |  | New Hampshire | New Hampshire |  | New Hampshire
2018 |  | Fuels |  |  | CO2 | CH4 |  | N2O
| CO2e (lb) | Fuel Type | Fuel Codes from EIA | Net Heat Input Out of State from MSS Meters | Calculated CO2 (lb) | CH4 (lb) | CO2e (lb) | N2O (lb) | CO2e (lb)
Non-Biogenic CO2e | 19405295.1501 | Non-Biogenic
CO2e from CO2 from Non-Biogenic Fuels | 0 | distillate petroleum and oil | DFO | 0 | 0 | 0 | 0 | 0 | 0
CO2e from CH4 from Non-Biogenic Fuels | 0 | natural gas | NG | 0 | 0 | 0 | 0 | 0 | 0
CO2e from N2O from Non-Biogenic Fuels | 0 | non-biogenic component of municipal solid waste | MSN | 0 | 0 | 0 | 0 | 0 | 0
CO2e from CH4 from Biogenic Fuels | 2810476.4408 |  |  |  | 0 |  | 0 |  | 0
CO2e from N2O from Biogenic Fuels | 16594818.7092
Biogenic CO2e | 1470159366.9141 | Biogenic
|  | landfill gas | LFG | 244199.9689 | 28032862.1282 | 1722.7801 | 43069.502 | 339.1723 | 101073.3539
|  | biogenic component of municipal solid waste | MSB | 0 | 0 | 0 | 0 | 0 | 0
|  | wood/wood waste solids | WDS | 6973748.1844 | 1442126504.786 | 110696.2776 | 2767406.9388 | 55348.1388 | 16493745.3554
|  | biogas and digester gas | OBG | 0 | 0 | 0 | 0 | 0 | 0
[5 empty] | 1470159366.9141 |  | 2810476.4408 |  | 16594818.7092
Rhode Island - CO2e from MSS MMBTUs that settle out of RI |  | Rhode Island |  |  | Rhode Island | Rhode Island |  | Rhode Island
2018 |  | Fuels |  |  | CO2 | CH4 |  | N2O
| CO2e (lb) | Fuel Type | Fuel Codes from EIA | Net Heat Input Out of State from MSS Meters | Calculated CO2 (lb) | CH4 (lb) | CO2e (lb) | N2O (lb) | CO2e (lb)
Non-Biogenic CO2e | 0 | Non-Biogenic
CO2e from CO2 from Non-Biogenic Fuels | 0 | distillate petroleum and oil | DFO | 0 | 0 | 0 | 0 | 0 | 0
CO2e from CH4 from Non-Biogenic Fuels | 0 | natural gas | NG | 0 | 0 | 0 | 0 | 0 | 0
CO2e from N2O from Non-Biogenic Fuels | 0 | non-biogenic component of municipal solid waste | MSN | 0 | 0 | 0 | 0 | 0 | 0
CO2e from CH4 from Biogenic Fuels | 0 |  |  |  | 0 |  | 0 |  | 0
CO2e from N2O from Biogenic Fuels | 0
Biogenic CO2e | 0 | Biogenic
|  | landfill gas | LFG | 0 | 0 | 0 | 0 | 0 | 0
|  | biogenic component of municipal solid waste | MSB | 0 | 0 | 0 | 0 | 0 | 0
|  | wood/wood waste solids | WDS | 0 | 0 | 0 | 0 | 0 | 0
|  | biogas and digester gas | OBG | 0 | 0 | 0 | 0 | 0 | 0
[5 empty] | 0 |  | 0 |  | 0
Vermont - CO2e from MSS MMBTUs that settle out of VT |  | Vermont |  |  | Vermont | Vermont |  | Vermont
2018 |  | Fuels |  |  | CO2 | CH4 |  | N2O
| CO2e (lb) | Fuel Type | Fuel Codes from EIA | Net Heat Input Out of State from MSS Meters | Calculated CO2 (lb) | CH4 (lb) | CO2e (lb) | N2O (lb) | CO2e (lb)
Non-Biogenic CO2e | 16790117.6567 | Non-Biogenic
CO2e from CO2 from Non-Biogenic Fuels | 0 | distillate petroleum and oil | DFO | 0 | 0 | 0 | 0 | 0 | 0
CO2e from CH4 from Non-Biogenic Fuels | 0 | natural gas | NG | 0 | 0 | 0 | 0 | 0 | 0
CO2e from N2O from Non-Biogenic Fuels | 0 | non-biogenic component of municipal solid waste | MSN | 0 | 0 | 0 | 0 | 0 | 0
CO2e from CH4 from Biogenic Fuels | 2470703.8966 |  |  |  | 0 |  | 0 |  | 0
CO2e from N2O from Biogenic Fuels | 14319413.7601
Biogenic CO2e | 1302091404.6115 | Biogenic
|  | landfill gas | LFG | 631923.3718 | 72541453.7743 | 4458.0882 | 111452.2048 | 877.6861 | 261550.4615
|  | biogenic component of municipal solid waste | MSB | 0 | 0 | 0 | 0 | 0 | 0
|  | wood/wood waste solids | WDS | 5942928.9627 | 1228959685.1863 | 94333.7925 | 2358344.8117 | 47166.8962 | 14055735.0775
|  | biogas and digester gas | OBG | 5141.9243 | 590265.6509 | 36.2752 | 906.8802 | 7.1417 | 2128.2211
[5 empty] | 1302091404.6115 |  | 2470703.8966 |  | 14319413.7601
ISO-MSS EMISSIONS THAT SETTLE-IN-STATE [A287 through Q427]:
This table calculates CO2e from GIS ISO-MSS certificates that are generated and settle in the same state. Emissions are calculated from MMBTU values in Column Q, and GWPs and fuel-specific emission factors from the 'GWPs & Fuel EFs' tab.
The MMBTU values calculated in Column Q are from the GIS tables and the Heat Rate table on the 'GIS' tab as these values are NOT included in the 'GIS' tab's MMBTU Tables.
CO2e emissions from this table are summarized in Column E of the 'State & Province Summary' tab.
Emissions from ISO-NON meters are not included because emissions from NON sources are not generally included in Part 75 or EIA 923 data (and therefore are not included in state emissions calculated on 'Generation CO2e' tab.
MMBTUs from MSS generation that stay in Connecticut
Connecticut - CO2e from MSS MMBTUs that stay in CT |  | Connecticut |  |  | Connecticut | Connecticut |  | Connecticut |  | from GIS Transfers tab | CT fuel-specific MSS MMBTUs to CT
2018 |  | Fuels |  |  | CO2 | CH4 |  | N2O
| CO2e (lb) | Fuel Type | Fuel Codes from EIA | Heat Input from GIS certificates (MMBtu) | Calculated CO2 (lb) | CH4 (lb) | CO2e (lb) | N2O (lb) | CO2e (lb) | Biogas | 2916890.186
Non-Biogenic CO2e | 1933067631.9908 | Non-Biogenic | [7 empty] | Biomass | 3106558.0916
CO2e from CO2 from Non-Biogenic Fuels | 1845140829.483 | distillate petroleum and oil | DFO | 0 | 0 | 0 | 0 | 0 | 0 | Coal | 0
CO2e from CH4 from Non-Biogenic Fuels | 15091119.107 | natural gas | NG | 0 | 0 | 0 | 0 | 0 | 0 | Diesel | 0
CO2e from N2O from Non-Biogenic Fuels | 23984818.6341 | non-biogenic component of municipal solid waste | MSN | 9105983.7125 | 1845140829.483 | 603644.7643 | 15091119.107 | 80485.9686 | 23984818.6341 | Digester Gas | 0
CO2e from CH4 from Biogenic Fuels | 16633280.0025 |  |  |  | 1845140829.483 |  | 15091119.107 |  | 23984818.6341 | Energy Storage | 0
CO2e from N2O from Biogenic Fuels | 32217584.7643 | [8 empty] | Fuel cell | 0
[10 empty] | Hydroelectric/Hydropower | 0
Biogenic CO2e | 2964816852.3763 | Biogenic | [7 empty] | Hydrokinetic | 0
|  | landfill gas | LFG | 30135.7029 | 3459418.9635 | 212.6011 | 5315.0282 | 41.8558 | 12473.0424 | Jet | 0
|  | biogenic component of municipal solid waste | MSB | 9477871.2614 | 1984097563.2749 | 595229.269 | 14880731.7246 | 79363.9025 | 23650442.9542 | Landfill gas | 30135.7029
|  | wood/wood waste solids | WDS | 3106558.0916 | 642416336.8171 | 49311.2753 | 1232781.883 | 24655.6377 | 7347380.0228 | Municipal solid waste | 0
|  | biogas and digester gas | OBG | 2916890.186 | 334843533.3208 | 20578.0547 | 514451.3667 | 4051.3045 | 1207288.7449 | Natural gas | 0
[5 empty] | 2964816852.3763 |  | 16633280.0025 |  | 32217584.7643 | Nuclear | 0
[10 empty] | Oil | 0
[10 empty] | Solar Photovoltaic | 0
[10 empty] | Trash-to-energy | 18583854.9739
[10 empty] | Wind | 0
[10 empty] | Wood | 0
MMBTUs from MSS generation that stay in Massachusetts
Massachusetts - CO2e from MSS MMBTUs that stay in MA |  | Massachusetts |  |  | Massachusetts | Massachusetts |  | Massachusetts |  | from GIS Transfers tab | MA fuel-specific MSS MMBTUs to MA
2018 |  | Fuels |  |  | CO2 | CH4 |  | N2O
| CO2e (lb) | Fuel Type | Fuel Codes from EIA | Heat Input from GIS certificates (MMBtu) | Calculated CO2 (lb) | CH4 (lb) | CO2e (lb) | N2O (lb) | CO2e (lb) | Biogas | 0
Non-Biogenic CO2e | 3132393948.5709 | Non-Biogenic | [7 empty] | Biomass | 0
CO2e from CO2 from Non-Biogenic Fuels | 3005797645.6572 | distillate petroleum and oil | DFO | 0 | 0 | 0 | 0 | 0 | 0 | Coal | 0
CO2e from CH4 from Non-Biogenic Fuels | 24583950.2098 | natural gas | NG | 0 | 0 | 0 | 0 | 0 | 0 | Diesel | 0
CO2e from N2O from Non-Biogenic Fuels | 39072091.5335 | non-biogenic component of municipal solid waste | MSN | 14833959.5369 | 3005797645.6572 | 983358.0084 | 24583950.2098 | 131114.4011 | 39072091.5335 | Digester Gas | 0
CO2e from CH4 from Biogenic Fuels | 24292512.6461 |  |  |  | 3005797645.6572 |  | 24583950.2098 |  | 39072091.5335 | Energy Storage | 0
CO2e from N2O from Biogenic Fuels | 38647748.5242 | [8 empty] | Fuel cell | 0
[10 empty] | Hydroelectric/Hydropower | 0
Biogenic CO2e | 3265546756.5862 | Biogenic | [7 empty] | Hydrokinetic | 0
|  | landfill gas | LFG | 290813.3344 | 33383829.4253 | 2051.6277 | 51290.6924 | 403.9142 | 120366.4324 | Jet | 0
|  | biogenic component of municipal solid waste | MSB | 15439777.099 | 3232162927.1609 | 969648.8781 | 24241221.9537 | 129286.5171 | 38527382.0918 | Landfill gas | 290813.3344
|  | wood/wood waste solids | WDS | 0 | 0 | 0 | 0 | 0 | 0 | Municipal solid waste | 9451075.2439
|  | biogas and digester gas | OBG | 0 | 0 | 0 | 0 | 0 | 0 | Natural gas | 0
[5 empty] | 3265546756.5862 |  | 24292512.6461 |  | 38647748.5242 | Nuclear | 0
[10 empty] | Oil | 0
[10 empty] | Solar Photovoltaic | 0
[10 empty] | Trash-to-energy | 20822661.392
[10 empty] | Wind | 0
[10 empty] | Wood | 0
MMBTUs from MSS generation that stay in Maine
Maine - CO2e from MSS MMBTUs that stay in ME |  | Maine |  |  | Maine | Maine |  | Maine |  | from GIS Transfers tab | ME fuel-specific MSS & IMP MMBTUs to ME
2018 |  | Fuels |  |  | CO2 | CH4 |  | N2O |  |  | MSS
| CO2e (lb) | Fuel Type | Fuel Codes from EIA | Heat Input from GIS certificates (MMBtu) | Calculated CO2 (lb) | CH4 (lb) | CO2e (lb) | N2O (lb) | CO2e (lb) | Biogas | 0
Non-Biogenic CO2e | 258246285.7463 | Non-Biogenic | [7 empty] | Biomass | 933135.2974
CO2e from CO2 from Non-Biogenic Fuels | 245347109.3761 | distillate petroleum and oil | DFO | 0 | 0 | 0 | 0 | 0 | 0 | Coal | 0
CO2e from CH4 from Non-Biogenic Fuels | 2006655.7474 | natural gas | NG | 0 | 0 | 0 | 0 | 0 | 0 | Diesel | 0
CO2e from N2O from Non-Biogenic Fuels | 3189244.8678 | non-biogenic component of municipal solid waste | MSN | 1210816.4028 | 245347109.3761 | 80266.2299 | 2006655.7474 | 10702.164 | 3189244.8678 | Digester Gas | 0
CO2e from CH4 from Biogenic Fuels | 2349343.3123 |  |  |  | 245347109.3761 |  | 2006655.7474 |  | 3189244.8678 | Energy Storage | 0
CO2e from N2O from Biogenic Fuels | 5353932.4427 | [8 empty] | Fuel cell | 0
[10 empty] | Hydroelectric/Hydropower | 0
|  | Biogenic | [7 empty] | Hydrokinetic | 0
Biogenic CO2e | 456980506.2495 | landfill gas | LFG | 0 | 0 | 0 | 0 | 0 | 0 | Jet | 0
|  | biogenic component of municipal solid waste | MSB | 1260266.0349 | 263824090.8723 | 79147.2273 | 1978680.6815 | 10552.9636 | 3144783.1632 | Landfill gas | 0
|  | wood/wood waste solids | WDS | 934054.1184 | 193156415.3772 | 14826.5052 | 370662.6308 | 7413.2526 | 2209149.2795 | Municipal solid waste | 304303.2174
|  | biogas and digester gas | OBG | 0 | 0 | 0 | 0 | 0 | 0 | Natural gas | 0
[5 empty] | 456980506.2495 |  | 2349343.3123 |  | 5353932.4427 | Nuclear | 0
[10 empty] | Oil | 0
[10 empty] | Solar Photovoltaic | 0
[10 empty] | Trash-to-energy | 2166779.2204
[10 empty] | Wind | 0
[10 empty] | Wood | 918.821
MMBTUs from MSS generation that stay in New Hampshire
New Hampshire - CO2e from MSS MMBTUs that stay in NH |  | New Hampshire |  |  | New Hampshire | New Hampshire |  | New Hampshire |  | from GIS Transfers tab | NH fuel-specific MSS MMBTUs to NH
2018 |  | Fuels |  |  | CO2 | CH4 |  | N2O
| CO2e (lb) | Fuel Type | Fuel Codes from EIA | Heat Input from GIS certificates (MMBtu) | Calculated CO2 (lb) | CH4 (lb) | CO2e (lb) | N2O (lb) | CO2e (lb) | Biogas | 0
Non-Biogenic CO2e | 25816206.2862 | Non-Biogenic | [7 empty] | Biomass | 3397570.4742
CO2e from CO2 from Non-Biogenic Fuels | 0 | distillate petroleum and oil | DFO | 0 | 0 | 0 | 0 | 0 | 0 | Coal | 0
CO2e from CH4 from Non-Biogenic Fuels | 0 | natural gas | NG | 0 | 0 | 0 | 0 | 0 | 0 | Diesel | 0
CO2e from N2O from Non-Biogenic Fuels | 0 | non-biogenic component of municipal solid waste | MSN | 0 | 0 | 0 | 0 | 0 | 0 | Digester Gas | 0
CO2e from CH4 from Biogenic Fuels | 3747702.8303 |  |  |  | 0 |  | 0 |  | 0 | Energy Storage | 0
CO2e from N2O from Biogenic Fuels | 22068503.4559 | [8 empty] | Fuel cell | 0
[10 empty] | Hydroelectric/Hydropower | 0
Biogenic CO2e | 1962587373.8474 | Biogenic | [7 empty] | Hydrokinetic | 0
|  | landfill gas | LFG | 420239.7151 | 48241291.9458 | 2964.7039 | 74117.5985 | 583.6761 | 173935.4744 | Jet | 0
|  | biogenic component of municipal solid waste | MSB | 0 | 0 | 0 | 0 | 0 | 0 | Landfill gas | 420239.7151
|  | wood/wood waste solids | WDS | 9257279.0727 | 1914346081.9016 | 146943.4093 | 3673585.2318 | 73471.7046 | 21894567.9815 | Municipal solid waste | 0
|  | biogas and digester gas | OBG | 0 | 0 | 0 | 0 | 0 | 0 | Natural gas | 0
[5 empty] | 1962587373.8474 |  | 3747702.8303 |  | 22068503.4559 | Nuclear | 0
[10 empty] | Oil | 0
[10 empty] | Solar Photovoltaic | 0
[10 empty] | Trash-to-energy | 0
[10 empty] | Wind | 0
[10 empty] | Wood | 5859708.5985
MMBTUs from MSS generation that stay in Rhode Island
Rhode Island - CO2e from MSS MMBTUs that stay in RI |  | Rhode Island |  |  | Rhode Island | Rhode Island |  | Rhode Island |  | from GIS Transfers tab | RI fuel-specific MSS MMBTUs to RI
2018 |  | Fuels |  |  | CO2 | CH4 |  | N2O |  |  | MSS
| CO2e (lb) | Fuel Type | Fuel Codes from EIA | Heat Input from GIS certificates (MMBtu) | Calculated CO2 (lb) | CH4 (lb) | CO2e (lb) | N2O (lb) | CO2e (lb) | Biogas | 0
Non-Biogenic CO2e | 1572920.2363 | Non-Biogenic | [7 empty] | Biomass | 0
CO2e from CO2 from Non-Biogenic Fuels | 0 | distillate petroleum and oil | DFO | 0 | 0 | 0 | 0 | 0 | 0 | Coal | 0
CO2e from CH4 from Non-Biogenic Fuels | 0 | natural gas | NG | 0 | 0 | 0 | 0 | 0 | 0 | Diesel | 0
CO2e from N2O from Non-Biogenic Fuels | 0 | non-biogenic component of municipal solid waste | MSN | 0 | 0 | 0 | 0 | 0 | 0 | Digester Gas | 0
CO2e from CH4 from Biogenic Fuels | 469984.3837 |  |  |  | 0 |  | 0 |  | 0 | Energy Storage | 0
CO2e from N2O from Biogenic Fuels | 1102935.8526 | [8 empty] | Fuel cell | 0
[10 empty] | Hydroelectric/Hydropower | 0
Biogenic CO2e | 305901085.7691 | Biogenic | [7 empty] | Hydrokinetic | 0
|  | landfill gas | LFG | 2664766.6333 | 305901085.7691 | 18799.3753 | 469984.3837 | 3701.127 | 1102935.8526 | Jet | 0
|  | biogenic component of municipal solid waste | MSB | 0 | 0 | 0 | 0 | 0 | 0 | Landfill gas | 2664766.6333
|  | wood/wood waste solids | WDS | 0 | 0 | 0 | 0 | 0 | 0 | Municipal solid waste | 0
|  | biogas and digester gas | OBG | 0 | 0 | 0 | 0 | 0 | 0 | Natural gas | 0
[5 empty] | 305901085.7691 |  | 469984.3837 |  | 1102935.8526 | Nuclear | 0
[10 empty] | Oil | 0
[10 empty] | Solar Photovoltaic | 0
[10 empty] | Trash-to-energy | 0
[10 empty] | Wind | 0
[10 empty] | Wood | 0
MMBTUs from MSS generation that stay in Vermont
Vermont - CO2e from MSS MMBTUs that stay in VT |  | Vermont |  |  | Vermont | Vermont |  | Vermont |  | from GIS Transfers tab | VT fuel-specific MSS MMBTUs to VT
2018 |  | Fuels |  |  | CO2 | CH4 |  | N2O |  |  | MSS
| CO2e (lb) | Fuel Type | Fuel Codes from EIA | Heat Input from GIS certificates (MMBtu) | Calculated CO2 (lb) | CH4 (lb) | CO2e (lb) | N2O (lb) | CO2e (lb) | Biogas | 0
Non-Biogenic CO2e | 71645.9797 | Non-Biogenic | [7 empty] | Biomass | 0
CO2e from CO2 from Non-Biogenic Fuels | 0 | distillate petroleum and oil | DFO | 0 | 0 | 0 | 0 | 0 | 0 | Coal | 0
CO2e from CH4 from Non-Biogenic Fuels | 0 | natural gas | NG | 0 | 0 | 0 | 0 | 0 | 0 | Diesel | 0
CO2e from N2O from Non-Biogenic Fuels | 0 | non-biogenic component of municipal solid waste | MSN | 0 | 0 | 0 | 0 | 0 | 0 | Digester Gas | 88721.6382
CO2e from CH4 from Biogenic Fuels | 21407.6282 |  |  |  | 0 |  | 0 |  | 0 | Energy Storage | 0
CO2e from N2O from Biogenic Fuels | 50238.3515 | [8 empty] | Fuel cell | 0
[10 empty] | Hydroelectric/Hydropower | 0
Biogenic CO2e | 13933690.005 | Biogenic | [7 empty] | Hydrokinetic | 0
|  | landfill gas | LFG | 32657.572 | 3748916.177 | 230.3924 | 5759.8098 | 45.3585 | 13516.8336 | Jet | 0
|  | biogenic component of municipal solid waste | MSB | 0 | 0 | 0 | 0 | 0 | 0 | Landfill gas | 32657.572
|  | wood/wood waste solids | WDS | 0 | 0 | 0 | 0 | 0 | 0 | Municipal solid waste | 0
|  | biogas and digester gas | OBG | 88721.6382 | 10184773.8281 | 625.9127 | 15647.8184 | 123.2266 | 36721.5179 | Natural gas | 0
[5 empty] | 13933690.005 |  | 21407.6282 |  | 50238.3515 | Nuclear | 0
[10 empty] | Oil | 0
[10 empty] | Solar Photovoltaic | 0
[10 empty] | Trash-to-energy | 0
[10 empty] | Wind | 0
[10 empty] | Wood | 0

## GIS Heat Input
CONSOLIDATED GIS CERTIFICATE HEAT INPUT (MMBTU) TABLES FOR STATES AND PROVINCES
The tables on this tab consolidate the Heat Input data from GIS certificates from emitting fuel types on the 'GIS' tab, by fuel type.
Fuels that use a common emission factor are combined into a single row where possible: wood and biomass, distillate petroleum and oil, trash and municipal solid waste, biogas and digester gas.
Columns B, C, and D consolidate MMBTUs from each NE-ISO meter type (MSS, IMP, and NON) where GIS certificates are settling in a state or province.
Column E consolidates MMBTUs from GIS certificates leaving a state or province; MSS data for each NE-ISO state, and IMP data for states and provinces outside ISO-NE.
The MSS MMBTU value from Column E is then used in the determination of the ISO-NE state's exported emissions.
The NON MMBTUs do not need to be subtracted from the generating state since emissions from these units they were not originally included in the 923 or ISO data.
A net MMBtu value from all ISO meter types for each state and province is provided in Column H.
The MMBTU values from Columns E and H of the 'GIS Heat Input' tab are converted into biogenic and non-biogenic CO2e values on the 'GIS CO2e' tab.
Massachusetts Fuels Adding to Total CO2e
Fuel Types | Into State - MSS Meter (MMBtu) | Into State - IMP Meter (MMBtu)2 | Into State - NON Meter (MMBtu) | Out of State - MSS Meter (MMBtu) | *Form 923 trash split | - | Net Heat Input from all GIS certificates (MMBtu)
Non Biogenic
distillate petroleum and oil | 0 | 0 | 0 | 9179.2104 |  |  | -9179.2104
natural gas | 0 | 0 | 0 | 25459.5956 |  |  | -25459.5956
non-biogenic component of municipal solid waste and trash | 0 | 0 | 0 | 26656.7986 | 0.48999 |  | -26656.7986
Biogenic
landfill gas | 415229.0358 | 2479323.7902 | 740633.4905 | 1122879.7961 |  |  | 2512306.5205
biogenic component of municipal solid waste and trash | 0 | 0 | 0 | 27745.4599 | 0.51001 |  | -27745.4599
biomass and wood/wood waste solids | 0 | 0 | 0 | 1957606.4886 |  |  | -1957606.4886
biogas and digester gas | 160388.307 | 0 | 20666.7097 | 0 |  |  | 181055.0167
Connecticut Fuels Adding to Total CO2e
Fuel Types | Into State - MSS Meter (MMBtu) | Into State - IMP Meter (MMBtu)2 | Into State - NON Meter (MMBtu) | Out of State - MSS Meter (MMBtu) | *Form 923 trash split | - | Net Heat Input from all GIS certificates (MMBtu)
Non Biogenic
distillate petroleum and oil | 0 | 0 | 0 | 0 |  |  | 0
natural gas | 0 | 0 | 0 | 0 |  |  | 0
non-biogenic component of municipal solid waste and trash | 0 | 0 | 0 | 0 | 0.48999 |  | 0
Biogenic
landfill gas | 856074.0648 | 2763485.9619 | 486140.3397 | 122557.7722 |  |  | 3983142.5941
biogenic component of municipal solid waste and trash | 0 | 0 | 0 | 0 | 0.51001 |  | 0
biomass and wood/wood waste solids | 24170919.8472 | 0 | 81859.1285 | 0 |  |  | 24252778.9757
biogas and digester gas | 221.3744 | 0 | 66975.8274 | 0 |  |  | 67197.2019
Maine Fuels Adding to Total CO2e
Fuel Types | Into State - MSS Meter (MMBtu) | Into State - IMP Meter (MMBtu)2 | Into State - NON Meter (MMBtu) | Out of State - MSS Meter (MMBtu) | *Form 923 trash split | - | Net Heat Input from all GIS certificates (MMBtu)
Non Biogenic
distillate petroleum and oil | 0 | 0 | 0 | 0 |  |  | 0
natural gas | 0 | 0 | 21675.6761 | 0 |  |  | 21675.6761
non-biogenic component of municipal solid waste and trash | 26656.7986 | 0 | 0 | 0 | 0.48999 |  | 26656.7986
Biogenic
landfill gas | 0 | 7165.4808 | 0 | 328255.5297 |  |  | -321090.0489
biogenic component of municipal solid waste and trash | 27745.4599 | 0 | 0 | 0 | 0.51001 |  | 27745.4599
biomass and wood/wood waste solids | 0 | 1827170.5109 | 0 | 13278356.9008 |  |  | -11451186.3899
biogas and digester gas | 0 | 0 | 0 | 155467.7572 |  |  | -155467.7572
New Hampshire Fuels Adding to Total CO2e
Fuel Types | Into State - MSS Meter (MMBtu) | Into State - IMP Meter (MMBtu)2 | Into State - NON Meter (MMBtu) | Out of State - MSS Meter (MMBtu) | *Form 923 trash split | - | Net Heat Input from all GIS certificates (MMBtu)
Non Biogenic
distillate petroleum and oil | 9179.2104 | 0 | 0 | 0 |  |  | 9179.2104
natural gas | 25459.5956 | 0 | 0 | 0 |  |  | 25459.5956
non-biogenic component of municipal solid waste and trash | 0 | 0 | 0 | 0 | 0.48999 |  | 0
Biogenic
landfill gas | 1059524.2907 | 1535419.2219 | 477994.2611 | 244199.9689 |  |  | 2828737.8049
biogenic component of municipal solid waste and trash | 0 | 0 | 0 | 0 | 0.51001 |  | 0
biomass and wood/wood waste solids | 2526100.7067 | 0 | 0 | 6973748.1844 |  |  | -4447647.4776
biogas and digester gas | 0 | 0 | 53562.5495 | 0 |  |  | 53562.5495
Rhode Island Fuels Adding to Total CO2e
Fuel Types | Into State - MSS Meter (MMBtu) | Into State - IMP Meter (MMBtu)2 | Into State - NON Meter (MMBtu) | Out of State - MSS Meter (MMBtu) | *Form 923 trash split | - | Net Heat Input from all GIS certificates (MMBtu)
Non Biogenic
distillate petroleum and oil | 0 | 0 | 0 | 0 |  |  | 0
natural gas | 0 | 0 | 0 | 0 |  |  | 0
non-biogenic component of municipal solid waste and trash | 0 | 0 | 0 | 0 | 0.48999 |  | 0
Biogenic
landfill gas | 118989.0474 | 264955.5944 | 0 | 0 |  |  | 383944.6418
biogenic component of municipal solid waste and trash | 0 | 0 | 0 | 0 | 0.51001 |  | 0
biomass and wood/wood waste solids | 1455619.9826 | 0 | 9280.6701 | 0 |  |  | 1464900.6527
biogas and digester gas | 0 | 0 | 3146.6748 | 0 |  |  | 3146.6748
Vermont Fuels Adding to Total CO2e
Fuel Types | Into State - MSS Meter (MMBtu) | Into State - IMP Meter (MMBtu)2 | Into State - NON Meter (MMBtu) | Out of State - MSS Meter (MMBtu) | *Form 923 trash split | - | Net Heat Input from all GIS certificates (MMBtu)
Non Biogenic
distillate petroleum and oil | 0 | 0 | 0 | 0 |  |  | 0
natural gas | 0 | 0 | 0 | 0 |  |  | 0
non-biogenic component of municipal solid waste and trash | 0 | 0 | 0 | 0 | 0.48999 |  | 0
Biogenic
landfill gas | 0 | 0 | 0 | 631923.3718 |  |  | -631923.3718
biogenic component of municipal solid waste and trash | 0 | 0 | 0 | 0 | 0.51001 |  | 0
biomass and wood/wood waste solids | 0 | 0 | 0 | 5942928.9627 |  |  | -5942928.9627
biogas and digester gas | 0 | 0 | 0 | 5141.9243 |  |  | -5141.9243
New York Fuels Adding to Total CO2e
Fuel Types | - | - | - | Out of State - IMP Meter (MMBtu) | *Form 923 trash split | - | Net Heat Input from all GIS certificates (MMBtu)
Non Biogenic
distillate petroleum and oil |  |  |  | 0 |  |  | 0
natural gas |  |  |  | 0 |  |  | 0
non-biogenic component of municipal solid waste and trash |  |  |  | 0 | 0.48999 |  | 0
Biogenic
landfill gas |  |  |  | 6448455.005 |  |  | -6448455.005
biogenic component of municipal solid waste and trash |  |  |  | 0 | 0.51001 |  | 0
biomass and wood/wood waste solids |  |  |  | 0 |  |  | 0
biogas and digester gas |  |  |  | 0 |  |  | 0
Canadian Maritime Provinces (through New Brunswick) Fuels Adding to Total CO2e
Fuel Types | - | - | - | Out of Province IMP Meter (MMBtu) | *Form 923 trash split | - | Net Heat Input from all GIS certificates (MMBtu)
Non Biogenic
distillate petroleum and oil |  |  |  | 0 |  |  | 0
natural gas |  |  |  | 0 |  |  | 0
non-biogenic component of municipal solid waste and trash |  |  |  | 0 | 0.48999 |  | 0
Biogenic
landfill gas |  |  |  | 0 |  |  | 0
biogenic component of municipal solid waste and trash |  |  |  | 0 | 0.51001 |  | 0
biomass and wood/wood waste solids |  |  |  | 0 |  |  | 0
biogas and digester gas |  |  |  | 0 |  |  | 0
Quebec Fuels Adding to Total CO2e
Fuel Types | - | - | - | Out of Province IMP Meter (MMBtu) | *Form 923 trash split | - | Net Heat Input from all GIS certificates (MMBtu)
Non Biogenic
distillate petroleum and oil |  |  |  | 0 |  |  | 0
natural gas |  |  |  | 0 |  |  | 0
non-biogenic component of municipal solid waste and trash |  |  |  | 0 | 0.48999 |  | 0
Biogenic
landfill gas |  |  |  | 601895.0442 |  |  | -601895.0442
biogenic component of municipal solid waste and trash |  |  |  | 0 | 0.51001 |  | 0
biomass and wood/wood waste solids |  |  |  | 1827170.5109 |  |  | -1827170.5109
biogas and digester gas |  |  |  | 0 |  |  | 0

## GIS
THIS TAB CONSISTS OF THREE KINDS OF TABLES: Heat Rate Table [A33:K53], MMBTU Tables [A63:M289], and GIS Tables [P65:AQ300].
Together, they allow GIS certificates that are settled or reserved in a state to be treated - from an emissions and load standpoint - as if they were generated in that state.
The values in the Heat Rate Table are the weighted state- and fuel-specific average heat rates for this year, as calculated on the 'EIA Form 923' tab.
The values in the GIS Tables are a summary of each state's RPS-eligible electricity generation certificates that settled in a retail seller's account or are reserved, by fuel and by state where it settled.
The GIS Tables also include electricity generation certificates settled or reserved by a retail seller, state, or municipality in accordance with a contract (or some other mechanism). .
Values from the Heat Rate Table and the GIS Tables are combined to give the MMBTU values in the MMBTU Tables.
These MMBTU values represent the MMBTUs of the generating state's fuel-specific certificates. MMBTU values only appear for emitting fuels.
The ISO-MSS GIS certificates that settle within the same state they were generated in (grey column in the GIS Tables) are converted into MMBTU values on the 'GIS CO2e' tab, using the Heat Rate Table below.
The certificates for New York, New Brunswick and Quebec System Mix fuel types from the GIS Tables are converted into non-biogenic and biogenic CO2e emissions on the 'GIS CO2e' tab using lb CO2e/MWh emission rates (calculated on the 'State & Province Summary' tab).
MMBTUs from ISO-MSS and ISO-IMP meters (green columns) are then subtracted from the generating state and added to the state the certificate has settled or been reserved in on the 'GIS Heat Input' tab.
MMBTUs from the NON-ISO meters (blue columns) are added to the state that the certificate has settled or been reserved in, but are not subtracted from the generating state since these MWh and their emissions were not included in the 'EIA Form 923' or 'ISO' tabs.
The MMBTU values from the 'GIS Heat Input' tab are then turned into biogenic and non-biogenic CO2e values on the 'GIS CO2e' tab.
These biogenic and non-biogenic CO2e net totals are then gathered into the CO2e Emissions Summary Table on the 'State & Province Summary' tab, and added to each state's emissions on the 'Imported Emissions' tab.
The total number of emitting and non-emitting MWhs from certificates that settle or are reserved into each state are found in the state-specific certificate tables in Column P, with the data gathered into a GIS Summary Table at the bottom.
The GIS Summary Table totals the MWh from settled and reserved certificates that are imported into and exported out of each state; it also totals each state's NON-ISO generation, the ISO-MSS power that remains in the state it was generated in, and the ISO-MSS power that leaves a state.
The GIS Summary Table data is also shown in the Generation and NEPOOL-GIS Certificate Table on the 'State & Province Summary' tab, where each state's net certificate generation is calculated by subtracting its exports from its imports and adding in its adjusted NON-ISO generation.
Each state's net generation from certificates is then added to its generation, with ISO-NON generation added to its load totals, to adjust for GIS certificate transfers on the 'Imprted Emissions' tab.
In this way, emissions and MWh from each GIS certificate are transferred from the state where they were generated to the state where the certificate settled or was reserved.
In the case of a NON-ISO certificate, one MWh is also added to the load of the state where the certificate settled or is reserved.
In the case of a non-emitting GIS certificate, zero emissions are given to the state where the certificate is settled or reserved, but the state does pick up the MWh for its generation and load.
HEAT RATE TABLE: Weighted state- and fuel-specific average heat rates that are determined on 'EIA Form 923' tab and used to calculate MMBTUs, by fuel type, in the MMBTU TABLE below (blue and green columns).
The grey rows show fuels that are either non-emitting or for which no RPS-eligible electricity generating certificates were transferred out of state during this year.
See the 'EIA Form 923 data' tab for the determination of MSN (non-biogenic)/MSB (biogenic) split for Municipal Solid Waste & Trash-to-Energy.
Biogas and Digester gas has been assigned the same heat rate as Landfill gas.
The MMBTU values are assigned by EIA fuel code to the 'GIS CO2e' tab.
2018 | HEAT RATE TABLE
Weighted State-wide Average Heat Rates by NEPOOL GIS Fuel Type (MMBTU/MWh) | MA | CT | ME | NH | RI | VT | NY | CMP | Q | Corresponding EIA Fuel Codes for emitting fuels
Biogas | 13.0567 | 12.6727 | 11.1454 | 15.8767 | 9.7035 | 10.0625 | 11.9425 |  |  | OBG
Biomass | 18.5765 | 12.0898 | 13.8533 | 14.7152 |  | 14.411 | 18.0622 |  | 14.6658 | WDS
Coal | [9 empty] | - |  |  | GIS Tables: A summary of the GIS electricity generation certificates, by NE-ISO state and fuel type, that have settled, or been reserved, in a retail seller's account this year.
Diesel | 8.8432 | 8.0043 | 8.2615 | 8.0435 | 8.8989 | 21.4631 | 8.6376 |  |  | DFO |  |  | The certificates may be either RPS-eligible electricity generation certificates or electricity generation certificates settled or reserved by a retail seller, state, or municipality in accordance with a contract (or some other mechanism).
Digester Gas | 13.0567 | 12.6727 | 11.1454 | 15.8767 | 9.7035 | 10.0625 | 11.9425 |  |  | OBG |  |  | Certificates that settle or are reserved in the same state they were generated in are in the grey columns. (Certificates that do not settle in any particular state are not counted.)
Energy Storage | 0 | 0 | 0 | 0 | 0 | 0 | 0 |  |  | - |  |  | Settled and reserved certificates associated with the production of steam or other non-electricity generation are excluded from the tables below, as much as possible.
Fuel cell | 0 | 0 | 0 | 0 | 0 | 0 | 0 |  |  | - |  |  | Some non-RPS eligible ISO-NON electricity generation certificates may have been included since there are very few of them and they seem to be primarily new units that often appear as RPS-eligible in a later quarter.
Hydroelectric/Hydropower | 0 | 0 | 0 | 0 | 0 | 0 | 0 |  |  | -
Hydrokinetic | 0 | 0 | 0 | 0 | 0 | 0 | 0 |  |  | - |  |  | Because a portion of Maine is outside of NE-ISO, Maine's generation certificates come from ISO-IMP meters in addition to ISO-MSS and ISO-NON meters.
Jet | [9 empty] | - |  |  | For the New York, Quebec and Canadian Maritime Province Tables, all certificates are from ISO-IMP meters as these areas are outside of the NE-ISO control area.
Landfill gas (Regional for Quebec) | 13.0567 | 12.6727 | 11.1454 | 15.8767 | 9.7035 | 10.0625 | 11.9425 |  | 11.7928 | LFG |  |  | The TOTAL columns are the sum of the ISO-MSS and ISO-NON certificates (and also ISO-IMP certificates in Maine, NY, Canadian Maritime Provinces and Quebec).
Municipal solid waste | HEAT RATE TABLE MA: 18.1341; HEAT RATE TABLE CT: 19.4879; HEAT RATE TABLE ME: 21.0758; HEAT RATE TABLE NH: 20.4208; HEAT RATE TABLE NY: 16.9756 | 49% MSN & 51% MSB |  |  | Canadian Maritime Province Table is comprised of unit-specific certificates from New Brunswick, Nova Scotia and Prince Edward Island, and System Mix certificates from New Brunswick. The ISO-IMP certificates from all three provinces are summed in a TOTAL column.
Natural gas | 7.5728 | 7.3427 | 7.6764 | 7.5227 | 7.6455 | 15.3927 | 8.1602 |  |  | NG |  |  | New York, New Brunswick and Quebec System Mix certificates that settle in a state are included as a 'fuel type' in these tables. Emissions are calculated on the 'GIS CO2e' tab using an emission rate from the 'State & Provinces Summary Tables' tab.
Nuclear | 0 | 0 | 0 | 0 | 0 | 0 | 0 |  |  | - |  |  | MWh associated with the Massachusetts municipal retail sellers' contracts for hydropower from Niagara Falls (NYPA), for which there currently are no unit specific certificates, are entered in Cell Q53 below and included in the summary table but not in the individual state tables below.
Oil | HEAT RATE TABLE MA: 8.8432; HEAT RATE TABLE VT: 21.4631 | DFO
Solar Photovoltaic | 0 | 0 | 0 | 0 | 0 | 0 | 0 |  |  | - |  |  | New York Power Authority (NYPA) MWh from Niagara Falls to Massachusetts Municipal Retail Sellers
Trash-to-energy | HEAT RATE TABLE MA: 18.1341; HEAT RATE TABLE CT: 19.4879; HEAT RATE TABLE ME: 21.0758; HEAT RATE TABLE NH: 20.4208; HEAT RATE TABLE NY: 16.9756 | 49% MSN & 51% MSB |  |  | 2018 | 353782 | 2019-10-23
Wind | 0 | 0 | 0 | 0 | 0 | 0 | 0 |  |  | - |  |  | This value is obtained from MA municipal retail seller's annual AQ31 GHG reports under 310 CMR 7.75.
Wood | 18.5765 | 12.0898 | 13.8533 | 14.7152 |  | 14.411 | 18.0622 |  |  | WDS |  |  | MWh Value is entered above [Cell Q52] and then added to MA GIS certificate Imports Summary [Cell V296] and NY GIS certificates Exported Summary data [Cell AK297] below.
MMBTU TABLES: MMBTUs for emitting fuels types of electricity generating GIS certificates that have settled or been reserved out-of-state. | [12 empty] | The State specific GIS tables are gathered into a GIS Summary Table below which totals the MWh from settled and reserved certificates that are imported into and exported out of each state or province.
MMBTUs for certificates that settle or are reserved in-state (grey columns) are not calculated in these tables since they have no impact on certificate transfer emissions. | [12 empty] | The GIS Summary Table also totals each state's NON-ISO electricity generation, and the ISO-MSS power that remains in the state it was generated in as well as the ISO-MSS power that leaves a state.
For the Maine Table, the green column includes certificates from both ISO-MSS and ISO-IMP meters (for portions of Maine not in the NE-ISO control area). | [12 empty] | NON-ISO generation is often 'distibuted' or 'behind-the-meter' generation whose MWh are not accounted for in NE-ISO's annual load and generation reports, and therefore are not included in the 'Generation Load Imports' tab.
For the New York, Quebec and Canadian Maritime Provinces Tables, the green column only shows certificates from ISO-IMP meters as all these areas are outside of the NE-ISO control area. | [12 empty] | Distributed generation comes from the commercial, industrial or residential sectors, rather than the electricity sector, so the emissions from this generation are also not included data sources for the 'Generation CO2e' tab.
The fuel-specific MMBTU values in each row are aggragated on the 'GIS Heat Input' tab and converted to CO2e values on the 'GIS CO2e' tab. | [12 empty] | Because the emissions from ISO-NON generation (blue columns in the MMBTU tables) are ultimately added to the state in which the certificate has settled on the 'Imported Emissions' tab, we must also account for the associated generation and load.
These CO2e values are summarized in Column D of the the Emissions Summary Table on the 'State & Province Summary' tab. | [12 empty] | MWh from the NON-ISO meters are added to the generation for the state where they settled, and to the load for the state that generated them.
No MMBTUs are shown (in the green and blue columns) for non-emitting certificates that are settled or reserved out of state, since non-emitting certificates have no emissions. | [12 empty] | MWh from the NON-ISO meters are not subtracted from the generating state's generation or emissions since neither the MWh, nor the emissions, were included in the ISO generation or the generation CO2e.
No MMBTUs are shown (in the green and blue columns) for System Mix certificates that are settled or reserved in a state since these emissions are calculated directly from a lb CO2e/MWh emission rate. | [12 empty] | The GIS certificates in the GIS Summary Table below are included in the Generation & NEPOOL-GIS Table on the 'States & Provinces Summary' tab.
MMBTU TABLES | [12 empty] | GIS TABLES
From CT | [12 empty] | CONNECTICUT MWH | From CT
FUELS | CT fuel-specific MSS MMBTUs to CT | CT fuel-specific NON MMBTUs to CT | CT fuel-specific MSS MMBTUs to MA | CT fuel-specific NON MMBTUs to MA | CT fuel-specific MSS MMBTUs to ME | CT fuel-specific NON MMBTUs to ME | CT fuel-specific MSS MMBTUs to NH | CT fuel-specific NON MMBTUs to NH | CT fuel-specific MSS MMBTUs to RI | CT fuel-specific NON MMBTUs to RI | CT fuel-specific MSS MMBTUs to VT | CT fuel-specific NON MMBTUs to VT | Residual Mix | Connecticut |  |  | Massachusetts |  |  | Maine |  |  | New Hampshire |  |  | Rhode Island |  |  | Vermont
| HEAT RATE TABLE RI: MSS; HEAT RATE TABLE VT: MSS; HEAT RATE TABLE NY: MSS; HEAT RATE TABLE CMP: MSS; HEAT RATE TABLE Q: MSS | MSS | MSS | MSS |  | MSS | NON | TOTAL | MSS | NON | TOTAL | MSS | NON | TOTAL | MSS | NON | TOTAL | MSS | NON | TOTAL | MSS | NON | TOTAL
Biogas |  |  | 0 | 0 | 0 | 0 | 0 | 0 | 0 | 0 | 0 | 0 | Biogas | 230171 | 0 | 230171 | 0 | 0 | 0 | 0 | 0 | 0 | 0 | 0 | 0 | 0 | 0 | 0 | 0 | 0 | 0
Biomass |  |  | 0 | 0 | 0 | 0 | 0 | 0 | 0 | 0 | 0 | 0 | Biomass | 256958 | 0 | 256958 | 0 | 0 | 0 | 0 | 0 | 0 | 0 | 0 | 0 | 0 | 0 | 0 | 0 | 0 | 0
Coal |  |  | 0 | 0 | 0 | 0 | 0 | 0 | 0 | 0 | 0 | 0 | Coal | 0 | 0 | 0 | 0 | 0 | 0 | 0 | 0 | 0 | 0 | 0 | 0 | 0 | 0 | 0 | 0 | 0 | 0
Diesel |  |  | 0 | 0 | 0 | 0 | 0 | 0 | 0 | 0 | 0 | 0 | Diesel | 0 | 0 | 0 | 0 | 0 | 0 | 0 | 0 | 0 | 0 | 0 | 0 | 0 | 0 | 0 | 0 | 0 | 0
Digester Gas |  |  | 0 | 0 | 0 | 0 | 0 | 0 | 0 | 0 | 0 | 0 | Digester Gas | 0 | 4355 | 4355 | 0 | 0 | 0 | 0 | 0 | 0 | 0 | 0 | 0 | 0 | 0 | 0 | 0 | 0 | 0
Energy Storage |  |  | 0 | 0 | 0 | 0 | 0 | 0 | 0 | 0 | 0 | 0 | Energy Storage | 0 | 0 | 0 | 0 | 0 | 0 | 0 | 0 | 0 | 0 | 0 | 0 | 0 | 0 | 0 | 0 | 0 | 0
Fuel cell |  |  | 0 | 0 | 0 | 0 | 0 | 0 | 0 | 0 | 0 | 0 | Fuel cell | 171288 | 144933 | 316221 | 0 | 0 | 0 | 0 | 0 | 0 | 0 | 0 | 0 | 0 | 0 | 0 | 0 | 0 | 0
Hydroelectric/Hydropower |  |  | 0 | 0 | 0 | 0 | 0 | 0 | 0 | 0 | 0 | 0 | Hydroelectric/Hydropower | 171434 | 3830 | 175264 | 203020 | 8238 | 211258 | 82154 | 0 | 82154 | 0 | 0 | 0 | 990 | 0 | 990 | 71544 | 0 | 71544
Hydrokinetic |  |  | 0 | 0 | 0 | 0 | 0 | 0 | 0 | 0 | 0 | 0 | Hydrokinetic | 0 | 0 | 0 | 0 | 0 | 0 | 0 | 0 | 0 | 0 | 0 | 0 | 0 | 0 | 0 | 0 | 0 | 0
Jet |  |  | 0 | 0 | 0 | 0 | 0 | 0 | 0 | 0 | 0 | 0 | Jet | 0 | 0 | 0 | 0 | 0 | 0 | 0 | 0 | 0 | 0 | 0 | 0 | 0 | 0 | 0 | 0 | 0 | 0
Landfill gas |  |  | 122557.7722 | 0 | 0 | 0 | 0 | 0 | 0 | 0 | 0 | 0 | Landfill gas | 2378 | 0 | 2378 | 9671 | 0 | 9671 | 0 | 0 | 0 | 0 | 0 | 0 | 0 | 0 | 0 | 0 | 0 | 0
Municipal solid waste |  |  | 0 | 0 | 0 | 0 | 0 | 0 | 0 | 0 | 0 | 0 | Municipal solid waste | 0 | 0 | 0 | 0 | 0 | 0 | 0 | 0 | 0 | 0 | 0 | 0 | 0 | 0 | 0 | 0 | 0 | 0
Natural gas |  |  | 0 | 0 | 0 | 21675.6761 | 0 | 0 | 0 | 0 | 0 | 0 | Natural gas | 0 | 121364 | 121364 | 0 | 0 | 0 | 0 | 2952 | 2952 | 0 | 0 | 0 | 0 | 0 | 0 | 0 | 0 | 0
Nuclear |  |  | 0 | 0 | 0 | 0 | 0 | 0 | 0 | 0 | 0 | 0 | Nuclear | 0 | 0 | 0 | 515124 | 0 | 515124 | 0 | 0 | 0 | 0 | 0 | 0 | 0 | 0 | 0 | 185730 | 0 | 185730
Oil |  |  | 0 | 0 | 0 | 0 | 0 | 0 | 0 | 0 | 0 | 0 | Oil | 0 | 0 | 0 | 0 | 0 | 0 | 0 | 0 | 0 | 0 | 0 | 0 | 0 | 0 | 0 | 0 | 0 | 0
Solar Photovoltaic |  |  | 0 | 0 | 0 | 0 | 0 | 0 | 0 | 0 | 0 | 0 | Solar Photovoltaic | 34027 | 348006 | 382033 | 15641 | 24381 | 40022 | 0 | 0 | 0 | 0 | 0 | 0 | 5064 | 0 | 5064 | 0 | 0 | 0
Trash-to-energy |  |  | 0 | 0 | 0 | 0 | 0 | 0 | 0 | 0 | 0 | 0 | Trash-to-energy | 953611 | 0 | 953611 | 0 | 0 | 0 | 0 | 0 | 0 | 0 | 0 | 0 | 0 | 0 | 0 | 0 | 0 | 0
Wind |  |  | 0 | 0 | 0 | 0 | 0 | 0 | 0 | 0 | 0 | 0 | Wind | 0 | 12323 | 12323 | 0 | 0 | 0 | 0 | 0 | 0 | 0 | 0 | 0 | 0 | 0 | 0 | 0 | 0 | 0
Wood |  |  | 0 | 0 | 0 | 0 | 0 | 0 | 0 | 0 | 0 | 0 | Wood | 0 | 0 | 0 | 0 | 0 | 0 | 0 | 0 | 0 | 0 | 0 | 0 | 0 | 0 | 0 | 0 | 0 | 0
[13 empty] | Total | 1819867 | 634811 | 2454678 | 743456 | 32619 | 776075 | 82154 | 2952 | 85106 | 0 | 0 | 0 | 6054 | 0 | 6054 | 257274 | 0 | 257274 | 3579187
From MA | [12 empty] | MASSACHUSETTS | From MA
FUELS | MA fuel-specific MSS MMBTUs to CT | MA fuel-specific NON MMBTUs to CT | MA fuel-specific MSS MMBTUs to MA | MA fuel-specific NON MMBTUs to MA | MA fuel-specific MSS MMBTUs to ME | MA fuel-specific NON MMBTUs to ME | MA fuel-specific MSS MMBTUs to NH | MA fuel-specific NON MMBTUs to NH | MA fuel-specific MSS MMBTUs to RI | MA fuel-specific NON MMBTUs to RI | MA fuel-specific MSS MMBTUs to VT | MA fuel-specific NON MMBTUs to VT | Residual Mix | Connecticut |  |  | Massachusetts |  |  | Maine |  |  | New Hampshire |  |  | Rhode Island |  |  | Vermont
| HEAT RATE TABLE RI: MSS; HEAT RATE TABLE VT: MSS; HEAT RATE TABLE NY: MSS; HEAT RATE TABLE CMP: MSS; HEAT RATE TABLE Q: MSS | MSS | MSS | MSS | 41132840 | MSS | NON | TOTAL | MSS | NON | TOTAL | MSS | NON | TOTAL | MSS | NON | TOTAL | MSS | NON | TOTAL | MSS | NON | TOTAL
Biogas | 0 | 0 |  |  | 0 | 0 | 0 | 0 | 0 | 0 | 0 | 0 | Biogas | 0 | 0 | 0 | 0 | 7452 | 7452 | 0 | 0 | 0 | 0 | 0 | 0 | 0 | 0 | 0 | 0 | 0 | 0
Biomass | 0 | 0 |  |  | 0 | 0 | 0 | 0 | 0 | 0 | 0 | 0 | Biomass | 0 | 0 | 0 | 0 | 0 | 0 | 0 | 0 | 0 | 0 | 0 | 0 | 0 | 0 | 0 | 0 | 0 | 0
Coal | 0 | 0 |  |  | 0 | 0 | 0 | 0 | 0 | 0 | 0 | 0 | Coal | 0 | 0 | 0 | 0 | 0 | 0 | 0 | 0 | 0 | 0 | 0 | 0 | 0 | 0 | 0 | 0 | 0 | 0
Diesel | 0 | 0 |  |  | 0 | 0 | 0 | 0 | 0 | 0 | 0 | 0 | Diesel | 0 | 0 | 0 | 0 | 0 | 0 | 0 | 0 | 0 | 0 | 0 | 0 | 0 | 0 | 0 | 0 | 0 | 0
Digester Gas | 0 | 0 |  |  | 0 | 0 | 0 | 0 | 0 | 3146.6748 | 0 | 0 | Digester Gas | 0 | 0 | 0 | 0 | 41796 | 41796 | 0 | 0 | 0 | 0 | 0 | 0 | 0 | 241 | 241 | 0 | 0 | 0
Energy Storage | 0 | 0 |  |  | 0 | 0 | 0 | 0 | 0 | 0 | 0 | 0 | Energy Storage | 0 | 0 | 0 | 0 | 0 | 0 | 0 | 0 | 0 | 0 | 0 | 0 | 0 | 0 | 0 | 0 | 0 | 0
Fuel cell | 0 | 0 |  |  | 0 | 0 | 0 | 0 | 0 | 0 | 0 | 0 | Fuel cell | 0 | 0 | 0 | 0 | 19758 | 19758 | 0 | 0 | 0 | 0 | 0 | 0 | 0 | 0 | 0 | 0 | 0 | 0
Hydroelectric/Hydropower | 0 | 0 |  |  | 0 | 0 | 0 | 0 | 0 | 0 | 0 | 0 | Hydroelectric/Hydropower | 43973 | 0 | 43973 | 495982 | 14743 | 510725 | 174685 | 0 | 174685 | 4548 | 0 | 4548 | 13251 | 0 | 13251 | 230232 | 0 | 230232
Hydrokinetic | 0 | 0 |  |  | 0 | 0 | 0 | 0 | 0 | 0 | 0 | 0 | Hydrokinetic | 0 | 0 | 0 | 0 | 278 | 278 | 0 | 0 | 0 | 0 | 0 | 0 | 0 | 0 | 0 | 0 | 0 | 0
Jet | 0 | 0 |  |  | 0 | 0 | 0 | 0 | 0 | 0 | 0 | 0 | Jet | 0 | 0 | 0 | 0 | 0 | 0 | 0 | 0 | 0 | 0 | 0 | 0 | 0 | 0 | 0 | 0 | 0 | 0
Landfill gas | 312317.2642 | 123451.4939 |  |  | 0 | 0 | 727874.186 | 477994.2611 | 82688.3459 | 0 | 0 | 0 | Landfill gas | 23920 | 9455 | 33375 | 22948 | 12693 | 35641 | 0 | 0 | 0 | 55747 | 36609 | 92356 | 6333 | 0 | 6333 | 0 | 0 | 0
Municipal solid waste | 0 | 0 |  |  | 0 | 0 | 0 | 0 | 0 | 0 | 0 | 0 | Municipal solid waste | 0 | 0 | 0 | 484972 | 0 | 484972 | 0 | 0 | 0 | 0 | 0 | 0 | 0 | 0 | 0 | 0 | 0 | 0
Natural gas | 0 | 0 |  |  | 0 | 0 | 25459.5956 | 0 | 0 | 0 | 0 | 0 | Natural gas | 0 | 0 | 0 | 0 | 0 | 0 | 0 | 0 | 0 | 3362 | 0 | 3362 | 0 | 0 | 0 | 0 | 0 | 0
Nuclear | 0 | 0 |  |  | 0 | 0 | 0 | 0 | 0 | 0 | 0 | 0 | Nuclear | 0 | 0 | 0 | 0 | 0 | 0 | 0 | 0 | 0 | 0 | 0 | 0 | 0 | 0 | 0 | 0 | 0 | 0
Oil | 0 | 0 |  |  | 0 | 0 | 9179.2104 | 0 | 0 | 0 | 0 | 0 | Oil | 0 | 0 | 0 | 0 | 0 | 0 | 0 | 0 | 0 | 1038 | 0 | 1038 | 0 | 0 | 0 | 0 | 0 | 0
Solar Photovoltaic | 0 | 0 |  |  | 0 | 0 | 0 | 0 | 0 | 0 | 0 | 0 | Solar Photovoltaic | 0 | 1457 | 1457 | 31643 | 2293023 | 2324666 | 0 | 0 | 0 | 0 | 1 | 1 | 0 | 427 | 427 | 0 | 0 | 0
Trash-to-energy | 0 | 0 |  |  | 54402.2585 | 0 | 0 | 0 | 0 | 0 | 0 | 0 | Trash-to-energy | 0 | 0 | 0 | 1068493 | 0 | 1068493 | 3000 | 0 | 3000 | 0 | 0 | 0 | 0 | 0 | 0 | 0 | 0 | 0
Wind | 0 | 0 |  |  | 0 | 0 | 0 | 0 | 0 | 0 | 0 | 0 | Wind | 3083 | 0 | 3083 | 133982 | 58219 | 192201 | 0 | 0 | 0 | 5887 | 0 | 5887 | 18571 | 772 | 19343 | 0 | 0 | 0
Wood | 1068722.6245 | 0 |  |  | 0 | 0 | 888883.8641 | 0 | 0 | 0 | 0 | 0 | Wood | 57531 | 0 | 57531 | 0 | 1421 | 1421 | 0 | 0 | 0 | 47850 | 0 | 47850 | 0 | 0 | 0 | 0 | 0 | 0
[13 empty] | Total | 128507 | 10912 | 139419 | 2238020 | 2449383 | 4687403 | 177685 | 0 | 177685 | 118432 | 36610 | 155042 | 38155 | 1440 | 39595 | 230232 | 0 | 230232 | 5429376
From ME | [12 empty] | MAINE | From ME
FUELS | ME fuel-specific MSS & IMP MMBTUs to CT | ME fuel-specific NON MMBTUs to CT | ME fuel-specific MSS & IMP MMBTUs to MA | ME fuel-specific NON MMBTUs to MA | ME fuel-specific MSS & IMP MMBTUs to ME | ME fuel-specific NON MMBTUs to ME | ME fuel-specific MSS & IMP MMBTUs to NH | ME fuel-specific NON MMBTUs to NH | ME fuel-specific MSS & IMP MMBTUs to RI | ME fuel-specific NON MMBTUs to RI | ME fuel-specific MSS & IMP MMBTUs to VT | ME fuel-specific NON MMBTUs to VT | Residual Mix | Connecticut |  |  |  | Massachusetts |  |  |  | Maine |  |  |  | New Hampshire |  |  |  | Rhode Island |  |  |  | Vermont
| HEAT RATE TABLE RI: MSS; HEAT RATE TABLE VT: MSS; HEAT RATE TABLE NY: MSS; HEAT RATE TABLE CMP: MSS; HEAT RATE TABLE Q: MSS | MSS | MSS | MSS | 6235455 | MSS | NON | IMP | TOTAL | MSS | NON | IMP | TOTAL | MSS | NON | IMP | TOTAL | MSS | NON | IMP | TOTAL | MSS | NON | IMP | TOTAL | MSS | NON | IMP | TOTAL
Biogas | 0 | 0 | 0 | 0 |  |  | 0 | 0 | 0 | 0 | 0 | 0 | Biogas | 0 | 0 | 0 | 0 | 0 | 0 | 0 | 0 | 0 | 679 | 0 | 448 | 0 | 0 | 0 | 0 | 0 | 0 | 0 | 0 | 0 | 0 | 0 | 0
Biomass | 0 | 0 | 0 | 0 |  |  | 0 | 0 | 1214172.1637 | 0 | 0 | 0 | Biomass | 0 | 0 | 0 | 0 | 0 | 0 | 0 | 0 | 77184 | 790106 | 0 | 858146 | 0 | 0 | 0 | 0 | 87645 | 0 | 0 | 87645 | 0 | 0 | 0 | 0
Coal | 0 | 0 | 0 | 0 |  |  | 0 | 0 | 0 | 0 | 0 | 0 | Coal | 0 | 0 | 0 | 0 | 0 | 0 | 0 | 0 | 0 | 51005 | 0 | 51005 | 0 | 0 | 0 | 0 | 0 | 0 | 0 | 0 | 0 | 0 | 0 | 0
Diesel | 0 | 0 | 0 | 0 |  |  | 0 | 0 | 0 | 0 | 0 | 0 | Diesel | 0 | 0 | 0 | 0 | 0 | 0 | 0 | 0 | 0 | 0 | 0 | 0 | 0 | 0 | 0 | 0 | 0 | 0 | 0 | 0 | 0 | 0 | 0 | 0
Digester Gas | 0 | 0 | 155467.7572 | 13653.1653 |  |  | 0 | 0 | 0 | 0 | 0 | 0 | Digester Gas | 0 | 0 | 0 | 0 | 13949 | 1225 | 0 | 15174 | 0 | 0 | 0 | 0 | 0 | 0 | 0 | 0 | 0 | 0 | 0 | 0 | 0 | 0 | 0 | 0
Energy Storage | 0 | 0 | 0 | 0 |  |  | 0 | 0 | 0 | 0 | 0 | 0 | Energy Storage | 0 | 0 | 0 | 0 | 0 | 0 | 0 | 0 | 0 | 0 | 0 | 0 | 0 | 0 | 0 | 0 | 0 | 0 | 0 | 0 | 0 | 0 | 0 | 0
Fuel cell | 0 | 0 | 0 | 0 |  |  | 0 | 0 | 0 | 0 | 0 | 0 | Fuel cell | 0 | 0 | 0 | 0 | 0 | 0 | 0 | 0 | 0 | 0 | 0 | 0 | 0 | 0 | 0 | 0 | 0 | 0 | 0 | 0 | 0 | 0 | 0 | 0
Hydroelectric/Hydropower | 0 | 0 | 0 | 0 |  |  | 0 | 0 | 0 | 0 | 0 | 0 | Hydroelectric/Hydropower | 1027 | 2337 | 0 | 3364 | 313223 | 56117 | 0 | 366377 | 1316125 | 80932 | 0 | 1361415 | 37266 | 0 | 0 | 36216 | 131923 | 0 | 0 | 125987 | 660940 | 29235 | 0 | 690175
Hydrokinetic | 0 | 0 | 0 | 0 |  |  | 0 | 0 | 0 | 0 | 0 | 0 | Hydrokinetic | 0 | 0 | 0 | 0 | 0 | 0 | 0 | 0 | 0 | 0 | 0 | 0 | 0 | 0 | 0 | 0 | 0 | 0 | 0 | 0 | 0 | 0 | 0 | 0
Jet | 0 | 0 | 0 | 0 |  |  | 0 | 0 | 0 | 0 | 0 | 0 | Jet | 0 | 0 | 0 | 0 | 0 | 0 | 0 | 0 | 0 | 0 | 0 | 0 | 0 | 0 | 0 | 0 | 0 | 0 | 0 | 0 | 0 | 0 | 0 | 0
Landfill gas | 186039.702 | 0 | 24196.7525 | 0 |  |  | 81718.3738 | 0 | 36300.7015 | 0 | 0 | 0 | Landfill gas | 16692 | 0 | 0 | 15528 | 2171 | 0 | 0 | 2171 | 0 | 0 | 0 | 0 | 7332 | 0 | 0 | 7332 | 3257 | 0 | 0 | 3257 | 0 | 0 | 0 | 0
Municipal solid waste | 0 | 0 | 0 | 0 |  |  | 0 | 0 | 0 | 0 | 0 | 0 | Municipal solid waste | 0 | 0 | 0 | 0 | 0 | 0 | 0 | 0 | 15615 | 0 | 0 | 15615 | 0 | 0 | 0 | 0 | 0 | 0 | 0 | 0 | 0 | 0 | 0 | 0
Natural gas | 0 | 0 | 0 | 0 |  |  | 0 | 0 | 0 | 0 | 0 | 0 | Natural gas | 0 | 0 | 0 | 0 | 0 | 0 | 0 | 0 | 0 | 0 | 0 | 0 | 0 | 0 | 0 | 0 | 0 | 0 | 0 | 0 | 0 | 0 | 0 | 0
Nuclear | 0 | 0 | 0 | 0 |  |  | 0 | 0 | 0 | 0 | 0 | 0 | Nuclear | 0 | 0 | 0 | 0 | 0 | 0 | 0 | 0 | 0 | 0 | 0 | 0 | 0 | 0 | 0 | 0 | 0 | 0 | 0 | 0 | 0 | 0 | 0 | 0
Oil | 0 | 0 | 0 | 0 |  |  | 0 | 0 | 0 | 0 | 0 | 0 | Oil | 0 | 0 | 0 | 0 | 0 | 0 | 0 | 0 | 0 | 2674 | 0 | 2674 | 0 | 0 | 0 | 0 | 0 | 0 | 0 | 0 | 0 | 0 | 0 | 0
Solar Photovoltaic | 0 | 0 | 0 | 0 |  |  | 0 | 0 | 0 | 0 | 0 | 0 | Solar Photovoltaic | 12312 | 434 | 0 | 12746 | 1459 | 23683 | 0 | 1382 | 0 | 23 | 0 | 23 | 0 | 0 | 0 | 0 | 2619 | 0 | 0 | 2619 | 0 | 0 | 0 | 0
Trash-to-energy | 0 | 0 | 0 | 0 |  |  | 0 | 0 | 0 | 0 | 0 | 0 | Trash-to-energy | 0 | 0 | 0 | 0 | 0 | 0 | 0 | 0 | 111186 | 87742 | 0 | 198928 | 0 | 0 | 0 | 0 | 0 | 0 | 0 | 0 | 0 | 0 | 0 | 0
Wind | 0 | 0 | 0 | 0 |  |  | 0 | 0 | 0 | 0 | 0 | 0 | Wind | 403954 | 0 | 6546 | 410500 | 1650831 | 7224 | 9173 | 1545325 | 5615 | 2 | 0 | 5617 | 122746 | 0 | 0 | 122746 | 49438 | 0 | 0 | 49438 | 0 | 0 | 0 | 0
Wood | 12064184.7371 | 81859.1285 | 0 | 0 |  |  | 0 | 0 | 0 | 0 | 0 | 0 | Wood | 434726 | 5909 | 436127 | 859750 | 0 | 0 | 0 | 0 | 76 | 100761 | 0 | 95423 | 0 | 0 | 0 | 0 | 0 | 0 | 0 | 0 | 0 | 0 | 0 | 0
[13 empty] | Total | 868711 | 8680 | 442673 | 1301888 | 1981633 | 88249 | 9173 | 1930429 | 1525801 | 1113924 | 0 | 2589294 | 167344 | 0 | 0 | 166294 | 274882 | 0 | 0 | 268946 | 660940 | 29235 | 0 | 690175 | 6947026
From NH | [12 empty] | NEW HAMPSHIRE | From NH
FUELS | NH fuel-specific MSS MMBTUs to CT | NH fuel-specific NON MMBTUs to CT | NH fuel-specific MSS MMBTUs to MA | NH fuel-specific NON MMBTUs to MA | NH fuel-specific MSS MMBTUs to ME | NH fuel-specific NON MMBTUs to ME | NH fuel-specific MSS MMBTUs to NH | NH fuel-specific NON MMBTUs to NH | NH fuel-specific MSS MMBTUs to RI | NH fuel-specific NON MMBTUs to RI | NH fuel-specific MSS MMBTUs to VT | NH fuel-specific NON MMBTUs to VT | Residual Mix | Connecticut |  |  | Massachusetts |  |  | Maine |  |  | New Hampshire |  |  | Rhode Island |  |  | Vermont
| HEAT RATE TABLE RI: MSS; HEAT RATE TABLE VT: MSS; HEAT RATE TABLE NY: MSS; HEAT RATE TABLE CMP: MSS; HEAT RATE TABLE Q: MSS | MSS | MSS | MSS | 8189294 | MSS | NON | TOTAL | MSS | NON | TOTAL | MSS | NON | TOTAL | MSS | NON | TOTAL | MSS | NON | TOTAL | MSS | NON | TOTAL
Biogas | 0 | 0 | 0 | 0 | 0 | 0 |  |  | 0 | 0 | 0 | 0 | Biogas | 0 | 0 | 0 | 0 | 0 | 0 | 0 | 0 | 0 | 0 | 0 | 0 | 0 | 0 | 0 | 0 | 0 | 0
Biomass | 4099624.452 | 0 | 0 | 0 | 0 | 0 |  |  | 236886.0915 | 0 | 0 | 0 | Biomass | 278597 | 0 | 278597 | 0 | 0 | 0 | 0 | 0 | 0 | 281029 | 0 | 281029 | 16098 | 0 | 16098 | 0 | 0 | 0
Coal | 0 | 0 | 0 | 0 | 0 | 0 |  |  | 0 | 0 | 0 | 0 | Coal | 0 | 0 | 0 | 0 | 0 | 0 | 0 | 0 | 0 | 0 | 0 | 0 | 0 | 0 | 0 | 0 | 0 | 0
Diesel | 0 | 0 | 0 | 0 | 0 | 0 |  |  | 0 | 0 | 0 | 0 | Diesel | 0 | 0 | 0 | 0 | 0 | 0 | 0 | 0 | 0 | 0 | 0 | 0 | 0 | 0 | 0 | 0 | 0 | 0
Digester Gas | 0 | 0 | 0 | 0 | 0 | 0 |  |  | 0 | 0 | 0 | 0 | Digester Gas | 0 | 0 | 0 | 0 | 0 | 0 | 0 | 0 | 0 | 0 | 0 | 0 | 0 | 0 | 0 | 0 | 0 | 0
Energy Storage | 0 | 0 | 0 | 0 | 0 | 0 |  |  | 0 | 0 | 0 | 0 | Energy Storage | 0 | 0 | 0 | 0 | 0 | 0 | 0 | 0 | 0 | 0 | 0 | 0 | 0 | 0 | 0 | 0 | 0 | 0
Fuel cell | 0 | 0 | 0 | 0 | 0 | 0 |  |  | 0 | 0 | 0 | 0 | Fuel cell | 0 | 0 | 0 | 0 | 0 | 0 | 0 | 0 | 0 | 0 | 0 | 0 | 0 | 0 | 0 | 0 | 0 | 0
Hydroelectric/Hydropower | 0 | 0 | 0 | 0 | 0 | 0 |  |  | 0 | 0 | 0 | 0 | Hydroelectric/Hydropower | 8978 | 1763 | 10741 | 370476 | 565 | 371041 | 562554 | 0 | 562554 | 289423 | 12317 | 301740 | 37693 | 0 | 37693 | 50191 | 0 | 50191
Hydrokinetic | 0 | 0 | 0 | 0 | 0 | 0 |  |  | 0 | 0 | 0 | 0 | Hydrokinetic | 0 | 0 | 0 | 0 | 0 | 0 | 0 | 0 | 0 | 0 | 0 | 0 | 0 | 0 | 0 | 0 | 0 | 0
Jet | 0 | 0 | 0 | 0 | 0 | 0 |  |  | 0 | 0 | 0 | 0 | Jet | 0 | 0 | 0 | 0 | 0 | 0 | 0 | 0 | 0 | 0 | 0 | 0 | 0 | 0 | 0 | 0 | 0 | 0
Landfill gas | 137540.1034 | 360766.9133 | 106659.8655 | 322758.0241 | 0 | 0 |  |  | 0 | 0 | 0 | 0 | Landfill gas | 8663 | 22723 | 31386 | 6718 | 20329 | 27047 | 0 | 0 | 0 | 33161 | 10576 | 43737 | 0 | 0 | 0 | 0 | 0 | 0
Municipal solid waste | 0 | 0 | 0 | 0 | 0 | 0 |  |  | 0 | 0 | 0 | 0 | Municipal solid waste | 0 | 0 | 0 | 0 | 0 | 0 | 0 | 0 | 0 | 0 | 0 | 0 | 0 | 0 | 0 | 0 | 0 | 0
Natural gas | 0 | 0 | 0 | 0 | 0 | 0 |  |  | 0 | 0 | 0 | 0 | Natural gas | 0 | 0 | 0 | 0 | 0 | 0 | 0 | 0 | 0 | 0 | 0 | 0 | 0 | 0 | 0 | 0 | 0 | 0
Nuclear | 0 | 0 | 0 | 0 | 0 | 0 |  |  | 0 | 0 | 0 | 0 | Nuclear | 0 | 0 | 0 | 1176589 | 0 | 1176589 | 0 | 0 | 0 | 0 | 0 | 0 | 0 | 0 | 0 | 1488605 | 0 | 1488605
Oil | 0 | 0 | 0 | 0 | 0 | 0 |  |  | 0 | 0 | 0 | 0 | Oil | 0 | 0 | 0 | 0 | 0 | 0 | 0 | 0 | 0 | 0 | 0 | 0 | 0 | 0 | 0 | 0 | 0 | 0
Solar Photovoltaic | 0 | 0 | 0 | 0 | 0 | 0 |  |  | 0 | 0 | 0 | 0 | Solar Photovoltaic | 0 | 724 | 724 | 0 | 29780 | 29780 | 0 | 0 | 0 | 0 | 18192 | 18192 | 0 | 84 | 84 | 0 | 0 | 0
Trash-to-energy | 0 | 0 | 0 | 0 | 0 | 0 |  |  | 0 | 0 | 0 | 0 | Trash-to-energy | 0 | 0 | 0 | 0 | 0 | 0 | 0 | 0 | 0 | 0 | 0 | 0 | 0 | 0 | 0 | 0 | 0 | 0
Wind | 0 | 0 | 0 | 0 | 0 | 0 |  |  | 0 | 0 | 0 | 0 | Wind | 117145 | 0 | 117145 | 197711 | 9 | 197720 | 0 | 0 | 0 | 88596 | 15 | 88611 | 3420 | 0 | 3420 | 0 | 0 | 0
Wood | 2632675.9134 | 0 | 0 | 0 | 0 | 0 |  |  | 4561.7274 | 0 | 0 | 0 | Wood | 178908 | 0 | 178908 | 0 | 0 | 0 | 0 | 0 | 0 | 484684 | 0 | 484684 | 310 | 0 | 310 | 0 | 0 | 0
[13 empty] | Total | 592291 | 25210 | 617501 | 1751494 | 50683 | 1802177 | 562554 | 0 | 562554 | 1176893 | 41100 | 1217993 | 57521 | 84 | 57605 | 1538796 | 0 | 1538796 | 5796626
From RI | [12 empty] | RHODE ISLAND | From RI
FUELS | RI fuel-specific MSS MMBTUs to CT | RI fuel-specific NON MMBTUs to CT | RI fuel-specific MSS MMBTUs to MA | RI fuel-specific NON MMBTUs to MA | RI fuel-specific MSS MMBTUs to ME | RI fuel-specific NON MMBTUs to ME | RI fuel-specific MSS MMBTUs to NH | RI fuel-specific NON MMBTUs to NH | RI fuel-specific MSS MMBTUs to RI | RI fuel-specific NON MMBTUs to RI | RI fuel-specific MSS MMBTUs to RI | RI fuel-specific NON MMBTUs to RI | Residual Mix | Connecticut |  |  | Massachusetts |  |  | Maine |  |  | New Hampshire |  |  | Rhode Island |  |  | Vermont
| HEAT RATE TABLE RI: MSS; HEAT RATE TABLE VT: MSS; HEAT RATE TABLE NY: MSS; HEAT RATE TABLE CMP: MSS; HEAT RATE TABLE Q: MSS | MSS | MSS | MSS | 7160324 | MSS | NON | TOTAL | MSS | NON | TOTAL | MSS | NON | TOTAL | MSS | NON | TOTAL | MSS | NON | TOTAL | MSS | NON | TOTAL
Biogas | 0 | 0 | 0 | 0 | 0 | 0 | 0 | 0 |  |  | 0 | 0 | Biogas | 0 | 0 | 0 | 0 | 0 | 0 | 0 | 0 | 0 | 0 | 0 | 0 | 0 | 0 | 0 | 0 | 0 | 0
Biomass | 0 | 0 | 0 | 0 | 0 | 0 | 0 | 0 |  |  | 0 | 0 | Biomass | 0 | 0 | 0 | 0 | 0 | 0 | 0 | 0 | 0 | 0 | 0 | 0 | 0 | 0 | 0 | 0 | 0 | 0
Coal | 0 | 0 | 0 | 0 | 0 | 0 | 0 | 0 |  |  | 0 | 0 | Coal | 0 | 0 | 0 | 0 | 0 | 0 | 0 | 0 | 0 | 0 | 0 | 0 | 0 | 0 | 0 | 0 | 0 | 0
Diesel | 0 | 0 | 0 | 0 | 0 | 0 | 0 | 0 |  |  | 0 | 0 | Diesel | 0 | 0 | 0 | 0 | 0 | 0 | 0 | 0 | 0 | 0 | 0 | 0 | 0 | 0 | 0 | 0 | 0 | 0
Digester Gas | 0 | 0 | 0 | 0 | 0 | 0 | 0 | 0 |  |  | 0 | 0 | Digester Gas | 0 | 0 | 0 | 0 | 0 | 0 | 0 | 0 | 0 | 0 | 0 | 0 | 0 | 0 | 0 | 0 | 0 | 0
Energy Storage | 0 | 0 | 0 | 0 | 0 | 0 | 0 | 0 |  |  | 0 | 0 | Energy Storage | 0 | 0 | 0 | 0 | 0 | 0 | 0 | 0 | 0 | 0 | 0 | 0 | 0 | 0 | 0 | 0 | 0 | 0
Fuel cell | 0 | 0 | 0 | 0 | 0 | 0 | 0 | 0 |  |  | 0 | 0 | Fuel cell | 0 | 0 | 0 | 0 | 0 | 0 | 0 | 0 | 0 | 0 | 0 | 0 | 0 | 0 | 0 | 0 | 0 | 0
Hydroelectric/Hydropower | 0 | 0 | 0 | 0 | 0 | 0 | 0 | 0 |  |  | 0 | 0 | Hydroelectric/Hydropower | 5282 | 0 | 5282 | 4236 | 0 | 4236 | 0 | 0 | 0 | 0 | 0 | 0 | 2118 | 0 | 2118 | 0 | 0 | 0
Hydrokinetic | 0 | 0 | 0 | 0 | 0 | 0 | 0 | 0 |  |  | 0 | 0 | Hydrokinetic | 0 | 0 | 0 | 0 | 0 | 0 | 0 | 0 | 0 | 0 | 0 | 0 | 0 | 0 | 0 | 0 | 0 | 0
Jet | 0 | 0 | 0 | 0 | 0 | 0 | 0 | 0 |  |  | 0 | 0 | Jet | 0 | 0 | 0 | 0 | 0 | 0 | 0 | 0 | 0 | 0 | 0 | 0 | 0 | 0 | 0 | 0 | 0 | 0
Landfill gas | 0 | 0 | 0 | 0 | 0 | 0 | 0 | 0 |  |  | 0 | 0 | Landfill gas | 0 | 0 | 0 | 0 | 0 | 0 | 0 | 0 | 0 | 0 | 0 | 0 | 210276 | 0 | 210276 | 0 | 0 | 0
Municipal solid waste | 0 | 0 | 0 | 0 | 0 | 0 | 0 | 0 |  |  | 0 | 0 | Municipal solid waste | 0 | 0 | 0 | 0 | 0 | 0 | 0 | 0 | 0 | 0 | 0 | 0 | 0 | 0 | 0 | 0 | 0 | 0
Natural gas | 0 | 0 | 0 | 0 | 0 | 0 | 0 | 0 |  |  | 0 | 0 | Natural gas | 0 | 0 | 0 | 0 | 0 | 0 | 0 | 0 | 0 | 0 | 0 | 0 | 0 | 0 | 0 | 0 | 0 | 0
Nuclear | 0 | 0 | 0 | 0 | 0 | 0 | 0 | 0 |  |  | 0 | 0 | Nuclear | 0 | 0 | 0 | 0 | 0 | 0 | 0 | 0 | 0 | 0 | 0 | 0 | 0 | 0 | 0 | 0 | 0 | 0
Oil | 0 | 0 | 0 | 0 | 0 | 0 | 0 | 0 |  |  | 0 | 0 | Oil | 0 | 0 | 0 | 0 | 0 | 0 | 0 | 0 | 0 | 0 | 0 | 0 | 0 | 0 | 0 | 0 | 0 | 0
Solar Photovoltaic | 0 | 0 | 0 | 0 | 0 | 0 | 0 | 0 |  |  | 0 | 0 | Solar Photovoltaic | 722 | 0 | 722 | 4484 | 8913 | 13397 | 0 | 0 | 0 | 0 | 168 | 168 | 39005 | 38813 | 77818 | 0 | 0 | 0
Trash-to-energy | 0 | 0 | 0 | 0 | 0 | 0 | 0 | 0 |  |  | 0 | 0 | Trash-to-energy | 0 | 0 | 0 | 0 | 0 | 0 | 0 | 0 | 0 | 0 | 0 | 0 | 0 | 0 | 0 | 0 | 0 | 0
Wind | 0 | 0 | 0 | 0 | 0 | 0 | 0 | 0 |  |  | 0 | 0 | Wind | 2031 | 4464 | 6495 | 11047 | 6078 | 17125 | 0 | 0 | 0 | 0 | 0 | 0 | 131402 | 3017 | 134419 | 0 | 0 | 0
Wood | 0 | 0 | 0 | 0 | 0 | 0 | 0 | 0 |  |  | 0 | 0 | Wood | 0 | 0 | 0 | 0 | 0 | 0 | 0 | 0 | 0 | 0 | 0 | 0 | 0 | 0 | 0 | 0 | 0 | 0
[13 empty] | Total | 8035 | 4464 | 12499 | 19767 | 14991 | 34758 | 0 | 0 | 0 | 0 | 168 | 168 | 382801 | 41830 | 424631 | 0 | 0 | 0 | 472056
From VT | [12 empty] | VERMONT | From VT
FUELS | VT fuel-specific MSS MMBTUs to CT | VT fuel-specific NON MMBTUs to CT | VT fuel-specific MSS MMBTUs to MA | VT fuel-specific NON MMBTUs to MA | VT fuel-specific MSS MMBTUs to ME | VT fuel-specific NON MMBTUs to ME | VT fuel-specific MSS MMBTUs to NH | VT fuel-specific NON MMBTUs to NH | VT fuel-specific MSS MMBTUs to RI | VT fuel-specific NON MMBTUs to RI | VT fuel-specific MSS MMBTUs to VT | VT fuel-specific NON MMBTUs to VT | Residual Mix | Connecticut |  |  | Massachusetts |  |  | Maine |  |  | New Hampshire |  |  | Rhode Island |  |  | Vermont
| HEAT RATE TABLE RI: MSS; HEAT RATE TABLE VT: MSS; HEAT RATE TABLE NY: MSS; HEAT RATE TABLE CMP: MSS; HEAT RATE TABLE Q: MSS | MSS | MSS | MSS | 2416532 | MSS | NON | TOTAL | MSS | NON | TOTAL | MSS | NON | TOTAL | MSS | NON | TOTAL | MSS | NON | TOTAL | MSS | NON | TOTAL
Bogas | 0 | 0 | 0 | 0 | 0 | 0 | 0 | 0 | 0 | 0 |  |  | Biogas | 0 | 0 | 0 | 0 | 0 | 0 | 0 | 0 | 0 | 0 | 0 | 0 | 0 | 0 | 0 | 0 | 0 | 0
Biomass | 3537952.836 | 0 | 0 | 0 | 0 | 0 | 0 | 0 | 0 | 9280.6701 |  |  | Biomass | 245504 | 0 | 245504 | 0 | 0 | 0 | 0 | 0 | 0 | 0 | 0 | 0 | 0 | 644 | 644 | 0 | 1024 | 1024
Coal | 0 | 0 | 0 | 0 | 0 | 0 | 0 | 0 | 0 | 0 |  |  | Coal | 0 | 0 | 0 | 0 | 0 | 0 | 0 | 0 | 0 | 0 | 0 | 0 | 0 | 0 | 0 | 0 | 0 | 0
Diesel | 0 | 0 | 0 | 0 | 0 | 0 | 0 | 0 | 0 | 0 |  |  | Diesel | 0 | 0 | 0 | 0 | 0 | 0 | 0 | 0 | 0 | 0 | 0 | 0 | 0 | 0 | 0 | 0 | 0 | 0
Digester Gas | 221.3744 | 66975.8274 | 4920.5498 | 7013.5444 | 0 | 0 | 0 | 53562.5495 | 0 | 0 |  |  | Digester Gas | 22 | 6656 | 6678 | 489 | 697 | 1186 | 0 | 0 | 0 | 0 | 5323 | 5323 | 0 | 0 | 0 | 7001 | 1071 | 8072
Energy Storage | 0 | 0 | 0 | 0 | 0 | 0 | 0 | 0 | 0 | 0 |  |  | Energy Storage | 0 | 0 | 0 | 0 | 0 | 0 | 0 | 0 | 0 | 0 | 0 | 0 | 0 | 0 | 0 | 0 | 0 | 0
Fuel cell | 0 | 0 | 0 | 0 | 0 | 0 | 0 | 0 | 0 | 0 |  |  | Fuel cell | 0 | 0 | 0 | 0 | 0 | 0 | 0 | 0 | 0 | 0 | 0 | 0 | 0 | 0 | 0 | 0 | 0 | 0
Hydroelectric/Hydropower | 0 | 0 | 0 | 0 | 0 | 0 | 0 | 0 | 0 | 0 |  |  | Hydroelectric/Hydropower | 16816 | 3883 | 20699 | 333916 | 16388 | 350304 | 410702 | 3933 | 414635 | 13266 | 16315 | 29581 | 1101 | 8030 | 9131 | 440719 | 25479 | 466198
Hydrokinetic | 0 | 0 | 0 | 0 | 0 | 0 | 0 | 0 | 0 | 0 |  |  | Hydrokinetic | 0 | 0 | 0 | 0 | 0 | 0 | 0 | 0 | 0 | 0 | 0 | 0 | 0 | 0 | 0 | 0 | 0 | 0
Jet | 0 | 0 | 0 | 0 | 0 | 0 | 0 | 0 | 0 | 0 |  |  | Jet | 0 | 0 | 0 | 0 | 0 | 0 | 0 | 0 | 0 | 0 | 0 | 0 | 0 | 0 | 0 | 0 | 0 | 0
Landfill gas | 220176.9952 | 1921.9325 | 161814.6456 | 2646.4307 | 0 | 0 | 249931.731 | 0 | 0 | 0 |  |  | Landfill gas | 21881 | 191 | 22072 | 16081 | 263 | 16344 | 0 | 0 | 0 | 24838 | 0 | 24838 | 0 | 0 | 0 | 2577 | 0 | 2577
Municipal solid waste | 0 | 0 | 0 | 0 | 0 | 0 | 0 | 0 | 0 | 0 |  |  | Municipal solid waste | 0 | 0 | 0 | 0 | 0 | 0 | 0 | 0 | 0 | 0 | 0 | 0 | 0 | 0 | 0 | 0 | 0 | 0
Natural gas | 0 | 0 | 0 | 0 | 0 | 0 | 0 | 0 | 0 | 0 |  |  | Natural gas | 0 | 0 | 0 | 0 | 0 | 0 | 0 | 0 | 0 | 0 | 0 | 0 | 0 | 0 | 0 | 0 | 0 | 0
Nuclear | 0 | 0 | 0 | 0 | 0 | 0 | 0 | 0 | 0 | 0 |  |  | Nuclear | 0 | 0 | 0 | 0 | 0 | 0 | 0 | 0 | 0 | 0 | 0 | 0 | 0 | 0 | 0 | 0 | 0 | 0
Oil | 0 | 0 | 0 | 0 | 0 | 0 | 0 | 0 | 0 | 0 |  |  | Oil | 0 | 0 | 0 | 0 | 0 | 0 | 0 | 0 | 0 | 0 | 0 | 0 | 0 | 0 | 0 | 0 | 0 | 0
Solar Photovoltaic | 0 | 0 | 0 | 0 | 0 | 0 | 0 | 0 | 0 | 0 |  |  | Solar Photovoltaic | 0 | 11544 | 11544 | 58 | 128044 | 128102 | 0 | 0 | 0 | 0 | 197 | 197 | 226 | 2815 | 3041 | 0 | 115401 | 115401
Trash-to-energy | 0 | 0 | 0 | 0 | 0 | 0 | 0 | 0 | 0 | 0 |  |  | Trash-to-energy | 0 | 0 | 0 | 0 | 0 | 0 | 0 | 0 | 0 | 0 | 0 | 0 | 0 | 0 | 0 | 0 | 0 | 0
Wind | 0 | 0 | 0 | 0 | 0 | 0 | 0 | 0 | 0 | 0 |  |  | Wind | 136800 | 0 | 136800 | 198280 | 9 | 198289 | 0 | 0 | 0 | 0 | 0 | 0 | 37889 | 0 | 37889 | 0 | 0 | 0
Wood | 767759.2841 | 0 | 0 | 0 | 0 | 0 | 1637216.8427 | 0 | 0 | 0 |  |  | Wood | 53276 | 0 | 53276 | 0 | 0 | 0 | 0 | 0 | 0 | 113609 | 0 | 113609 | 0 | 0 | 0 | 0 | 0 | 0
[13 empty] | Total | 474299 | 22274 | 496573 | 548824 | 145401 | 694225 | 410702 | 3933 | 414635 | 151713 | 21835 | 173548 | 39216 | 11489 | 50705 | 450297 | 142975 | 593272 | 2422958
From NY | [12 empty] | NEW YORK | From NY
FUELS | HEAT RATE TABLE MA: NY fuel-specific IMP MMBTUs to CT; HEAT RATE TABLE ME: NY fuel-specific IMP MMBTUs to MA; HEAT RATE TABLE RI: NY fuel-specific IMP MMBTUs to ME; HEAT RATE TABLE NY: NY fuel-specific IMP MMBTUs to NH; HEAT RATE TABLE Q: NY fuel-specific IMP MMBTUs to RI |  | NY fuel-specific IMP MMBTUs to VT |  | Residual Mix | Connecticut |  |  | Massachusetts |  |  | Maine |  |  | New Hampshire |  |  | Rhode Island |  |  | Vermont
[13 empty] | 0 | MSS | NON | IMP | MSS | NON | IMP | MSS | NON | IMP | MSS | NON | IMP | MSS | NON | IMP | MSS | NON | IMP
Biogas | HEAT RATE TABLE MA: 0; HEAT RATE TABLE ME: 0; HEAT RATE TABLE RI: 0; HEAT RATE TABLE NY: 0; HEAT RATE TABLE Q: 0 |  | 0 |  | Biogas |  |  | 0 |  |  | 0 |  |  | 0 |  |  | 0 |  |  | 0 |  |  | 0
Biomass | HEAT RATE TABLE MA: 0; HEAT RATE TABLE ME: 0; HEAT RATE TABLE RI: 0; HEAT RATE TABLE NY: 0; HEAT RATE TABLE Q: 0 |  | 0 |  | Biomass |  |  | 0 |  |  | 0 |  |  | 0 |  |  | 0 |  |  | 0 |  |  | 0
Coal | HEAT RATE TABLE MA: 0; HEAT RATE TABLE ME: 0; HEAT RATE TABLE RI: 0; HEAT RATE TABLE NY: 0; HEAT RATE TABLE Q: 0 |  | 0 |  | Coal |  |  | 0 |  |  | 0 |  |  | 0 |  |  | 0 |  |  | 0 |  |  | 0
Diesel | HEAT RATE TABLE MA: 0; HEAT RATE TABLE ME: 0; HEAT RATE TABLE RI: 0; HEAT RATE TABLE NY: 0; HEAT RATE TABLE Q: 0 |  | 0 |  | Diesel |  |  | 0 |  |  | 0 |  |  | 0 |  |  | 0 |  |  | 0 |  |  | 0
Digester Gas | HEAT RATE TABLE MA: 0; HEAT RATE TABLE ME: 0; HEAT RATE TABLE RI: 0; HEAT RATE TABLE NY: 0; HEAT RATE TABLE Q: 0 |  | 0 |  | Digester Gas |  |  | 0 |  |  | 0 |  |  | 0 |  |  | 0 |  |  | 0 |  |  | 0
Energy Storage | HEAT RATE TABLE MA: 0; HEAT RATE TABLE ME: 0; HEAT RATE TABLE RI: 0; HEAT RATE TABLE NY: 0; HEAT RATE TABLE Q: 0 |  | 0 |  | Energy Storage |  |  | 0 |  |  | 0 |  |  | 0 |  |  | 0 |  |  | 0 |  |  | 0
Fuel cell | HEAT RATE TABLE MA: 0; HEAT RATE TABLE ME: 0; HEAT RATE TABLE RI: 0; HEAT RATE TABLE NY: 0; HEAT RATE TABLE Q: 0 |  | 0 |  | Fuel cell |  |  | 0 |  |  | 0 |  |  | 0 |  |  | 0 |  |  | 0 |  |  | 0
Hydroelectric/Hydropower | HEAT RATE TABLE MA: 0; HEAT RATE TABLE ME: 0; HEAT RATE TABLE RI: 0; HEAT RATE TABLE NY: 0; HEAT RATE TABLE Q: 0 |  | 0 |  | Hydroelectric/Hydropower |  |  | 2252 |  |  | 154527 |  |  | 0 |  |  | 0 |  |  | 19274 |  |  | 0
Hydrokinetic | HEAT RATE TABLE MA: 0; HEAT RATE TABLE ME: 0; HEAT RATE TABLE RI: 0; HEAT RATE TABLE NY: 0; HEAT RATE TABLE Q: 0 |  | 0 |  | Hydrokinetic |  |  | 0 |  |  | 0 |  |  | 0 |  |  | 0 |  |  | 0 |  |  | 0
Jet | HEAT RATE TABLE MA: 0; HEAT RATE TABLE ME: 0; HEAT RATE TABLE RI: 0; HEAT RATE TABLE NY: 0; HEAT RATE TABLE Q: 0 |  | 0 |  | Jet |  |  | 0 |  |  | 0 |  |  | 0 |  |  | 0 |  |  | 0 |  |  | 0
Landfill gas | HEAT RATE TABLE MA: 2466895.8962; HEAT RATE TABLE ME: 2174018.8117; HEAT RATE TABLE RI: 7165.4808; HEAT RATE TABLE NY: 1535419.2219; HEAT RATE TABLE Q: 264955.5944 |  | 0 |  | Landfill gas |  |  | 206565 |  |  | 182041 |  |  | 600 |  |  | 128568 |  |  | 22186 |  |  | 0
Municipal solid waste | HEAT RATE TABLE MA: 0; HEAT RATE TABLE ME: 0; HEAT RATE TABLE RI: 0; HEAT RATE TABLE NY: 0; HEAT RATE TABLE Q: 0 |  | 0 |  | Municipal solid waste |  |  | 0 |  |  | 0 |  |  | 0 |  |  | 0 |  |  | 0 |  |  | 0
Natural gas | HEAT RATE TABLE MA: 0; HEAT RATE TABLE ME: 0; HEAT RATE TABLE RI: 0; HEAT RATE TABLE NY: 0; HEAT RATE TABLE Q: 0 |  | 0 |  | Natural gas |  |  | 0 |  |  | 0 |  |  | 0 |  |  | 0 |  |  | 0 |  |  | 0
Nuclear | HEAT RATE TABLE MA: 0; HEAT RATE TABLE ME: 0; HEAT RATE TABLE RI: 0; HEAT RATE TABLE NY: 0; HEAT RATE TABLE Q: 0 |  | 0 |  | Nuclear |  |  | 0 |  |  | 0 |  |  | 0 |  |  | 0 |  |  | 0 |  |  | 0
Oil | HEAT RATE TABLE MA: 0; HEAT RATE TABLE ME: 0; HEAT RATE TABLE RI: 0; HEAT RATE TABLE NY: 0; HEAT RATE TABLE Q: 0 |  | 0 |  | Oil |  |  | 0 |  |  | 0 |  |  | 0 |  |  | 0 |  |  | 0 |  |  | 0
Solar Photovoltaic | HEAT RATE TABLE MA: 0; HEAT RATE TABLE ME: 0; HEAT RATE TABLE RI: 0; HEAT RATE TABLE NY: 0; HEAT RATE TABLE Q: 0 |  | 0 |  | Solar Photovoltaic |  |  | 0 |  |  | 0 |  |  | 0 |  |  | 0 |  |  | 0 |  |  | 0
Trash-to-energy | HEAT RATE TABLE MA: 0; HEAT RATE TABLE ME: 0; HEAT RATE TABLE RI: 0; HEAT RATE TABLE NY: 0; HEAT RATE TABLE Q: 0 |  | 0 |  | Trash-to-energy |  |  | 0 |  |  | 0 |  |  | 0 |  |  | 0 |  |  | 0 |  |  | 0
Wind | HEAT RATE TABLE MA: 0; HEAT RATE TABLE ME: 0; HEAT RATE TABLE RI: 0; HEAT RATE TABLE NY: 0; HEAT RATE TABLE Q: 0 |  | 0 |  | Wind |  |  | 393040 |  |  | 706969 |  |  | 0 |  |  | 5459 |  |  | 125731 |  |  | 0
Wood | HEAT RATE TABLE MA: 0; HEAT RATE TABLE ME: 0; HEAT RATE TABLE RI: 0; HEAT RATE TABLE NY: 0; HEAT RATE TABLE Q: 0 |  | 0 |  | Wood |  |  | 0 |  |  | 0 |  |  | 0 |  |  | 0 |  |  | 0 |  |  | 0
N/A | [12 empty] | New York System Mix |  |  | 0 |  |  | 0 |  |  | 0 |  |  | 0 |  |  | 0 |  |  | 97920 | 97920
[13 empty] | Total | 0 | 0 | 601857 | 0 | 0 | 1043537 | 0 | 0 | 600 | 0 | 0 | 134027 | 0 | 0 | 167191 | 0 | 0 | 97920 | 2045132
From CMP | [12 empty] | NEW BRUNSWICK | From CANADIAN MARITIME PROVINCES
FUELS | HEAT RATE TABLE MA: NB fuel-specific IMP MMBTUs to CT; HEAT RATE TABLE ME: NB fuel-specific IMP MMBTUs to MA; HEAT RATE TABLE RI: NB fuel-specific IMP MMBTUs to ME; HEAT RATE TABLE NY: NB fuel-specific IMP MMBTUs to NH; HEAT RATE TABLE Q: NB fuel-specific IMP MMBTUs to RI |  | NB fuel-specific IMP MMBTUs to VT |  | NOVA SCOTIA | Connecticut |  |  |  | Massachusetts |  |  |  | Maine |  |  |  | New Hampshire |  |  |  | Rhode Island |  |  |  | Vermont
[13 empty] | PRINCE EDWARD ISLAND | IMP (NB) | IMP (NS) | IMP (PEI) | TOTAL | IMP (NB) | IMP (NS) | IMP (PEI) | TOTAL | IMP (NB) | IMP (NS) | IMP (PEI) | TOTAL | IMP (NB) | IMP (NS) | IMP (PEI) | TOTAL | IMP (NB) | IMP (NS) | IMP (PEI) | TOTAL | IMP (NB) | IMP (NS) | IMP (PEI) | TOTAL
Biogas | HEAT RATE TABLE MA: 0; HEAT RATE TABLE ME: 0; HEAT RATE TABLE RI: 0; HEAT RATE TABLE NY: 0; HEAT RATE TABLE Q: 0 |  | 0 |  | Biogas | 0 | 0 | 0 | 0 | 0 | 0 | 0 | 0 | 0 | 0 | 0 | 0 | 0 | 0 | 0 | 0 | 0 | 0 | 0 | 0 | 0 | 0 | 0 | 0
Biomass | HEAT RATE TABLE MA: 0; HEAT RATE TABLE ME: 0; HEAT RATE TABLE RI: 0; HEAT RATE TABLE NY: 0; HEAT RATE TABLE Q: 0 |  | 0 |  | Biomass | 0 | 0 | 0 | 0 | 0 | 0 | 0 | 0 | 0 | 0 | 0 | 0 | 0 | 0 | 0 | 0 | 0 | 0 | 0 | 0 | 0 | 0 | 0 | 0
Coal | HEAT RATE TABLE MA: 0; HEAT RATE TABLE ME: 0; HEAT RATE TABLE RI: 0; HEAT RATE TABLE NY: 0; HEAT RATE TABLE Q: 0 |  | 0 |  | Coal | 0 | 0 | 0 | 0 | 0 | 0 | 0 | 0 | 0 | 0 | 0 | 0 | 0 | 0 | 0 | 0 | 0 | 0 | 0 | 0 | 0 | 0 | 0 | 0
Diesel | HEAT RATE TABLE MA: 0; HEAT RATE TABLE ME: 0; HEAT RATE TABLE RI: 0; HEAT RATE TABLE NY: 0; HEAT RATE TABLE Q: 0 |  | 0 |  | Diesel | 0 | 0 | 0 | 0 | 0 | 0 | 0 | 0 | 0 | 0 | 0 | 0 | 0 | 0 | 0 | 0 | 0 | 0 | 0 | 0 | 0 | 0 | 0 | 0
Digester Gas | HEAT RATE TABLE MA: 0; HEAT RATE TABLE ME: 0; HEAT RATE TABLE RI: 0; HEAT RATE TABLE NY: 0; HEAT RATE TABLE Q: 0 |  | 0 |  | Digester Gas | 0 | 0 | 0 | 0 | 0 | 0 | 0 | 0 | 0 | 0 | 0 | 0 | 0 | 0 | 0 | 0 | 0 | 0 | 0 | 0 | 0 | 0 | 0 | 0
Energy Storage | HEAT RATE TABLE MA: 0; HEAT RATE TABLE ME: 0; HEAT RATE TABLE RI: 0; HEAT RATE TABLE NY: 0; HEAT RATE TABLE Q: 0 |  | 0 |  | Energy Storage | 0 | 0 | 0 | 0 | 0 | 0 | 0 | 0 | 0 | 0 | 0 | 0 | 0 | 0 | 0 | 0 | 0 | 0 | 0 | 0 | 0 | 0 | 0 | 0
Fuel cell | HEAT RATE TABLE MA: 0; HEAT RATE TABLE ME: 0; HEAT RATE TABLE RI: 0; HEAT RATE TABLE NY: 0; HEAT RATE TABLE Q: 0 |  | 0 |  | Fuel cell | 0 | 0 | 0 | 0 | 0 | 0 | 0 | 0 | 0 | 0 | 0 | 0 | 0 | 0 | 0 | 0 | 0 | 0 | 0 | 0 | 0 | 0 | 0 | 0
Hydroelectric/Hydropower | HEAT RATE TABLE MA: 0; HEAT RATE TABLE ME: 0; HEAT RATE TABLE RI: 0; HEAT RATE TABLE NY: 0; HEAT RATE TABLE Q: 0 |  | 0 |  | Hydroelectric/Hydropower | 0 | 0 | 0 | 0 | 0 | 0 | 0 | 0 | 0 | 0 | 0 | 0 | 0 | 0 | 0 | 0 | 0 | 0 | 0 | 0 | 0 | 0 | 0 | 0
Hydrokinetic | HEAT RATE TABLE MA: 0; HEAT RATE TABLE ME: 0; HEAT RATE TABLE RI: 0; HEAT RATE TABLE NY: 0; HEAT RATE TABLE Q: 0 |  | 0 |  | Hydrokinetic | 0 | 0 | 0 | 0 | 0 | 0 | 0 | 0 | 0 | 0 | 0 | 0 | 0 | 0 | 0 | 0 | 0 | 0 | 0 | 0 | 0 | 0 | 0 | 0
Jet | HEAT RATE TABLE MA: 0; HEAT RATE TABLE ME: 0; HEAT RATE TABLE RI: 0; HEAT RATE TABLE NY: 0; HEAT RATE TABLE Q: 0 |  | 0 |  | Jet | 0 | 0 | 0 | 0 | 0 | 0 | 0 | 0 | 0 | 0 | 0 | 0 | 0 | 0 | 0 | 0 | 0 | 0 | 0 | 0 | 0 | 0 | 0 | 0
Landfill gas | HEAT RATE TABLE MA: 0; HEAT RATE TABLE ME: 0; HEAT RATE TABLE RI: 0; HEAT RATE TABLE NY: 0; HEAT RATE TABLE Q: 0 |  | 0 |  | Landfill gas | 0 | 0 | 0 | 0 | 0 | 0 | 0 | 0 | 0 | 0 | 0 | 0 | 0 | 0 | 0 | 0 | 0 | 0 | 0 | 0 | 0 | 0 | 0 | 0
Municipal solid waste | HEAT RATE TABLE MA: 0; HEAT RATE TABLE ME: 0; HEAT RATE TABLE RI: 0; HEAT RATE TABLE NY: 0; HEAT RATE TABLE Q: 0 |  | 0 |  | Municipal solid waste | 0 | 0 | 0 | 0 | 0 | 0 | 0 | 0 | 0 | 0 | 0 | 0 | 0 | 0 | 0 | 0 | 0 | 0 | 0 | 0 | 0 | 0 | 0 | 0
Natural gas | HEAT RATE TABLE MA: 0; HEAT RATE TABLE ME: 0; HEAT RATE TABLE RI: 0; HEAT RATE TABLE NY: 0; HEAT RATE TABLE Q: 0 |  | 0 |  | Natural gas | 0 | 0 | 0 | 0 | 0 | 0 | 0 | 0 | 0 | 0 | 0 | 0 | 0 | 0 | 0 | 0 | 0 | 0 | 0 | 0 | 0 | 0 | 0 | 0
Nuclear | HEAT RATE TABLE MA: 0; HEAT RATE TABLE ME: 0; HEAT RATE TABLE RI: 0; HEAT RATE TABLE NY: 0; HEAT RATE TABLE Q: 0 |  | 0 |  | Nuclear | 0 | 0 | 0 | 0 | 0 | 0 | 0 | 0 | 0 | 0 | 0 | 0 | 0 | 0 | 0 | 0 | 0 | 0 | 0 | 0 | 0 | 0 | 0 | 0
Oil | HEAT RATE TABLE MA: 0; HEAT RATE TABLE ME: 0; HEAT RATE TABLE RI: 0; HEAT RATE TABLE NY: 0; HEAT RATE TABLE Q: 0 |  | 0 |  | Oil | 0 | 0 | 0 | 0 | 0 | 0 | 0 | 0 | 0 | 0 | 0 | 0 | 0 | 0 | 0 | 0 | 0 | 0 | 0 | 0 | 0 | 0 | 0 | 0
Solar Photovoltaic | HEAT RATE TABLE MA: 0; HEAT RATE TABLE ME: 0; HEAT RATE TABLE RI: 0; HEAT RATE TABLE NY: 0; HEAT RATE TABLE Q: 0 |  | 0 |  | Solar Photovoltaic | 0 | 0 | 0 | 0 | 0 | 0 | 0 | 0 | 0 | 0 | 0 | 0 | 0 | 0 | 0 | 0 | 0 | 0 | 0 | 0 | 0 | 0 | 0 | 0
Trash-to-energy | HEAT RATE TABLE MA: 0; HEAT RATE TABLE ME: 0; HEAT RATE TABLE RI: 0; HEAT RATE TABLE NY: 0; HEAT RATE TABLE Q: 0 |  | 0 |  | Trash-to-energy | 0 | 0 | 0 | 0 | 0 | 0 | 0 | 0 | 0 | 0 | 0 | 0 | 0 | 0 | 0 | 0 | 0 | 0 | 0 | 0 | 0 | 0 | 0 | 0
Wind | HEAT RATE TABLE MA: 0; HEAT RATE TABLE ME: 0; HEAT RATE TABLE RI: 0; HEAT RATE TABLE NY: 0; HEAT RATE TABLE Q: 0 |  | 0 |  | Wind | 0 | 0 | 0 | 0 | 0 | 23700 | 241214 | 264914 | 0 | 0 | 0 | 0 | 0 | 0 | 0 | 0 | 0 | 0 | 0 | 0 | 0 | 0 | 0 | 0
Wood | HEAT RATE TABLE MA: 0; HEAT RATE TABLE ME: 0; HEAT RATE TABLE RI: 0; HEAT RATE TABLE NY: 0; HEAT RATE TABLE Q: 0 |  | 0 |  | Wood | 0 | 0 | 0 | 0 | 0 | 0 | 0 | 0 | 0 | 0 | 0 | 0 | 0 | 0 | 0 | 0 | 0 | 0 | 0 | 0 | 0 | 0 | 0 | 0
N/A | [12 empty] | New Brunswick System Mix | 0 | 0 | 0 | 0 | 0 | 0 | 0 | 0 | 0 | 0 | 0 | 0 | 0 | 0 | 0 | 0 | 0 | 0 | 0 | 0 | 0 | 0 | 0 | 0 | 0
[13 empty] | Total |  |  |  | 0 |  |  |  | 264914 |  |  |  | 0 |  |  |  | 0 |  |  |  | 0 |  |  |  | 0 | 264914
From Q | [12 empty] | QUEBEC | From Q
FUELS | HEAT RATE TABLE MA: Q fuel-specific IMP MMBTUs to CT; HEAT RATE TABLE ME: Q fuel-specific IMP MMBTUs to MA; HEAT RATE TABLE RI: Q fuel-specific IMP MMBTUs to ME; HEAT RATE TABLE NY: Q fuel-specific IMP MMBTUs to NH; HEAT RATE TABLE Q: Q fuel-specific IMP MMBTUs to RI |  | Q fuel-specific IMP MMBTUs to VT |  | Residual Mix | Connecticut |  |  | Massachusetts |  |  | Maine |  |  | New Hampshire |  |  | Rhode Island |  |  | Vermont
[13 empty] | 0 | MSS | NON | IMP | MSS | NON | IMP | MSS | NON | IMP | MSS | NON | IMP | MSS | NON | IMP | MSS | NON | IMP
Biogas | HEAT RATE TABLE MA: 0; HEAT RATE TABLE ME: 0; HEAT RATE TABLE RI: 0; HEAT RATE TABLE NY: 0; HEAT RATE TABLE Q: 0 |  | 0 |  | Biogas |  |  | 0 |  |  | 0 |  |  | 0 |  |  | 0 |  |  | 0 |  |  | 0
Biomass | HEAT RATE TABLE MA: 0; HEAT RATE TABLE ME: 0; HEAT RATE TABLE RI: 1827170.5109; HEAT RATE TABLE NY: 0; HEAT RATE TABLE Q: 0 |  | 0 |  | Biomass |  |  | 0 |  |  | 0 |  |  | 124587 |  |  | 0 |  |  | 0 |  |  | 0
Coal | HEAT RATE TABLE MA: 0; HEAT RATE TABLE ME: 0; HEAT RATE TABLE RI: 0; HEAT RATE TABLE NY: 0; HEAT RATE TABLE Q: 0 |  | 0 |  | Coal |  |  | 0 |  |  | 0 |  |  | 0 |  |  | 0 |  |  | 0 |  |  | 0
Diesel | HEAT RATE TABLE MA: 0; HEAT RATE TABLE ME: 0; HEAT RATE TABLE RI: 0; HEAT RATE TABLE NY: 0; HEAT RATE TABLE Q: 0 |  | 0 |  | Diesel |  |  | 0 |  |  | 0 |  |  | 0 |  |  | 0 |  |  | 0 |  |  | 0
Digester Gas | HEAT RATE TABLE MA: 0; HEAT RATE TABLE ME: 0; HEAT RATE TABLE RI: 0; HEAT RATE TABLE NY: 0; HEAT RATE TABLE Q: 0 |  | 0 |  | Digester Gas |  |  | 0 |  |  | 0 |  |  | 0 |  |  | 0 |  |  | 0 |  |  | 0
Energy Storage | HEAT RATE TABLE MA: 0; HEAT RATE TABLE ME: 0; HEAT RATE TABLE RI: 0; HEAT RATE TABLE NY: 0; HEAT RATE TABLE Q: 0 |  | 0 |  | Energy Storage |  |  | 0 |  |  | 0 |  |  | 0 |  |  | 0 |  |  | 0 |  |  | 0
Fuel cell | HEAT RATE TABLE MA: 0; HEAT RATE TABLE ME: 0; HEAT RATE TABLE RI: 0; HEAT RATE TABLE NY: 0; HEAT RATE TABLE Q: 0 |  | 0 |  | Fuel cell |  |  | 0 |  |  | 0 |  |  | 0 |  |  | 0 |  |  | 0 |  |  | 0
Hydroelectric/Hydropower | HEAT RATE TABLE MA: 0; HEAT RATE TABLE ME: 0; HEAT RATE TABLE RI: 0; HEAT RATE TABLE NY: 0; HEAT RATE TABLE Q: 0 |  | 0 |  | Hydroelectric/Hydropower |  |  | 0 |  |  | 0 |  |  | 648750 |  |  | 0 |  |  | 0 |  |  | 0
Hydrokinetic | HEAT RATE TABLE MA: 0; HEAT RATE TABLE ME: 0; HEAT RATE TABLE RI: 0; HEAT RATE TABLE NY: 0; HEAT RATE TABLE Q: 0 |  | 0 |  | Hydrokinetic |  |  | 0 |  |  | 0 |  |  | 0 |  |  | 0 |  |  | 0 |  |  | 0
Jet | HEAT RATE TABLE MA: 0; HEAT RATE TABLE ME: 0; HEAT RATE TABLE RI: 0; HEAT RATE TABLE NY: 0; HEAT RATE TABLE Q: 0 |  | 0 |  | Jet |  |  | 0 |  |  | 0 |  |  | 0 |  |  | 0 |  |  | 0 |  |  | 0
Landfill gas | HEAT RATE TABLE MA: 296590.0657; HEAT RATE TABLE ME: 305304.9785; HEAT RATE TABLE RI: 0; HEAT RATE TABLE NY: 0; HEAT RATE TABLE Q: 0 |  | 0 |  | Landfill gas |  |  | 25150 |  |  | 25889 |  |  | 0 |  |  | 0 |  |  | 0 |  |  | 0
Municipal solid waste | HEAT RATE TABLE MA: 0; HEAT RATE TABLE ME: 0; HEAT RATE TABLE RI: 0; HEAT RATE TABLE NY: 0; HEAT RATE TABLE Q: 0 |  | 0 |  | Municipal solid waste |  |  | 0 |  |  | 0 |  |  | 0 |  |  | 0 |  |  | 0 |  |  | 0
Natural gas | HEAT RATE TABLE MA: 0; HEAT RATE TABLE ME: 0; HEAT RATE TABLE RI: 0; HEAT RATE TABLE NY: 0; HEAT RATE TABLE Q: 0 |  | 0 |  | Natural gas |  |  | 0 |  |  | 0 |  |  | 0 |  |  | 0 |  |  | 0 |  |  | 0
Nuclear | HEAT RATE TABLE MA: 0; HEAT RATE TABLE ME: 0; HEAT RATE TABLE RI: 0; HEAT RATE TABLE NY: 0; HEAT RATE TABLE Q: 0 |  | 0 |  | Nuclear |  |  | 0 |  |  | 0 |  |  | 0 |  |  | 0 |  |  | 0 |  |  | 0
Oil | HEAT RATE TABLE MA: 0; HEAT RATE TABLE ME: 0; HEAT RATE TABLE RI: 0; HEAT RATE TABLE NY: 0; HEAT RATE TABLE Q: 0 |  | 0 |  | Oil |  |  | 0 |  |  | 0 |  |  | 0 |  |  | 0 |  |  | 0 |  |  | 0
Solar Photovoltaic | HEAT RATE TABLE MA: 0; HEAT RATE TABLE ME: 0; HEAT RATE TABLE RI: 0; HEAT RATE TABLE NY: 0; HEAT RATE TABLE Q: 0 |  | 0 |  | Solar Photovoltaic |  |  | 0 |  |  | 0 |  |  | 0 |  |  | 0 |  |  | 0 |  |  | 0
Trash-to-energy | HEAT RATE TABLE MA: 0; HEAT RATE TABLE ME: 0; HEAT RATE TABLE RI: 0; HEAT RATE TABLE NY: 0; HEAT RATE TABLE Q: 0 |  | 0 |  | Trash-to-energy |  |  | 0 |  |  | 0 |  |  | 0 |  |  | 0 |  |  | 0 |  |  | 0
Wind | HEAT RATE TABLE MA: 0; HEAT RATE TABLE ME: 0; HEAT RATE TABLE RI: 0; HEAT RATE TABLE NY: 0; HEAT RATE TABLE Q: 0 |  | 0 |  | Wind |  |  | 233483 |  |  | 177398 |  |  | 0 |  |  | 0 |  |  | 0 |  |  | 0
Wood | HEAT RATE TABLE MA: 0; HEAT RATE TABLE ME: 0; HEAT RATE TABLE RI: 0; HEAT RATE TABLE NY: 0; HEAT RATE TABLE Q: 0 |  | 0 |  | Wood |  |  | 0 |  |  | 0 |  |  | 0 |  |  | 0 |  |  | 0 |  |  | 0
N/A | [12 empty] | Quebec System Mix |  |  | 0 |  |  | 0 |  |  | 0 |  |  | 0 |  |  | 0 |  |  | 2962419 | 2962419
[13 empty] | Total |  |  | 258633 |  |  | 203287 |  |  | 773337 |  |  | 0 |  |  | 0 |  |  | 2962419 | 4197676
[13 empty] | GIS SUMMARY TABLE | Summary
[14 empty] | Connecticut |  |  | Massachusetts |  |  | Maine |  |  | New Hampshire |  |  | Rhode Island |  |  | Vermont |  |  | New York |  |  | Canadian Maritime Provinces |  |  | Quebec
[13 empty] | Total RECs Imported |  |  | 3428370 |  |  | 7103184 |  |  | 2013917 |  |  | 629079 |  |  | 590096 |  |  | 5776816 |  |  | - |  |  | - |  | -
[13 empty] | Total RECs Exported to NE |  |  | 1124509 |  |  | 741973 |  |  | 4357732 |  |  | 4578633 |  |  | 47425 |  |  | 1829686 |  |  | 2398914 |  |  | 264914 |  | 4197676
[13 empty] | Total ISO-NON Generation |  |  | 670382 |  |  | 2498345 |  |  | 1240088 |  |  | 117077 |  |  | 61453 |  |  | 347907 |  |  | - |  |  | - |  | -
[13 empty] | ISO-MSS Certificates Into State |  |  | 2071843 |  |  | 5045174 |  |  | 1233095 |  |  | 437489 |  |  | 415828 |  |  | 2687242
[13 empty] | ISO-MSS Certificates Out of State |  |  | 1088938 |  |  | 693011 |  |  | 3953510 |  |  | 4502656 |  |  | 27802 |  |  | 1624754
Note on V295: srichardson: includes NYPA from MMWEC Contract, as submitted through AQ31 reports for 2018 [Cell Q35]
Note on AK296: srichardson: includes NYPA from MMWEC Contract, as submitted through AQ31 reports for 2018 [Cell Q35]

## GWPs & Fuel EFs
| Global Warming Potential |  |  |  |  | Emission Factors - CO2
[6 empty] | Fuel Type | IPCC Emission Factors (CO2 lb/MMBtu) HHV | EIA Emission Factors (CO2 lb/MMBtu) HHV | EPA Emission Factors (CO2 lb/MMBtu) HHV | average of other emission factors (CO2 lb/MMBtu) HHV | Selected Emission Factor | Selected Source
| Using the dropdown list in orange, select the IPCC report whose Global Warming Potentials you would like to use. Do not edit the gray cells. |  |  |  |  | Non-Biogenic
[6 empty] | bituminous coal | 209.0376 | 205.691 | 205.6472 |  | 205.691 | EIA
[6 empty] | sub-bituminous coal | 212.3522 | 214.2891 | 214.2232 |  | 214.2891 | EIA
[6 empty] | distillate petroleum |  | 161.29 | 161.4886 |  | 161.29 | EIA
[6 empty] | natural gas | 117.4397 | 116.9992 | 116.9773 |  | 116.9992 | EIA
[6 empty] | non-biogenic component of municipal solid waste | 202.6295 |  |  |  | 202.6295 | IPCC
| IPCC Report | CH4 | N2O |  |  | other |  |  |  | 179.1435 | 179.1435 | Average
| AR4 | 25 | 298 |  |  | tire derived fuel |  | 189.5312 | 189.5314 |  | 189.5312 | EIA
[6 empty] | petroleum coke | 215.4457 | 225.0917 | 225.7754 |  | 225.0917 | EIA
[6 empty] | residual petroleum | 171.0308 | 173.702 | 165.5672 |  | 173.702 | EIA
[6 empty] | jet fuel | 157.9935 | 156.3076 | 159.2178 |  | 156.3076 | EIA
|  | CH4 | N2O |  |  | kerosene | 158.8774 | 159.394 | 165.7876 |  | 159.394 | EIA
| SAR | 21 | 310 |  |  | waste oil | 161.971 | 205.691 |  |  | 205.691 | EIA
| AR4 | 25 | 298 |  |  | gaseous propane |  | 139.0454 | 138.6046 |  | 139.0454 | EIA
| AR5 | 28 | 265
| SAR = 1996 Second Assessment Report |  |  |  |  | Biogenic
| AR4 = 2007 Fourth Assessment Report |  |  |  |  | landfill gas | 114.2996 |  | 114.7947 |  | 114.7947 | EPA
| AR5 = 2014 Fifth Assessment Report |  |  |  |  | biogenic component of municipal solid waste | 209.34 |  |  |  | 209.34 | IPCC
[6 empty] | black liquor | 199.501 |  |  |  | 199.501 | IPCC
[6 empty] | wood/wood waste solids | 234.4608 |  | 206.7936 |  | 206.7936 | EPA
[6 empty] | sludge waste |  |  |  | 179.1435 | 179.1435 | Average
[6 empty] | other biomass solids | 209.34 |  |  |  | 209.34 | IPCC
Emission Factor Selection | [5 empty] | other biomass liquids | 199.501 |  |  |  | 199.501 | IPCC
Sources for emission factors were chosen based on two criteria: 1) geographic scope of the data relative to the emission sources, and 2) the regularity with which the data are updated. Based on these parameters, EIA emission factors are used when available. These are the preferred emission factors because they are a national-level dataset that are updated annually. In the absence of EIA data, EPA emission factors are used. In the absence of both national-level data sets, IPCC emission factors are used. | [5 empty] | other biomass gas | 114.2996 |  | 114.7947 |  | 114.7947 | EPA
Emission Factors - CH4
[6 empty] | Fuel Type | IPCC Emission Factors (CH4 lb/MMBtu) HHV | EPA Emission Factors (CH4 lb/MMBtu) HHV | average of other emission factors (CH4 lb/MMBtu) HHV | Selected Emission Factor | Selected Source
Non-Biogenic
[6 empty] | bituminous coal | 0.0022097 | 0.024251 |  | 0.024251 | EPA
[6 empty] | sub-bituminous coal | 0.0022097 | 0.024251 |  | 0.024251 | EPA
[6 empty] | distillate petroleum | 0.0066291 | 0.0066139 |  | 0.0066139 | EPA
[6 empty] | natural gas | 0.0020934 | 0.0022046 |  | 0.0022046 | EPA
[6 empty] | non-biogenic component of municipal solid waste | 0.066291 |  |  | 0.066291 | IPCC
[6 empty] | other |  |  | 0.024474 | 0.024474 | Average
[6 empty] | tire derived fuel | 0.066291 | 0.070548 |  | 0.070548 | EPA
[6 empty] | petroleum coke | 0.0066291 | 0.0066139 |  | 0.0066139 | EPA
[6 empty] | residual petroleum | 0.0066291 | 0.0066139 |  | 0.0066139 | EPA
[6 empty] | jet fuel | 0.0066291 | 0.0066139 |  | 0.0066139 | EPA
[6 empty] | kerosene | 0.0066291 | 0.0066139 |  | 0.0066139 | EPA
[6 empty] | waste oil | 0.066291 |  |  | 0.066291 | IPCC
[6 empty] | gaseous propane | 0.0022097 | 0.0022046 |  | 0.0022046 | EPA
Biogenic
[6 empty] | landfill gas | 0.0020934 | 0.0070548 |  | 0.0070548 | EPA
[6 empty] | biogenic component of municipal solid waste | 0.062802 |  |  | 0.062802 | IPCC
[6 empty] | black liquor | 0.0062802 |  |  | 0.0062802 | IPCC
[6 empty] | wood/wood waste solids | 0.062802 | 0.015873 |  | 0.015873 | EPA
[6 empty] | sludge waste |  |  | 0.024474 | 0.024474 | Average
[6 empty] | other biomass solids | 0.062802 | 0.070548 |  | 0.070548 | EPA
[6 empty] | other biomass liquids | 0.0062802 |  |  | 0.0062802 | IPCC
[6 empty] | other biomass gas | 0.0020934 | 0.0070548 |  | 0.0070548 | EPA
Emission Factors - N2O
[6 empty] | Fuel Type | IPCC Emission Factors (N2O lb/MMBtu) HHV | EPA Emission Factors (N2O lb/MMBtu) HHV | average of other emission factors (N2O lb/MMBtu) HHV | Selected Emission Factor | Selected Source
Non-Biogenic
[6 empty] | bituminous coal | 0.0033145 | 0.0035274 |  | 0.0035274 | EPA
[6 empty] | sub-bituminous coal | 0.0033145 | 0.0035274 |  | 0.0035274 | EPA
[6 empty] | distillate petroleum | 0.0013258 | 0.0013228 |  | 0.0013228 | EPA
[6 empty] | natural gas | 0.00020934 | 0.00022046 |  | 0.00022046 | EPA
[6 empty] | non-biogenic component of municipal solid waste | 0.0088388 |  |  | 0.0088388 | IPCC
[6 empty] | other |  |  | 0.004093 | 0.004093 | Average
[6 empty] | tire derived fuel | 0.0088388 | 0.0092594 |  | 0.0092594 | EPA
[6 empty] | petroleum coke | 0.0013258 | 0.0013228 |  | 0.0013228 | EPA
[6 empty] | residual petroleum | 0.0013258 | 0.0013228 |  | 0.0013228 | EPA
[6 empty] | jet fuel | 0.0013258 | 0.0013228 |  | 0.0013228 | EPA
[6 empty] | kerosene | 0.0013258 | 0.0013228 |  | 0.0013228 | EPA
[6 empty] | waste oil | 0.0088388 |  |  | 0.0088388 | IPCC
[6 empty] | gaseous propane | 0.00022097 | 0.00022046 |  | 0.00022046 | EPA
Biogenic
[6 empty] | landfill gas | 0.00020934 | 0.0013889 |  | 0.0013889 | EPA
[6 empty] | biogenic component of municipal solid waste | 0.0083736 |  |  | 0.0083736 | IPCC
[6 empty] | black liquor | 0.0041868 |  |  | 0.0041868 | IPCC
[6 empty] | wood/wood waste solids | 0.0083736 | 0.0079366 |  | 0.0079366 | EPA
[6 empty] | sludge waste |  |  | 0.004093 | 0.004093 | Average
[6 empty] | other biomass solids | 0.0083736 | 0.0092594 |  | 0.0092594 | EPA
[6 empty] | other biomass liquids | 0.0041868 |  |  | 0.0041868 | IPCC
[6 empty] | other biomass gas | 0.00020934 | 0.0013889 |  | 0.0013889 | EPA
Conversion Factors
1 MMBtu = | 1055.0558 | TJ
1 kg = | 2.2046 | lbs.
|  | Table C-1 | http://www.gpo.gov/fdsys/pkg/CFR-2014-title40-vol21/pdf/CFR-2014-title40-vol21-part98-subpartC-appC.pdf | [7 empty] | 2006 IPCC Guidelines for National Greenhouse Gas Inventories, Volume 2: Energy, Chapter 2: Stationary Combustion
EPA Emission Factors |  | Table C-2 | http://www.gpo.gov/fdsys/pkg/CFR-2014-title40-vol21/pdf/CFR-2014-title40-vol21-part98-subpartC-appC-id656.pdf | [7 empty] | http://www.ipcc-nggip.iges.or.jp/public/2006gl/pdf/2_Volume2/V2_2_Ch2_Stationary_Combustion.pdf
Table C-1 |  |  |  | Table C-2
Fuel type | Default high heat value | Default CO2 emission factor |  | Fuel type | Default CH4 emission factor (kg CH4/mmBtu) | Default N2O emission factor (kg N2O/mmBtu)
Coal and coke | mmBtu/short ton | kg CO2/mmBtu |  | Coal and Coke (All fuel types in Table C-1) | 1.1 × 10−02 | 1.6 × 10−03
Anthracite | 25.09 | 103.69 |  | Natural Gas | 1.0 × 10−03 | 1.0 × 10−04
Bituminous | 24.93 | 93.28 |  | Petroleum (All fuel types in Table C-1) | 3.0 × 10−03 | 6.0 × 10−04
Subbituminous | 17.25 | 97.17 |  | Fuel Gas | 3.0 × 10−03 | 6.0 × 10−04
Lignite | 14.21 | 97.72 |  | Municipal Solid Waste | 3.2 × 10−02 | 4.2 × 10−03
Coal Coke | 24.8 | 113.67 |  | Tires | 3.2 × 10−02 | 4.2 × 10−03
Mixed (Commercial sector) | 21.39 | 94.27 |  | Blast Furnace Gas | 2.2 × 10−05 | 1.0 × 10−04
Mixed (Industrial coking) | 26.28 | 93.9 |  | Coke Oven Gas | 4.8 × 10−04 | 1.0 × 10−04
Mixed (Industrial sector) | 22.35 | 94.67 |  | Biomass Fuels—Solid (All fuel types in Table C-1, except wood and wood residuals) | 3.2 × 10−02 | 4.2 × 10−03
Mixed (Electric Power sector) | 19.73 | 95.52 |  | Wood and wood residuals | 7.2 × 10−03 | 3.6 × 10−03
Natural gas | mmBtu/scf | kg CO2/mmBtu |  | Biomass Fuels—Gaseous (All fuel types in Table C-1) | 3.2 × 10−03 | 6.3 × 10−04
(Weighted U.S. Average) | 1.026 × 10−3 | 53.06 |  | Biomass Fuels—Liquid (All fuel types in Table C-1) | 1.1 × 10−03 | 1.1 × 10−04
Petroleum products | mmBtu/gallon | kg CO2/mmBtu
Distillate Fuel Oil No. 1 | 0.139 | 73.25
Distillate Fuel Oil No. 2 | 0.138 | 73.96
Distillate Fuel Oil No. 4 | 0.146 | 75.04
Residual Fuel Oil No. 5 | 0.14 | 72.93 |  |  | EIA Emission Factors
Residual Fuel Oil No. 6 | 0.15 | 75.1 |  |  | Electric Power Annual 2016 | http://www.eia.gov/electricity/annual/
Used Oil | 0.138 | 74 |  |  | Released: October 18, 2019 Next Update: November 2020
Kerosene | 0.135 | 75.2 |  |  | Table A.3. Carbon Dioxide Uncontrolled Emission Factors
Liquefied petroleum gases (LPG)1 | 0.092 | 61.71 |  |  | Fuel | EIA Fuel Code | Factor (Kilograms of CO2 Per Million Btu)** | Factor (pounds of CO2 Per Million Btu) | Notes
Propane1 | 0.091 | 62.87 |  |  | Bituminous Coal | BIT | 93.3 | 205.691
Propylene2 | 0.091 | 67.77 |  |  | Distillate Fuel Oil | DFO | 73.16 | 161.29
Ethane1 | 0.068 | 59.6 |  |  | Geothermal | GEO | 7.71 | 16.9976
Ethanol | 0.084 | 68.44 |  |  | Jet Fuel | JF | 70.9 | 156.3076
Ethylene2 | 0.058 | 65.96 |  |  | Kerosene | KER | 72.3 | 159.394
Isobutane1 | 0.099 | 64.94 |  |  | Lignite Coal | LIG | 97.7 | 215.3914
Isobutylene1 | 0.103 | 68.86 |  |  | Municipal Solid Waste | MSW | 41.69 | 91.9106
Butane1 | 0.103 | 64.77 |  |  | Natural Gas | NG | 53.07 | 116.9992
Butylene1 | 0.105 | 68.72 |  |  | Petroleum Coke | PC | 102.1 | 225.0917
Naphtha (<401 deg F) | 0.125 | 68.02 |  |  | Propane Gas | PG | 63.07 | 139.0454
Natural Gasoline | 0.11 | 66.88 |  |  | Refined Coal | RC | 93.3 | 205.691 | Assumed to have emissions similar to Bituminous Coal.
Other Oil (>401 deg F) | 0.139 | 76.22 |  |  | Residual Fuel Oil | RFO | 78.79 | 173.702
Pentanes Plus | 0.11 | 70.02 |  |  | Synthesis Gas Derived from Coal | SGC | * |  | Factor is based on the fuel source used to produce the synthesis gas
Petrochemical Feedstocks | 0.125 | 71.02 |  |  | Synthesis Gas Derived from Petroleum Coke | SGP | * |  | Factor is based on the fuel source used to produce the synthesis gas
Petroleum Coke | 0.143 | 102.41 |  |  | Subbituminous Coal | SUB | 97.2 | 214.2891
Special Naphtha | 0.125 | 72.34 |  |  | Tire-Derived Fuel | TDF | 85.97 | 189.5312
Unfinished Oils | 0.139 | 74.54 |  |  | Waste Coal | WC | 93.3 | 205.691 | Assumed to have emissions similar to Bituminous Coal.
Heavy Gas Oils | 0.148 | 74.92 |  |  | Waste Oil | WO | 95.25 | 209.9901
Lubricants | 0.144 | 74.27 |  |  | Notes:
Motor Gasoline | 0.125 | 70.22 |  |  | * Factors for synthesis gas derived from coal and synthesis gas derived from petroleum coke are based on the fuel source used to produce the synthesis gas.
Aviation Gasoline | 0.12 | 69.25 |  |  | ** CO2 factors do not vary by combustion system type or boiler firing configuration.
Kerosene-Type Jet Fuel | 0.135 | 72.22
Asphalt and Road Oil | 0.158 | 75.36
Crude Oil | 0.138 | 74.54
Other fuels—solid | mmBtu/short ton | kg CO2/mmBtu
Municipal Solid Waste | 9.953 | 90.7
Tires | 28 | 85.97
Plastics | 38 | 75
Petroleum Coke | 30 | 102.41
Other fuels—gaseous | mmBtu/scf | kg CO2/mmBtu |  |  |  | IPCC Conversions - Emission Factors, CO2
Blast Furnace Gas | 0.092 × 10−3 | 274.32 |  |  |  | Fuel Type | IPCC Emission Factors (CO2 kg/TJ) LHV | IPCC Emission Factors (CO2 lb/MMBtu) LHV
Coke Oven Gas | 0.599 × 10−3 | 46.85 |  |  |  | Non-Biogenic
Propane Gas | 2.516 × 10−3 | 61.46 |  |  |  | bituminous coal | 94600 | 220.0396
Fuel Gas4 | 1.388 × 10−3 | 59 |  |  |  | sub-bituminous coal | 96100 | 223.5286
Biomass fuels—solid | mmBtu/short ton | kg CO2/mmBtu |  |  |  | distillate petroleum
Wood and Wood Residuals (dry basis)5 | 17.48 | 93.8 |  |  |  | natural gas | 56100 | 130.4886
Agricultural Byproducts | 8.25 | 118.17 |  |  |  | sludge waste
Peat | 8 | 111.84 |  |  |  | non-biogenic component of municipal solid waste | 91700 | 213.2942
Solid Byproducts | 10.39 | 105.51 |  |  |  | other
Biomass fuels—gaseous | mmBtu/scf | kg CO2/mmBtu |  |  |  | tire derived fuel
Landfill Gas | 0.485 × 10−3 | 52.07 |  |  |  | petroleum coke | 97500 | 226.785
Other Biomass Gases | 0.655 × 10−3 | 52.07 |  |  |  | residual petroleum | 77400 | 180.0324
Biomass Fuels—Liquid | mmBtu/gallon | kg CO2/mmBtu |  |  |  | jet fuel | 71500 | 166.309
Ethanol | 0.084 | 68.44 |  |  |  | kerosene | 71900 | 167.2394
Biodiesel (100%) | 0.128 | 73.84 |  |  |  | waste oil | 73300 | 170.4958
Rendered Animal Fat | 0.125 | 71.06 |  |  |  | gaseous propane
Vegetable Oil | 0.12 | 81.55
Biogenic
[6 empty] | landfill gas | 54600 | 126.9996
[6 empty] | biogenic component of municipal solid waste | 100000 | 232.6
[6 empty] | black liquor | 95300 | 221.6678
[6 empty] | wood/wood waste solids | 112000 | 260.512
[6 empty] | other biomass solids | 100000 | 232.6
[6 empty] | other biomass gas | 54600 | 126.9996
IPCC Conversions - Emission Factors, CH4
[6 empty] | Fuel Type | IPCC Emission Factors (CH4 kg/TJ) LHV | IPCC Emission Factors (CH4 lb/MMBtu) LHV
Non-Biogenic
[6 empty] | bituminous coal | 1 | 0.002326
[6 empty] | sub-bituminous coal | 1 | 0.002326
[6 empty] | distillate petroleum | 3 | 0.006978
[6 empty] | natural gas | 1 | 0.002326
sludge waste
[6 empty] | non-biogenic component of municipal solid waste | 30 | 0.06978
other
[6 empty] | tire derived fuel | 30 | 0.06978
[6 empty] | petroleum coke | 3 | 0.006978
[6 empty] | residual petroleum | 3 | 0.006978
[6 empty] | jet fuel | 3 | 0.006978
[6 empty] | kerosene | 3 | 0.006978
[6 empty] | waste oil | 30 | 0.06978
[6 empty] | gaseous propane | 1 | 0.002326
Biogenic
[6 empty] | landfill gas | 1 | 0.002326
[6 empty] | biogenic component of municipal solid waste | 30 | 0.06978
[6 empty] | black liquor | 3 | 0.006978
[6 empty] | wood/wood waste solids | 30 | 0.06978
[6 empty] | other biomass solids | 30 | 0.06978
[6 empty] | other biomass gas | 1 | 0.002326
IPCC Conversions - Emission Factors, N2O
[6 empty] | Fuel Type | IPCC Emission Factors (N2O kg/TJ) LHV | IPCC Emission Factors N2O lb/MMBtu) LHV
Non-Biogenic
[6 empty] | bituminous coal | 1.5 | 0.003489
[6 empty] | sub-bituminous coal | 1.5 | 0.003489
[6 empty] | distillate petroleum | 0.6 | 0.0013956
[6 empty] | natural gas | 0.1 | 0.0002326
sludge waste
[6 empty] | non-biogenic component of municipal solid waste | 4 | 0.009304
other
[6 empty] | tire derived fuel | 4 | 0.009304
[6 empty] | petroleum coke | 0.6 | 0.0013956
[6 empty] | residual petroleum | 0.6 | 0.0013956
[6 empty] | jet fuel | 0.6 | 0.0013956
[6 empty] | kerosene | 0.6 | 0.0013956
[6 empty] | waste oil | 4 | 0.009304
[6 empty] | gaseous propane | 0.1 | 0.0002326
Biogenic
[6 empty] | landfill gas | 0.1 | 0.0002326
[6 empty] | biogenic component of municipal solid waste | 4 | 0.009304
[6 empty] | black liquor | 2 | 0.004652
[6 empty] | wood/wood waste solids | 4 | 0.009304
[6 empty] | other biomass solids | 4 | 0.009304
[6 empty] | other biomass gas | 0.1 | 0.0002326
Note on J3: Sharon Weber: http://epa.gov/climatechange/emissions/downloads10/US-GHG-Inventory-2010-Annex-2-CO2-Fossil-Fuel-Combustion.pdf "consumption data in the U.S. inventory are presented using higher heating values (HHV)1 rather than the lower heating values (LHV)2 reflected in the IPCC emission inventory methodology. This convention is followed because data obtained from EIA are based on HHV. Of note, however, is that EIA renewable energy statistics are often published using LHV. The difference between the two conventions relates to the treatment of the heat energy that is consumed in the process of evaporating the water contained in the fuel. The simplified convention used by the International Energy Agency for converting from HHV to LHV is to multiply the energy content by 0.95 for petroleum and coal and by 0.9 for natural gas."