## 1) Equipment Template
| PROJECT# |  |  |  |  | Project Manager Name: |  |  |  |  | Contractor/Vendor Company Name | [6 empty] | Vendor Contact NAME/email | [7 empty] | Facility (END-USER) Contact Name: | [5 empty] | RENOVATION OR NEW CONSTRUCTION? | [41 empty] | CAMIS PORTFOLIO RECORDS REQUIRE UPDATE? |  | BIM PROJECT#
[74 empty] | Renovation- YES | New Construction- NO
| LOCATION | [6 empty] | CAMIS SYSTEM CODES |  |  |  |  | CRC | CRC | CRC | CORE EQUIPMENT INFO | [9 empty] | STATUS |  |  |  |  | Warranty |  |  |  | HVAC EQUIPMENT SPECIFICATION | [18 empty] | Type | V/A/P |  | Electrical |  |  |  | Miscellaneous Specifications | [11 empty] | PREVENTIVE MAINTENANCE | PREVENTIVE MAINTENANCE
| SITE | BUILDING / IMPROVEMENT CODE# | BUILDING / IMPROVEMENT NAME | FLOOR LEVEL | FLOOR / AREA NAME | ROOM / SPACE # | ROOM / SPACE NAME DESCRIPTION | CAPITAL PROJECT # | BUILDING Equipment SYSTEM CLASS | Uniformat Level 4 CODE GoTo 2) RED TAB | Uniformat Level 4 DESCRIPTION | CAMIS ASSET# | *BFE (Base Flood Elevation) | Equipment located below the *BFE (Base Flood Elevation) YES OR NO | Equipment CRITICAL NOT CRITICAL | Equipment Name | EQUIPMENT DESCRIPTION (including function) | Tag / System ID# | System Name | Manufacturer | Model # | Serial # | Specification ID See Tab 3) | Specification Name | DOCUMENTATION (O&M Manuals, Specification Data Sheets, Equipment Schematics, etc) | Installation Date | Cost | FINAL YEAR OF Life Expectancy (ESTIMATED) | Assessment Date | Status ACTIVE - INSTALLED ACTIVE - SPARE | VENDOR | DATE ACTIVE (FROM - TO) | MANUFACTURER | DATE ACTIVE (FROM - TO) | BTU | CFM | HP | Cubic Feet | Gallons | Tonnage | Inches | GPM | Lbs | Speed | Pressure | Operating Load | Efficiency | Quantity | PSI | KWH Before Shading | KWH After Shading | Capacity | Refrigerant Type | Fuel Type | Voltage | Amps | Phase | Watts | FPM | Trip Setting | Motor Cat # | Motor Spec. # | Supply Fan Model # | Heat Source | Output KW | Water/Steam | Auto/Manual | Frame Integrity Deflector | Use | Material | Mounting System Type | Comments | FREQUENCY: ANNUAL, SEMIANNUAL, QUARTERLY, MONTHLY, WEEKLY, DAILY, OTHER | FREQUENCY | RESPONSIBLE TO PEFORM WORK | PM NOTES
Sample Data | HLY00 | 256HLY0010 | Soldier's Home Holyoke | B | BASEMENT | B3 | MAIN BOILER ROOM |  | HVAC | D3020.10 | Heat Generation | AUTO-GEN |  |  |  | HOT WATER BOILER | EGH COMMERCIAL GAS BOILER | B-03 | TEMPERED HOT WATER SYSTEM | WEIL MCLAIN | EGH-105 | 200752 |  |  | List Document(s) Name Here | 1995-02-01 | 133976 | 2021 | 2000-08-07 | ACTIVE |  |  |  |  | 2800000 | [13 empty] | 15 |  |  |  |  | NATURAL GAS | [19 empty] | ANNUAL; INITIAL START: JUNE 2021 | VENDOR & INTERNAL | PERFORM WITH OTHER ASSETS IN TEMPERED HOT WATER SYSTEM. GROUP ON 1 WORK ORDER
| HLY00 | 256HLY0010 | Soldier's Home Holyoke | Roof | ROOF | ROOF | ROOF |  | HVAC | D3050.50 | HVAC Air Distribution | AUTO-GEN |  |  |  | AIR HANDLER [RTU 02] | ROOFTOP PACKAGED UNIT | RTU-02 | HVAC SYSTEM 02 | TRANE | YCH060C4L0BE | CPT00088 |  |  | List Document(s) Name Here | 1996-03-06 | 93481 | 2011 | 2000-08-07 | ACTIVE | [9 empty] | 12.5
| HLY00 | TBD | Soldier's Home Holyoke | Grounds | OUTSIDE | na | na |  | ELECTRICAL | D5010.10 | Packaged Generator Assemblies | AUTO-GEN |  |  |  | EMERGENCY GENERATOR-2 | 22kW GENERAC GUARDIAN HOME STANDBY GENERATOR WITH 200A SE RATED ATS | SET 02 | ELECTRICAL DISTRIBUTION | GENERAC | 7043 | 1GEN2 |  |  | List Document(s) Name Here | 1994-03-01 | 330406 | 2011 | 2000-08-07 | ACTIVE | [23 empty] | DIESEL FUEL | [10 empty] | 387
| HLY00 | 256HLY0010 | Soldier's Home Holyoke | ROOF | ROOF | P-01 | PENTHOUSE |  | HVAC | D3050.50 | HVAC Air Distribution | AUTO-GEN |  |  |  | AIR HANDLER [AHU-04] | INDOOR AIR HANDLER HORIZONTAL UNIT# 04 | AHU-04 | HVAC SYSTEM 04 | CARRIER | AERO 39L | 6559551 |  |  | List Document(s) Name Here | 2000-06-01 | 400000 | 2020 | 2000-08-07 | ACTIVE | [9 empty] | 10 | [13 empty] | ELECTRIC
| HLY00 | 256HLY0010 | Soldier's Home Holyoke | 4 | Floor 04 | 402 | ELECTRICAL ROOM |  | ELECTRICAL | D5010.20 | Battery Equipment | AUTO-GEN |  |  |  | UPS BATTERY (BACKUP) | BATTERY BACKUP EMERGENCY LIGHTING - 4TH FLOOR | BAT-02 | EMERGENCY LIGHTING SYSTEM | TRIPP LITE | 550VA | 2.2AA |  |  | List Document(s) Name Here | 1995-05-12 | 6589 | 2016 | 2000-08-07 | ACTIVE
| HLY00 | 256HLY0601 | Chiller Building | 1 | Floor 01 | 101 | CHILLER ROOM |  | HVAC | D3030.10 | Central Cooling | AUTO-GEN |  |  |  | CHILLER 01 | WATER-COOLED SCROLL CHILLER | C-01 | DOMESTIC WATER | JOHNSON CONTROLS | YCWL | 6446 |  |  | List Document(s) Name Here | 2016-12-31 |  |  | 2006-05-05 | ACTIVE
[10 empty] | PASTE HERE | PASTE HERE | [11 empty] | PASTE HERE | PASTE HERE
1
2
3
4
5
6
7
8
9
10
11
12
13
14
15
16
17
18
19
20
21
22
23
24
25
26
27
28
29
30
31
32
33
34
35
36
37
38
39
40
41
42
43
44
45
46
47
48
49
50
51
52
53
54
55
56
57
58
59
60
61
62
63
64
65
66
67
68
69
70
71
72
73
74
75
76
77
78
79
80
81
82
83
84
85
86
87
88
89
90
91
92
93
94
95
96
97
98
99
100
SAMPLE DATA
Note on B1: NOTE: IF MULTIPLE PROJECTS ARE ASSOCIATED, UNHIDE COLUMN I
Note on AA1: Jason Kilgour Joseph Fagan
Note on P4: CLIMATE RESILIENCY CHECKLIST [CRC] DEFINITIION: _________________ _________________ _________________ Examples ☐ Switchgear ☐ Emergency Generator ☐ Boiler ☐ Transformer ☐ Communications ☐ Server ☐ Distribution Panel ☐ Water heater ☐ Elevator pit ☐ Substation ☐ Air handling unit ☐ Other (list below)
Note on R4: >> CRITICAL NOTE: WHEN COMPLETING THE EQUIPMENT DESCRIPTION FIELD, INCLUDE RELEVANT SPECIFICATION INFORMATION BASED ON EQUIPMENT TYPE: _ BTU _GALLON _ FUEL _ VOLTAGE _ AMP _ PHASE _ TONNAGE _ HP _ FRAME _ PSI _ GPM _ REFRIGERANT TYPE _ CUBIC FEET _ CFM _ SPEED _ PRESSURE _ FUEL TYPE _ AUTO/MANUAL _WATTS _ TRIP SETTING
Note on CF4: - BRIEF LIST OF TOPICS - 1) CREATE PM AS SINGLE ASSET, OR MULTIPLE (SYSTEM-BASED) PM. 2) CRITICALITY 3) SAFETY - CONFINED SPACE, LOTO, REFER TO PM SETUP TEMPLATE FOR MORE DETAILS
Note on L5: Boilers, furnaces, solar, geothermal, and biomass heat generation, fuel fired heaters, and heat exchangers. Includes· Fuel-fired boilers and generators for hot water and steam systems. Includes: breechings, chimneys, and stacks. Includes: Electric boilers and generators for hot water and steam systems. Includes: Equipment to remove oxygen and other dissolved gases in boiler feed. Includes: Fuel-fired and electric furnaces. Includes: Equipment powered by solar energy. Includes: Fuel-fired radiant and unit heaters. Includes: Equipment used to transfer heat from one medium to another.
Note on L6: Includes: Systems for distribution of air including supply systems, return systems, and general exhaust systems. Does not include special exhaust systems such as kitchen hood, paint booth, and fume hood exhaust systems.
Note on C7: . HORIZONTAL IMPROVEMENT LOCATION ASSIGNED TO EQUIPMENT NOT IN OR ON BUILDINGS
Note on L7: Includes: Generator, frequency changers, and rotary converters and uninterruptible power units.
Note on L8: Includes: Systems for distribution of air including supply systems, return systems, and general exhaust systems. Does not include special exhaust systems such as kitchen hood, paint booth, and fume hood exhaust systems.
Note on L9: Includes: Batteries, battery racks, battery chargers, static power converters, uninterruptible power supplies, and accessories.
Note on L10: Includes: Refrigerant compressors, condensers, packaged compressor and condenser units, water chillers, and cooling towers.

## 2) UniFormat Codes
Level 1 code | Level 1 description | Level 2 Code | Level 2 Description | Level 3 Code | Level 3 Description | Level 4 Code | Level 4 Description | Level 4 Description2 | Level 4 Description3 | Explanation - examples associated to Level 4 Code |  | Building Equipment System Class
D | SERVICES |  |  |  |  | COPY FROM HERE | COPY FROM HERE
|  | D10 | CONVEYING
|  | D10 | CONVEYING | D1010 | Vertical Conveying Systems | D1010.10 | Elevators |  |  | Passenger and freight elevators of all types, including cars, enclosures, controls, safety equipment, hoistway equipment. And elevator machinery. Includes associated metal fabrications including pit ladders.
|  | D10 | CONVEYING |  |  | D1010.20 | Lifts |  |  | Vertical or inclined lifts and related equipment for a variety of purposes. Sidewalk lifts include doors.
|  | D10 | CONVEYING |  |  | D1010.30 | Escalators |  |  | Passenger conveying systems composed of moving treads installed in inclined position including associated components, hardware, controls, safety equipment, and related items.
|  | D10 | CONVEYING |  |  | D1010.50 | Dumbwaiters |  |  | Packaged and field assembled, motorized and hand- operated dumbwaiters including associated components for book lifts. cart lifts, and other applications. Systems include associated components, hardware, controls, and safety equipment.
|  | D10 | CONVEYING |  |  | D1010.60 | Moving Ramps |  |  | Passenger conveying systems composed of moving belts installed in inclined position including associated components, hardware. controls. safety equipment, and related items.
|  | D10 | CONVEYING | D1030 | Horizontal Conveying
|  | D10 | CONVEYING |  |  | D1030.10 | Moving Walks |  |  | Passenger conveying systems composed of moving belts installed in horizontal position including associated components, hardware, controls, safety equipment, and related items.
|  | D10 | CONVEYING |  |  | D1030.30 | Turntables |  |  | Structural turntables for various applications.
|  | D10 | CONVEYING |  |  | D1030.50 | Passenger Loading Bridges |  |  | Operating bridges for loading and unloading of passengers to and from aircraft and ships.
|  | D10 | CONVEYING |  |  | D1030.70 | People Movers
|  | D10 | CONVEYING |  |  |  | Monorails |  |  | Single rail vehicles suspended from or straddle the guideway. Includes associated track, equipment, controls, and accessories.
|  | D10 | CONVEYING |  |  |  | Funiculars |  |  | Steep cable railways in which ascending cars counterbalance descending cars. Includes associated track, cable
|  | D10 | CONVEYING |  |  |  | Cable Transportation |  |  | Steep slope transportation system utilizing moving cable. Includes associated cable, support structures, equipment. controls, and accessories.
|  | D10 | CONVEYING | D1050 | Material Handling
|  | D10 | CONVEYING |  |  | D1050.10 | Cranes |  |  | Hoisting towers, cranes. crane rails, and related accessories.
|  | D10 | CONVEYING |  |  | D1050.20 | Hoists |  |  | Manual and motor operated hoists and related accessories.
|  | D10 | CONVEYING |  |  | D1050.30 | Derricks |  |  | Manual and motor operated derricks and related accessories.
|  | D10 | CONVEYING |  |  | D1050.40 | Conveyors |  |  | Automatic guided vehicles, conveyors. diverters, and chutes. Includes controls and accessories.
|  | D10 | CONVEYING |  |  | D1050.50 | Baggage Handling Equipment |  |  | Operating equipment for handling, scanning, and weighing of baggage at terminals. Includes controls and accessories.
|  | D10 | CONVEYING |  |  | D1050.60 | Chutes |  |  | Chutes which support the operation of the building or structure.
|  | D10 | CONVEYING |  |  | D1050.70 | Pneumatic Tube Systems |  |  | Pneumatically operated tube system for the delivery of small items within a facility. Includes controls and accessories.
|  | D10 | CONVEYING | D1080 | Operable Access Systems
|  | D10 | CONVEYING |  |  | D1080.10 | Suspended Scaffolding |  |  | Suspended scaffolding when part of the completed project.
|  | D10 | CONVEYING |  |  | D1080.20 | Rope Climbers |  |  | Powered rope climbers to access exterior façade
|  | D10 | CONVEYING |  |  | D1080.30 | Elevating Platforms |  |  | Fixed elevating platforms to provide a movable elevated working platform for people and materials.
|  | D10 | CONVEYING |  |  | D1080.40 | Powered Scaffolding |  |  | Powered scaffolding when part of the completed project.
|  | D10 | CONVEYING |  |  | D1080.50 | Building Envelope Access
|  | D20 | PLUMBING
|  | D20 | PLUMBING | D2010 | Domestic Water Distribution |  |  |  |  | Facility domestic water distribution system. Include Domestic Water Distribution Supplementary Components as appropriate.
|  | D20 | PLUMBING |  |  | D2010.10 | Facility Potable-Water Storage Tanks |  |  | Tanks for storage of potable water serving a facility and located within, on, under, or closely associated with a structure.
|  | D20 | PLUMBING |  |  | D2010.20 | Domestic Water Equipment |  |  | Equipment for domestic water distribution system.
|  | D20 | PLUMBING
|  | D20 | PLUMBING | [6 empty] | Equipment for the softening of domestic water.
|  | D20 | PLUMBING | [6 empty] | Equipment for the filtering of domestic water.
|  | D20 | PLUMBING | [6 empty] | Equipment to heat domestic water, Includes electric and fuel-fired equipment.
|  | D20 | PLUMBING
|  | D20 | PLUMBING
|  | D20 | PLUMBING | [6 empty] | Equipment to heat domestic water by means of heat exchange.
|  | D20 | PLUMBING |  |  | D2010.40 | Domestic Water Piping |  |  | Piping, valves, and specialties associated with domestic water distribution located within, under, or closely associated with a structure. Includes circulating pumps. May Include: Water service from the structure to the utility water service line.
|  | D20 | PLUMBING |  |  | D2010.60 | Plumbing Fixtures |  |  | Terminal devices on the domestic water plumbing system. Includes rough-in piping, trim, fittings, and connection to vent piping.
|  | D20 | PLUMBING |  |  | D2010.90 | Domestic Water Distribution Supplementary Components |  |  | Common work results for plumbing, plumbing insulation, and instrumentation and Components
|  | D20 | PLUMBING | D2020 | Sanitary Drainage |  |  |  |  | Facility sanitary sewerage system located within, under, or closely associated with a structure. Include Sanitary Drainage Supplementary Components as appropriate.
|  | D20 | PLUMBING |  |  | D2020.10 | Sanitary Sewerage Equipment |  |  | Interceptor, separator, pumps, and septic tanks that are part of facility sanitary sewerage system.
|  | D20 | PLUMBING |  |  | D2020.30 | Sanitary Sewerage Piping |  |  | Sanitary waste and vent piping system within and under structures. May Include: Sanitary piping from the structure to the utility sanitary sewer.
|  | D20 | PLUMBING |  |  | D2020.90 | Sanitary Drainage Supplementary Components |  |  | Common work results for plumbing, plumbing insulation, and instrumentation and control for plumbing to be included with sanitary drainage elements above as appropriate.
|  | D20 | PLUMBING | D2030 | Building Support Plumbing Systems |  |  |  |  | Facility stormwater drainage and gray water systems. Include Building Support Plumbing System Supplementary Components as appropriate.
|  | D20 | PLUMBING |  |  | D2030.10 | Stormwater Drainage Equipment |  |  | Drainage pumps. and sump pumps that are part of stormwater drainage system.
|  | D20 | PLUMBING |  |  | D2030.20 | Stormwater Drainage Piping |  |  | Storm drainage piping system within, under, or closely associated with a structure. Includes storm drains for areas closely associated with a structure such as courtyards; plazas. and loading dock areas. May Include: Storm drainage piping from the D structure to the utility storm drain.
|  | D20 | PLUMBING |  |  | D2030.30 | Facility Stormwater Drains |  |  | Various types of drains to collect storm water.
|  | D20 | PLUMBING |  |  | D2030.60 | Gray Water Systems |  |  | Systems to collect, treat, and distribute gray water for other uses such as irrigation.
|  | D20 | PLUMBING |  |  | D2030.90 | Building Support Plumbing System Supplementary Components |  |  | Common work results for plumbing, plumbing insulation, and instrumentation and control for plumbing to be included with building support plumbing system elements above as appropriate.
|  | D20 | PLUMBING | D2050 | General Service Compressed-Air |  |  |  |  | Compressed air system serving general service requirements
|  | D20 | PLUMBING | D2060 | Process Support Plumbing Systems |  |  |  |  | Process Support Plumbing System Supplementary Components as appropriate.
|  | D20 | PLUMBING |  |  | D2060.10 | Compressed-Air Systems |  |  | Compressed-air systems for laboratory and healthcare purposes.
|  | D20 | PLUMBING |  |  | D2060.20 | Vacuum Systems |  |  | Vacuum systems for laboratory and healthcare purposes.
|  | D20 | PLUMBING |  |  | D2060.30 | Gas Systems |  |  | Gas systems for laboratory and healthcare purposes.
|  | D20 | PLUMBING |  |  | D2060.40 | Chemical-Waste Systems |  |  | Chemical-waste systems for laboratory and healthcare purposes.
|  | D20 | PLUMBING |  |  | D2060.50 | Processed Water Systems |  |  | Processed water systems for laboratory and healthcare purposes.
|  | D20 | PLUMBING |  |  | D2060.90 | Process Support Plumbing System Supplementary Components |  |  | Common work results for plumbing, Components plumbing Insulation, and instrumentation and controls to be included with process support plumbing systems elements above as appropriate.
|  | D30 | HEATING, VENTILATION, AND AIR CONDITIONING (HVAC)
|  | D30 | HEATING, VENTILATION, AND AIR CONDITIONING (HVAC) | D3010 | Facility Fuel Systems |  |  |  |  | Fuel-oil, gasoline, natural-gas, and liquefied-petroleum fuel systems associated with a structure.
|  | D30 | HEATING, VENTILATION, AND AIR CONDITIONING (HVAC) |  |  | D3010.10 | Fuel Piping |  |  | Fuel piping, valves, piping specialties, and other components within. under, or closely associated with a structure.
|  | D30 | HEATING, VENTILATION, AND AIR CONDITIONING (HVAC) |  |  | D3010.30 | Fuel Pumps |  |  | Fuel pumps within or closely associated with a structure.
|  | D30 | HEATING, VENTILATION, AND AIR CONDITIONING (HVAC) |  |  | D3010.50 | Fuel Storage Tanks |  |  | Fuel tanks under or closely associated with a structure.
|  | D30 | HEATING, VENTILATION, AND AIR CONDITIONING (HVAC) | D3020 | Heating Systems |  |  |  |  | Associated ductwork, piping, valves, and specialties. Heating System Supplementary Components as appropriate.
|  | D30 | HEATING, VENTILATION, AND AIR CONDITIONING (HVAC) |  |  | D3020.10 | Heat Generation | STEAM ENER FURNACE BOILERS BOILER CON BOILER HW BOILER STM | STEAM ENERGY SYSTEM FURNACE BOILER BOILER CONDENSING HOT WATER BOILER STEAM BOILER | Boilers, furnaces, solar, geothermal, and biomass heat generation, fuel fired heaters, and heat exchangers. Includes· Fuel-fired boilers and generators for hot water and steam systems. Includes: breechings, chimneys, and stacks. Includes: Electric boilers and generators for hot water and steam systems. Includes: Equipment to remove oxygen and other dissolved gases in boiler feed. Includes: Fuel-fired and electric furnaces. Includes: Equipment powered by solar energy. Includes: Fuel-fired radiant and unit heaters. Includes: Equipment used to transfer heat from one medium to another.
[7 empty] | Fuel Heat Generation | Fuel Heat Generation | Breechings, Chimneys, and Stacks Fuel-Fired Heating Boilers | Includes· Fuel-fired boilers and generators for hot water and steam systems. Includes: breechings, chimneys, and stacks.
[8 empty] | Electric Heating Boilers |  | Includes: Electric boilers and generators for hot water and steam systems.
[8 empty] | Heating Boiler Feedwater Equipment | Boiler Feedwater Pumps Deaerators | Includes: Equipment to remove oxygen and other dissolved gases in boiler feed.
[8 empty] | Furnaces |  | Includes: Fuel-fired and electric furnaces.
[8 empty] | Solar Heat Generation | Heating Solar Collectors Packaged Solar Heating Equipment | Includes: Equipment powered by solar energy.
Geothermal Heat Generation Biomass Heat Generation
[8 empty] | Fuel-Fired Heaters |  | Includes: Fuel-fired radiant and unit heaters.
[8 empty] | Heat Exchangers for HVAC |  | Includes: Equipment used to transfer heat from one medium to another.
|  | D30 | HEATING, VENTILATION, AND AIR CONDITIONING (HVAC) |  |  | D3020.30 | Thermal Heat Storage |  |  | Equipment to store thermal energy for use in heating and with charging or discharging this energy at a controllable rate.
|  | D30 | HEATING, VENTILATION, AND AIR CONDITIONING (HVAC) |  |  | D3020.70 | Decentralized Heating Equipment | Convection Heating Units |  Valance Heating Units  Chilled Beams  Air Coils  Fan Coil Units  Unit Ventilators  Induction Units  Radiators  Convectors  Finned-Tube Radiation Heaters  Unit Heaters | Heating equipment that serves a portion of a HVAC system. Convection Heating Units Includes: Convection units may provide heating and cooling.
[8 empty] | Radiant Heating Units |  | Includes: Electric cables or panels and hydronic piping used for radiant heating for space heating.
|  | D30 | HEATING, VENTILATION, AND AIR CONDITIONING (HVAC) |  |  | D3020.90 | Heating System Supplementary Components | Mechanical Metal Supports |  | Includes: Common work results for HVAC, insulation, and instrumentation and control to be included in heating system elements above as appropriate.
[8 empty] | Common Work Results for HVAC |  Meters and Gages  General-Duty Valves  Hangers and Supports  Vibration and Seismic Controls  Identification  Anti-Microbial Coatings  Anti-Microbial Ultraviolet Emitters  Testing, Adjusting, and Balancing
Insulation
Instrumentation and Control
|  | D30 | HEATING, VENTILATION, AND AIR CONDITIONING (HVAC) | D3030 | Cooling Systems |  |  | Cooling Systems Performance Requirements | Sustainable Design Requirements | Includes: Associated ductwork, piping, valves, and specialties. Includes: Cooling System Supplementary Components as appropriate.
|  | D30 | HEATING, VENTILATION, AND AIR CONDITIONING (HVAC) |  |  | D3030.10 | Central Cooling |  |  | Includes: Refrigerant compressors, condensers, packaged compressor and condenser units, water chillers, and cooling towers.
[8 empty] | Refrigerant Compressors |  | Includes: Various type of compressors used in refrigeration process.
[8 empty] | Refrigerant Condensers |  | Includes: Condensing units used to reject heat from the refrigeration process.
[8 empty] | Packaged Compressor and Condenser Units |  | Includes: Compressor in combination with condensing units used to reject heat from the refrigeration process.
[8 empty] | Water Chillers |  | Includes: Various types of chillers used for building space cooling.
[8 empty] | Cooling Towers |  | Includes: Factory- and field-fabricated cooling towers and liquid coolers. Includes piping and specialties; chemical water treatment; vibration and seismic controls; and integral controls not a part of the condenser water distribution systems.
|  | D30 | HEATING, VENTILATION, AND AIR CONDITIONING (HVAC) |  |  | D3030.30 | Evaporative Air-Cooling |  |  | Includes: Equipment used to reject heat from the refrigeration process by evaporation. | Includes: Piping systems and equipment for distribution of steam and condensate return. Includes piping systems, pumps, tanks, supports and anchors, vibration and seismic controls, identification, and piping and equipment insulation.
|  | D30 | HEATING, VENTILATION, AND AIR CONDITIONING (HVAC) |  |  | D3030.50 | Thermal Cooling Storage | Chilled-Water Thermal Storage Ice Storage |  | Includes: Equipment to store thermal energy for use in cooling and with charging or discharging this energy at a controllable rate.
|  | D30 | HEATING, VENTILATION, AND AIR CONDITIONING (HVAC) |  |  | D3030.70 | Decentralized Cooling |  |  | Includes: Cooling equipment that serves a portion of a HVAC system.
[8 empty] | Air-Conditioners |  Packaged Terminal Air-Conditioners  Room Air-Conditioners  Self-Contained Air-conditioners  Computer-Room Air-Conditioners  Split-System Air-Conditioners
[8 empty] | Unitary Heat Pumps |  Air-Source Heat Pumps  Water-Source Heat Pumps
[8 empty] | Convection Cooling Units |  Valance Cooling Units  Chilled Beams  Air Coils  Fan Coil Units  Unit Ventilators  Induction Units  Convectors | Note: Convection units may provide heating and cooling.
|  | D30 | HEATING, VENTILATION, AND AIR CONDITIONING (HVAC) |  |  | D3030.90 | Cooling System Supplementary Components |  |  | Includes: Common work results for HVAC, insulation, and instrumentation and control to be included in cooling system elements above as appropriate.
Mechanical Metal Supports
[8 empty] | Common Work Results for HVAC |  Meters and Gages  General-Duty Valves  Hangers and Supports  Vibration and Seismic Controls  Identification  Anti-Microbial Coatings  Anti-Microbial Ultraviolet Emitters  Testing, Adjusting, and Balancing
Insulation
Instrumentation and Control
|  | D30 | HEATING, VENTILATION, AND AIR CONDITIONING (HVAC) | D3050 | Facility HVAC Distribution Systems |  |  | See Also: Exterior Louvers: B2070.10. Interior Louvers: C1090.15. Heat Generation: D3020. Integrated Construction: F1010. Site Energy Distribution: G3050. |  | Includes: Facility Distribution Systems Supplementary Components as appropriate.
|  | D30 | HEATING, VENTILATION, AND AIR CONDITIONING (HVAC) |  |  | D3050.10 | Facility Hydronic Distribution |  |  | Includes: Piping systems and equipment for distribution of heating hot water and cooling chilled water. Includes piping systems, pumps, tanks, supports and anchors, vibration and seismic controls, identification, and piping and equipment insulation.
[8 empty] | Hydronic Distribution Performance Requirements |  Hot-Water Heating Piping Working  Pressure & Temperature  Chilled-Water Piping Working  Pressure & Temperature  Dual-Temperature Heating & Cooling  Water Piping Working Pressure & Temperature  Condenser-Water Piping Working Pressure and Temperature  Glycol Cooling-Water Piping Working Pressure and Temperature  Makeup-Water Piping Working Pressure & Temperature  Condensate-Drain Piping Working Temperature  Blowdown-Drain Piping Working Temperature  Air-Vent Piping Temperature  Hydronic Pumps Capacities
[8 empty] | Hydronic Piping System |  Hydronic Pumps  Hydronic Piping
Water Treatment for Hydronic Systems
|  | D30 | HEATING, VENTILATION, AND AIR CONDITIONING (HVAC) |  |  | D3050.30 | Facility Steam Distribution |  |  | Includes: Piping systems and equipment for distribution of steam and condensate return. Includes piping systems, pumps, tanks, supports and anchors, vibration and seismic controls, identification, and piping and equipment insulation.
[8 empty] | Steam Distribution Performance Requirements |  High Pressure Steam Piping Working Pressure  Low Pressure Steam Piping Working Pressure  Condensate Piping Working Pressure and Temperature  Makeup-Water Piping Working Pressure and Temperature  Steam Condensate Pump Capacity
[8 empty] | Steam Piping System | Steam Condensate Pumps Steam Piping
Water Treatment for Steam Systems
|  | D30 | HEATING, VENTILATION, AND AIR CONDITIONING (HVAC) |  |  | D3050.50 | HVAC Air Distribution | HVAC Air Distribution Performance Requirements |  Sustainable Design Requirements  Fan Total Airflow and External Static Pressure  Pressure Class, Seal Class & Leakage Class for Supply Ducts  Pressure Class, Seal Class & Leakage Class for Return Ducts  Filtration Efficiency | Includes: Systems for distribution of air including supply systems, return systems, and general exhaust systems. Does not include special exhaust systems such as kitchen hood, paint booth, and fume hood exhaust systems.
[8 empty] | Air-Handling Units |  Indoor Central-Station Air-Handling Units  Packaged Outdoor HVAC Equipment  Custom-Packaged Outdoor HVAC Equipment | Includes: Air-handling units consisting of fans, coils, dampers, control devices, and other accessories.
[8 empty] | HVAC Air Distribution Components |  HVAC Fans 23 34 00  HVAC Ducts and Casings 23 31 00  Air Plenums and Chases 23 32 00  Air Duct Accessories 23 33 00  Air Terminal Units 23 36 00  Air Outlets and Inlets | Includes: Ducts, duct accessories, fans, terminal units, and air inlets and outlets.
[8 empty] | HVAC Air Cleaning Devices |  Particulate Air Filtration 23 41 00  Gas-Phase Air Filtration 23 42 00  Electronic Air Cleaners 23 43 00 | Includes: Devices of a variety of types to clean distribution air.
[8 empty] | Humidity Control |  | Includes: Equipment that adds or removes moisture from a medium in order to control the humidity.
|  | D30 | HEATING, VENTILATION, AND AIR CONDITIONING (HVAC) |  |  | D3050.90 | Facility Distribution Systems Supplementary Components |  |  | Includes: Common work results for HVAC, insulation, and instrumentation and control to be included in distribution system elements above as appropriate.
Mechanical Metal Supports
[8 empty] | Common Work Results for HVAC |  Expansion Fittings and Loops  Meters and Gages  General-Duty Valves  Hangers and Supports  Vibration and Seismic Controls  Identification  Anti-Microbial Coatings  Anti-Microbial Ultraviolet Emitters  Testing, Adjusting, and Balancing
Insulation
Instrumentation and Control
|  | D30 | HEATING, VENTILATION, AND AIR CONDITIONING (HVAC) | D3060 | Ventilation |  |  |  |  | Includes: Supply air, return air, exhaust air, outside air, and air cleaning systems. Includes Ventilation Supplementary Components as appropriate.
[8 empty] | Ventilation Performance Requirements |  Sustainable Design Requirements  Fan Total Airflow and External Static Pressure  Pressure Class, Seal Class, and Leakage Class for Exhaust Ducts
|  | D30 | HEATING, VENTILATION, AND AIR CONDITIONING (HVAC) |  |  | D3060.10 | Supply Air |  Supply Air HVAC Fans 23 34 00  Supply Air Ducts and Casings 23 31 00  Supply Air Plenums and Chases 23 32 00  Supply Air Duct Accessories 23 33 00  Supply Air Terminal Units 23 36 00  Supply Air Outlets 23 37 00
|  | D30 | HEATING, VENTILATION, AND AIR CONDITIONING (HVAC) |  |  | D3060.20 | Return Air |  Return Air HVAC Fans 23 34 00  Return Air Ducts and Casings 23 31 00  Return Air Plenums and Chases 23 32 00  Return Air Duct Accessories 23 33 00  Return Air Outlets and Inlets 23 37 00
|  | D30 | HEATING, VENTILATION, AND AIR CONDITIONING (HVAC) |  |  | D3060.30 | Exhaust Air | Special Exhaust Systems |  Air-Borne Particulate Collection Systems  Sawdust Collection Systems  Engine Exhaust Systems | Includes: Special systems for exhausting air such as kitchen hood, paint booth, and fume hood exhaust systems.
[8 empty] | Ventilation Hoods | Commercial Kitchen Hoods 23 38 13 Fume Hood Exhaust
Exhaust Air HVAC Fans 23 34 00 Exhaust Air Ducts and Casings 23 31 00 Exhaust Air Plenums and Chases 23 32 00 Exhaust Air Duct Accessories 23 33 00 Exhaust Air Inlets 23 37 00
|  | D30 | HEATING, VENTILATION, AND AIR CONDITIONING (HVAC) |  |  | D3060.40 | Outside Air | Outside Air HVAC Fans 23 34 00 Outside Air Ducts and Casings 23 31 00 Outside Air Plenums and Chases 23 32 00 Outside Air Duct Accessories 23 33 00 Outside Air Terminal Units 23 36 00 Outside Air Outlets and Inlets 23 37 00
|  | D30 | HEATING, VENTILATION, AND AIR CONDITIONING (HVAC) |  |  | D3060.60 | Air-to-Air Energy Recovery |  |  | Includes: Air-to-air energy recovery units.
|  | D30 | HEATING, VENTILATION, AND AIR CONDITIONING (HVAC) |  |  | D3060.70 | HVAC Air Cleaning
|  | D30 | HEATING, VENTILATION, AND AIR CONDITIONING (HVAC) |  |  | D3060.90 | Ventilation Supplementary Components |  |  | Includes: Common work results for HVAC, insulation, and instrumentation and control to be included in ventilation elements above as appropriate.
Mechanical Metal Supports
[8 empty] | Common Work Results for HVAC |  Hangers and Supports  Vibration and Seismic Controls  Identification  Anti-Microbial Coatings  Anti-Microbial Ultraviolet Emitters  Testing, Adjusting, and Balancing
Insulation
Instrumentation and Control
|  | D30 | HEATING, VENTILATION, AND AIR CONDITIONING (HVAC) | D3070 | Special Purpose HVAC Systems
|  | D30 | HEATING, VENTILATION, AND AIR CONDITIONING (HVAC) |  |  | D3070.10 | Snow Melting | Radiant-Heating Electric Cables 23 83 13 Radiant-Heating Hydronic Piping 23 83 16 |  | Includes: Electric cables and hydronic piping used for snow and ice control.
|  | D30 | HEATING, VENTILATION, AND AIR CONDITIONING (HVAC)
|  | D30 | HEATING, VENTILATION, AND AIR CONDITIONING (HVAC) | D4010 | Fire Suppression |  |  |  |  | Includes: Fire Suppression Supplementary Components as appropriate.
|  | D30 | HEATING, VENTILATION, AND AIR CONDITIONING (HVAC) |  |  | D4010.10 | Water-Based Fire-Suppression
|  | D30 | HEATING, VENTILATION, AND AIR CONDITIONING (HVAC) |  |  | D4010.50 | Fire-Extinguishing
|  | D30 | HEATING, VENTILATION, AND AIR CONDITIONING (HVAC) |  |  | D4010.90 | Fire Suppression Supplementary Components |  |  | Includes: Expansion fittings and loops, meters and gages, general-duty valves, hanger and supports, heat tracing, vibration and seismic controls, identification, insulation, and instrumentation and control to be included in fire protection elements above as appropriate.
|  | D30 | HEATING, VENTILATION, AND AIR CONDITIONING (HVAC) | D4030 | Fire Protection Specialties |  |  |  |  | Includes: Fire fighting devices and storage cabinets except devices connected to a fire suppression system.
|  | D30 | HEATING, VENTILATION, AND AIR CONDITIONING (HVAC) |  |  | D4030.10 Fire Protection Cabinets 10 44 13 | Fire Protection Cabinets
|  | D30 | HEATING, VENTILATION, AND AIR CONDITIONING (HVAC) |  |  | D4030.30 | Fire Extinguishers
|  | D30 | HEATING, VENTILATION, AND AIR CONDITIONING (HVAC) |  |  | D4030.50 | Breathing Air Replenishment Systems
|  | D30 | HEATING, VENTILATION, AND AIR CONDITIONING (HVAC) |  |  | D4030.70 | Fire Extinguisher Accessories
|  | D50 | ELECTRICAL
|  | D50 | ELECTRICAL | D5010 | Facility Power Generation |  |  |  |  | Includes: Power Generation Supplementary Components as appropriate.
|  | D50 | ELECTRICAL |  |  | D5010.10 | Packaged Generator Assemblies |  |  | Includes: Generator, frequency changers, and rotary converters and uninterruptible power units.
|  | D50 | ELECTRICAL |  |  | D5010.20 | Battery Equipment |  |  | Includes: Batteries, battery racks, battery chargers, static power converters, uninterruptible power supplies, and accessories.
|  | D50 | ELECTRICAL |  |  | D5010.30 | Photovoltaic Collectors |  |  | Includes: Solar cells to convert sunlight to electricity.
|  | D50 | ELECTRICAL |  |  | D5010.40 | Fuel Cells |  |  | Includes: Fuel cell electricity generating equipment.
|  | D50 | ELECTRICAL |  |  | D5010.60 | Power Filtering and Conditioning |  |  | Includes: Capacitors, chokes and inductors, filters, power factor controllers, and voltage regulators.
|  | D50 | ELECTRICAL |  |  | D5010.70 | Transfer Switches |  |  | Includes: Switches that transfer from one source of electricity to another.
|  | D50 | ELECTRICAL |  |  | D5010.90 | Facility Power Generation Supplementary Components |  |  | Includes: Grounding and bonding, hanger and supports, raceway and boxes, vibration and seismic controls, identification, wiring connectors, and instrumentation and control to be included in power generation system elements above as appropriate.
|  | D50 | ELECTRICAL | D5020 | Electrical Service and Distribution |  |  |  |  | Includes: Electrical Service and Distribution Supplementary Components as appropriate.
|  | D50 | ELECTRICAL |  |  | D5020.10 | Electrical Service |  |  | Includes: Includes meters, substations, transformers, switchgear, switchboards, and protective devices where electrical power enters structure.
|  | D50 | ELECTRICAL |  |  | D5020.30 | Power Distribution |  |  | Includes: Bus assemblies, distribution equipment, and electrical wiring system to distribute electrical power to switchboards, panelboards, and motor control centers.
|  | D50 | ELECTRICAL |  |  | D5020.70 | Facility Grounding |  |  | Includes: Raceways and wiring to ground and bond electrical distribution system.
|  | D50 | ELECTRICAL |  |  | D5020.90 | Electrical Service and Distribution Supplementary Components |  |  | Includes: Grounding and bonding, hanger and supports, raceways and boxes, cable trays, utility poles, vibration and seismic controls, identification, wiring connectors, and instrumentation and control to be included in electrical service and distribution system elements above as appropriate.
|  | D50 | ELECTRICAL | D5030 | General Purpose Electrical Power |  |  |  |  | Includes: General Purpose Electrical Power Supplementary Components as appropriate.
|  | D50 | ELECTRICAL |  |  | D5030.10 | Branch Wiring System |  |  | Includes: Raceways, ducts, cable trays, and wiring to deliver power from branch panelboards to point of use.
|  | D50 | ELECTRICAL |  |  | D5030.50 | Wiring Devices
|  | D50 | ELECTRICAL |  |  | D5030.90 | General Purpose Electrical Power Supplementary Components
|  | D50 | ELECTRICAL | D5040 | Lighting
|  | D50 | ELECTRICAL |  |  | D5040.10 | Lighting Control
|  | D50 | ELECTRICAL |  |  | D5040.20 | Branch Wiring for Lighting
|  | D50 | ELECTRICAL |  |  | D5040.50 | Lighting Fixtures
|  | D50 | ELECTRICAL |  |  | D5040.90 | Lighting Supplementary Components |  |  | Includes: Grounding and bonding, hanger and supports, raceways and boxes, cable trays, vibration and seismic controls, identification, wiring connectors, and instrumentation and control to be included in lighting system elements above as appropriate.
|  | D50 | ELECTRICAL | D5080 | Miscellaneous Electrical Systems
|  | D50 | ELECTRICAL |  |  | D5080.10 | Lightning Protection |  |  | Includes: Miscellaneous Electrical Systems Supplementary Components as appropriate. D5080.10 Lightning Protection 26 41 00 Includes: Wiring and equipment for lightning protection.
|  | D50 | ELECTRICAL |  |  | D5080.40 | Cathodic Protection |  |  | Includes: Equipment and controls for cathodic protection of structures and underground metal construction and piping.
|  | D50 | ELECTRICAL |  |  | D5080.70 | Transient Voltage Suppression |  |  | Includes: Devices to protect against voltage surges on electrical distribution systems.
|  | D50 | ELECTRICAL |  |  | D5080.90 | Miscellaneous Electrical Systems Supplementary Components
|  | D60 | COMMUNICATIONS
|  | D60 | COMMUNICATIONS | D6010 | Data Communications
|  | D60 | COMMUNICATIONS |  |  | D6010.10 | Data Communications Network Equipment
|  | D60 | COMMUNICATIONS |  |  | D6010.20 | Data Communications Hardware
|  | D60 | COMMUNICATIONS |  |  | D6010.30 | Data Communications Peripheral Data Equipment
|  | D60 | COMMUNICATIONS |  |  | D6010.50 | Data Communications Software
|  | D60 | COMMUNICATIONS |  |  | D6010.60 | Data Communication Program and Integration Services |  |  | Includes: Custom programming and integration requirements.
|  | D60 | COMMUNICATIONS | D6020 | Voice Communications |  |  |  |  | Includes: Communications Supplementary Components as appropriate.
|  | D60 | COMMUNICATIONS |  |  | D6020.10 | Voice Communications Switching and Routing Equipment |  |  | Includes: Switching and routing equipment for voice communications.
|  | D60 | COMMUNICATIONS |  |  | D6020.20 | Voice Communications Terminal Equipment |  |  | Includes: Telephones and other equipment associated with use of telephone lines.
|  | D60 | COMMUNICATIONS |  |  | D6020.30 | Voice Communications Messaging |  |  | Includes: Voice mail, fax servers and other automated response systems.
|  | D60 | COMMUNICATIONS |  |  | D6020.40 | Call Accounting |  |  | Includes: Hardware and software that facilitates call accounting.
|  | D60 | COMMUNICATIONS |  |  | D6020.50 | Call Management |  |  | Includes: Call center equipment and systems.
|  | D60 | COMMUNICATIONS | D6030 | Audio-Video Communication |  |  |  |  | Includes: Communications Supplementary Components as appropriate.
|  | D60 | COMMUNICATIONS |  |  | D6030.10 | Audio-Video Systems |  |  | Includes: Stand alone and integrated audio video systems and equipment that generally support a single room or space in a facility with many components that function as one system.
|  | D60 | COMMUNICATIONS |  |  | D6030.50 | Electronic Digital Systems
|  | D60 | COMMUNICATIONS | D6060 | Distributed Communications and Monitoring
|  | D60 | COMMUNICATIONS |  |  | D6060.10 | Distributed Audio-Video Communications Systems
|  | D60 | COMMUNICATIONS |  |  | D6060.30 | Healthcare Communications and Monitoring
|  | D60 | COMMUNICATIONS |  |  | D6060.50 | Distributed Systems
|  | D60 | COMMUNICATIONS | D6090 | Communications Supplementary Components
|  | D60 | COMMUNICATIONS |  |  | D6090.10 | Supplementary Components
|  | D70 | ELECTRONIC SAFETY AND SECURITY
|  | D70 | ELECTRONIC SAFETY AND SECURITY | D7010 | Access Control and Intrusion Detection |  |  |  |  | Includes: Electronic Safety and Security Supplementary Components as appropriate.
|  | D70 | ELECTRONIC SAFETY AND SECURITY |  |  | D7010.10 | Access Control |  |  | Includes: Control and monitoring equipment and systems for controlling access to a facility.
|  | D70 | ELECTRONIC SAFETY AND SECURITY |  |  | D7010.50 | Intrusion Detection |  |  | Includes: Hardware, software, and equipment for burglary systems and perimeter protection systems.
|  | D70 | ELECTRONIC SAFETY AND SECURITY | D7030 | Electronic Surveillance
|  | D70 | ELECTRONIC SAFETY AND SECURITY |  |  | D7030.10 | Video Surveillance
|  | D70 | ELECTRONIC SAFETY AND SECURITY |  |  | D7030.50 | Electronic Personal Protection
|  | D70 | ELECTRONIC SAFETY AND SECURITY | D7050 | Detection and Alarm
|  | D70 | ELECTRONIC SAFETY AND SECURITY |  |  | D7050.10 | Fire Detection and Alarm
|  | D70 | ELECTRONIC SAFETY AND SECURITY |  |  | D7050.20 | Radiation Detection and Alarm |  |  | Includes: Systems and equipment for the detection and notification of radioactive presence.
|  | D70 | ELECTRONIC SAFETY AND SECURITY |  |  | D7050.30 | Fuel-Gas Detection and Alarm |  |  | Includes: Systems and equipment for the detection and notification of fuel gas presence.
|  | D70 | ELECTRONIC SAFETY AND SECURITY |  |  | D7050.40 | Fuel-Oil Detection and Alarm |  |  | Includes: Systems and equipment for the detection and notification of fuel oil presence.
|  | D70 | ELECTRONIC SAFETY AND SECURITY |  |  | D7050.50 | Refrigeration Detection and Alarm
|  | D70 | ELECTRONIC SAFETY AND SECURITY |  |  | D7050.60 | Water Intrusion Detection and Alarm
|  | D70 | ELECTRONIC SAFETY AND SECURITY | D7070 | Electronic Monitoring and Control
|  | D70 | ELECTRONIC SAFETY AND SECURITY |  |  | D7070.10
|  | D70 | ELECTRONIC SAFETY AND SECURITY | D7090 | Electronic Safety and Security Supplementary Components
|  | D70 | ELECTRONIC SAFETY AND SECURITY |  |  | D7090.10 | Supplementary Components |  |  | Includes: Conductors and cables, grounding and bonding, pathways, vibration and seismic controls, and identification, to be included in electronic safety and security system elements above as appropriate.
|  | D80 | INTEGRATED AUTOMATION
|  | D80 | INTEGRATED AUTOMATION | D8010 | Integrated Automation Facility Controls |  |  |  |  | Includes: Hardware and/or software that allows the building automation system to monitor and control other facility equipment and systems. Includes Integrated Automation Supplementary Components as appropriate.
|  | D80 | INTEGRATED AUTOMATION |  |  | D8010.10 | Integrated Automation Control of Equipment
|  | D80 | INTEGRATED AUTOMATION |  |  | D8010.20 | Integrated Automation Control of Conveying Equipment
|  | D80 | INTEGRATED AUTOMATION |  |  | D8010.30 | Integrated Automation Control of Fire-Suppression Systems
|  | D80 | INTEGRATED AUTOMATION |  |  | D8010.40 | Integrated Automation Control of Plumbing Systems
|  | D80 | INTEGRATED AUTOMATION |  |  | D8010.50 | Integrated Automation Control of HVAC Systems
|  | D80 | INTEGRATED AUTOMATION |  |  | D8010.60 | Integrated Automation Control of Electrical Systems
|  | D80 | INTEGRATED AUTOMATION |  |  | D8010.70 | Integrated Automation Control of Communication
|  | D80 | INTEGRATED AUTOMATION |  |  | D8010.80 | Integrated Automation Control of Electronic Safety and Security Systems
|  | D80 | INTEGRATED AUTOMATION |  |  | D8010.90 | Integrated Automation Supplementary Components |  |  | Includes: Conductors and cables, grounding and bonding, pathways, vibration and seismic controls, and identification, to be included in integrated automation system elements above as appropriate.
E | EQUIPMENT AND FURNISHINGS
|  | E10 | EQUIPMENT
|  | E10 | EQUIPMENT | E1010 | Vehicle and Pedestrian Equipment
|  | E10 | EQUIPMENT |  |  | E1010.10 | Vehicle Servicing Equipment
|  | E10 | EQUIPMENT |  |  | E1010.30 | Interior Parking Control Equipment
|  | E10 | EQUIPMENT |  |  | E1010.50 | Loading Dock Equipment
|  | E10 | EQUIPMENT |  |  | E1010.70 | Interior Pedestrian Control Equipment
|  | E10 | EQUIPMENT | E1030 | Commercial Equipment
|  | E10 | EQUIPMENT |  |  | E1030.10 | Mercantile and Service Equipment |  |  | Includes: Equipment used in retail and service stores.
|  | E10 | EQUIPMENT |  |  | E1030.20 | Vault Equipment |  |  | Includes: Equipment specifically designed for money or valuable material storage, including vault ventilators and specialized security equipment.
|  | E10 | EQUIPMENT |  |  | E1030.25 | Teller and Service Equipment |  |  | Includes: Equipment specifically designed for handling and transfer of money and other high security items.
|  | E10 | EQUIPMENT |  |  | E1030.30 | Refrigerated Display Equipment |  |  | Includes: Display cases that include refrigeration.
|  | E10 | EQUIPMENT |  |  | E1030.35 | Commercial Laundry and Dry Cleaning Equipment |  |  | Includes: Equipment for commercial laundry and dry cleaning operations including coin operated equipment.
|  | E10 | EQUIPMENT |  |  | E1030.40 | Maintenance Equipment |  |  | Includes: Built-in and free-standing equipment for building maintenance.
|  | E10 | EQUIPMENT |  |  | E1030.50 | Hospitality Equipment
|  | E10 | EQUIPMENT |  |  | E1030.55 | Unit Kitchens
|  | E10 | EQUIPMENT |  |  | E1030.60 | Photographic Processing Equipment
|  | E10 | EQUIPMENT |  |  | E1030.70 | Postal, Packaging, and Shipping Equipment
|  | E10 | EQUIPMENT |  |  | E1030.75 | Office Equipment
|  | E10 | EQUIPMENT |  |  | E1030.80 | Foodservice Equipment
|  | E10 | EQUIPMENT | E1040 | Institutional Equipment
|  | E10 | EQUIPMENT |  |  | E1040.10 | Educational and Scientific Equipment |  |  | Includes: Equipment associated with libraries, education facilities, laboratories, planetariums, observatories, and museums.
|  | E10 | EQUIPMENT |  |  | E1040.20 | Healthcare Equipment
|  | E10 | EQUIPMENT |  |  | E1040.40 | Religious Equipment
|  | E10 | EQUIPMENT |  |  | E1040.60 | Security Equipment
|  | E10 | EQUIPMENT |  |  | E1040.70 | Detention Equipment |  |  | Includes: Equipment specifically designed for detention facilities.
|  | E10 | EQUIPMENT | E1060 | Residential Equipment |  |  |  |  | Includes: Built-in and free-standing appliances and other components specifically for residential use.
|  | E10 | EQUIPMENT |  |  | E1060.10 | Residential Appliances
|  | E10 | EQUIPMENT |  |  | E1060.50 | Retractable Stairs
|  | E10 | EQUIPMENT |  |  | E1060.70 | Residential Ceiling Fans
|  | E10 | EQUIPMENT | E1070 | Entertainment and Recreational Equipment
|  | E10 | EQUIPMENT |  |  | E1070.10 | Theater and Stage Equipment
|  | E10 | EQUIPMENT |  |  | E1070.20 | Musical Equipment
|  | E10 | EQUIPMENT |  |  | E1070.50 | Athletic Equipment
|  | E10 | EQUIPMENT |  |  | E1070.60 | Recreational Equipment
|  | E10 | EQUIPMENT | E1090 | E1090
|  | E10 | EQUIPMENT |  |  | E1090.10 | Solid Waste Handling Equipment |  |  | Includes: Equipment involving the collection, shredding, compaction, removal and incineration of trash and other solid waste.
|  | E10 | EQUIPMENT |  |  | E1090.30 | Agricultural Equipment |  |  | Includes: Equipment related to land cultivating, raising crops, and feeding, breeding, and raising of livestock.
|  | E10 | EQUIPMENT |  |  | E1090.40 | Horticultural Equipment |  |  | Includes: Equipment related to cultivating flowers, fruits, vegetables, or ornamental plants.
|  | E10 | EQUIPMENT |  |  | E1090.60 | Decontamination Equipment |  |  | Includes: Equipment associated with decontamination operations.
|  | E20 | FURNISHINGS
|  | E20 | FURNISHINGS | E2010 | Fixed Furnishings
|  | E20 | FURNISHINGS |  |  | E2010.10 | Fixed Art |  |  | Includes: Interior and exterior fixed art objects.
|  | E20 | FURNISHINGS |  |  | E2010.20 | Window Treatments
|  | E20 | FURNISHINGS |  |  | E2010.30 | Casework
|  | E20 | FURNISHINGS |  |  | E2010.70 | Fixed Multiple Seating |  |  | Includes: Fixed, and telescoping seating for theaters, auditoriums, lecture halls, stadiums, arenas, gymnasiums, religious buildings, restaurants, and other facilities where multiple seating is required.
|  | E20 | FURNISHINGS |  |  | E2010.90 | Other Fixed Furnishings
|  | E20 | FURNISHINGS | E2050 | Movable Furnishings
|  | E20 | FURNISHINGS |  |  | E2050.10 | Movable Art
|  | E20 | FURNISHINGS |  |  | E2050.30 | Furniture
|  | E20 | FURNISHINGS |  |  | E2050.40 | Accessories |  |  | Includes: Interior furnishing accessories not attached to permanent construction.
|  | E20 | FURNISHINGS |  |  | E2050.60 | Movable Multiple Seating |  |  | Includes: Portable seating for auditoriums, lecture halls, stadiums, arenas, gymnasiums, religious buildings, restaurants, and other facilities where multiple seating is required.
|  | E20 | FURNISHINGS |  |  | E2050.90 | Other Movable Furnishings
Note on H4: Passenger and freight elevators of all types, including cars, enclosures, controls, safety equipment, hoistway equipment. And elevator machinery. Includes associated metal fabrications including pit ladders.
Note on H5: Vertical or inclined lifts and related equipment for a variety of purposes. Sidewalk lifts include doors.
Note on H6: Passenger conveying systems composed of moving treads installed in inclined position including associated components, hardware, controls, safety equipment, and related items.
Note on H7: Packaged and field assembled, motorized and hand- operated dumbwaiters including associated components for book lifts. cart lifts, and other applications. Systems include associated components, hardware, controls, and safety equipment.
Note on H8: Passenger conveying systems composed of moving belts installed in inclined position including associated components, hardware. controls. safety equipment, and related items.
Note on H10: Passenger conveying systems composed of moving belts installed in horizontal position including associated components, hardware, controls, safety equipment, and related items.
Note on H11: Structural turntables for various applications.
Note on H12: Operating bridges for loading and unloading of passengers to and from aircraft and ships.
Note on H13: Monorails -- Includes: Single rail vehicles suspended from or straddle the guideway. Includes associated track, equipment, controls, and accessories. Funiculars -- Includes: Steep cable railways in which ascending cars counterbalance descending cars. Includes associated track, cable, Cable Transportation -- Includes: Steep slope transportation system utilizing moving cable. Includes associated cable, support structures, equipment, controls, and accessories.
Note on H14: Single rail vehicles suspended from or straddle the guideway. Includes associated track, equipment, controls, and accessories.
Note on H15: Steep cable railways in which ascending cars counterbalance descending cars. Includes associated track, cable
Note on H16: Steep slope transportation system utilizing moving cable. Includes associated cable, support structures, equipment. controls, and accessories.
Note on H18: Includes Hoisting towers, cranes. crane rails, and related accessories.
Note on H19: Includes Manual and motor operated hoists and related accessories.
Note on H20: Includes Manual and motor operated derricks and related accessories.
Note on H21: Includes Automatic guided vehicles, conveyors. diverters, and chutes. Includes controls and accessories.
Note on H22: Operating equipment for handling, scanning, and weighing of baggage at terminals. Includes controls and accessories.
Note on H23: Chutes which support the operation of the building or structure.
Note on H24: Pneumatically operated tube system for the delivery of small items within a facility. Includes controls and accessories.
Note on H28: Fixed elevating platforms to provide a movable elevated working platform for people and materials.
Note on H33: Tanks for storage of potable water serving a facility and located within, on, under, or closely associated with a structure.
Note on H34: Equipment for domestic water distribution system. Equipment for the softening of domestic water. Equipment for the filtering of domestic water. Equipment to heat domestic water, Includes electric and fuel-fired equipment.
Note on H42: Piping, valves, and specialties associated with domestic water distribution located within, under, or closely associated with a structure. Includes circulating pumps. May Include: Water service from the structure to the utility water service line.
Note on H43: Terminal devices on the domestic water plumbing system. Includes rough-in piping, trim, fittings, and connection to vent piping.
Note on F45: Facility sanitary sewerage system located within, under, or closely associated with a structure. Include Sanitary Drainage Supplementary Components as appropriate.
Note on H46: Interceptor, separator, pumps, and septic tanks that are part of facility sanitary sewerage system.
Note on H47: Sanitary waste and vent piping system within and under structures. May Include: Sanitary piping from the structure to the utility sanitary sewer.
Note on H48: Common work results for plumbing, plumbing insulation, and instrumentation and control for plumbing to be included with sanitary drainage elements above as appropriate.
Note on H51: Storm drainage piping system within, under, or closely associated with a structure. Includes storm drains for areas closely associated with a structure such as courtyards; plazas. and loading dock areas. May Include: Storm drainage piping from the D structure to the utility storm drain.
Note on H53: Systems to collect, treat, and distribute gray water for other uses such as irrigation.
Note on H54: Common work results for plumbing, plumbing insulation, and instrumentation and control for plumbing to be included with building support plumbing system elements above as appropriate.
Note on F56: Process Support Plumbing System Supplementary Components as appropriate.
Note on H57: Compressed-air systems for laboratory and healthcare purposes.
Note on H58: Vacuum systems for laboratory and healthcare purposes.
Note on H59: Gas systems for laboratory and healthcare purposes.
Note on H60: Chemical-waste systems for laboratory and healthcare purposes.
Note on H61: Processed water systems for laboratory and healthcare purposes.
Note on H62: Common work results for plumbing, Components plumbing Insulation, and instrumentation and controls to be included with process support plumbing systems elements above as appropriate.
Note on F64: Fuel-oil, gasoline, natural-gas, and liquefied-petroleum fuel systems associated with a structure.
Note on H65: Fuel piping, valves, piping specialties, and other components within. under, or closely associated with a structure.
Note on H66: Fuel pumps within or closely associated with a structure.
Note on H67: Fuel tanks under or closely associated with a structure.
Note on F68: Associated ductwork, piping, valves, and specialties. Heating System Supplementary Components as appropriate.
Note on H69: Boilers, furnaces, solar, geothermal, and biomass heat generation, fuel fired heaters, and heat exchangers. Includes· Fuel-fired boilers and generators for hot water and steam systems. Includes: breechings, chimneys, and stacks. Includes: Electric boilers and generators for hot water and steam systems. Includes: Equipment to remove oxygen and other dissolved gases in boiler feed. Includes: Fuel-fired and electric furnaces. Includes: Equipment powered by solar energy. Includes: Fuel-fired radiant and unit heaters. Includes: Equipment used to transfer heat from one medium to another.
Note on H79: Heating equipment that serves a portion of a HVAC system. Convection Heating Units Includes: Convection units may provide heating and cooling.
Note on H81: Includes: Common work results for HVAC, insulation, and instrumentation and control to be included in heating system elements above as appropriate.
Note on F85: Includes: Associated ductwork, piping, valves, and specialties. Includes: Cooling System Supplementary Components as appropriate.
Note on H86: Includes: Refrigerant compressors, condensers, packaged compressor and condenser units, water chillers, and cooling towers.
Note on H93: Includes: Equipment used to reject heat from the refrigeration process by evaporation.
Note on H94: Includes: Equipment to store thermal energy for use in cooling and with charging or discharging this energy at a controllable rate.
Note on H95: Includes: Cooling equipment that serves a portion of a HVAC system.
Note on H99: Includes: Common work results for HVAC, insulation, and instrumentation and control to be included in cooling system elements above as appropriate.
Note on F104: Includes: Facility Distribution Systems Supplementary Components as appropriate.
Note on H105: Includes: Piping systems and equipment for distribution of heating hot water and cooling chilled water. Includes piping systems, pumps, tanks, supports and anchors, vibration and seismic controls, identification, and piping and equipment insulation.
Note on H113: Includes: Systems for distribution of air including supply systems, return systems, and general exhaust systems. Does not include special exhaust systems such as kitchen hood, paint booth, and fume hood exhaust systems.
Note on H118: Includes: Common work results for HVAC, insulation, and instrumentation and control to be included in distribution system elements above as appropriate.
Note on F123: Includes: Supply air, return air, exhaust air, outside air, and air cleaning systems. Includes Ventilation Supplementary Components as appropriate.
Note on H127: Includes: Special systems for exhausting air such as kitchen hood, paint booth, and fume hood exhaust systems.
Note on H133: Includes: Common work results for HVAC, insulation, and instrumentation and control to be included in ventilation elements above as appropriate.
Note on H139: Includes: Electric cables and hydronic piping used for snow and ice control.
Note on F141: Includes: Fire Suppression Supplementary Components as appropriate.
Note on H144: Includes: Expansion fittings and loops, meters and gages, general-duty valves, hanger and supports, heat tracing, vibration and seismic controls, identification, insulation, and instrumentation and control to be included in fire protection elements above as appropriate.
Note on F145: Includes: Fire fighting devices and storage cabinets except devices connected to a fire suppression system.
Note on F151: Includes: Power Generation Supplementary Components as appropriate.
Note on H152: Includes: Generator, frequency changers, and rotary converters and uninterruptible power units.
Note on H153: Includes: Batteries, battery racks, battery chargers, static power converters, uninterruptible power supplies, and accessories.
Note on H154: Includes: Solar cells to convert sunlight to electricity.
Note on H155: Includes: Fuel cell electricity generating equipment.
Note on H156: Includes: Capacitors, chokes and inductors, filters, power factor controllers, and voltage regulators.
Note on H157: Includes: Switches that transfer from one source of electricity to another.
Note on H158: Includes: Grounding and bonding, hanger and supports, raceway and boxes, vibration and seismic controls, identification, wiring connectors, and instrumentation and control to be included in power generation system elements above as appropriate.
Note on F159: Includes: Electrical Service and Distribution Supplementary Components as appropriate.
Note on H160: Includes: Includes meters, substations, transformers, switchgear, switchboards, and protective devices where electrical power enters structure.
Note on H161: Includes: Bus assemblies, distribution equipment, and electrical wiring system to distribute electrical power to switchboards, panelboards, and motor control centers.
Note on H162: Includes: Raceways and wiring to ground and bond electrical distribution system.
Note on H163: Includes: Grounding and bonding, hanger and supports, raceways and boxes, cable trays, utility poles, vibration and seismic controls, identification, wiring connectors, and instrumentation and control to be included in electrical service and distribution system elements above as appropriate.
Note on F164: Includes: General Purpose Electrical Power Supplementary Components as appropriate.
Note on H165: Includes: Raceways, ducts, cable trays, and wiring to deliver power from branch panelboards to point of use.
Note on H172: Includes: Grounding and bonding, hanger and supports, raceways and boxes, cable trays, vibration and seismic controls, identification, wiring connectors, and instrumentation and control to be included in lighting system elements above as appropriate.
Note on H174: Includes: Miscellaneous Electrical Systems Supplementary Components as appropriate. D5080.10 Lightning Protection 26 41 00 Includes: Wiring and equipment for lightning protection.
Note on H175: Includes: Equipment and controls for cathodic protection of structures and underground metal construction and piping.
Note on H176: Includes: Devices to protect against voltage surges on electrical distribution systems.
Note on H184: Includes: Custom programming and integration requirements.
Note on H186: Includes: Switching and routing equipment for voice communications.
Note on H187: Includes: Telephones and other equipment associated with use of telephone lines.
Note on H188: Includes: Voice mail, fax servers and other automated response systems.
Note on H190: Includes: Call center equipment and systems.
Note on H192: Includes: Stand alone and integrated audio video systems and equipment that generally support a single room or space in a facility with many components that function as one system.
Note on H217: Includes: Conductors and cables, grounding and bonding, pathways, vibration and seismic controls, and identification, to be included in electronic safety and security system elements above as appropriate.
Note on F219: Includes: Hardware and/or software that allows the building automation system to monitor and control other facility equipment and systems. Includes Integrated Automation Supplementary Components as appropriate.
Note on H228: Includes: Conductors and cables, grounding and bonding, pathways, vibration and seismic controls, and identification, to be included in integrated automation system elements above as appropriate.
Note on H241: Includes: Equipment for commercial laundry and dry cleaning operations including coin operated equipment.
Note on H265: Includes: Equipment involving the collection, shredding, compaction, removal and incineration of trash and other solid waste.
Note on H266: Includes: Equipment related to land cultivating, raising crops, and feeding, breeding, and raising of livestock.
Note on H274: Includes: Fixed, and telescoping seating for theaters, auditoriums, lecture halls, stadiums, arenas, gymnasiums, religious buildings, restaurants, and other facilities where multiple seating is required.
Note on H280: Includes: Portable seating for auditoriums, lecture halls, stadiums, arenas, gymnasiums, religious buildings, restaurants, and other facilities where multiple seating is required.

## 3) Equip Spec ID-
411] Building Equipment Specifications details
01/30/2023 13:46:12
COPY HERE | COPY HERE
SPEC_CLASS_ID | Specification_Name | Specifiction Description | Manufacturer Name | Model Number | SPECIFICATION CLASS NAME | Type | Building System Class | Service Assignment Class | Document Name | Document Description | Document Type | Document_Number | DOC File Path | DOC File Size | DOC File Name | DOC Record Name | DATA ATTRIBUTE ID # | ATTRIBUTE NAME | ATTRIBUTE DESCRIPTION | VALUE | FIELD TYPE | UNITS | BtuH | Capacity | Construction Class | Depth |  | Brand | Manufacturer ID | Spec Group | Status | Specification Type | Specifier | Width |  | Usage Units | Total Cost |  | Model Name | Product Code | Product Code Type | Average Price |  | Amps | ABC Class | Control Number | Filter Size | Inventory Type | Voltage | Weight
EQ-1000000 | AIR COMPRESSOR |  |  |  | AIR COMPRESSOR | 10008240 |  | Facilities | [13 empty] | 0 |  |  |  | 0 | inches |  |  |  | Revision In Progress | Hard Spec |  | 0 | inches | days | 0 | US Dollars |  |  |  | 0 | US Dollars |  |  | EQ-1000000 |  |  |  | 0 | pounds-mass
EQ-1000001 | AIR CIRCUIT BREAKER |  |  |  | AIR CIRCUIT BREAKER | 10008240 |  | Facilities | [8 empty] | 1000030 | AMPS | AMPS |  | Number | 0 |  |  |  | 0 | inches |  |  |  | Active | Hard Spec |  | 0 | inches | days | 0 | US Dollars |  |  |  | 0 | US Dollars |  |  | EQ-1000001 |  |  |  | 0 | pounds-mass
EQ-1000001 | AIR CIRCUIT BREAKER |  |  |  | AIR CIRCUIT BREAKER | 10008240 |  | Facilities | [8 empty] | 1000020 | VOLTS | VT |  | Number | 0 |  |  |  | 0 | inches |  |  |  | Active | Hard Spec |  | 0 | inches | days | 0 | US Dollars |  |  |  | 0 | US Dollars |  |  | EQ-1000001 |  |  |  | 0 | pounds-mass
EQ-1000001 | AIR CIRCUIT BREAKER |  |  |  | AIR CIRCUIT BREAKER | 10008240 |  | Facilities | [8 empty] | 1000022 | SIZE | SZ |  | Text | 0 |  |  |  | 0 | inches |  |  |  | Active | Hard Spec |  | 0 | inches | days | 0 | US Dollars |  |  |  | 0 | US Dollars |  |  | EQ-1000001 |  |  |  | 0 | pounds-mass
EQ-1000001 | AIR CIRCUIT BREAKER |  |  |  | AIR CIRCUIT BREAKER | 10008240 |  | Facilities | [8 empty] | 1000028 | SERVICE COMPANY | SERCO |  | Text | 0 |  |  |  | 0 | inches |  |  |  | Active | Hard Spec |  | 0 | inches | days | 0 | US Dollars |  |  |  | 0 | US Dollars |  |  | EQ-1000001 |  |  |  | 0 | pounds-mass
EQ-1000001 | AIR CIRCUIT BREAKER |  |  |  | AIR CIRCUIT BREAKER | 10008240 |  | Facilities | [8 empty] | 1000025 | RELAY TYPE AND SIZE | RELAY |  | Text | 0 |  |  |  | 0 | inches |  |  |  | Active | Hard Spec |  | 0 | inches | days | 0 | US Dollars |  |  |  | 0 | US Dollars |  |  | EQ-1000001 |  |  |  | 0 | pounds-mass
EQ-1000001 | AIR CIRCUIT BREAKER |  |  |  | AIR CIRCUIT BREAKER | 10008240 |  | Facilities | [8 empty] | 1000031 | EQUIPMENT LOCATION | LOC |  | Text | 0 |  |  |  | 0 | inches |  |  |  | Active | Hard Spec |  | 0 | inches | days | 0 | US Dollars |  |  |  | 0 | US Dollars |  |  | EQ-1000001 |  |  |  | 0 | pounds-mass
EQ-1000002 | AIR CONDITIONING UNIT |  |  |  | AIR CONDITIONING UNIT | 10008240 | D3030.70 - Decentralized Cooling | Facilities | [8 empty] | 1000015 | VOLTS | VT |  | Number | 0 |  |  |  | 0 | inches |  |  |  | Active | Hard Spec |  | 0 | inches | days | 0 | US Dollars |  |  |  | 0 | US Dollars |  |  | EQ-1000002 |  |  |  | 0 | pounds-mass
EQ-1000002 | AIR CONDITIONING UNIT |  |  |  | AIR CONDITIONING UNIT | 10008240 | D3030.70 - Decentralized Cooling | Facilities | [8 empty] | 1000004 | SERVICE COMPANY | SERCO |  | Text | 0 |  |  |  | 0 | inches |  |  |  | Active | Hard Spec |  | 0 | inches | days | 0 | US Dollars |  |  |  | 0 | US Dollars |  |  | EQ-1000002 |  |  |  | 0 | pounds-mass
EQ-1000002 | AIR CONDITIONING UNIT |  |  |  | AIR CONDITIONING UNIT | 10008240 | D3030.70 - Decentralized Cooling | Facilities | [8 empty] | 1000001 | AMPS | AMPS |  | Number | 0 |  |  |  | 0 | inches |  |  |  | Active | Hard Spec |  | 0 | inches | days | 0 | US Dollars |  |  |  | 0 | US Dollars |  |  | EQ-1000002 |  |  |  | 0 | pounds-mass
EQ-1000002 | AIR CONDITIONING UNIT |  |  |  | AIR CONDITIONING UNIT | 10008240 | D3030.70 - Decentralized Cooling | Facilities | [8 empty] | 1000007 | TONS | TONS |  | Number | 0 |  |  |  | 0 | inches |  |  |  | Active | Hard Spec |  | 0 | inches | days | 0 | US Dollars |  |  |  | 0 | US Dollars |  |  | EQ-1000002 |  |  |  | 0 | pounds-mass
EQ-1000002 | AIR CONDITIONING UNIT |  |  |  | AIR CONDITIONING UNIT | 10008240 | D3030.70 - Decentralized Cooling | Facilities | [8 empty] | 1000008 | REFRIGERANT TYPE | REFG |  | Text | 0 |  |  |  | 0 | inches |  |  |  | Active | Hard Spec |  | 0 | inches | days | 0 | US Dollars |  |  |  | 0 | US Dollars |  |  | EQ-1000002 |  |  |  | 0 | pounds-mass
EQ-1000003 | AIR DRYER |  |  |  | AIR DRYERS | 10008240 |  | Facilities | [8 empty] | 1000021 | FILTER SIZE | FILT |  | Text | 0 |  |  |  | 0 | inches |  |  |  | Revision In Progress | Hard Spec |  | 0 | inches | days | 0 | US Dollars |  |  |  | 0 | US Dollars |  |  | EQ-1000003 |  |  |  | 0 | pounds-mass
EQ-1000003 | AIR DRYER |  |  |  | AIR DRYERS | 10008240 |  | Facilities | [8 empty] | 1000026 | VOLTS | VT |  | Number | 0 |  |  |  | 0 | inches |  |  |  | Revision In Progress | Hard Spec |  | 0 | inches | days | 0 | US Dollars |  |  |  | 0 | US Dollars |  |  | EQ-1000003 |  |  |  | 0 | pounds-mass
EQ-1000003 | AIR DRYER |  |  |  | AIR DRYERS | 10008240 |  | Facilities | [8 empty] | 1000024 | RUNNING TIME | DUTY |  | Text | 0 |  |  |  | 0 | inches |  |  |  | Revision In Progress | Hard Spec |  | 0 | inches | days | 0 | US Dollars |  |  |  | 0 | US Dollars |  |  | EQ-1000003 |  |  |  | 0 | pounds-mass
EQ-1000003 | AIR DRYER |  |  |  | AIR DRYERS | 10008240 |  | Facilities | [8 empty] | 1000016 | VOLUME | VOL |  | Text | 0 |  |  |  | 0 | inches |  |  |  | Revision In Progress | Hard Spec |  | 0 | inches | days | 0 | US Dollars |  |  |  | 0 | US Dollars |  |  | EQ-1000003 |  |  |  | 0 | pounds-mass
EQ-1000003 | AIR DRYER |  |  |  | AIR DRYERS | 10008240 |  | Facilities | [8 empty] | 1000023 | SYSTEM | SYS |  | Text | 0 |  |  |  | 0 | inches |  |  |  | Revision In Progress | Hard Spec |  | 0 | inches | days | 0 | US Dollars |  |  |  | 0 | US Dollars |  |  | EQ-1000003 |  |  |  | 0 | pounds-mass
EQ-1000003 | AIR DRYER |  |  |  | AIR DRYERS | 10008240 |  | Facilities | [8 empty] | 1000018 | STANDARD CUBIC FEET PER MINUTE | SCFM |  | Number | 0 |  |  |  | 0 | inches |  |  |  | Revision In Progress | Hard Spec |  | 0 | inches | days | 0 | US Dollars |  |  |  | 0 | US Dollars |  |  | EQ-1000003 |  |  |  | 0 | pounds-mass
EQ-1000004 | AIR HANDLER UNIT |  |  |  | AIR HANDLER UNIT | 10008240 | D3050.50 - HVAC Air Distribution | Facilities | [8 empty] | 1000036 | CUBIC FEET PER MINUTE | CFM |  | Number | 0 |  |  |  | 0 | inches |  |  |  | Active | Hard Spec |  | 0 | inches | days | 0 | US Dollars |  |  |  | 0 | US Dollars |  |  | EQ-1000004 |  |  |  | 0 | pounds-mass
EQ-1000004 | AIR HANDLER UNIT |  |  |  | AIR HANDLER UNIT | 10008240 | D3050.50 - HVAC Air Distribution | Facilities | [8 empty] | 1000044 | SIZE | SZ |  | Text | 0 |  |  |  | 0 | inches |  |  |  | Active | Hard Spec |  | 0 | inches | days | 0 | US Dollars |  |  |  | 0 | US Dollars |  |  | EQ-1000004 |  |  |  | 0 | pounds-mass
EQ-1000004 | AIR HANDLER UNIT |  |  |  | AIR HANDLER UNIT | 10008240 | D3050.50 - HVAC Air Distribution | Facilities | [8 empty] | 1000035 | SYSTEM | SYS |  | Text | 0 |  |  |  | 0 | inches |  |  |  | Active | Hard Spec |  | 0 | inches | days | 0 | US Dollars |  |  |  | 0 | US Dollars |  |  | EQ-1000004 |  |  |  | 0 | pounds-mass
EQ-1000004 | AIR HANDLER UNIT |  |  |  | AIR HANDLER UNIT | 10008240 | D3050.50 - HVAC Air Distribution | Facilities | [8 empty] | 1000038 | RUNNING TIME | DUTY |  | Text | 0 |  |  |  | 0 | inches |  |  |  | Active | Hard Spec |  | 0 | inches | days | 0 | US Dollars |  |  |  | 0 | US Dollars |  |  | EQ-1000004 |  |  |  | 0 | pounds-mass
EQ-1000004 | AIR HANDLER UNIT |  |  |  | AIR HANDLER UNIT | 10008240 | D3050.50 - HVAC Air Distribution | Facilities | [8 empty] | 1000045 | REPLACEMENT COST | COST |  | Number | 0 |  |  |  | 0 | inches |  |  |  | Active | Hard Spec |  | 0 | inches | days | 0 | US Dollars |  |  |  | 0 | US Dollars |  |  | EQ-1000004 |  |  |  | 0 | pounds-mass
EQ-1000005 | AIR SYSTEM |  |  |  | AIR SYSTEM | 10008240 |  | Facilities | [13 empty] | 0 |  |  |  | 0 | inches |  |  |  | Active | Hard Spec |  | 0 | inches | days | 0 | US Dollars |  |  |  | 0 | US Dollars |  |  | EQ-1000005 |  |  |  | 0 | pounds-mass
EQ-1000006 | ALARM SYSTEMS |  |  |  | ALARM SYSTEMS | 10008240 |  | Facilities | [13 empty] | 0 |  |  |  | 0 | inches |  |  |  | Active | Hard Spec |  | 0 | inches | days | 0 | US Dollars |  |  |  | 0 | US Dollars |  |  | EQ-1000006 |  |  |  | 0 | pounds-mass
EQ-1000007 | ALL OTHER PUMPS |  |  |  | ALL OTHER PUMPS | 10008240 |  | Facilities | [8 empty] | 1000683 | GALLONS PER MINUTE | GPM |  | Number | 0 |  |  |  | 0 | inches |  |  |  | Active | Hard Spec |  | 0 | inches | days | 0 | US Dollars |  |  |  | 0 | US Dollars |  |  | EQ-1000007 |  |  |  | 0 | pounds-mass
EQ-1000007 | ALL OTHER PUMPS |  |  |  | ALL OTHER PUMPS | 10008240 |  | Facilities | [8 empty] | 1000700 | HORSEPOWER | HP |  | Number | 0 |  |  |  | 0 | inches |  |  |  | Active | Hard Spec |  | 0 | inches | days | 0 | US Dollars |  |  |  | 0 | US Dollars |  |  | EQ-1000007 |  |  |  | 0 | pounds-mass
EQ-1000007 | ALL OTHER PUMPS |  |  |  | ALL OTHER PUMPS | 10008240 |  | Facilities | [8 empty] | 1000679 | POUNDS PER SQUARE INCH | PSI |  | Number | 0 |  |  |  | 0 | inches |  |  |  | Active | Hard Spec |  | 0 | inches | days | 0 | US Dollars |  |  |  | 0 | US Dollars |  |  | EQ-1000007 |  |  |  | 0 | pounds-mass
EQ-1000007 | ALL OTHER PUMPS |  |  |  | ALL OTHER PUMPS | 10008240 |  | Facilities | [8 empty] | 1000701 | SIZE | SZ |  | Text | 0 |  |  |  | 0 | inches |  |  |  | Active | Hard Spec |  | 0 | inches | days | 0 | US Dollars |  |  |  | 0 | US Dollars |  |  | EQ-1000007 |  |  |  | 0 | pounds-mass
EQ-1000007 | ALL OTHER PUMPS |  |  |  | ALL OTHER PUMPS | 10008240 |  | Facilities | [8 empty] | 1000697 | BEARING TYPE | BEARING |  | Text | 0 |  |  |  | 0 | inches |  |  |  | Active | Hard Spec |  | 0 | inches | days | 0 | US Dollars |  |  |  | 0 | US Dollars |  |  | EQ-1000007 |  |  |  | 0 | pounds-mass
EQ-1000007 | ALL OTHER PUMPS |  |  |  | ALL OTHER PUMPS | 10008240 |  | Facilities | [8 empty] | 1000703 | RUNNING TIME | DUTY |  | Text | 0 |  |  |  | 0 | inches |  |  |  | Active | Hard Spec |  | 0 | inches | days | 0 | US Dollars |  |  |  | 0 | US Dollars |  |  | EQ-1000007 |  |  |  | 0 | pounds-mass
EQ-1000007 | ALL OTHER PUMPS |  |  |  | ALL OTHER PUMPS | 10008240 |  | Facilities | [8 empty] | 1000678 | SERVICE COMPANY | SERCO |  | Text | 0 |  |  |  | 0 | inches |  |  |  | Active | Hard Spec |  | 0 | inches | days | 0 | US Dollars |  |  |  | 0 | US Dollars |  |  | EQ-1000007 |  |  |  | 0 | pounds-mass
EQ-1000007 | ALL OTHER PUMPS |  |  |  | ALL OTHER PUMPS | 10008240 |  | Facilities | [8 empty] | 1000702 | TYPE AND SIZE OF IMPELLER | IMPL |  | Text | 0 |  |  |  | 0 | inches |  |  |  | Active | Hard Spec |  | 0 | inches | days | 0 | US Dollars |  |  |  | 0 | US Dollars |  |  | EQ-1000007 |  |  |  | 0 | pounds-mass
EQ-1000007 | ALL OTHER PUMPS |  |  |  | ALL OTHER PUMPS | 10008240 |  | Facilities | [8 empty] | 1000704 | TYPE AND SIZE OF PACKING | PACK |  | Text | 0 |  |  |  | 0 | inches |  |  |  | Active | Hard Spec |  | 0 | inches | days | 0 | US Dollars |  |  |  | 0 | US Dollars |  |  | EQ-1000007 |  |  |  | 0 | pounds-mass
EQ-1000008 | ASPHALT ROOFING SYSTEM |  |  |  | ASPHALT ROOFING SYSTEM | 10008240 | B3010 - Roofing | Facilities | [13 empty] | 0 |  |  |  | 0 | inches |  |  |  | Revision In Progress | Hard Spec |  | 0 | inches | days | 0 | US Dollars |  |  |  | 0 | US Dollars |  |  | EQ-1000008 |  |  |  | 0 | pounds-mass
EQ-1000009 | AUGER |  |  |  | AUGER | 10008240 |  | Facilities | [13 empty] | 0 |  |  |  | 0 | inches |  |  |  | Active | Hard Spec |  | 0 | inches | days | 0 | US Dollars |  |  |  | 0 | US Dollars |  |  | EQ-1000009 |  |  |  | 0 | pounds-mass
EQ-1000010 | AUTO LIFT |  |  |  | AUTO LIFT | 10008240 |  | Facilities | [8 empty] | 1000051 | MODEL TYPE | TYPE |  | Text | 0 |  |  |  | 0 | inches |  |  |  | Active | Hard Spec |  | 0 | inches | days | 0 | US Dollars |  |  |  | 0 | US Dollars |  |  | EQ-1000010 |  |  |  | 0 | pounds-mass
EQ-1000010 | AUTO LIFT |  |  |  | AUTO LIFT | 10008240 |  | Facilities | [8 empty] | 1000048 | HYDRAULIC | HYD |  | Text | 0 |  |  |  | 0 | inches |  |  |  | Active | Hard Spec |  | 0 | inches | days | 0 | US Dollars |  |  |  | 0 | US Dollars |  |  | EQ-1000010 |  |  |  | 0 | pounds-mass
EQ-1000010 | AUTO LIFT |  |  |  | AUTO LIFT | 10008240 |  | Facilities | [8 empty] | 1000053 | POUNDS | LBS |  | Number | 0 |  |  |  | 0 | inches |  |  |  | Active | Hard Spec |  | 0 | inches | days | 0 | US Dollars |  |  |  | 0 | US Dollars |  |  | EQ-1000010 |  |  |  | 0 | pounds-mass
EQ-1000010 | AUTO LIFT |  |  |  | AUTO LIFT | 10008240 |  | Facilities | [8 empty] | 1000049 | SERVICE COMPANY | SERCO |  | Text | 0 |  |  |  | 0 | inches |  |  |  | Active | Hard Spec |  | 0 | inches | days | 0 | US Dollars |  |  |  | 0 | US Dollars |  |  | EQ-1000010 |  |  |  | 0 | pounds-mass
EQ-1000010 | AUTO LIFT |  |  |  | AUTO LIFT | 10008240 |  | Facilities | [8 empty] | 1000055 | HORSEPOWER | HP |  | Number | 0 |  |  |  | 0 | inches |  |  |  | Active | Hard Spec |  | 0 | inches | days | 0 | US Dollars |  |  |  | 0 | US Dollars |  |  | EQ-1000010 |  |  |  | 0 | pounds-mass
EQ-1000010 | AUTO LIFT |  |  |  | AUTO LIFT | 10008240 |  | Facilities | [8 empty] | 1000060 | SIZE | SZ |  | Text | 0 |  |  |  | 0 | inches |  |  |  | Active | Hard Spec |  | 0 | inches | days | 0 | US Dollars |  |  |  | 0 | US Dollars |  |  | EQ-1000010 |  |  |  | 0 | pounds-mass
EQ-1000011 | AUTO TRANSFER SWITCH |  |  |  | AUTO TRANSFER SWITCH | 10008240 |  | Facilities | [13 empty] | 0 |  |  |  | 0 | inches |  |  |  | Active | Hard Spec |  | 0 | inches | days | 0 | US Dollars |  |  |  | 0 | US Dollars |  |  | EQ-1000011 |  |  |  | 0 | pounds-mass
EQ-1000012 | AUTOCLAVE(LABORATORY) |  |  |  | AUTOCLAVE(LABORATORY) | 10008240 |  | Facilities | [8 empty] | 1000059 | SYSTEM | SYS |  | Text | 0 |  |  |  | 0 | inches |  |  |  | Active | Hard Spec |  | 0 | inches | days | 0 | US Dollars |  |  |  | 0 | US Dollars |  |  | EQ-1000012 |  |  |  | 0 | pounds-mass
EQ-1000012 | AUTOCLAVE(LABORATORY) |  |  |  | AUTOCLAVE(LABORATORY) | 10008240 |  | Facilities | [8 empty] | 1000050 | SERVICE COMPANY | SERCO |  | Text | 0 |  |  |  | 0 | inches |  |  |  | Active | Hard Spec |  | 0 | inches | days | 0 | US Dollars |  |  |  | 0 | US Dollars |  |  | EQ-1000012 |  |  |  | 0 | pounds-mass
EQ-1000012 | AUTOCLAVE(LABORATORY) |  |  |  | AUTOCLAVE(LABORATORY) | 10008240 |  | Facilities | [8 empty] | 1000061 | SIZE | SZ |  | Text | 0 |  |  |  | 0 | inches |  |  |  | Active | Hard Spec |  | 0 | inches | days | 0 | US Dollars |  |  |  | 0 | US Dollars |  |  | EQ-1000012 |  |  |  | 0 | pounds-mass
EQ-1000012 | AUTOCLAVE(LABORATORY) |  |  |  | AUTOCLAVE(LABORATORY) | 10008240 |  | Facilities | [8 empty] | 1000062 | PRESSURE | PRESS |  | Number | 0 |  |  |  | 0 | inches |  |  |  | Active | Hard Spec |  | 0 | inches | days | 0 | US Dollars |  |  |  | 0 | US Dollars |  |  | EQ-1000012 |  |  |  | 0 | pounds-mass
EQ-1000013 | AUTOMATIC TRANSFORMER SWITCH |  |  |  | AUTOMATIC TRANSFORMER SWITCH | 10008240 |  | Facilities | [8 empty] | 1000944 | AMPS | AMPS |  | Number | 0 |  |  |  | 0 | inches |  |  |  | Active | Hard Spec |  | 0 | inches | days | 0 | US Dollars |  |  |  | 0 | US Dollars |  |  | EQ-1000013 |  |  |  | 0 | pounds-mass
EQ-1000013 | AUTOMATIC TRANSFORMER SWITCH |  |  |  | AUTOMATIC TRANSFORMER SWITCH | 10008240 |  | Facilities | [8 empty] | 1000950 | MODEL TYPE | TYPE |  | Text | 0 |  |  |  | 0 | inches |  |  |  | Active | Hard Spec |  | 0 | inches | days | 0 | US Dollars |  |  |  | 0 | US Dollars |  |  | EQ-1000013 |  |  |  | 0 | pounds-mass
EQ-1000013 | AUTOMATIC TRANSFORMER SWITCH |  |  |  | AUTOMATIC TRANSFORMER SWITCH | 10008240 |  | Facilities | [8 empty] | 1000946 | RELAY TYPE AND SIZE | RELAY |  | Text | 0 |  |  |  | 0 | inches |  |  |  | Active | Hard Spec |  | 0 | inches | days | 0 | US Dollars |  |  |  | 0 | US Dollars |  |  | EQ-1000013 |  |  |  | 0 | pounds-mass
EQ-1000013 | AUTOMATIC TRANSFORMER SWITCH |  |  |  | AUTOMATIC TRANSFORMER SWITCH | 10008240 |  | Facilities | [8 empty] | 1000948 | SYSTEM | SYS |  | Text | 0 |  |  |  | 0 | inches |  |  |  | Active | Hard Spec |  | 0 | inches | days | 0 | US Dollars |  |  |  | 0 | US Dollars |  |  | EQ-1000013 |  |  |  | 0 | pounds-mass
EQ-1000013 | AUTOMATIC TRANSFORMER SWITCH |  |  |  | AUTOMATIC TRANSFORMER SWITCH | 10008240 |  | Facilities | [8 empty] | 1000943 | VOLTS | VT |  | Number | 0 |  |  |  | 0 | inches |  |  |  | Active | Hard Spec |  | 0 | inches | days | 0 | US Dollars |  |  |  | 0 | US Dollars |  |  | EQ-1000013 |  |  |  | 0 | pounds-mass
EQ-1000013 | AUTOMATIC TRANSFORMER SWITCH |  |  |  | AUTOMATIC TRANSFORMER SWITCH | 10008240 |  | Facilities | [8 empty] | 1000954 | RUNNING TIME | DUTY |  | Text | 0 |  |  |  | 0 | inches |  |  |  | Active | Hard Spec |  | 0 | inches | days | 0 | US Dollars |  |  |  | 0 | US Dollars |  |  | EQ-1000013 |  |  |  | 0 | pounds-mass
EQ-1000014 | AUTOMOBILES (ALL TYPES) |  |  |  | AUTOMOBILES (ALL TYPES) | 10008240 |  | Facilities | [13 empty] | 0 |  |  |  | 0 | inches | x |  |  | Revision In Progress | Hard Spec |  | 0 | inches | days | 0 | US Dollars |  |  |  | 0 | US Dollars |  |  | EQ-1000014 |  |  |  | 0 | pounds-mass
EQ-1000015 | BACKHOE |  |  |  | BACKHOE | 10008240 |  | Facilities | [13 empty] | 0 |  |  |  | 0 | inches | x |  |  | Revision In Progress | Hard Spec |  | 0 | inches | days | 0 | US Dollars |  |  |  | 0 | US Dollars |  |  | EQ-1000015 |  |  |  | 0 | pounds-mass
EQ-1000016 | BALLAST |  |  |  | BALLAST | 10008240 |  | Facilities | [8 empty] | 1004124 | MODEL TYPE | TYPE |  | Text | 0 |  |  |  | 0 | inches |  |  |  | Revision In Progress | Hard Spec |  | 0 | inches | days | 0 | US Dollars |  |  |  | 0 | US Dollars |  |  | EQ-1000016 |  |  |  | 0 | pounds-mass
EQ-1000016 | BALLAST |  |  |  | BALLAST | 10008240 |  | Facilities | [8 empty] | 1004122 | VOLTS | VT |  | Number | 0 |  |  |  | 0 | inches |  |  |  | Revision In Progress | Hard Spec |  | 0 | inches | days | 0 | US Dollars |  |  |  | 0 | US Dollars |  |  | EQ-1000016 |  |  |  | 0 | pounds-mass
EQ-1000016 | BALLAST |  |  |  | BALLAST | 10008240 |  | Facilities | [8 empty] | 1004125 | EFFICIENCY | EFF |  | Text | 0 |  |  |  | 0 | inches |  |  |  | Revision In Progress | Hard Spec |  | 0 | inches | days | 0 | US Dollars |  |  |  | 0 | US Dollars |  |  | EQ-1000016 |  |  |  | 0 | pounds-mass
EQ-1000016 | BALLAST |  |  |  | BALLAST | 10008240 |  | Facilities | [8 empty] | 1004123 | AMPS | AMPS |  | Number | 0 |  |  |  | 0 | inches |  |  |  | Revision In Progress | Hard Spec |  | 0 | inches | days | 0 | US Dollars |  |  |  | 0 | US Dollars |  |  | EQ-1000016 |  |  |  | 0 | pounds-mass
EQ-1000017 | BIOMEDICAL |  |  |  | BIOMEDICAL | 10008240 |  | Facilities | [13 empty] | 0 |  |  |  | 0 | inches |  |  |  | Active | Hard Spec |  | 0 | inches | days | 0 | US Dollars |  |  |  | 0 | US Dollars |  |  | EQ-1000017 |  |  |  | 0 | pounds-mass
EQ-1000018 | BLENDER |  |  |  | BLENDER | 10008240 |  | Facilities | [13 empty] | 0 |  |  |  | 0 | inches |  |  |  | Active | Hard Spec |  | 0 | inches | days | 0 | US Dollars |  |  |  | 0 | US Dollars |  |  | EQ-1000018 |  |  |  | 0 | pounds-mass
EQ-1000019 | BLOW DOWN METERS |  |  |  | BLOW DOWN METERS | 10008240 |  | Facilities | [8 empty] | 1000503 | POUNDS PER SQUARE INCH | PSI |  | Number | 0 |  |  |  | 0 | inches |  |  |  | Active | Hard Spec |  | 0 | inches | days | 0 | US Dollars |  |  |  | 0 | US Dollars |  |  | EQ-1000019 |  |  |  | 0 | pounds-mass
EQ-1000019 | BLOW DOWN METERS |  |  |  | BLOW DOWN METERS | 10008240 |  | Facilities | [8 empty] | 1000507 | EQUIPMENT LOCATION | LOC |  | Text | 0 |  |  |  | 0 | inches |  |  |  | Active | Hard Spec |  | 0 | inches | days | 0 | US Dollars |  |  |  | 0 | US Dollars |  |  | EQ-1000019 |  |  |  | 0 | pounds-mass
EQ-1000019 | BLOW DOWN METERS |  |  |  | BLOW DOWN METERS | 10008240 |  | Facilities | [8 empty] | 1000492 | SIZE | SZ |  | Text | 0 |  |  |  | 0 | inches |  |  |  | Active | Hard Spec |  | 0 | inches | days | 0 | US Dollars |  |  |  | 0 | US Dollars |  |  | EQ-1000019 |  |  |  | 0 | pounds-mass
EQ-1000019 | BLOW DOWN METERS |  |  |  | BLOW DOWN METERS | 10008240 |  | Facilities | [8 empty] | 1000494 | MODEL TYPE | TYPE |  | Text | 0 |  |  |  | 0 | inches |  |  |  | Active | Hard Spec |  | 0 | inches | days | 0 | US Dollars |  |  |  | 0 | US Dollars |  |  | EQ-1000019 |  |  |  | 0 | pounds-mass
EQ-1000019 | BLOW DOWN METERS |  |  |  | BLOW DOWN METERS | 10008240 |  | Facilities | [8 empty] | 1000504 | SYSTEM | SYS |  | Text | 0 |  |  |  | 0 | inches |  |  |  | Active | Hard Spec |  | 0 | inches | days | 0 | US Dollars |  |  |  | 0 | US Dollars |  |  | EQ-1000019 |  |  |  | 0 | pounds-mass
EQ-1000019 | BLOW DOWN METERS |  |  |  | BLOW DOWN METERS | 10008240 |  | Facilities | [8 empty] | 1000502 | GALLONS PER MINUTE | GPM |  | Number | 0 |  |  |  | 0 | inches |  |  |  | Active | Hard Spec |  | 0 | inches | days | 0 | US Dollars |  |  |  | 0 | US Dollars |  |  | EQ-1000019 |  |  |  | 0 | pounds-mass
EQ-1000020 | BOILER |  |  |  | BOILER | 10008240 | D3020 - Heating Systems | Facilities | [8 empty] | 1000086 | FUEL TYPE | FUEL_TYPE |  | Text | 0 |  |  |  | 0 | inches |  |  |  | Active | Hard Spec |  | 0 | inches | days | 0 | US Dollars |  |  |  | 0 | US Dollars |  |  | EQ-1000020 |  |  |  | 0 | pounds-mass
EQ-1000020 | BOILER |  |  |  | BOILER | 10008240 | D3020 - Heating Systems | Facilities | [8 empty] | 1000095 | RUNNING TIME | DUTY |  | Text | 0 |  |  |  | 0 | inches |  |  |  | Active | Hard Spec |  | 0 | inches | days | 0 | US Dollars |  |  |  | 0 | US Dollars |  |  | EQ-1000020 |  |  |  | 0 | pounds-mass
EQ-1000020 | BOILER |  |  |  | BOILER | 10008240 | D3020 - Heating Systems | Facilities | [8 empty] | 1000107 | SIZE | SZ |  | Text | 0 |  |  |  | 0 | inches |  |  |  | Active | Hard Spec |  | 0 | inches | days | 0 | US Dollars |  |  |  | 0 | US Dollars |  |  | EQ-1000020 |  |  |  | 0 | pounds-mass
EQ-1000020 | BOILER |  |  |  | BOILER | 10008240 | D3020 - Heating Systems | Facilities | [8 empty] | 1000091 | THOUSAND BTU PER HOUR | MBH |  | Number | 0 |  |  |  | 0 | inches |  |  |  | Active | Hard Spec |  | 0 | inches | days | 0 | US Dollars |  |  |  | 0 | US Dollars |  |  | EQ-1000020 |  |  |  | 0 | pounds-mass
EQ-1000020 | BOILER |  |  |  | BOILER | 10008240 | D3020 - Heating Systems | Facilities | [8 empty] | 1000101 | REPLACEMENT COST | COST |  | Number | 0 |  |  |  | 0 | inches |  |  |  | Active | Hard Spec |  | 0 | inches | days | 0 | US Dollars |  |  |  | 0 | US Dollars |  |  | EQ-1000020 |  |  |  | 0 | pounds-mass
EQ-1000020 | BOILER |  |  |  | BOILER | 10008240 | D3020 - Heating Systems | Facilities | [8 empty] | 1000098 | SYSTEM | SYS |  | Text | 0 |  |  |  | 0 | inches |  |  |  | Active | Hard Spec |  | 0 | inches | days | 0 | US Dollars |  |  |  | 0 | US Dollars |  |  | EQ-1000020 |  |  |  | 0 | pounds-mass
EQ-1000020 | BOILER |  |  |  | BOILER | 10008240 | D3020 - Heating Systems | Facilities | [8 empty] | 1000092 | BOILER HORSEPOWER | BHP |  | Number | 0 |  |  |  | 0 | inches |  |  |  | Active | Hard Spec |  | 0 | inches | days | 0 | US Dollars |  |  |  | 0 | US Dollars |  |  | EQ-1000020 |  |  |  | 0 | pounds-mass
EQ-1000020 | BOILER |  |  |  | BOILER | 10008240 | D3020 - Heating Systems | Facilities | [8 empty] | 1000080 | POUNDS PER SQUARE INCH | PSI |  | Number | 0 |  |  |  | 0 | inches |  |  |  | Active | Hard Spec |  | 0 | inches | days | 0 | US Dollars |  |  |  | 0 | US Dollars |  |  | EQ-1000020 |  |  |  | 0 | pounds-mass
EQ-1000020 | BOILER |  |  |  | BOILER | 10008240 | D3020 - Heating Systems | Facilities | [8 empty] | 1000097 | BRITISH THERMAL UNIT | BTU |  | Number | 0 |  |  |  | 0 | inches |  |  |  | Active | Hard Spec |  | 0 | inches | days | 0 | US Dollars |  |  |  | 0 | US Dollars |  |  | EQ-1000020 |  |  |  | 0 | pounds-mass
EQ-1000020 | BOILER |  |  |  | BOILER | 10008240 | D3020 - Heating Systems | Facilities | [8 empty] | 1000102 | NATIONAL BOARD NUMBER | NUMBER |  | Text | 0 |  |  |  | 0 | inches |  |  |  | Active | Hard Spec |  | 0 | inches | days | 0 | US Dollars |  |  |  | 0 | US Dollars |  |  | EQ-1000020 |  |  |  | 0 | pounds-mass
EQ-1000021 | BOILER - CONDENSING |  |  |  | BOILER - CONDENSING | 10008240 |  | Facilities | [13 empty] | 0 |  |  |  | 0 | inches |  |  |  | Active | Hard Spec |  | 0 | inches | days | 0 | US Dollars |  |  |  | 0 | US Dollars |  |  | EQ-1000021 |  |  |  | 0 | pounds-mass
EQ-1000022 | BOOSTER FANS |  |  |  | BOOSTER FANS | 10008240 |  | Facilities | [8 empty] | 1000344 | BELT SIZE | BELT |  | Text | 0 |  |  |  | 0 | inches |  |  |  | Active | Hard Spec |  | 0 | inches | days | 0 | US Dollars |  |  |  | 0 | US Dollars |  |  | EQ-1000022 |  |  |  | 0 | pounds-mass
EQ-1000022 | BOOSTER FANS |  |  |  | BOOSTER FANS | 10008240 |  | Facilities | [8 empty] | 1000335 | SIZE | SZ |  | Text | 0 |  |  |  | 0 | inches |  |  |  | Active | Hard Spec |  | 0 | inches | days | 0 | US Dollars |  |  |  | 0 | US Dollars |  |  | EQ-1000022 |  |  |  | 0 | pounds-mass
EQ-1000022 | BOOSTER FANS |  |  |  | BOOSTER FANS | 10008240 |  | Facilities | [8 empty] | 1000332 | REPLACEMENT COST | COST |  | Number | 0 |  |  |  | 0 | inches |  |  |  | Active | Hard Spec |  | 0 | inches | days | 0 | US Dollars |  |  |  | 0 | US Dollars |  |  | EQ-1000022 |  |  |  | 0 | pounds-mass
EQ-1000022 | BOOSTER FANS |  |  |  | BOOSTER FANS | 10008240 |  | Facilities | [8 empty] | 1000347 | RUNNING TIME | DUTY |  | Text | 0 |  |  |  | 0 | inches |  |  |  | Active | Hard Spec |  | 0 | inches | days | 0 | US Dollars |  |  |  | 0 | US Dollars |  |  | EQ-1000022 |  |  |  | 0 | pounds-mass
EQ-1000022 | BOOSTER FANS |  |  |  | BOOSTER FANS | 10008240 |  | Facilities | [8 empty] | 1000338 | BEARING TYPE | BEARING |  | Text | 0 |  |  |  | 0 | inches |  |  |  | Active | Hard Spec |  | 0 | inches | days | 0 | US Dollars |  |  |  | 0 | US Dollars |  |  | EQ-1000022 |  |  |  | 0 | pounds-mass
EQ-1000022 | BOOSTER FANS |  |  |  | BOOSTER FANS | 10008240 |  | Facilities | [8 empty] | 1000333 | CUBIC FEET PER MINUTE | CFM |  | Number | 0 |  |  |  | 0 | inches |  |  |  | Active | Hard Spec |  | 0 | inches | days | 0 | US Dollars |  |  |  | 0 | US Dollars |  |  | EQ-1000022 |  |  |  | 0 | pounds-mass
EQ-1000022 | BOOSTER FANS |  |  |  | BOOSTER FANS | 10008240 |  | Facilities | [8 empty] | 1000337 | SYSTEM | SYS |  | Text | 0 |  |  |  | 0 | inches |  |  |  | Active | Hard Spec |  | 0 | inches | days | 0 | US Dollars |  |  |  | 0 | US Dollars |  |  | EQ-1000022 |  |  |  | 0 | pounds-mass
EQ-1000023 | BOOSTER PUMP |  |  |  | BOOSTER PUMP | 10008240 |  | Facilities | [8 empty] | 1000612 | GALLONS PER MINUTE | GPM |  | Number | 0 |  |  |  | 0 | inches |  |  |  | Active | Hard Spec |  | 0 | inches | days | 0 | US Dollars |  |  |  | 0 | US Dollars |  |  | EQ-1000023 |  |  |  | 0 | pounds-mass
EQ-1000023 | BOOSTER PUMP |  |  |  | BOOSTER PUMP | 10008240 |  | Facilities | [8 empty] | 1000611 | RUNNING TIME | DUTY |  | Text | 0 |  |  |  | 0 | inches |  |  |  | Active | Hard Spec |  | 0 | inches | days | 0 | US Dollars |  |  |  | 0 | US Dollars |  |  | EQ-1000023 |  |  |  | 0 | pounds-mass
EQ-1000023 | BOOSTER PUMP |  |  |  | BOOSTER PUMP | 10008240 |  | Facilities | [8 empty] | 1000603 | BEARING TYPE | BEARING |  | Text | 0 |  |  |  | 0 | inches |  |  |  | Active | Hard Spec |  | 0 | inches | days | 0 | US Dollars |  |  |  | 0 | US Dollars |  |  | EQ-1000023 |  |  |  | 0 | pounds-mass
EQ-1000023 | BOOSTER PUMP |  |  |  | BOOSTER PUMP | 10008240 |  | Facilities | [8 empty] | 1000609 | HORSEPOWER | HP |  | Number | 0 |  |  |  | 0 | inches |  |  |  | Active | Hard Spec |  | 0 | inches | days | 0 | US Dollars |  |  |  | 0 | US Dollars |  |  | EQ-1000023 |  |  |  | 0 | pounds-mass
EQ-1000023 | BOOSTER PUMP |  |  |  | BOOSTER PUMP | 10008240 |  | Facilities | [8 empty] | 1000616 | TYPE AND SIZE OF PACKING | PACK |  | Text | 0 |  |  |  | 0 | inches |  |  |  | Active | Hard Spec |  | 0 | inches | days | 0 | US Dollars |  |  |  | 0 | US Dollars |  |  | EQ-1000023 |  |  |  | 0 | pounds-mass
EQ-1000023 | BOOSTER PUMP |  |  |  | BOOSTER PUMP | 10008240 |  | Facilities | [8 empty] | 1000615 | SERVICE COMPANY | SERCO |  | Text | 0 |  |  |  | 0 | inches |  |  |  | Active | Hard Spec |  | 0 | inches | days | 0 | US Dollars |  |  |  | 0 | US Dollars |  |  | EQ-1000023 |  |  |  | 0 | pounds-mass
EQ-1000023 | BOOSTER PUMP |  |  |  | BOOSTER PUMP | 10008240 |  | Facilities | [8 empty] | 1000613 | TYPE AND SIZE OF IMPELLER | IMPL |  | Text | 0 |  |  |  | 0 | inches |  |  |  | Active | Hard Spec |  | 0 | inches | days | 0 | US Dollars |  |  |  | 0 | US Dollars |  |  | EQ-1000023 |  |  |  | 0 | pounds-mass
EQ-1000023 | BOOSTER PUMP |  |  |  | BOOSTER PUMP | 10008240 |  | Facilities | [8 empty] | 1000614 | SIZE | SZ |  | Text | 0 |  |  |  | 0 | inches |  |  |  | Active | Hard Spec |  | 0 | inches | days | 0 | US Dollars |  |  |  | 0 | US Dollars |  |  | EQ-1000023 |  |  |  | 0 | pounds-mass
EQ-1000023 | BOOSTER PUMP |  |  |  | BOOSTER PUMP | 10008240 |  | Facilities | [8 empty] | 1000604 | POUNDS PER SQUARE INCH | PSI |  | Number | 0 |  |  |  | 0 | inches |  |  |  | Active | Hard Spec |  | 0 | inches | days | 0 | US Dollars |  |  |  | 0 | US Dollars |  |  | EQ-1000023 |  |  |  | 0 | pounds-mass
EQ-1000024 | BROASTER |  |  |  | BROASTER | 10008240 |  | Facilities | [13 empty] | 0 |  |  |  | 0 | inches |  |  |  | Active | Hard Spec |  | 0 | inches | days | 0 | US Dollars |  |  |  | 0 | US Dollars |  |  | EQ-1000024 |  |  |  | 0 | pounds-mass
EQ-1000025 | BUILDING EXHAUST |  |  |  | BUILDING EXHAUST | 10008240 |  | Facilities | [8 empty] | 1000067 | REPLACEMENT COST | COST |  | Number | 0 |  |  |  | 0 | inches |  |  |  | Active | Hard Spec |  | 0 | inches | days | 0 | US Dollars |  |  |  | 0 | US Dollars |  |  | EQ-1000025 |  |  |  | 0 | pounds-mass
EQ-1000025 | BUILDING EXHAUST |  |  |  | BUILDING EXHAUST | 10008240 |  | Facilities | [8 empty] | 1000064 | SIZE | SZ |  | Text | 0 |  |  |  | 0 | inches |  |  |  | Active | Hard Spec |  | 0 | inches | days | 0 | US Dollars |  |  |  | 0 | US Dollars |  |  | EQ-1000025 |  |  |  | 0 | pounds-mass
EQ-1000025 | BUILDING EXHAUST |  |  |  | BUILDING EXHAUST | 10008240 |  | Facilities | [8 empty] | 1000066 | BELT SIZE | BELT |  | Text | 0 |  |  |  | 0 | inches |  |  |  | Active | Hard Spec |  | 0 | inches | days | 0 | US Dollars |  |  |  | 0 | US Dollars |  |  | EQ-1000025 |  |  |  | 0 | pounds-mass
EQ-1000025 | BUILDING EXHAUST |  |  |  | BUILDING EXHAUST | 10008240 |  | Facilities | [8 empty] | 1000065 | CUBIC FEET PER MINUTE | CFM |  | Number | 0 |  |  |  | 0 | inches |  |  |  | Active | Hard Spec |  | 0 | inches | days | 0 | US Dollars |  |  |  | 0 | US Dollars |  |  | EQ-1000025 |  |  |  | 0 | pounds-mass
EQ-1000025 | BUILDING EXHAUST |  |  |  | BUILDING EXHAUST | 10008240 |  | Facilities | [8 empty] | 1000071 | SYSTEM | SYS |  | Text | 0 |  |  |  | 0 | inches |  |  |  | Active | Hard Spec |  | 0 | inches | days | 0 | US Dollars |  |  |  | 0 | US Dollars |  |  | EQ-1000025 |  |  |  | 0 | pounds-mass
EQ-1000025 | BUILDING EXHAUST |  |  |  | BUILDING EXHAUST | 10008240 |  | Facilities | [8 empty] | 1000069 | BEARING TYPE | BEARING |  | Text | 0 |  |  |  | 0 | inches |  |  |  | Active | Hard Spec |  | 0 | inches | days | 0 | US Dollars |  |  |  | 0 | US Dollars |  |  | EQ-1000025 |  |  |  | 0 | pounds-mass
EQ-1000025 | BUILDING EXHAUST |  |  |  | BUILDING EXHAUST | 10008240 |  | Facilities | [8 empty] | 1000072 | RUNNING TIME | DUTY |  | Text | 0 |  |  |  | 0 | inches |  |  |  | Active | Hard Spec |  | 0 | inches | days | 0 | US Dollars |  |  |  | 0 | US Dollars |  |  | EQ-1000025 |  |  |  | 0 | pounds-mass
EQ-1000026 | BUILT UP ROOFING SYSTEM |  |  |  | BUILT UP ROOFING SYSTEM | 10008240 | B3010 - Roofing | Facilities | [13 empty] | 0 |  |  |  | 0 | inches |  |  |  | Revision In Progress | Hard Spec |  | 0 | inches | days | 0 | US Dollars |  |  |  | 0 | US Dollars |  |  | EQ-1000026 |  |  |  | 0 | pounds-mass
EQ-1000027 | BURNER |  |  |  | BURNER | 10008240 |  | Facilities | [8 empty] | 1000104 | RUNNING TIME | DUTY |  | Text | 0 |  |  |  | 0 | inches |  |  |  | Active | Hard Spec |  | 0 | inches | days | 0 | US Dollars |  |  |  | 0 | US Dollars |  |  | EQ-1000027 |  |  |  | 0 | pounds-mass
EQ-1000027 | BURNER |  |  |  | BURNER | 10008240 |  | Facilities | [8 empty] | 1000109 | FRAME SIZE | FRAME |  | Text | 0 |  |  |  | 0 | inches |  |  |  | Active | Hard Spec |  | 0 | inches | days | 0 | US Dollars |  |  |  | 0 | US Dollars |  |  | EQ-1000027 |  |  |  | 0 | pounds-mass
EQ-1000027 | BURNER |  |  |  | BURNER | 10008240 |  | Facilities | [8 empty] | 1000106 | FILTER SIZE | FILT |  | Text | 0 |  |  |  | 0 | inches |  |  |  | Active | Hard Spec |  | 0 | inches | days | 0 | US Dollars |  |  |  | 0 | US Dollars |  |  | EQ-1000027 |  |  |  | 0 | pounds-mass
EQ-1000027 | BURNER |  |  |  | BURNER | 10008240 |  | Facilities | [8 empty] | 1000105 | POUNDS PER SQUARE INCH | PSI |  | Number | 0 |  |  |  | 0 | inches |  |  |  | Active | Hard Spec |  | 0 | inches | days | 0 | US Dollars |  |  |  | 0 | US Dollars |  |  | EQ-1000027 |  |  |  | 0 | pounds-mass
EQ-1000027 | BURNER |  |  |  | BURNER | 10008240 |  | Facilities | [8 empty] | 1000108 | SYSTEM | SYS |  | Text | 0 |  |  |  | 0 | inches |  |  |  | Active | Hard Spec |  | 0 | inches | days | 0 | US Dollars |  |  |  | 0 | US Dollars |  |  | EQ-1000027 |  |  |  | 0 | pounds-mass
EQ-1000027 | BURNER |  |  |  | BURNER | 10008240 |  | Facilities | [8 empty] | 1000100 | HORSEPOWER | HP |  | Number | 0 |  |  |  | 0 | inches |  |  |  | Active | Hard Spec |  | 0 | inches | days | 0 | US Dollars |  |  |  | 0 | US Dollars |  |  | EQ-1000027 |  |  |  | 0 | pounds-mass
EQ-1000027 | BURNER |  |  |  | BURNER | 10008240 |  | Facilities | [8 empty] | 1000096 | REPLACEMENT COST | COST |  | Number | 0 |  |  |  | 0 | inches |  |  |  | Active | Hard Spec |  | 0 | inches | days | 0 | US Dollars |  |  |  | 0 | US Dollars |  |  | EQ-1000027 |  |  |  | 0 | pounds-mass
EQ-1000027 | BURNER |  |  |  | BURNER | 10008240 |  | Facilities | [8 empty] | 1000103 | AMPS | AMPS |  | Number | 0 |  |  |  | 0 | inches |  |  |  | Active | Hard Spec |  | 0 | inches | days | 0 | US Dollars |  |  |  | 0 | US Dollars |  |  | EQ-1000027 |  |  |  | 0 | pounds-mass
EQ-1000027 | BURNER |  |  |  | BURNER | 10008240 |  | Facilities | [8 empty] | 1000099 | FUEL TYPE | FUEL_TYPE |  | Text | 0 |  |  |  | 0 | inches |  |  |  | Active | Hard Spec |  | 0 | inches | days | 0 | US Dollars |  |  |  | 0 | US Dollars |  |  | EQ-1000027 |  |  |  | 0 | pounds-mass
EQ-1000027 | BURNER |  |  |  | BURNER | 10008240 |  | Facilities | [8 empty] | 1000110 | VOLTS | VT |  | Number | 0 |  |  |  | 0 | inches |  |  |  | Active | Hard Spec |  | 0 | inches | days | 0 | US Dollars |  |  |  | 0 | US Dollars |  |  | EQ-1000027 |  |  |  | 0 | pounds-mass
EQ-1000028 | BYPASS VALVES |  |  |  | BYPASS VALVES | 10008240 |  | Facilities | [8 empty] | 1000972 | SIZE | SZ |  | Text | 0 |  |  |  | 0 | inches |  |  |  | Active | Hard Spec |  | 0 | inches | days | 0 | US Dollars |  |  |  | 0 | US Dollars |  |  | EQ-1000028 |  |  |  | 0 | pounds-mass
EQ-1000028 | BYPASS VALVES |  |  |  | BYPASS VALVES | 10008240 |  | Facilities | [8 empty] | 1000976 | MODEL TYPE | TYPE |  | Text | 0 |  |  |  | 0 | inches |  |  |  | Active | Hard Spec |  | 0 | inches | days | 0 | US Dollars |  |  |  | 0 | US Dollars |  |  | EQ-1000028 |  |  |  | 0 | pounds-mass
EQ-1000028 | BYPASS VALVES |  |  |  | BYPASS VALVES | 10008240 |  | Facilities | [8 empty] | 1000975 | PRESSURE | PRESS |  | Number | 0 |  |  |  | 0 | inches |  |  |  | Active | Hard Spec |  | 0 | inches | days | 0 | US Dollars |  |  |  | 0 | US Dollars |  |  | EQ-1000028 |  |  |  | 0 | pounds-mass
EQ-1000028 | BYPASS VALVES |  |  |  | BYPASS VALVES | 10008240 |  | Facilities | [8 empty] | 1000966 | SYSTEM | SYS |  | Text | 0 |  |  |  | 0 | inches |  |  |  | Active | Hard Spec |  | 0 | inches | days | 0 | US Dollars |  |  |  | 0 | US Dollars |  |  | EQ-1000028 |  |  |  | 0 | pounds-mass
EQ-1000028 | BYPASS VALVES |  |  |  | BYPASS VALVES | 10008240 |  | Facilities | [8 empty] | 1000985 | TYPE AND SIZE OF PACKING | PACK |  | Text | 0 |  |  |  | 0 | inches |  |  |  | Active | Hard Spec |  | 0 | inches | days | 0 | US Dollars |  |  |  | 0 | US Dollars |  |  | EQ-1000028 |  |  |  | 0 | pounds-mass
EQ-1000028 | BYPASS VALVES |  |  |  | BYPASS VALVES | 10008240 |  | Facilities | [8 empty] | 1000981 | RUNNING TIME | DUTY |  | Text | 0 |  |  |  | 0 | inches |  |  |  | Active | Hard Spec |  | 0 | inches | days | 0 | US Dollars |  |  |  | 0 | US Dollars |  |  | EQ-1000028 |  |  |  | 0 | pounds-mass
EQ-1000029 | CAN OPENER |  |  |  | CAN OPENER | 10008240 |  | Facilities | [13 empty] | 0 |  |  |  | 0 | inches |  |  |  | Active | Hard Spec |  | 0 | inches | days | 0 | US Dollars |  |  |  | 0 | US Dollars |  |  | EQ-1000029 |  |  |  | 0 | pounds-mass
EQ-1000030 | CAPACITOR BANK |  |  |  | CAPACITOR BANK | 10008240 |  | Facilities | [8 empty] | 1000120 | SERVICE COMPANY | SERCO |  | Text | 0 |  |  |  | 0 | inches |  |  |  | Active | Hard Spec |  | 0 | inches | days | 0 | US Dollars |  |  |  | 0 | US Dollars |  |  | EQ-1000030 |  |  |  | 0 | pounds-mass
EQ-1000030 | CAPACITOR BANK |  |  |  | CAPACITOR BANK | 10008240 |  | Facilities | [8 empty] | 1000119 | SIZE | SZ |  | Text | 0 |  |  |  | 0 | inches |  |  |  | Active | Hard Spec |  | 0 | inches | days | 0 | US Dollars |  |  |  | 0 | US Dollars |  |  | EQ-1000030 |  |  |  | 0 | pounds-mass
EQ-1000030 | CAPACITOR BANK |  |  |  | CAPACITOR BANK | 10008240 |  | Facilities | [8 empty] | 1000124 | VOLTS | VT |  | Number | 0 |  |  |  | 0 | inches |  |  |  | Active | Hard Spec |  | 0 | inches | days | 0 | US Dollars |  |  |  | 0 | US Dollars |  |  | EQ-1000030 |  |  |  | 0 | pounds-mass
EQ-1000030 | CAPACITOR BANK |  |  |  | CAPACITOR BANK | 10008240 |  | Facilities | [8 empty] | 1000121 | EQUIPMENT LOCATION | LOC |  | Text | 0 |  |  |  | 0 | inches |  |  |  | Active | Hard Spec |  | 0 | inches | days | 0 | US Dollars |  |  |  | 0 | US Dollars |  |  | EQ-1000030 |  |  |  | 0 | pounds-mass
EQ-1000030 | CAPACITOR BANK |  |  |  | CAPACITOR BANK | 10008240 |  | Facilities | [8 empty] | 1000115 | AMPS | AMPS |  | Number | 0 |  |  |  | 0 | inches |  |  |  | Active | Hard Spec |  | 0 | inches | days | 0 | US Dollars |  |  |  | 0 | US Dollars |  |  | EQ-1000030 |  |  |  | 0 | pounds-mass
EQ-1000031 | CATCH BASIN |  |  |  | CATCH BASIN | 10008240 |  | Facilities | [13 empty] | 0 |  |  |  | 0 | inches |  |  |  | Active | Hard Spec |  | 0 | inches | days | 0 | US Dollars |  |  |  | 0 | US Dollars |  |  | EQ-1000031 |  |  |  | 0 | pounds-mass
EQ-1000032 | CELL |  |  |  | CELL | 10008240 |  | Facilities | [8 empty] | 1000125 | SIZE | SZ |  | Text | 0 |  |  |  | 0 | inches |  |  |  | Active | Hard Spec |  | 0 | inches | days | 0 | US Dollars |  |  |  | 0 | US Dollars |  |  | EQ-1000032 |  |  |  | 0 | pounds-mass
EQ-1000032 | CELL |  |  |  | CELL | 10008240 |  | Facilities | [8 empty] | 1000112 | MODEL TYPE | TYPE |  | Text | 0 |  |  |  | 0 | inches |  |  |  | Active | Hard Spec |  | 0 | inches | days | 0 | US Dollars |  |  |  | 0 | US Dollars |  |  | EQ-1000032 |  |  |  | 0 | pounds-mass
EQ-1000032 | CELL |  |  |  | CELL | 10008240 |  | Facilities | [8 empty] | 1000122 | ZONE | ZONE |  | Text | 0 |  |  |  | 0 | inches |  |  |  | Active | Hard Spec |  | 0 | inches | days | 0 | US Dollars |  |  |  | 0 | US Dollars |  |  | EQ-1000032 |  |  |  | 0 | pounds-mass
EQ-1000032 | CELL |  |  |  | CELL | 10008240 |  | Facilities | [8 empty] | 1000123 | SERVICE COMPANY | SERCO |  | Text | 0 |  |  |  | 0 | inches |  |  |  | Active | Hard Spec |  | 0 | inches | days | 0 | US Dollars |  |  |  | 0 | US Dollars |  |  | EQ-1000032 |  |  |  | 0 | pounds-mass
EQ-1000033 | CHILLED WATER METER |  |  |  | CHILLED WATER METER | 10008240 | D2060.50 - Processed Water Systems | Facilities | [8 empty] | 1000506 | SIZE | SZ |  | Text | 0 |  |  |  | 0 | inches |  |  |  | Revision In Progress | Hard Spec |  | 0 | inches | days | 0 | US Dollars |  |  |  | 0 | US Dollars |  |  | EQ-1000033 |  |  |  | 0 | pounds-mass
EQ-1000033 | CHILLED WATER METER |  |  |  | CHILLED WATER METER | 10008240 | D2060.50 - Processed Water Systems | Facilities | [8 empty] | 1000508 | EQUIPMENT LOCATION | LOC |  | Text | 0 |  |  |  | 0 | inches |  |  |  | Revision In Progress | Hard Spec |  | 0 | inches | days | 0 | US Dollars |  |  |  | 0 | US Dollars |  |  | EQ-1000033 |  |  |  | 0 | pounds-mass
EQ-1000033 | CHILLED WATER METER |  |  |  | CHILLED WATER METER | 10008240 | D2060.50 - Processed Water Systems | Facilities | [8 empty] | 1000497 | SYSTEM | SYS |  | Text | 0 |  |  |  | 0 | inches |  |  |  | Revision In Progress | Hard Spec |  | 0 | inches | days | 0 | US Dollars |  |  |  | 0 | US Dollars |  |  | EQ-1000033 |  |  |  | 0 | pounds-mass
EQ-1000033 | CHILLED WATER METER |  |  |  | CHILLED WATER METER | 10008240 | D2060.50 - Processed Water Systems | Facilities | [8 empty] | 1000505 | POUNDS PER SQUARE INCH | PSI |  | Number | 0 |  |  |  | 0 | inches |  |  |  | Revision In Progress | Hard Spec |  | 0 | inches | days | 0 | US Dollars |  |  |  | 0 | US Dollars |  |  | EQ-1000033 |  |  |  | 0 | pounds-mass
EQ-1000033 | CHILLED WATER METER |  |  |  | CHILLED WATER METER | 10008240 | D2060.50 - Processed Water Systems | Facilities | [8 empty] | 1000499 | GALLONS PER MINUTE | GPM |  | Number | 0 |  |  |  | 0 | inches |  |  |  | Revision In Progress | Hard Spec |  | 0 | inches | days | 0 | US Dollars |  |  |  | 0 | US Dollars |  |  | EQ-1000033 |  |  |  | 0 | pounds-mass
EQ-1000033 | CHILLED WATER METER |  |  |  | CHILLED WATER METER | 10008240 | D2060.50 - Processed Water Systems | Facilities | [8 empty] | 1000517 | MODEL TYPE | TYPE |  | Text | 0 |  |  |  | 0 | inches |  |  |  | Revision In Progress | Hard Spec |  | 0 | inches | days | 0 | US Dollars |  |  |  | 0 | US Dollars |  |  | EQ-1000033 |  |  |  | 0 | pounds-mass
EQ-1000034 | CENTRIFUGAL FAN |  |  |  | CENTRIFUGAL FAN | 10008240 |  | Facilities | [8 empty] | 1000212 | BELT SIZE | BELT |  | Text | 0 |  |  |  | 0 | inches |  |  |  | Active | Hard Spec |  | 0 | inches | days | 0 | US Dollars |  |  |  | 0 | US Dollars |  |  | EQ-1000034 |  |  |  | 0 | pounds-mass
EQ-1000034 | CENTRIFUGAL FAN |  |  |  | CENTRIFUGAL FAN | 10008240 |  | Facilities | [8 empty] | 1000209 | SYSTEM | SYS |  | Text | 0 |  |  |  | 0 | inches |  |  |  | Active | Hard Spec |  | 0 | inches | days | 0 | US Dollars |  |  |  | 0 | US Dollars |  |  | EQ-1000034 |  |  |  | 0 | pounds-mass
EQ-1000034 | CENTRIFUGAL FAN |  |  |  | CENTRIFUGAL FAN | 10008240 |  | Facilities | [8 empty] | 1000216 | RUNNING TIME | DUTY |  | Text | 0 |  |  |  | 0 | inches |  |  |  | Active | Hard Spec |  | 0 | inches | days | 0 | US Dollars |  |  |  | 0 | US Dollars |  |  | EQ-1000034 |  |  |  | 0 | pounds-mass
EQ-1000034 | CENTRIFUGAL FAN |  |  |  | CENTRIFUGAL FAN | 10008240 |  | Facilities | [8 empty] | 1000208 | BEARING TYPE | BEARING |  | Text | 0 |  |  |  | 0 | inches |  |  |  | Active | Hard Spec |  | 0 | inches | days | 0 | US Dollars |  |  |  | 0 | US Dollars |  |  | EQ-1000034 |  |  |  | 0 | pounds-mass
EQ-1000034 | CENTRIFUGAL FAN |  |  |  | CENTRIFUGAL FAN | 10008240 |  | Facilities | [8 empty] | 1000221 | CUBIC FEET PER MINUTE | CFM |  | Number | 0 |  |  |  | 0 | inches |  |  |  | Active | Hard Spec |  | 0 | inches | days | 0 | US Dollars |  |  |  | 0 | US Dollars |  |  | EQ-1000034 |  |  |  | 0 | pounds-mass
EQ-1000034 | CENTRIFUGAL FAN |  |  |  | CENTRIFUGAL FAN | 10008240 |  | Facilities | [8 empty] | 1000213 | SERVICE COMPANY | SERCO |  | Text | 0 |  |  |  | 0 | inches |  |  |  | Active | Hard Spec |  | 0 | inches | days | 0 | US Dollars |  |  |  | 0 | US Dollars |  |  | EQ-1000034 |  |  |  | 0 | pounds-mass
EQ-1000035 | CHILLED WATER PUMP |  |  |  | CHILLED WATER PUMP | 10008240 |  | Facilities | [8 empty] | 1000618 | TYPE AND SIZE OF IMPELLER | IMPL |  | Text | 0 |  |  |  | 0 | inches |  |  |  | Active | Hard Spec |  | 0 | inches | days | 0 | US Dollars |  |  |  | 0 | US Dollars |  |  | EQ-1000035 |  |  |  | 0 | pounds-mass
EQ-1000035 | CHILLED WATER PUMP |  |  |  | CHILLED WATER PUMP | 10008240 |  | Facilities | [8 empty] | 1000630 | POUNDS PER SQUARE INCH | PSI |  | Number | 0 |  |  |  | 0 | inches |  |  |  | Active | Hard Spec |  | 0 | inches | days | 0 | US Dollars |  |  |  | 0 | US Dollars |  |  | EQ-1000035 |  |  |  | 0 | pounds-mass
EQ-1000035 | CHILLED WATER PUMP |  |  |  | CHILLED WATER PUMP | 10008240 |  | Facilities | [8 empty] | 1000621 | SERVICE COMPANY | SERCO |  | Text | 0 |  |  |  | 0 | inches |  |  |  | Active | Hard Spec |  | 0 | inches | days | 0 | US Dollars |  |  |  | 0 | US Dollars |  |  | EQ-1000035 |  |  |  | 0 | pounds-mass
EQ-1000035 | CHILLED WATER PUMP |  |  |  | CHILLED WATER PUMP | 10008240 |  | Facilities | [8 empty] | 1000610 | GALLONS PER MINUTE | GPM |  | Number | 0 |  |  |  | 0 | inches |  |  |  | Active | Hard Spec |  | 0 | inches | days | 0 | US Dollars |  |  |  | 0 | US Dollars |  |  | EQ-1000035 |  |  |  | 0 | pounds-mass
EQ-1000035 | CHILLED WATER PUMP |  |  |  | CHILLED WATER PUMP | 10008240 |  | Facilities | [8 empty] | 1000608 | HORSEPOWER | HP |  | Number | 0 |  |  |  | 0 | inches |  |  |  | Active | Hard Spec |  | 0 | inches | days | 0 | US Dollars |  |  |  | 0 | US Dollars |  |  | EQ-1000035 |  |  |  | 0 | pounds-mass
EQ-1000035 | CHILLED WATER PUMP |  |  |  | CHILLED WATER PUMP | 10008240 |  | Facilities | [8 empty] | 1000617 | SIZE | SZ |  | Text | 0 |  |  |  | 0 | inches |  |  |  | Active | Hard Spec |  | 0 | inches | days | 0 | US Dollars |  |  |  | 0 | US Dollars |  |  | EQ-1000035 |  |  |  | 0 | pounds-mass
EQ-1000035 | CHILLED WATER PUMP |  |  |  | CHILLED WATER PUMP | 10008240 |  | Facilities | [8 empty] | 1000622 | BEARING TYPE | BEARING |  | Text | 0 |  |  |  | 0 | inches |  |  |  | Active | Hard Spec |  | 0 | inches | days | 0 | US Dollars |  |  |  | 0 | US Dollars |  |  | EQ-1000035 |  |  |  | 0 | pounds-mass
EQ-1000035 | CHILLED WATER PUMP |  |  |  | CHILLED WATER PUMP | 10008240 |  | Facilities | [8 empty] | 1000623 | TYPE AND SIZE OF PACKING | PACK |  | Text | 0 |  |  |  | 0 | inches |  |  |  | Active | Hard Spec |  | 0 | inches | days | 0 | US Dollars |  |  |  | 0 | US Dollars |  |  | EQ-1000035 |  |  |  | 0 | pounds-mass
EQ-1000035 | CHILLED WATER PUMP |  |  |  | CHILLED WATER PUMP | 10008240 |  | Facilities | [8 empty] | 1000619 | RUNNING TIME | DUTY |  | Text | 0 |  |  |  | 0 | inches |  |  |  | Active | Hard Spec |  | 0 | inches | days | 0 | US Dollars |  |  |  | 0 | US Dollars |  |  | EQ-1000035 |  |  |  | 0 | pounds-mass
EQ-1000036 | CHILLER |  |  |  | CHILLER | 10008240 | D3030 - Cooling Systems | Facilities | [8 empty] | 1000127 | REPLACEMENT COST | COST |  | Number | 0 |  |  |  | 0 | inches |  |  | Maintenance & Operations | Revision In Progress | Hard Spec |  | 0 | inches | days | 0 | US Dollars |  |  |  | 0 | US Dollars |  |  | EQ-1000036 |  |  |  | 0 | pounds-mass
EQ-1000036 | CHILLER |  |  |  | CHILLER | 10008240 | D3030 - Cooling Systems | Facilities | [8 empty] | 1000113 | SYSTEM | SYS |  | Text | 0 |  |  |  | 0 | inches |  |  | Maintenance & Operations | Revision In Progress | Hard Spec |  | 0 | inches | days | 0 | US Dollars |  |  |  | 0 | US Dollars |  |  | EQ-1000036 |  |  |  | 0 | pounds-mass
EQ-1000036 | CHILLER |  |  |  | CHILLER | 10008240 | D3030 - Cooling Systems | Facilities | [8 empty] | 1000128 | SERVICE COMPANY | SERCO |  | Text | 0 |  |  |  | 0 | inches |  |  | Maintenance & Operations | Revision In Progress | Hard Spec |  | 0 | inches | days | 0 | US Dollars |  |  |  | 0 | US Dollars |  |  | EQ-1000036 |  |  |  | 0 | pounds-mass
EQ-1000036 | CHILLER |  |  |  | CHILLER | 10008240 | D3030 - Cooling Systems | Facilities | [8 empty] | 1000132 | GALLONS | GAL |  | Number | 0 |  |  |  | 0 | inches |  |  | Maintenance & Operations | Revision In Progress | Hard Spec |  | 0 | inches | days | 0 | US Dollars |  |  |  | 0 | US Dollars |  |  | EQ-1000036 |  |  |  | 0 | pounds-mass
EQ-1000036 | CHILLER |  |  |  | CHILLER | 10008240 | D3030 - Cooling Systems | Facilities | [8 empty] | 1000114 | POUNDS PER SQUARE INCH | PSI |  | Number | 0 |  |  |  | 0 | inches |  |  | Maintenance & Operations | Revision In Progress | Hard Spec |  | 0 | inches | days | 0 | US Dollars |  |  |  | 0 | US Dollars |  |  | EQ-1000036 |  |  |  | 0 | pounds-mass
EQ-1000036 | CHILLER |  |  |  | CHILLER | 10008240 | D3030 - Cooling Systems | Facilities | [8 empty] | 1000118 | AMPS | AMPS |  | Number | 0 |  |  |  | 0 | inches |  |  | Maintenance & Operations | Revision In Progress | Hard Spec |  | 0 | inches | days | 0 | US Dollars |  |  |  | 0 | US Dollars |  |  | EQ-1000036 |  |  |  | 0 | pounds-mass
EQ-1000036 | CHILLER |  |  |  | CHILLER | 10008240 | D3030 - Cooling Systems | Facilities | [8 empty] | 1000117 | MODEL TYPE | TYPE |  | Text | 0 |  |  |  | 0 | inches |  |  | Maintenance & Operations | Revision In Progress | Hard Spec |  | 0 | inches | days | 0 | US Dollars |  |  |  | 0 | US Dollars |  |  | EQ-1000036 |  |  |  | 0 | pounds-mass
EQ-1000036 | CHILLER |  |  |  | CHILLER | 10008240 | D3030 - Cooling Systems | Facilities | [8 empty] | 1000126 | VOLTS | VT |  | Number | 0 |  |  |  | 0 | inches |  |  | Maintenance & Operations | Revision In Progress | Hard Spec |  | 0 | inches | days | 0 | US Dollars |  |  |  | 0 | US Dollars |  |  | EQ-1000036 |  |  |  | 0 | pounds-mass
EQ-1000036 | CHILLER |  |  |  | CHILLER | 10008240 | D3030 - Cooling Systems | Facilities | [8 empty] | 1000116 | REFRIGERANT TYPE | REFG |  | Text | 0 |  |  |  | 0 | inches |  |  | Maintenance & Operations | Revision In Progress | Hard Spec |  | 0 | inches | days | 0 | US Dollars |  |  |  | 0 | US Dollars |  |  | EQ-1000036 |  |  |  | 0 | pounds-mass
EQ-1000036 | CHILLER |  |  |  | CHILLER | 10008240 | D3030 - Cooling Systems | Facilities | [8 empty] | 1000129 | RUNNING TIME | DUTY |  | Text | 0 |  |  |  | 0 | inches |  |  | Maintenance & Operations | Revision In Progress | Hard Spec |  | 0 | inches | days | 0 | US Dollars |  |  |  | 0 | US Dollars |  |  | EQ-1000036 |  |  |  | 0 | pounds-mass
EQ-1000036 | CHILLER |  |  |  | CHILLER | 10008240 | D3030 - Cooling Systems | Facilities | [8 empty] | 1000111 | TONS | TONS |  | Number | 0 |  |  |  | 0 | inches |  |  | Maintenance & Operations | Revision In Progress | Hard Spec |  | 0 | inches | days | 0 | US Dollars |  |  |  | 0 | US Dollars |  |  | EQ-1000036 |  |  |  | 0 | pounds-mass
EQ-1000037 | CIRCULATION MOTOR |  |  |  | CIRCULATION MOTOR | 10008240 |  | Facilities | [13 empty] | 0 |  |  |  | 0 | inches |  |  |  | Revision In Progress | Hard Spec |  | 0 | inches | days | 0 | US Dollars |  |  |  | 0 | US Dollars |  |  | EQ-1000037 |  |  |  | 0 | pounds-mass
EQ-1000038 | CIRCULATING PUMP |  |  |  | CIRCULATING PUMP | 10008240 |  | Facilities | [8 empty] | 1000625 | TYPE AND SIZE OF PACKING | PACK |  | Text | 0 |  |  |  | 0 | inches |  |  |  | Active | Hard Spec |  | 0 | inches | days | 0 | US Dollars |  |  |  | 0 | US Dollars |  |  | EQ-1000038 |  |  |  | 0 | pounds-mass
EQ-1000038 | CIRCULATING PUMP |  |  |  | CIRCULATING PUMP | 10008240 |  | Facilities | [8 empty] | 1000624 | GALLONS PER MINUTE | GPM |  | Number | 0 |  |  |  | 0 | inches |  |  |  | Active | Hard Spec |  | 0 | inches | days | 0 | US Dollars |  |  |  | 0 | US Dollars |  |  | EQ-1000038 |  |  |  | 0 | pounds-mass
EQ-1000038 | CIRCULATING PUMP |  |  |  | CIRCULATING PUMP | 10008240 |  | Facilities | [8 empty] | 1000627 | BEARING TYPE | BEARING |  | Text | 0 |  |  |  | 0 | inches |  |  |  | Active | Hard Spec |  | 0 | inches | days | 0 | US Dollars |  |  |  | 0 | US Dollars |  |  | EQ-1000038 |  |  |  | 0 | pounds-mass
EQ-1000038 | CIRCULATING PUMP |  |  |  | CIRCULATING PUMP | 10008240 |  | Facilities | [8 empty] | 1000620 | HORSEPOWER | HP |  | Number | 0 |  |  |  | 0 | inches |  |  |  | Active | Hard Spec |  | 0 | inches | days | 0 | US Dollars |  |  |  | 0 | US Dollars |  |  | EQ-1000038 |  |  |  | 0 | pounds-mass
EQ-1000038 | CIRCULATING PUMP |  |  |  | CIRCULATING PUMP | 10008240 |  | Facilities | [8 empty] | 1000643 | SERVICE COMPANY | SERCO |  | Text | 0 |  |  |  | 0 | inches |  |  |  | Active | Hard Spec |  | 0 | inches | days | 0 | US Dollars |  |  |  | 0 | US Dollars |  |  | EQ-1000038 |  |  |  | 0 | pounds-mass
EQ-1000038 | CIRCULATING PUMP |  |  |  | CIRCULATING PUMP | 10008240 |  | Facilities | [8 empty] | 1000628 | TYPE AND SIZE OF IMPELLER | IMPL |  | Text | 0 |  |  |  | 0 | inches |  |  |  | Active | Hard Spec |  | 0 | inches | days | 0 | US Dollars |  |  |  | 0 | US Dollars |  |  | EQ-1000038 |  |  |  | 0 | pounds-mass
EQ-1000038 | CIRCULATING PUMP |  |  |  | CIRCULATING PUMP | 10008240 |  | Facilities | [8 empty] | 1000637 | RUNNING TIME | DUTY |  | Text | 0 |  |  |  | 0 | inches |  |  |  | Active | Hard Spec |  | 0 | inches | days | 0 | US Dollars |  |  |  | 0 | US Dollars |  |  | EQ-1000038 |  |  |  | 0 | pounds-mass
EQ-1000038 | CIRCULATING PUMP |  |  |  | CIRCULATING PUMP | 10008240 |  | Facilities | [8 empty] | 1000626 | SIZE | SZ |  | Text | 0 |  |  |  | 0 | inches |  |  |  | Active | Hard Spec |  | 0 | inches | days | 0 | US Dollars |  |  |  | 0 | US Dollars |  |  | EQ-1000038 |  |  |  | 0 | pounds-mass
EQ-1000038 | CIRCULATING PUMP |  |  |  | CIRCULATING PUMP | 10008240 |  | Facilities | [8 empty] | 1000629 | POUNDS PER SQUARE INCH | PSI |  | Number | 0 |  |  |  | 0 | inches |  |  |  | Active | Hard Spec |  | 0 | inches | days | 0 | US Dollars |  |  |  | 0 | US Dollars |  |  | EQ-1000038 |  |  |  | 0 | pounds-mass
EQ-1000039 | CLARIFIER |  |  |  | CLARIFIER | 10008240 |  | Facilities | [13 empty] | 0 |  |  |  | 0 | inches |  |  |  | Active | Hard Spec |  | 0 | inches | days | 0 | US Dollars |  |  |  | 0 | US Dollars |  |  | EQ-1000039 |  |  |  | 0 | pounds-mass
EQ-1000040 | CLOCK/BELL |  |  |  | CLOCK/BELL | 10008240 |  | Facilities | [13 empty] | 0 |  |  |  | 0 | inches |  |  |  | Active | Hard Spec |  | 0 | inches | days | 0 | US Dollars |  |  |  | 0 | US Dollars |  |  | EQ-1000040 |  |  |  | 0 | pounds-mass
EQ-1000041 | CLOTHES WASHER |  |  |  | CLOTHES WASHER | 10008240 |  | Facilities | [13 empty] | 0 |  |  |  | 0 | inches |  |  |  | Active | Hard Spec |  | 0 | inches | days | 0 | US Dollars |  |  |  | 0 | US Dollars |  |  | EQ-1000041 |  |  |  | 0 | pounds-mass
EQ-1000042 | CO2 DETECTORS |  |  |  | CO2 DETECTORS | 10008240 |  | Facilities | [8 empty] | 1000244 | MODEL TYPE | TYPE |  | Text | 0 |  |  |  | 0 | inches |  |  |  | Active | Hard Spec |  | 0 | inches | days | 0 | US Dollars |  |  |  | 0 | US Dollars |  |  | EQ-1000042 |  |  |  | 0 | pounds-mass
EQ-1000042 | CO2 DETECTORS |  |  |  | CO2 DETECTORS | 10008240 |  | Facilities | [8 empty] | 1000245 | RUNNING TIME | DUTY |  | Text | 0 |  |  |  | 0 | inches |  |  |  | Active | Hard Spec |  | 0 | inches | days | 0 | US Dollars |  |  |  | 0 | US Dollars |  |  | EQ-1000042 |  |  |  | 0 | pounds-mass
EQ-1000042 | CO2 DETECTORS |  |  |  | CO2 DETECTORS | 10008240 |  | Facilities | [8 empty] | 1000248 | SIZE | SZ |  | Text | 0 |  |  |  | 0 | inches |  |  |  | Active | Hard Spec |  | 0 | inches | days | 0 | US Dollars |  |  |  | 0 | US Dollars |  |  | EQ-1000042 |  |  |  | 0 | pounds-mass
EQ-1000042 | CO2 DETECTORS |  |  |  | CO2 DETECTORS | 10008240 |  | Facilities | [8 empty] | 1000235 | SYSTEM | SYS |  | Text | 0 |  |  |  | 0 | inches |  |  |  | Active | Hard Spec |  | 0 | inches | days | 0 | US Dollars |  |  |  | 0 | US Dollars |  |  | EQ-1000042 |  |  |  | 0 | pounds-mass
EQ-1000042 | CO2 DETECTORS |  |  |  | CO2 DETECTORS | 10008240 |  | Facilities | [8 empty] | 1000242 | SERVICE COMPANY | SERCO |  | Text | 0 |  |  |  | 0 | inches |  |  |  | Active | Hard Spec |  | 0 | inches | days | 0 | US Dollars |  |  |  | 0 | US Dollars |  |  | EQ-1000042 |  |  |  | 0 | pounds-mass
EQ-1000043 | CO2 FIRE SUPPRESSION SYSTEMS |  |  |  | CO2 FIRE SUPPRESSION SYSTEMS | 10008240 |  | Facilities | [8 empty] | 1000882 | PRESSURE | PRESS |  | Number | 0 |  |  |  | 0 | inches |  |  |  | Active | Hard Spec |  | 0 | inches | days | 0 | US Dollars |  |  |  | 0 | US Dollars |  |  | EQ-1000043 |  |  |  | 0 | pounds-mass
EQ-1000043 | CO2 FIRE SUPPRESSION SYSTEMS |  |  |  | CO2 FIRE SUPPRESSION SYSTEMS | 10008240 |  | Facilities | [8 empty] | 1000879 | CAPACITY | CAP |  | Number | 0 |  |  |  | 0 | inches |  |  |  | Active | Hard Spec |  | 0 | inches | days | 0 | US Dollars |  |  |  | 0 | US Dollars |  |  | EQ-1000043 |  |  |  | 0 | pounds-mass
EQ-1000043 | CO2 FIRE SUPPRESSION SYSTEMS |  |  |  | CO2 FIRE SUPPRESSION SYSTEMS | 10008240 |  | Facilities | [8 empty] | 1000881 | EQUIPMENT LOCATION | LOC |  | Text | 0 |  |  |  | 0 | inches |  |  |  | Active | Hard Spec |  | 0 | inches | days | 0 | US Dollars |  |  |  | 0 | US Dollars |  |  | EQ-1000043 |  |  |  | 0 | pounds-mass
EQ-1000043 | CO2 FIRE SUPPRESSION SYSTEMS |  |  |  | CO2 FIRE SUPPRESSION SYSTEMS | 10008240 |  | Facilities | [8 empty] | 1000880 | RUNNING TIME | DUTY |  | Text | 0 |  |  |  | 0 | inches |  |  |  | Active | Hard Spec |  | 0 | inches | days | 0 | US Dollars |  |  |  | 0 | US Dollars |  |  | EQ-1000043 |  |  |  | 0 | pounds-mass
EQ-1000043 | CO2 FIRE SUPPRESSION SYSTEMS |  |  |  | CO2 FIRE SUPPRESSION SYSTEMS | 10008240 |  | Facilities | [8 empty] | 1000889 | SERVICE COMPANY | SERCO |  | Text | 0 |  |  |  | 0 | inches |  |  |  | Active | Hard Spec |  | 0 | inches | days | 0 | US Dollars |  |  |  | 0 | US Dollars |  |  | EQ-1000043 |  |  |  | 0 | pounds-mass
EQ-1000044 | COFFEE MAKER |  |  |  | COFFEE MAKER | 10008240 |  | Facilities | [13 empty] | 0 |  |  |  | 0 | inches |  |  |  | Active | Hard Spec |  | 0 | inches | days | 0 | US Dollars |  |  |  | 0 | US Dollars |  |  | EQ-1000044 |  |  |  | 0 | pounds-mass
EQ-1000045 | COILS |  |  |  | COILS | 10008240 |  | Facilities | [13 empty] | 0 |  |  |  | 0 | inches |  |  |  | Active | Hard Spec |  | 0 | inches | days | 0 | US Dollars |  |  |  | 0 | US Dollars |  |  | EQ-1000045 |  |  |  | 0 | pounds-mass
EQ-1000046 | COMPACTOR |  |  |  | COMPACTOR | 10008240 |  | Facilities | [13 empty] | 0 |  |  |  | 0 | inches |  |  |  | Active | Hard Spec |  | 0 | inches | days | 0 | US Dollars |  |  |  | 0 | US Dollars |  |  | EQ-1000046 |  |  |  | 0 | pounds-mass
EQ-1000047 | COMPRESSOR |  |  |  | COMPRESSOR | 10008240 |  | Facilities | [13 empty] | 0 |  |  |  | 0 | inches |  |  |  | Active | Hard Spec |  | 0 | inches | days | 0 | US Dollars |  |  |  | 0 | US Dollars |  |  | EQ-1000047 |  |  |  | 0 | pounds-mass
EQ-1000048 | CONDENSATE METER |  |  |  | CONDENSATE METER | 10008240 |  | Facilities | [8 empty] | 1000514 | POUNDS PER SQUARE INCH | PSI |  | Number | 0 |  |  |  | 0 | inches |  |  |  | Active | Hard Spec |  | 0 | inches | days | 0 | US Dollars |  |  |  | 0 | US Dollars |  |  | EQ-1000048 |  |  |  | 0 | pounds-mass
EQ-1000048 | CONDENSATE METER |  |  |  | CONDENSATE METER | 10008240 |  | Facilities | [8 empty] | 1000510 | SIZE | SZ |  | Text | 0 |  |  |  | 0 | inches |  |  |  | Active | Hard Spec |  | 0 | inches | days | 0 | US Dollars |  |  |  | 0 | US Dollars |  |  | EQ-1000048 |  |  |  | 0 | pounds-mass
EQ-1000048 | CONDENSATE METER |  |  |  | CONDENSATE METER | 10008240 |  | Facilities | [8 empty] | 1000519 | GALLONS PER MINUTE | GPM |  | Number | 0 |  |  |  | 0 | inches |  |  |  | Active | Hard Spec |  | 0 | inches | days | 0 | US Dollars |  |  |  | 0 | US Dollars |  |  | EQ-1000048 |  |  |  | 0 | pounds-mass
EQ-1000048 | CONDENSATE METER |  |  |  | CONDENSATE METER | 10008240 |  | Facilities | [8 empty] | 1000512 | SYSTEM | SYS |  | Text | 0 |  |  |  | 0 | inches |  |  |  | Active | Hard Spec |  | 0 | inches | days | 0 | US Dollars |  |  |  | 0 | US Dollars |  |  | EQ-1000048 |  |  |  | 0 | pounds-mass
EQ-1000048 | CONDENSATE METER |  |  |  | CONDENSATE METER | 10008240 |  | Facilities | [8 empty] | 1000518 | EQUIPMENT LOCATION | LOC |  | Text | 0 |  |  |  | 0 | inches |  |  |  | Active | Hard Spec |  | 0 | inches | days | 0 | US Dollars |  |  |  | 0 | US Dollars |  |  | EQ-1000048 |  |  |  | 0 | pounds-mass
EQ-1000048 | CONDENSATE METER |  |  |  | CONDENSATE METER | 10008240 |  | Facilities | [8 empty] | 1000529 | MODEL TYPE | TYPE |  | Text | 0 |  |  |  | 0 | inches |  |  |  | Active | Hard Spec |  | 0 | inches | days | 0 | US Dollars |  |  |  | 0 | US Dollars |  |  | EQ-1000048 |  |  |  | 0 | pounds-mass
EQ-1000049 | CONDENSATE PUMP |  |  |  | CONDENSATE PUMP | 10008240 |  | Facilities | [8 empty] | 1000639 | BEARING TYPE | BEARING |  | Text | 0 |  |  |  | 0 | inches |  |  |  | Active | Hard Spec |  | 0 | inches | days | 0 | US Dollars |  |  |  | 0 | US Dollars |  |  | EQ-1000049 |  |  |  | 0 | pounds-mass
EQ-1000049 | CONDENSATE PUMP |  |  |  | CONDENSATE PUMP | 10008240 |  | Facilities | [8 empty] | 1000632 | SIZE | SZ |  | Text | 0 |  |  |  | 0 | inches |  |  |  | Active | Hard Spec |  | 0 | inches | days | 0 | US Dollars |  |  |  | 0 | US Dollars |  |  | EQ-1000049 |  |  |  | 0 | pounds-mass
EQ-1000049 | CONDENSATE PUMP |  |  |  | CONDENSATE PUMP | 10008240 |  | Facilities | [8 empty] | 1000631 | SERVICE COMPANY | SERCO |  | Text | 0 |  |  |  | 0 | inches |  |  |  | Active | Hard Spec |  | 0 | inches | days | 0 | US Dollars |  |  |  | 0 | US Dollars |  |  | EQ-1000049 |  |  |  | 0 | pounds-mass
EQ-1000049 | CONDENSATE PUMP |  |  |  | CONDENSATE PUMP | 10008240 |  | Facilities | [8 empty] | 1000633 | TYPE AND SIZE OF PACKING | PACK |  | Text | 0 |  |  |  | 0 | inches |  |  |  | Active | Hard Spec |  | 0 | inches | days | 0 | US Dollars |  |  |  | 0 | US Dollars |  |  | EQ-1000049 |  |  |  | 0 | pounds-mass
EQ-1000049 | CONDENSATE PUMP |  |  |  | CONDENSATE PUMP | 10008240 |  | Facilities | [8 empty] | 1000634 | POUNDS PER SQUARE INCH | PSI |  | Number | 0 |  |  |  | 0 | inches |  |  |  | Active | Hard Spec |  | 0 | inches | days | 0 | US Dollars |  |  |  | 0 | US Dollars |  |  | EQ-1000049 |  |  |  | 0 | pounds-mass
EQ-1000049 | CONDENSATE PUMP |  |  |  | CONDENSATE PUMP | 10008240 |  | Facilities | [8 empty] | 1000635 | HORSEPOWER | HP |  | Number | 0 |  |  |  | 0 | inches |  |  |  | Active | Hard Spec |  | 0 | inches | days | 0 | US Dollars |  |  |  | 0 | US Dollars |  |  | EQ-1000049 |  |  |  | 0 | pounds-mass
EQ-1000049 | CONDENSATE PUMP |  |  |  | CONDENSATE PUMP | 10008240 |  | Facilities | [8 empty] | 1000636 | GALLONS PER MINUTE | GPM |  | Number | 0 |  |  |  | 0 | inches |  |  |  | Active | Hard Spec |  | 0 | inches | days | 0 | US Dollars |  |  |  | 0 | US Dollars |  |  | EQ-1000049 |  |  |  | 0 | pounds-mass
EQ-1000049 | CONDENSATE PUMP |  |  |  | CONDENSATE PUMP | 10008240 |  | Facilities | [8 empty] | 1000645 | TYPE AND SIZE OF IMPELLER | IMPL |  | Text | 0 |  |  |  | 0 | inches |  |  |  | Active | Hard Spec |  | 0 | inches | days | 0 | US Dollars |  |  |  | 0 | US Dollars |  |  | EQ-1000049 |  |  |  | 0 | pounds-mass
EQ-1000049 | CONDENSATE PUMP |  |  |  | CONDENSATE PUMP | 10008240 |  | Facilities | [8 empty] | 1000640 | RUNNING TIME | DUTY |  | Text | 0 |  |  |  | 0 | inches |  |  |  | Active | Hard Spec |  | 0 | inches | days | 0 | US Dollars |  |  |  | 0 | US Dollars |  |  | EQ-1000049 |  |  |  | 0 | pounds-mass
EQ-1000050 | CONDENSATE PUMP & SYSTEM |  |  |  | CONDENSATE PUMP & SYSTEM | 10008240 |  | Facilities | [8 empty] | 1000655 | SERVICE COMPANY | SERCO |  | Text | 0 |  |  |  | 0 | inches |  |  |  | Active | Hard Spec |  | 0 | inches | days | 0 | US Dollars |  |  |  | 0 | US Dollars |  |  | EQ-1000050 |  |  |  | 0 | pounds-mass
EQ-1000050 | CONDENSATE PUMP & SYSTEM |  |  |  | CONDENSATE PUMP & SYSTEM | 10008240 |  | Facilities | [8 empty] | 1000659 | BEARING TYPE | BEARING |  | Text | 0 |  |  |  | 0 | inches |  |  |  | Active | Hard Spec |  | 0 | inches | days | 0 | US Dollars |  |  |  | 0 | US Dollars |  |  | EQ-1000050 |  |  |  | 0 | pounds-mass
EQ-1000050 | CONDENSATE PUMP & SYSTEM |  |  |  | CONDENSATE PUMP & SYSTEM | 10008240 |  | Facilities | [8 empty] | 1000651 | RUNNING TIME | DUTY |  | Text | 0 |  |  |  | 0 | inches |  |  |  | Active | Hard Spec |  | 0 | inches | days | 0 | US Dollars |  |  |  | 0 | US Dollars |  |  | EQ-1000050 |  |  |  | 0 | pounds-mass
EQ-1000050 | CONDENSATE PUMP & SYSTEM |  |  |  | CONDENSATE PUMP & SYSTEM | 10008240 |  | Facilities | [8 empty] | 1000644 | POUNDS PER SQUARE INCH | PSI |  | Number | 0 |  |  |  | 0 | inches |  |  |  | Active | Hard Spec |  | 0 | inches | days | 0 | US Dollars |  |  |  | 0 | US Dollars |  |  | EQ-1000050 |  |  |  | 0 | pounds-mass
EQ-1000050 | CONDENSATE PUMP & SYSTEM |  |  |  | CONDENSATE PUMP & SYSTEM | 10008240 |  | Facilities | [8 empty] | 1000650 | TYPE AND SIZE OF IMPELLER | IMPL |  | Text | 0 |  |  |  | 0 | inches |  |  |  | Active | Hard Spec |  | 0 | inches | days | 0 | US Dollars |  |  |  | 0 | US Dollars |  |  | EQ-1000050 |  |  |  | 0 | pounds-mass
EQ-1000050 | CONDENSATE PUMP & SYSTEM |  |  |  | CONDENSATE PUMP & SYSTEM | 10008240 |  | Facilities | [8 empty] | 1000641 | GALLONS PER MINUTE | GPM |  | Number | 0 |  |  |  | 0 | inches |  |  |  | Active | Hard Spec |  | 0 | inches | days | 0 | US Dollars |  |  |  | 0 | US Dollars |  |  | EQ-1000050 |  |  |  | 0 | pounds-mass
EQ-1000050 | CONDENSATE PUMP & SYSTEM |  |  |  | CONDENSATE PUMP & SYSTEM | 10008240 |  | Facilities | [8 empty] | 1000653 | TYPE AND SIZE OF PACKING | PACK |  | Text | 0 |  |  |  | 0 | inches |  |  |  | Active | Hard Spec |  | 0 | inches | days | 0 | US Dollars |  |  |  | 0 | US Dollars |  |  | EQ-1000050 |  |  |  | 0 | pounds-mass
EQ-1000050 | CONDENSATE PUMP & SYSTEM |  |  |  | CONDENSATE PUMP & SYSTEM | 10008240 |  | Facilities | [8 empty] | 1000642 | SIZE | SZ |  | Text | 0 |  |  |  | 0 | inches |  |  |  | Active | Hard Spec |  | 0 | inches | days | 0 | US Dollars |  |  |  | 0 | US Dollars |  |  | EQ-1000050 |  |  |  | 0 | pounds-mass
EQ-1000050 | CONDENSATE PUMP & SYSTEM |  |  |  | CONDENSATE PUMP & SYSTEM | 10008240 |  | Facilities | [8 empty] | 1000638 | HORSEPOWER | HP |  | Number | 0 |  |  |  | 0 | inches |  |  |  | Active | Hard Spec |  | 0 | inches | days | 0 | US Dollars |  |  |  | 0 | US Dollars |  |  | EQ-1000050 |  |  |  | 0 | pounds-mass
EQ-1000051 | CONDENSER |  |  |  | CONDENSER | 10008240 |  | Facilities | [8 empty] | 1000182 | BRITISH THERMAL UNIT | BTU |  | Number | 0 |  |  |  | 0 | inches |  |  |  | Active | Hard Spec |  | 0 | inches | days | 0 | US Dollars |  |  |  | 0 | US Dollars |  |  | EQ-1000051 |  |  |  | 0 | pounds-mass
EQ-1000051 | CONDENSER |  |  |  | CONDENSER | 10008240 |  | Facilities | [8 empty] | 1000180 | AMPS | AMPS |  | Number | 0 |  |  |  | 0 | inches |  |  |  | Active | Hard Spec |  | 0 | inches | days | 0 | US Dollars |  |  |  | 0 | US Dollars |  |  | EQ-1000051 |  |  |  | 0 | pounds-mass
EQ-1000051 | CONDENSER |  |  |  | CONDENSER | 10008240 |  | Facilities | [8 empty] | 1000183 | REFRIGERANT TYPE | REFG |  | Text | 0 |  |  |  | 0 | inches |  |  |  | Active | Hard Spec |  | 0 | inches | days | 0 | US Dollars |  |  |  | 0 | US Dollars |  |  | EQ-1000051 |  |  |  | 0 | pounds-mass
EQ-1000051 | CONDENSER |  |  |  | CONDENSER | 10008240 |  | Facilities | [8 empty] | 1000187 | GALLONS | GAL |  | Number | 0 |  |  |  | 0 | inches |  |  |  | Active | Hard Spec |  | 0 | inches | days | 0 | US Dollars |  |  |  | 0 | US Dollars |  |  | EQ-1000051 |  |  |  | 0 | pounds-mass
EQ-1000051 | CONDENSER |  |  |  | CONDENSER | 10008240 |  | Facilities | [8 empty] | 1000184 | PHASE | PH |  | Number | 0 |  |  |  | 0 | inches |  |  |  | Active | Hard Spec |  | 0 | inches | days | 0 | US Dollars |  |  |  | 0 | US Dollars |  |  | EQ-1000051 |  |  |  | 0 | pounds-mass
EQ-1000051 | CONDENSER |  |  |  | CONDENSER | 10008240 |  | Facilities | [8 empty] | 1000202 | SERVICE COMPANY | SERCO |  | Text | 0 |  |  |  | 0 | inches |  |  |  | Active | Hard Spec |  | 0 | inches | days | 0 | US Dollars |  |  |  | 0 | US Dollars |  |  | EQ-1000051 |  |  |  | 0 | pounds-mass
EQ-1000051 | CONDENSER |  |  |  | CONDENSER | 10008240 |  | Facilities | [8 empty] | 1000201 | RUNNING TIME | DUTY |  | Text | 0 |  |  |  | 0 | inches |  |  |  | Active | Hard Spec |  | 0 | inches | days | 0 | US Dollars |  |  |  | 0 | US Dollars |  |  | EQ-1000051 |  |  |  | 0 | pounds-mass
EQ-1000051 | CONDENSER |  |  |  | CONDENSER | 10008240 |  | Facilities | [8 empty] | 1000178 | POUNDS PER SQUARE INCH | PSI |  | Number | 0 |  |  |  | 0 | inches |  |  |  | Active | Hard Spec |  | 0 | inches | days | 0 | US Dollars |  |  |  | 0 | US Dollars |  |  | EQ-1000051 |  |  |  | 0 | pounds-mass
EQ-1000051 | CONDENSER |  |  |  | CONDENSER | 10008240 |  | Facilities | [8 empty] | 1000190 | VOLTS | VT |  | Number | 0 |  |  |  | 0 | inches |  |  |  | Active | Hard Spec |  | 0 | inches | days | 0 | US Dollars |  |  |  | 0 | US Dollars |  |  | EQ-1000051 |  |  |  | 0 | pounds-mass
EQ-1000051 | CONDENSER |  |  |  | CONDENSER | 10008240 |  | Facilities | [8 empty] | 1000204 | REPLACEMENT COST | COST |  | Number | 0 |  |  |  | 0 | inches |  |  |  | Active | Hard Spec |  | 0 | inches | days | 0 | US Dollars |  |  |  | 0 | US Dollars |  |  | EQ-1000051 |  |  |  | 0 | pounds-mass
EQ-1000051 | CONDENSER |  |  |  | CONDENSER | 10008240 |  | Facilities | [8 empty] | 1000191 | SYSTEM | SYS |  | Text | 0 |  |  |  | 0 | inches |  |  |  | Active | Hard Spec |  | 0 | inches | days | 0 | US Dollars |  |  |  | 0 | US Dollars |  |  | EQ-1000051 |  |  |  | 0 | pounds-mass
EQ-1000052 | CONDENSER WATER PUMP |  |  |  | CONDENSER WATER PUMP | 10008240 |  | Facilities | [13 empty] | 0 |  |  |  | 0 | inches |  |  |  | Active | Hard Spec |  | 0 | inches | days | 0 | US Dollars |  |  |  | 0 | US Dollars |  |  | EQ-1000052 |  |  |  | 0 | pounds-mass
EQ-1000053 | CONDENSING UNIT (AIR, WATER, AIR/WA |  |  |  | CONDENSING UNIT (AIR, WATER, AIR/WA | 10008240 |  | Facilities | [8 empty] | 1000179 | POUNDS PER SQUARE INCH | PSI |  | Number | 0 |  |  |  | 0 | inches |  |  |  | Active | Hard Spec |  | 0 | inches | days | 0 | US Dollars |  |  |  | 0 | US Dollars |  |  | EQ-1000053 |  |  |  | 0 | pounds-mass
EQ-1000053 | CONDENSING UNIT (AIR, WATER, AIR/WA |  |  |  | CONDENSING UNIT (AIR, WATER, AIR/WA | 10008240 |  | Facilities | [8 empty] | 1000188 | GALLONS | GAL |  | Number | 0 |  |  |  | 0 | inches |  |  |  | Active | Hard Spec |  | 0 | inches | days | 0 | US Dollars |  |  |  | 0 | US Dollars |  |  | EQ-1000053 |  |  |  | 0 | pounds-mass
EQ-1000053 | CONDENSING UNIT (AIR, WATER, AIR/WA |  |  |  | CONDENSING UNIT (AIR, WATER, AIR/WA | 10008240 |  | Facilities | [8 empty] | 1000167 | AMPS | AMPS |  | Number | 0 |  |  |  | 0 | inches |  |  |  | Active | Hard Spec |  | 0 | inches | days | 0 | US Dollars |  |  |  | 0 | US Dollars |  |  | EQ-1000053 |  |  |  | 0 | pounds-mass
EQ-1000053 | CONDENSING UNIT (AIR, WATER, AIR/WA |  |  |  | CONDENSING UNIT (AIR, WATER, AIR/WA | 10008240 |  | Facilities | [8 empty] | 1000181 | SYSTEM | SYS |  | Text | 0 |  |  |  | 0 | inches |  |  |  | Active | Hard Spec |  | 0 | inches | days | 0 | US Dollars |  |  |  | 0 | US Dollars |  |  | EQ-1000053 |  |  |  | 0 | pounds-mass
EQ-1000053 | CONDENSING UNIT (AIR, WATER, AIR/WA |  |  |  | CONDENSING UNIT (AIR, WATER, AIR/WA | 10008240 |  | Facilities | [8 empty] | 1000177 | PHASE | PH |  | Number | 0 |  |  |  | 0 | inches |  |  |  | Active | Hard Spec |  | 0 | inches | days | 0 | US Dollars |  |  |  | 0 | US Dollars |  |  | EQ-1000053 |  |  |  | 0 | pounds-mass
EQ-1000053 | CONDENSING UNIT (AIR, WATER, AIR/WA |  |  |  | CONDENSING UNIT (AIR, WATER, AIR/WA | 10008240 |  | Facilities | [8 empty] | 1000189 | REFRIGERANT TYPE | REFG |  | Text | 0 |  |  |  | 0 | inches |  |  |  | Active | Hard Spec |  | 0 | inches | days | 0 | US Dollars |  |  |  | 0 | US Dollars |  |  | EQ-1000053 |  |  |  | 0 | pounds-mass
EQ-1000053 | CONDENSING UNIT (AIR, WATER, AIR/WA |  |  |  | CONDENSING UNIT (AIR, WATER, AIR/WA | 10008240 |  | Facilities | [8 empty] | 1000176 | REPLACEMENT COST | COST |  | Number | 0 |  |  |  | 0 | inches |  |  |  | Active | Hard Spec |  | 0 | inches | days | 0 | US Dollars |  |  |  | 0 | US Dollars |  |  | EQ-1000053 |  |  |  | 0 | pounds-mass
EQ-1000053 | CONDENSING UNIT (AIR, WATER, AIR/WA |  |  |  | CONDENSING UNIT (AIR, WATER, AIR/WA | 10008240 |  | Facilities | [8 empty] | 1000186 | BRITISH THERMAL UNIT | BTU |  | Number | 0 |  |  |  | 0 | inches |  |  |  | Active | Hard Spec |  | 0 | inches | days | 0 | US Dollars |  |  |  | 0 | US Dollars |  |  | EQ-1000053 |  |  |  | 0 | pounds-mass
EQ-1000053 | CONDENSING UNIT (AIR, WATER, AIR/WA |  |  |  | CONDENSING UNIT (AIR, WATER, AIR/WA | 10008240 |  | Facilities | [8 empty] | 1000169 | VOLTS | VT |  | Number | 0 |  |  |  | 0 | inches |  |  |  | Active | Hard Spec |  | 0 | inches | days | 0 | US Dollars |  |  |  | 0 | US Dollars |  |  | EQ-1000053 |  |  |  | 0 | pounds-mass
EQ-1000053 | CONDENSING UNIT (AIR, WATER, AIR/WA |  |  |  | CONDENSING UNIT (AIR, WATER, AIR/WA | 10008240 |  | Facilities | [8 empty] | 1000185 | RUNNING TIME | DUTY |  | Text | 0 |  |  |  | 0 | inches |  |  |  | Active | Hard Spec |  | 0 | inches | days | 0 | US Dollars |  |  |  | 0 | US Dollars |  |  | EQ-1000053 |  |  |  | 0 | pounds-mass
EQ-1000053 | CONDENSING UNIT (AIR, WATER, AIR/WA |  |  |  | CONDENSING UNIT (AIR, WATER, AIR/WA | 10008240 |  | Facilities | [8 empty] | 1000175 | SERVICE COMPANY | SERCO |  | Text | 0 |  |  |  | 0 | inches |  |  |  | Active | Hard Spec |  | 0 | inches | days | 0 | US Dollars |  |  |  | 0 | US Dollars |  |  | EQ-1000053 |  |  |  | 0 | pounds-mass
EQ-1000054 | CONTROL AIR COMPRESSOR |  |  |  | CONTROL AIR COMPRESSOR | 10008240 |  | Facilities | [8 empty] | 1000152 | HORSEPOWER | HP |  | Number | 0 |  |  |  | 0 | inches |  |  |  | Active | Hard Spec |  | 0 | inches | days | 0 | US Dollars |  |  |  | 0 | US Dollars |  |  | EQ-1000054 |  |  |  | 0 | pounds-mass
EQ-1000054 | CONTROL AIR COMPRESSOR |  |  |  | CONTROL AIR COMPRESSOR | 10008240 |  | Facilities | [8 empty] | 1000149 | VOLUME | VOL |  | Text | 0 |  |  |  | 0 | inches |  |  |  | Active | Hard Spec |  | 0 | inches | days | 0 | US Dollars |  |  |  | 0 | US Dollars |  |  | EQ-1000054 |  |  |  | 0 | pounds-mass
EQ-1000054 | CONTROL AIR COMPRESSOR |  |  |  | CONTROL AIR COMPRESSOR | 10008240 |  | Facilities | [8 empty] | 1000148 | RUNNING TIME | DUTY |  | Text | 0 |  |  |  | 0 | inches |  |  |  | Active | Hard Spec |  | 0 | inches | days | 0 | US Dollars |  |  |  | 0 | US Dollars |  |  | EQ-1000054 |  |  |  | 0 | pounds-mass
EQ-1000054 | CONTROL AIR COMPRESSOR |  |  |  | CONTROL AIR COMPRESSOR | 10008240 |  | Facilities | [8 empty] | 1000143 | VOLTS | VT |  | Number | 0 |  |  |  | 0 | inches |  |  |  | Active | Hard Spec |  | 0 | inches | days | 0 | US Dollars |  |  |  | 0 | US Dollars |  |  | EQ-1000054 |  |  |  | 0 | pounds-mass
EQ-1000054 | CONTROL AIR COMPRESSOR |  |  |  | CONTROL AIR COMPRESSOR | 10008240 |  | Facilities | [8 empty] | 1000151 | POUNDS PER SQUARE INCH | PSI |  | Number | 0 |  |  |  | 0 | inches |  |  |  | Active | Hard Spec |  | 0 | inches | days | 0 | US Dollars |  |  |  | 0 | US Dollars |  |  | EQ-1000054 |  |  |  | 0 | pounds-mass
EQ-1000054 | CONTROL AIR COMPRESSOR |  |  |  | CONTROL AIR COMPRESSOR | 10008240 |  | Facilities | [8 empty] | 1000154 | STANDARD CUBIC FEET PER MINUTE | SCFM |  | Number | 0 |  |  |  | 0 | inches |  |  |  | Active | Hard Spec |  | 0 | inches | days | 0 | US Dollars |  |  |  | 0 | US Dollars |  |  | EQ-1000054 |  |  |  | 0 | pounds-mass
EQ-1000054 | CONTROL AIR COMPRESSOR |  |  |  | CONTROL AIR COMPRESSOR | 10008240 |  | Facilities | [8 empty] | 1000146 | SERVICE COMPANY | SERCO |  | Text | 0 |  |  |  | 0 | inches |  |  |  | Active | Hard Spec |  | 0 | inches | days | 0 | US Dollars |  |  |  | 0 | US Dollars |  |  | EQ-1000054 |  |  |  | 0 | pounds-mass
EQ-1000054 | CONTROL AIR COMPRESSOR |  |  |  | CONTROL AIR COMPRESSOR | 10008240 |  | Facilities | [8 empty] | 1000150 | SYSTEM | SYS |  | Text | 0 |  |  |  | 0 | inches |  |  |  | Active | Hard Spec |  | 0 | inches | days | 0 | US Dollars |  |  |  | 0 | US Dollars |  |  | EQ-1000054 |  |  |  | 0 | pounds-mass
EQ-1000054 | CONTROL AIR COMPRESSOR |  |  |  | CONTROL AIR COMPRESSOR | 10008240 |  | Facilities | [8 empty] | 1000156 | AMPS | AMPS |  | Number | 0 |  |  |  | 0 | inches |  |  |  | Active | Hard Spec |  | 0 | inches | days | 0 | US Dollars |  |  |  | 0 | US Dollars |  |  | EQ-1000054 |  |  |  | 0 | pounds-mass
EQ-1000055 | CONTROL PANEL |  |  |  | CONTROL PANEL | 10008240 |  | Facilities | [8 empty] | 1000199 | SIZE | SZ |  | Text | 0 |  |  |  | 0 | inches |  |  |  | Active | Hard Spec |  | 0 | inches | days | 0 | US Dollars |  |  |  | 0 | US Dollars |  |  | EQ-1000055 |  |  |  | 0 | pounds-mass
EQ-1000055 | CONTROL PANEL |  |  |  | CONTROL PANEL | 10008240 |  | Facilities | [8 empty] | 1000200 | SYSTEM | SYS |  | Text | 0 |  |  |  | 0 | inches |  |  |  | Active | Hard Spec |  | 0 | inches | days | 0 | US Dollars |  |  |  | 0 | US Dollars |  |  | EQ-1000055 |  |  |  | 0 | pounds-mass
EQ-1000055 | CONTROL PANEL |  |  |  | CONTROL PANEL | 10008240 |  | Facilities | [8 empty] | 1000203 | AMPS | AMPS |  | Number | 0 |  |  |  | 0 | inches |  |  |  | Active | Hard Spec |  | 0 | inches | days | 0 | US Dollars |  |  |  | 0 | US Dollars |  |  | EQ-1000055 |  |  |  | 0 | pounds-mass
EQ-1000055 | CONTROL PANEL |  |  |  | CONTROL PANEL | 10008240 |  | Facilities | [8 empty] | 1000192 | RUNNING TIME | DUTY |  | Text | 0 |  |  |  | 0 | inches |  |  |  | Active | Hard Spec |  | 0 | inches | days | 0 | US Dollars |  |  |  | 0 | US Dollars |  |  | EQ-1000055 |  |  |  | 0 | pounds-mass
EQ-1000055 | CONTROL PANEL |  |  |  | CONTROL PANEL | 10008240 |  | Facilities | [8 empty] | 1000196 | VOLTS | VT |  | Number | 0 |  |  |  | 0 | inches |  |  |  | Active | Hard Spec |  | 0 | inches | days | 0 | US Dollars |  |  |  | 0 | US Dollars |  |  | EQ-1000055 |  |  |  | 0 | pounds-mass
EQ-1000055 | CONTROL PANEL |  |  |  | CONTROL PANEL | 10008240 |  | Facilities | [8 empty] | 1000206 | PHASE | PH |  | Number | 0 |  |  |  | 0 | inches |  |  |  | Active | Hard Spec |  | 0 | inches | days | 0 | US Dollars |  |  |  | 0 | US Dollars |  |  | EQ-1000055 |  |  |  | 0 | pounds-mass
EQ-1000056 | CONTROLS |  |  |  | CONTROLS | 10008240 |  | Facilities | [8 empty] | 1000198 | RUNNING TIME | DUTY |  | Text | 0 |  |  |  | 0 | inches |  |  |  | Active | Hard Spec |  | 0 | inches | days | 0 | US Dollars |  |  |  | 0 | US Dollars |  |  | EQ-1000056 |  |  |  | 0 | pounds-mass
EQ-1000056 | CONTROLS |  |  |  | CONTROLS | 10008240 |  | Facilities | [8 empty] | 1000195 | SYSTEM | SYS |  | Text | 0 |  |  |  | 0 | inches |  |  |  | Active | Hard Spec |  | 0 | inches | days | 0 | US Dollars |  |  |  | 0 | US Dollars |  |  | EQ-1000056 |  |  |  | 0 | pounds-mass
EQ-1000056 | CONTROLS |  |  |  | CONTROLS | 10008240 |  | Facilities | [8 empty] | 1000193 | MODEL TYPE | TYPE |  | Text | 0 |  |  |  | 0 | inches |  |  |  | Active | Hard Spec |  | 0 | inches | days | 0 | US Dollars |  |  |  | 0 | US Dollars |  |  | EQ-1000056 |  |  |  | 0 | pounds-mass
EQ-1000056 | CONTROLS |  |  |  | CONTROLS | 10008240 |  | Facilities | [8 empty] | 1000194 | SIZE | SZ |  | Text | 0 |  |  |  | 0 | inches |  |  |  | Active | Hard Spec |  | 0 | inches | days | 0 | US Dollars |  |  |  | 0 | US Dollars |  |  | EQ-1000056 |  |  |  | 0 | pounds-mass
EQ-1000057 | COOLING TOWER |  |  |  | COOLING TOWER | 10008240 | D3030.10 - Central Cooling | Facilities | [8 empty] | 1000218 | SIZE | SZ |  | Text | 0 |  |  |  | 0 | inches |  |  |  | Active | Hard Spec |  | 0 | inches | days | 0 | US Dollars |  |  |  | 0 | US Dollars |  |  | EQ-1000057 |  |  |  | 0 | pounds-mass
EQ-1000057 | COOLING TOWER |  |  |  | COOLING TOWER | 10008240 | D3030.10 - Central Cooling | Facilities | [8 empty] | 1000210 | GALLONS | GAL |  | Number | 0 |  |  |  | 0 | inches |  |  |  | Active | Hard Spec |  | 0 | inches | days | 0 | US Dollars |  |  |  | 0 | US Dollars |  |  | EQ-1000057 |  |  |  | 0 | pounds-mass
EQ-1000057 | COOLING TOWER |  |  |  | COOLING TOWER | 10008240 | D3030.10 - Central Cooling | Facilities | [8 empty] | 1000220 | SYSTEM | SYS |  | Text | 0 |  |  |  | 0 | inches |  |  |  | Active | Hard Spec |  | 0 | inches | days | 0 | US Dollars |  |  |  | 0 | US Dollars |  |  | EQ-1000057 |  |  |  | 0 | pounds-mass
EQ-1000057 | COOLING TOWER |  |  |  | COOLING TOWER | 10008240 | D3030.10 - Central Cooling | Facilities | [8 empty] | 1000219 | RUNNING TIME | DUTY |  | Text | 0 |  |  |  | 0 | inches |  |  |  | Active | Hard Spec |  | 0 | inches | days | 0 | US Dollars |  |  |  | 0 | US Dollars |  |  | EQ-1000057 |  |  |  | 0 | pounds-mass
EQ-1000057 | COOLING TOWER |  |  |  | COOLING TOWER | 10008240 | D3030.10 - Central Cooling | Facilities | [8 empty] | 1000214 | TONS | TONS |  | Number | 0 |  |  |  | 0 | inches |  |  |  | Active | Hard Spec |  | 0 | inches | days | 0 | US Dollars |  |  |  | 0 | US Dollars |  |  | EQ-1000057 |  |  |  | 0 | pounds-mass
EQ-1000058 | COOLING TOWER (DRY COOLER) |  |  |  | COOLING TOWER (DRY COOLER) | 10008240 |  | Facilities | [8 empty] | 1000230 | SYSTEM | SYS |  | Text | 0 |  |  |  | 0 | inches |  |  |  | Active | Hard Spec |  | 0 | inches | days | 0 | US Dollars |  |  |  | 0 | US Dollars |  |  | EQ-1000058 |  |  |  | 0 | pounds-mass
EQ-1000058 | COOLING TOWER (DRY COOLER) |  |  |  | COOLING TOWER (DRY COOLER) | 10008240 |  | Facilities | [8 empty] | 1000228 | RUNNING TIME | DUTY |  | Text | 0 |  |  |  | 0 | inches |  |  |  | Active | Hard Spec |  | 0 | inches | days | 0 | US Dollars |  |  |  | 0 | US Dollars |  |  | EQ-1000058 |  |  |  | 0 | pounds-mass
EQ-1000058 | COOLING TOWER (DRY COOLER) |  |  |  | COOLING TOWER (DRY COOLER) | 10008240 |  | Facilities | [8 empty] | 1000215 | SIZE | SZ |  | Text | 0 |  |  |  | 0 | inches |  |  |  | Active | Hard Spec |  | 0 | inches | days | 0 | US Dollars |  |  |  | 0 | US Dollars |  |  | EQ-1000058 |  |  |  | 0 | pounds-mass
EQ-1000058 | COOLING TOWER (DRY COOLER) |  |  |  | COOLING TOWER (DRY COOLER) | 10008240 |  | Facilities | [8 empty] | 1000226 | GALLONS | GAL |  | Number | 0 |  |  |  | 0 | inches |  |  |  | Active | Hard Spec |  | 0 | inches | days | 0 | US Dollars |  |  |  | 0 | US Dollars |  |  | EQ-1000058 |  |  |  | 0 | pounds-mass
EQ-1000058 | COOLING TOWER (DRY COOLER) |  |  |  | COOLING TOWER (DRY COOLER) | 10008240 |  | Facilities | [8 empty] | 1000222 | TONS | TONS |  | Number | 0 |  |  |  | 0 | inches |  |  |  | Active | Hard Spec |  | 0 | inches | days | 0 | US Dollars |  |  |  | 0 | US Dollars |  |  | EQ-1000058 |  |  |  | 0 | pounds-mass
EQ-1000059 | CURRENT LIMITING REACTOR |  |  |  | CURRENT LIMITING REACTOR | 10008240 |  | Facilities | [8 empty] | 1000788 | SIZE | SZ |  | Text | 0 |  |  |  | 0 | inches |  |  |  | Active | Hard Spec |  | 0 | inches | days | 0 | US Dollars |  |  |  | 0 | US Dollars |  |  | EQ-1000059 |  |  |  | 0 | pounds-mass
EQ-1000059 | CURRENT LIMITING REACTOR |  |  |  | CURRENT LIMITING REACTOR | 10008240 |  | Facilities | [8 empty] | 1000784 | VOLTS | VT |  | Number | 0 |  |  |  | 0 | inches |  |  |  | Active | Hard Spec |  | 0 | inches | days | 0 | US Dollars |  |  |  | 0 | US Dollars |  |  | EQ-1000059 |  |  |  | 0 | pounds-mass
EQ-1000059 | CURRENT LIMITING REACTOR |  |  |  | CURRENT LIMITING REACTOR | 10008240 |  | Facilities | [8 empty] | 1000781 | RUNNING TIME | DUTY |  | Text | 0 |  |  |  | 0 | inches |  |  |  | Active | Hard Spec |  | 0 | inches | days | 0 | US Dollars |  |  |  | 0 | US Dollars |  |  | EQ-1000059 |  |  |  | 0 | pounds-mass
EQ-1000059 | CURRENT LIMITING REACTOR |  |  |  | CURRENT LIMITING REACTOR | 10008240 |  | Facilities | [8 empty] | 1000783 | AMPS | AMPS |  | Number | 0 |  |  |  | 0 | inches |  |  |  | Active | Hard Spec |  | 0 | inches | days | 0 | US Dollars |  |  |  | 0 | US Dollars |  |  | EQ-1000059 |  |  |  | 0 | pounds-mass
EQ-1000059 | CURRENT LIMITING REACTOR |  |  |  | CURRENT LIMITING REACTOR | 10008240 |  | Facilities | [8 empty] | 1000785 | SYSTEM | SYS |  | Text | 0 |  |  |  | 0 | inches |  |  |  | Active | Hard Spec |  | 0 | inches | days | 0 | US Dollars |  |  |  | 0 | US Dollars |  |  | EQ-1000059 |  |  |  | 0 | pounds-mass
EQ-1000060 | DA TANKS |  |  |  | DA TANKS | 10008240 |  | Facilities | [13 empty] | 0 |  |  |  | 0 | inches |  |  |  | Active | Hard Spec |  | 0 | inches | days | 0 | US Dollars |  |  |  | 0 | US Dollars |  |  | EQ-1000060 |  |  |  | 0 | pounds-mass
EQ-1000061 | DAMPERS |  |  |  | DAMPERS | 10008240 |  | Facilities | [13 empty] | 0 |  |  |  | 0 | inches |  |  |  | Active | Hard Spec |  | 0 | inches | days | 0 | US Dollars |  |  |  | 0 | US Dollars |  |  | EQ-1000061 |  |  |  | 0 | pounds-mass
EQ-1000062 | DATA TRANSMISSION |  |  |  | DATA TRANSMISSION | 10008240 |  | Facilities | [8 empty] | 1000224 | MALE/FEMALE | CONNECTION |  | Text | 0 |  |  |  | 0 | inches |  |  |  | Active | Hard Spec |  | 0 | inches | days | 0 | US Dollars |  |  |  | 0 | US Dollars |  |  | EQ-1000062 |  |  |  | 0 | pounds-mass
EQ-1000062 | DATA TRANSMISSION |  |  |  | DATA TRANSMISSION | 10008240 |  | Facilities | [8 empty] | 1000229 | RESISTANCE | OHM |  | Number | 0 |  |  |  | 0 | inches |  |  |  | Active | Hard Spec |  | 0 | inches | days | 0 | US Dollars |  |  |  | 0 | US Dollars |  |  | EQ-1000062 |  |  |  | 0 | pounds-mass
EQ-1000063 | DEHUMIDIFIER |  |  |  | DEHUMIDIFIER | 10008240 |  | Facilities | [8 empty] | 1000234 | SYSTEM | SYS |  | Text | 0 |  |  |  | 0 | inches |  |  |  | Active | Hard Spec |  | 0 | inches | days | 0 | US Dollars |  |  |  | 0 | US Dollars |  |  | EQ-1000063 |  |  |  | 0 | pounds-mass
EQ-1000063 | DEHUMIDIFIER |  |  |  | DEHUMIDIFIER | 10008240 |  | Facilities | [8 empty] | 1000239 | RUNNING TIME | DUTY |  | Text | 0 |  |  |  | 0 | inches |  |  |  | Active | Hard Spec |  | 0 | inches | days | 0 | US Dollars |  |  |  | 0 | US Dollars |  |  | EQ-1000063 |  |  |  | 0 | pounds-mass
EQ-1000063 | DEHUMIDIFIER |  |  |  | DEHUMIDIFIER | 10008240 |  | Facilities | [8 empty] | 1000243 | SIZE | SZ |  | Text | 0 |  |  |  | 0 | inches |  |  |  | Active | Hard Spec |  | 0 | inches | days | 0 | US Dollars |  |  |  | 0 | US Dollars |  |  | EQ-1000063 |  |  |  | 0 | pounds-mass
EQ-1000063 | DEHUMIDIFIER |  |  |  | DEHUMIDIFIER | 10008240 |  | Facilities | [8 empty] | 1000238 | MODEL TYPE | TYPE |  | Text | 0 |  |  |  | 0 | inches |  |  |  | Active | Hard Spec |  | 0 | inches | days | 0 | US Dollars |  |  |  | 0 | US Dollars |  |  | EQ-1000063 |  |  |  | 0 | pounds-mass
EQ-1000063 | DEHUMIDIFIER |  |  |  | DEHUMIDIFIER | 10008240 |  | Facilities | [8 empty] | 1000240 | SERVICE COMPANY | SERCO |  | Text | 0 |  |  |  | 0 | inches |  |  |  | Active | Hard Spec |  | 0 | inches | days | 0 | US Dollars |  |  |  | 0 | US Dollars |  |  | EQ-1000063 |  |  |  | 0 | pounds-mass
EQ-1000064 | DELTA 2000 SYSTEM (EMS) |  |  |  | DELTA 2000 SYSTEM (EMS) | 10008240 |  | Facilities | [13 empty] | 0 |  |  |  | 0 | inches |  |  |  | Active | Hard Spec |  | 0 | inches | days | 0 | US Dollars |  |  |  | 0 | US Dollars |  |  | EQ-1000064 |  |  |  | 0 | pounds-mass
EQ-1000065 | DELUGE FIRE SUPPRESSION SYSTEM |  |  |  | DELUGE FIRE SUPPRESSION SYSTEM | 10008240 |  | Facilities | [8 empty] | 1000888 | PRESSURE | PRESS |  | Number | 0 |  |  |  | 0 | inches |  |  |  | Active | Hard Spec |  | 0 | inches | days | 0 | US Dollars |  |  |  | 0 | US Dollars |  |  | EQ-1000065 |  |  |  | 0 | pounds-mass
EQ-1000065 | DELUGE FIRE SUPPRESSION SYSTEM |  |  |  | DELUGE FIRE SUPPRESSION SYSTEM | 10008240 |  | Facilities | [8 empty] | 1000883 | CAPACITY | CAP |  | Number | 0 |  |  |  | 0 | inches |  |  |  | Active | Hard Spec |  | 0 | inches | days | 0 | US Dollars |  |  |  | 0 | US Dollars |  |  | EQ-1000065 |  |  |  | 0 | pounds-mass
EQ-1000065 | DELUGE FIRE SUPPRESSION SYSTEM |  |  |  | DELUGE FIRE SUPPRESSION SYSTEM | 10008240 |  | Facilities | [8 empty] | 1000887 | RUNNING TIME | DUTY |  | Text | 0 |  |  |  | 0 | inches |  |  |  | Active | Hard Spec |  | 0 | inches | days | 0 | US Dollars |  |  |  | 0 | US Dollars |  |  | EQ-1000065 |  |  |  | 0 | pounds-mass
EQ-1000065 | DELUGE FIRE SUPPRESSION SYSTEM |  |  |  | DELUGE FIRE SUPPRESSION SYSTEM | 10008240 |  | Facilities | [8 empty] | 1000886 | SERVICE COMPANY | SERCO |  | Text | 0 |  |  |  | 0 | inches |  |  |  | Active | Hard Spec |  | 0 | inches | days | 0 | US Dollars |  |  |  | 0 | US Dollars |  |  | EQ-1000065 |  |  |  | 0 | pounds-mass
EQ-1000065 | DELUGE FIRE SUPPRESSION SYSTEM |  |  |  | DELUGE FIRE SUPPRESSION SYSTEM | 10008240 |  | Facilities | [8 empty] | 1000884 | EQUIPMENT LOCATION | LOC |  | Text | 0 |  |  |  | 0 | inches |  |  |  | Active | Hard Spec |  | 0 | inches | days | 0 | US Dollars |  |  |  | 0 | US Dollars |  |  | EQ-1000065 |  |  |  | 0 | pounds-mass
EQ-1000066 | DETECTION SYSTEM |  |  |  | DETECTION SYSTEM | 10008240 |  | Facilities | [8 empty] | 1000246 | MODEL TYPE | TYPE |  | Text | 0 |  |  |  | 0 | inches |  |  |  | Active | Hard Spec |  | 0 | inches | days | 0 | US Dollars |  |  |  | 0 | US Dollars |  |  | EQ-1000066 |  |  |  | 0 | pounds-mass
EQ-1000066 | DETECTION SYSTEM |  |  |  | DETECTION SYSTEM | 10008240 |  | Facilities | [8 empty] | 1000233 | SERVICE COMPANY | SERCO |  | Text | 0 |  |  |  | 0 | inches |  |  |  | Active | Hard Spec |  | 0 | inches | days | 0 | US Dollars |  |  |  | 0 | US Dollars |  |  | EQ-1000066 |  |  |  | 0 | pounds-mass
EQ-1000066 | DETECTION SYSTEM |  |  |  | DETECTION SYSTEM | 10008240 |  | Facilities | [8 empty] | 1000241 | SYSTEM | SYS |  | Text | 0 |  |  |  | 0 | inches |  |  |  | Active | Hard Spec |  | 0 | inches | days | 0 | US Dollars |  |  |  | 0 | US Dollars |  |  | EQ-1000066 |  |  |  | 0 | pounds-mass
EQ-1000066 | DETECTION SYSTEM |  |  |  | DETECTION SYSTEM | 10008240 |  | Facilities | [8 empty] | 1000236 | RUNNING TIME | DUTY |  | Text | 0 |  |  |  | 0 | inches |  |  |  | Active | Hard Spec |  | 0 | inches | days | 0 | US Dollars |  |  |  | 0 | US Dollars |  |  | EQ-1000066 |  |  |  | 0 | pounds-mass
EQ-1000066 | DETECTION SYSTEM |  |  |  | DETECTION SYSTEM | 10008240 |  | Facilities | [8 empty] | 1000247 | SIZE | SZ |  | Text | 0 |  |  |  | 0 | inches |  |  |  | Active | Hard Spec |  | 0 | inches | days | 0 | US Dollars |  |  |  | 0 | US Dollars |  |  | EQ-1000066 |  |  |  | 0 | pounds-mass
EQ-1000067 | DIESEL FUEL TANK |  |  |  | FUEL TANK-AST | 10008240 | D3010.50 - Fuel Storage Tanks | Facilities | [13 empty] | 0 |  |  | 33 56 00-Fuel-Storage Tanks | 0 | inches |  |  |  | Revision In Progress | Hard Spec |  | 0 | inches | days | 0 | US Dollars |  |  |  | 0 | US Dollars |  |  | EQ-1000067 |  |  |  | 0 | pounds-mass
EQ-1000068 | DIRECT DIGITAL CONTROL |  |  |  | DIRECT DIGITAL CONTROL | 10008240 |  | Facilities | [13 empty] | 0 |  |  |  | 0 | inches |  |  |  | Active | Hard Spec |  | 0 | inches | days | 0 | US Dollars |  |  |  | 0 | US Dollars |  |  | EQ-1000068 |  |  |  | 0 | pounds-mass
EQ-1000069 | DISHWASHER |  |  |  | DISHWASHER | 10008240 |  | Facilities | [13 empty] | 0 |  |  |  | 0 | inches |  |  |  | Active | Hard Spec |  | 0 | inches | days | 0 | US Dollars |  |  |  | 0 | US Dollars |  |  | EQ-1000069 |  |  |  | 0 | pounds-mass
EQ-1000070 | DOOR CONTROL |  |  |  | DOOR CONTROL | 10008240 |  | Facilities | [8 empty] | 1000258 | ZONE | ZONE |  | Text | 0 |  |  |  | 0 | inches |  |  |  | Active | Hard Spec |  | 0 | inches | days | 0 | US Dollars |  |  |  | 0 | US Dollars |  |  | EQ-1000070 |  |  |  | 0 | pounds-mass
EQ-1000070 | DOOR CONTROL |  |  |  | DOOR CONTROL | 10008240 |  | Facilities | [8 empty] | 1000249 | SERVICE COMPANY | SERCO |  | Text | 0 |  |  |  | 0 | inches |  |  |  | Active | Hard Spec |  | 0 | inches | days | 0 | US Dollars |  |  |  | 0 | US Dollars |  |  | EQ-1000070 |  |  |  | 0 | pounds-mass
EQ-1000070 | DOOR CONTROL |  |  |  | DOOR CONTROL | 10008240 |  | Facilities | [8 empty] | 1000256 | MODEL TYPE | TYPE |  | Text | 0 |  |  |  | 0 | inches |  |  |  | Active | Hard Spec |  | 0 | inches | days | 0 | US Dollars |  |  |  | 0 | US Dollars |  |  | EQ-1000070 |  |  |  | 0 | pounds-mass
EQ-1000070 | DOOR CONTROL |  |  |  | DOOR CONTROL | 10008240 |  | Facilities | [8 empty] | 1000257 | SYSTEM | SYS |  | Text | 0 |  |  |  | 0 | inches |  |  |  | Active | Hard Spec |  | 0 | inches | days | 0 | US Dollars |  |  |  | 0 | US Dollars |  |  | EQ-1000070 |  |  |  | 0 | pounds-mass
EQ-1000071 | DRINKING FOUNTAIN | Refrigerated or non-refrigerated; Single or Multi-Station; Indoor or Outdoor; Combination Stations may include: > Drinking with Spigot/Faucet > Human / Pet |  |  | Plumbing Equipment | 10008240 | D2010.20 - Domestic Water Equipment | Facilities | [13 empty] | 0 |  |  |  | 0 | inches |  |  | Equipment | Revision In Progress | Hard Spec |  | 0 | inches | days | 0 | US Dollars |  |  |  | 0 | US Dollars |  |  | EQ-1000071 |  |  |  | 0 | pounds-mass
EQ-1000072 | DRY CHEMICAL FIRE SUPPRESSION SYSTE |  |  |  | DRY CHEMICAL FIRE SUPPRESSION SYSTE | 10008240 |  | Facilities | [8 empty] | 1000870 | RUNNING TIME | DUTY |  | Text | 0 |  |  |  | 0 | inches |  |  |  | Active | Hard Spec |  | 0 | inches | days | 0 | US Dollars |  |  |  | 0 | US Dollars |  |  | EQ-1000072 |  |  |  | 0 | pounds-mass
EQ-1000072 | DRY CHEMICAL FIRE SUPPRESSION SYSTE |  |  |  | DRY CHEMICAL FIRE SUPPRESSION SYSTE | 10008240 |  | Facilities | [8 empty] | 1000869 | EQUIPMENT LOCATION | LOC |  | Text | 0 |  |  |  | 0 | inches |  |  |  | Active | Hard Spec |  | 0 | inches | days | 0 | US Dollars |  |  |  | 0 | US Dollars |  |  | EQ-1000072 |  |  |  | 0 | pounds-mass
EQ-1000072 | DRY CHEMICAL FIRE SUPPRESSION SYSTE |  |  |  | DRY CHEMICAL FIRE SUPPRESSION SYSTE | 10008240 |  | Facilities | [8 empty] | 1000867 | CAPACITY | CAP |  | Number | 0 |  |  |  | 0 | inches |  |  |  | Active | Hard Spec |  | 0 | inches | days | 0 | US Dollars |  |  |  | 0 | US Dollars |  |  | EQ-1000072 |  |  |  | 0 | pounds-mass
EQ-1000072 | DRY CHEMICAL FIRE SUPPRESSION SYSTE |  |  |  | DRY CHEMICAL FIRE SUPPRESSION SYSTE | 10008240 |  | Facilities | [8 empty] | 1000863 | CHEMICAL TYPE | CHEM |  | Text | 0 |  |  |  | 0 | inches |  |  |  | Active | Hard Spec |  | 0 | inches | days | 0 | US Dollars |  |  |  | 0 | US Dollars |  |  | EQ-1000072 |  |  |  | 0 | pounds-mass
EQ-1000072 | DRY CHEMICAL FIRE SUPPRESSION SYSTE |  |  |  | DRY CHEMICAL FIRE SUPPRESSION SYSTE | 10008240 |  | Facilities | [8 empty] | 1000876 | PRESSURE | PRESS |  | Number | 0 |  |  |  | 0 | inches |  |  |  | Active | Hard Spec |  | 0 | inches | days | 0 | US Dollars |  |  |  | 0 | US Dollars |  |  | EQ-1000072 |  |  |  | 0 | pounds-mass
EQ-1000072 | DRY CHEMICAL FIRE SUPPRESSION SYSTE |  |  |  | DRY CHEMICAL FIRE SUPPRESSION SYSTE | 10008240 |  | Facilities | [8 empty] | 1000873 | SERVICE COMPANY | SERCO |  | Text | 0 |  |  |  | 0 | inches |  |  |  | Active | Hard Spec |  | 0 | inches | days | 0 | US Dollars |  |  |  | 0 | US Dollars |  |  | EQ-1000072 |  |  |  | 0 | pounds-mass
EQ-1000073 | DRY FIRE SUPPRESSION SYSTEM |  |  |  | DRY FIRE SUPPRESSION SYSTEM | 10008240 |  | Facilities | [8 empty] | 1000894 | RUNNING TIME | DUTY |  | Text | 0 |  |  |  | 0 | inches |  |  |  | Active | Hard Spec |  | 0 | inches | days | 0 | US Dollars |  |  |  | 0 | US Dollars |  |  | EQ-1000073 |  |  |  | 0 | pounds-mass
EQ-1000073 | DRY FIRE SUPPRESSION SYSTEM |  |  |  | DRY FIRE SUPPRESSION SYSTEM | 10008240 |  | Facilities | [8 empty] | 1000893 | PRESSURE | PRESS |  | Number | 0 |  |  |  | 0 | inches |  |  |  | Active | Hard Spec |  | 0 | inches | days | 0 | US Dollars |  |  |  | 0 | US Dollars |  |  | EQ-1000073 |  |  |  | 0 | pounds-mass
EQ-1000073 | DRY FIRE SUPPRESSION SYSTEM |  |  |  | DRY FIRE SUPPRESSION SYSTEM | 10008240 |  | Facilities | [8 empty] | 1000892 | SERVICE COMPANY | SERCO |  | Text | 0 |  |  |  | 0 | inches |  |  |  | Active | Hard Spec |  | 0 | inches | days | 0 | US Dollars |  |  |  | 0 | US Dollars |  |  | EQ-1000073 |  |  |  | 0 | pounds-mass
EQ-1000073 | DRY FIRE SUPPRESSION SYSTEM |  |  |  | DRY FIRE SUPPRESSION SYSTEM | 10008240 |  | Facilities | [8 empty] | 1000891 | EQUIPMENT LOCATION | LOC |  | Text | 0 |  |  |  | 0 | inches |  |  |  | Active | Hard Spec |  | 0 | inches | days | 0 | US Dollars |  |  |  | 0 | US Dollars |  |  | EQ-1000073 |  |  |  | 0 | pounds-mass
EQ-1000073 | DRY FIRE SUPPRESSION SYSTEM |  |  |  | DRY FIRE SUPPRESSION SYSTEM | 10008240 |  | Facilities | [8 empty] | 1000885 | CAPACITY | CAP |  | Number | 0 |  |  |  | 0 | inches |  |  |  | Active | Hard Spec |  | 0 | inches | days | 0 | US Dollars |  |  |  | 0 | US Dollars |  |  | EQ-1000073 |  |  |  | 0 | pounds-mass
EQ-1000074 | DRYERS |  |  |  | DRYERS | 10008240 |  | Facilities | [13 empty] | 0 |  |  |  | 0 | inches |  |  |  | Active | Hard Spec |  | 0 | inches | days | 0 | US Dollars |  |  |  | 0 | US Dollars |  |  | EQ-1000074 |  |  |  | 0 | pounds-mass
EQ-1000075 | DUCTWRK |  |  |  | DUCTWRK | 10008240 |  | Facilities | [13 empty] | 0 |  |  |  | 0 | inches |  |  |  | Active | Hard Spec |  | 0 | inches | days | 0 | US Dollars |  |  |  | 0 | US Dollars |  |  | EQ-1000075 |  |  |  | 0 | pounds-mass
EQ-1000076 | DUMBWAITER |  |  |  | DUMBWAITER | 10008240 |  | Facilities | [8 empty] | 1000269 | RUNNING TIME | DUTY |  | Text | 0 |  |  |  | 0 | inches |  |  |  | Active | Hard Spec |  | 0 | inches | days | 0 | US Dollars |  |  |  | 0 | US Dollars |  |  | EQ-1000076 |  |  |  | 0 | pounds-mass
EQ-1000076 | DUMBWAITER |  |  |  | DUMBWAITER | 10008240 |  | Facilities | [8 empty] | 1000277 | SIZE | SZ |  | Text | 0 |  |  |  | 0 | inches |  |  |  | Active | Hard Spec |  | 0 | inches | days | 0 | US Dollars |  |  |  | 0 | US Dollars |  |  | EQ-1000076 |  |  |  | 0 | pounds-mass
EQ-1000076 | DUMBWAITER |  |  |  | DUMBWAITER | 10008240 |  | Facilities | [8 empty] | 1000278 | MODEL TYPE | TYPE |  | Text | 0 |  |  |  | 0 | inches |  |  |  | Active | Hard Spec |  | 0 | inches | days | 0 | US Dollars |  |  |  | 0 | US Dollars |  |  | EQ-1000076 |  |  |  | 0 | pounds-mass
EQ-1000076 | DUMBWAITER |  |  |  | DUMBWAITER | 10008240 |  | Facilities | [8 empty] | 1000272 | SERVICE COMPANY | SERCO |  | Text | 0 |  |  |  | 0 | inches |  |  |  | Active | Hard Spec |  | 0 | inches | days | 0 | US Dollars |  |  |  | 0 | US Dollars |  |  | EQ-1000076 |  |  |  | 0 | pounds-mass
EQ-1000076 | DUMBWAITER |  |  |  | DUMBWAITER | 10008240 |  | Facilities | [8 empty] | 1000270 | STORIES | STR |  | Number | 0 |  |  |  | 0 | inches |  |  |  | Active | Hard Spec |  | 0 | inches | days | 0 | US Dollars |  |  |  | 0 | US Dollars |  |  | EQ-1000076 |  |  |  | 0 | pounds-mass
EQ-1000077 | DUMP TANKS |  |  |  | DUMP TANKS | 10008240 |  | Facilities | [13 empty] | 0 |  |  |  | 0 | inches |  |  |  | Active | Hard Spec |  | 0 | inches | days | 0 | US Dollars |  |  |  | 0 | US Dollars |  |  | EQ-1000077 |  |  |  | 0 | pounds-mass
EQ-1000078 | DUMP TRUCK |  |  |  | DUMP TRUCK | 10008240 |  | Facilities | [13 empty] | 0 |  |  |  | 0 | inches | x |  |  | Revision In Progress | Hard Spec |  | 0 | inches | days | 0 | US Dollars |  |  |  | 0 | US Dollars |  |  | EQ-1000078 |  |  |  | 0 | pounds-mass
EQ-1000079 | ELEC TRAP |  |  |  | ELEC TRAP | 10008240 |  | Facilities | [13 empty] | 0 |  |  |  | 0 | inches |  |  |  | Active | Hard Spec |  | 0 | inches | days | 0 | US Dollars |  |  |  | 0 | US Dollars |  |  | EQ-1000079 |  |  |  | 0 | pounds-mass
EQ-1000080 | ELECTRIC HEATER |  |  |  | ELECTRIC HEATER | 10008240 | D3020 - Heating Systems | Facilities | [13 empty] | 0 |  |  |  | 0 | inches |  |  |  | Active | Hard Spec |  | 0 | inches | days | 0 | US Dollars |  |  |  | 0 | US Dollars |  |  | EQ-1000080 |  |  |  | 0 | pounds-mass
EQ-1000081 | ELECTRIC METER |  |  |  | ELECTRIC METER | 10008240 | D5020.10 - Electrical Service | Facilities | [8 empty] | 1000533 | SIZE | SZ |  | Text | 0 |  |  |  | 0 | inches |  |  |  | Active | Hard Spec |  | 0 | inches | days | 0 | US Dollars |  |  |  | 0 | US Dollars |  |  | EQ-1000081 |  |  |  | 0 | pounds-mass
EQ-1000081 | ELECTRIC METER |  |  |  | ELECTRIC METER | 10008240 | D5020.10 - Electrical Service | Facilities | [8 empty] | 1000516 | SERVICE COMPANY | SERCO |  | Text | 0 |  |  |  | 0 | inches |  |  |  | Active | Hard Spec |  | 0 | inches | days | 0 | US Dollars |  |  |  | 0 | US Dollars |  |  | EQ-1000081 |  |  |  | 0 | pounds-mass
EQ-1000081 | ELECTRIC METER |  |  |  | ELECTRIC METER | 10008240 | D5020.10 - Electrical Service | Facilities | [8 empty] | 1000527 | SYSTEM | SYS |  | Text | 0 |  |  |  | 0 | inches |  |  |  | Active | Hard Spec |  | 0 | inches | days | 0 | US Dollars |  |  |  | 0 | US Dollars |  |  | EQ-1000081 |  |  |  | 0 | pounds-mass
EQ-1000081 | ELECTRIC METER |  |  |  | ELECTRIC METER | 10008240 | D5020.10 - Electrical Service | Facilities | [8 empty] | 1000532 | VOLTS | VT |  | Number | 0 |  |  |  | 0 | inches |  |  |  | Active | Hard Spec |  | 0 | inches | days | 0 | US Dollars |  |  |  | 0 | US Dollars |  |  | EQ-1000081 |  |  |  | 0 | pounds-mass
EQ-1000081 | ELECTRIC METER |  |  |  | ELECTRIC METER | 10008240 | D5020.10 - Electrical Service | Facilities | [8 empty] | 1000515 | AMPS | AMPS |  | Number | 0 |  |  |  | 0 | inches |  |  |  | Active | Hard Spec |  | 0 | inches | days | 0 | US Dollars |  |  |  | 0 | US Dollars |  |  | EQ-1000081 |  |  |  | 0 | pounds-mass
EQ-1000082 | ELECTRIC OPERATED VALVES |  |  |  | ELECTRIC OPERATED VALVES | 10008240 |  | Facilities | [8 empty] | 1000987 | PRESSURE | PRESS |  | Number | 0 |  |  |  | 0 | inches |  |  |  | Active | Hard Spec |  | 0 | inches | days | 0 | US Dollars |  |  |  | 0 | US Dollars |  |  | EQ-1000082 |  |  |  | 0 | pounds-mass
EQ-1000082 | ELECTRIC OPERATED VALVES |  |  |  | ELECTRIC OPERATED VALVES | 10008240 |  | Facilities | [8 empty] | 1000983 | RUNNING TIME | DUTY |  | Text | 0 |  |  |  | 0 | inches |  |  |  | Active | Hard Spec |  | 0 | inches | days | 0 | US Dollars |  |  |  | 0 | US Dollars |  |  | EQ-1000082 |  |  |  | 0 | pounds-mass
EQ-1000082 | ELECTRIC OPERATED VALVES |  |  |  | ELECTRIC OPERATED VALVES | 10008240 |  | Facilities | [8 empty] | 1000996 | MODEL TYPE | TYPE |  | Text | 0 |  |  |  | 0 | inches |  |  |  | Active | Hard Spec |  | 0 | inches | days | 0 | US Dollars |  |  |  | 0 | US Dollars |  |  | EQ-1000082 |  |  |  | 0 | pounds-mass
EQ-1000082 | ELECTRIC OPERATED VALVES |  |  |  | ELECTRIC OPERATED VALVES | 10008240 |  | Facilities | [8 empty] | 1000984 | SIZE | SZ |  | Text | 0 |  |  |  | 0 | inches |  |  |  | Active | Hard Spec |  | 0 | inches | days | 0 | US Dollars |  |  |  | 0 | US Dollars |  |  | EQ-1000082 |  |  |  | 0 | pounds-mass
EQ-1000082 | ELECTRIC OPERATED VALVES |  |  |  | ELECTRIC OPERATED VALVES | 10008240 |  | Facilities | [8 empty] | 1000991 | SYSTEM | SYS |  | Text | 0 |  |  |  | 0 | inches |  |  |  | Active | Hard Spec |  | 0 | inches | days | 0 | US Dollars |  |  |  | 0 | US Dollars |  |  | EQ-1000082 |  |  |  | 0 | pounds-mass
EQ-1000082 | ELECTRIC OPERATED VALVES |  |  |  | ELECTRIC OPERATED VALVES | 10008240 |  | Facilities | [8 empty] | 1000989 | TYPE AND SIZE OF PACKING | PACK |  | Text | 0 |  |  |  | 0 | inches |  |  |  | Active | Hard Spec |  | 0 | inches | days | 0 | US Dollars |  |  |  | 0 | US Dollars |  |  | EQ-1000082 |  |  |  | 0 | pounds-mass
EQ-1000083 | ELECTRIC TRANSFORMER |  |  |  | ELECTRIC TRANSFORMER | 10008240 | G4010.40 - Electrical Transformers | Facilities | [13 empty] | 0 |  |  |  | 0 | inches |  |  |  | Revision In Progress | Hard Spec |  | 0 | inches | days | 0 | US Dollars |  |  |  | 0 | US Dollars |  |  | EQ-1000083 |  |  |  | 0 | pounds-mass
EQ-1000084 | ELECTRIC VAULT |  |  |  | ELECTRIC VAULT | 10008240 |  | Facilities | [8 empty] | 1001015 | RUNNING TIME | DUTY |  | Text | 0 |  |  |  | 0 | inches |  |  |  | Active | Hard Spec |  | 0 | inches | days | 0 | US Dollars |  |  |  | 0 | US Dollars |  |  | EQ-1000084 |  |  |  | 0 | pounds-mass
EQ-1000084 | ELECTRIC VAULT |  |  |  | ELECTRIC VAULT | 10008240 |  | Facilities | [8 empty] | 1001014 | SYSTEM | SYS |  | Text | 0 |  |  |  | 0 | inches |  |  |  | Active | Hard Spec |  | 0 | inches | days | 0 | US Dollars |  |  |  | 0 | US Dollars |  |  | EQ-1000084 |  |  |  | 0 | pounds-mass
EQ-1000084 | ELECTRIC VAULT |  |  |  | ELECTRIC VAULT | 10008240 |  | Facilities | [8 empty] | 1001022 | SIZE | SZ |  | Text | 0 |  |  |  | 0 | inches |  |  |  | Active | Hard Spec |  | 0 | inches | days | 0 | US Dollars |  |  |  | 0 | US Dollars |  |  | EQ-1000084 |  |  |  | 0 | pounds-mass
EQ-1000084 | ELECTRIC VAULT |  |  |  | ELECTRIC VAULT | 10008240 |  | Facilities | [8 empty] | 1001018 | EQUIPMENT LOCATION | LOC |  | Text | 0 |  |  |  | 0 | inches |  |  |  | Active | Hard Spec |  | 0 | inches | days | 0 | US Dollars |  |  |  | 0 | US Dollars |  |  | EQ-1000084 |  |  |  | 0 | pounds-mass
EQ-1000085 | ELEVATED TANKS |  |  |  | ELEVATED TANKS | 10008240 |  | Facilities | [8 empty] | 1000935 | RUNNING TIME | DUTY |  | Text | 0 |  |  |  | 0 | inches |  |  |  | Active | Hard Spec |  | 0 | inches | days | 0 | US Dollars |  |  |  | 0 | US Dollars |  |  | EQ-1000085 |  |  |  | 0 | pounds-mass
EQ-1000085 | ELEVATED TANKS |  |  |  | ELEVATED TANKS | 10008240 |  | Facilities | [8 empty] | 1000922 | MODEL TYPE | TYPE |  | Text | 0 |  |  |  | 0 | inches |  |  |  | Active | Hard Spec |  | 0 | inches | days | 0 | US Dollars |  |  |  | 0 | US Dollars |  |  | EQ-1000085 |  |  |  | 0 | pounds-mass
EQ-1000085 | ELEVATED TANKS |  |  |  | ELEVATED TANKS | 10008240 |  | Facilities | [8 empty] | 1000924 | CAPACITY | CAP |  | Number | 0 |  |  |  | 0 | inches |  |  |  | Active | Hard Spec |  | 0 | inches | days | 0 | US Dollars |  |  |  | 0 | US Dollars |  |  | EQ-1000085 |  |  |  | 0 | pounds-mass
EQ-1000085 | ELEVATED TANKS |  |  |  | ELEVATED TANKS | 10008240 |  | Facilities | [8 empty] | 1000927 | EQUIPMENT LOCATION | LOC |  | Text | 0 |  |  |  | 0 | inches |  |  |  | Active | Hard Spec |  | 0 | inches | days | 0 | US Dollars |  |  |  | 0 | US Dollars |  |  | EQ-1000085 |  |  |  | 0 | pounds-mass
EQ-1000085 | ELEVATED TANKS |  |  |  | ELEVATED TANKS | 10008240 |  | Facilities | [8 empty] | 1000926 | DIAMETER | DIA |  | Text | 0 |  |  |  | 0 | inches |  |  |  | Active | Hard Spec |  | 0 | inches | days | 0 | US Dollars |  |  |  | 0 | US Dollars |  |  | EQ-1000085 |  |  |  | 0 | pounds-mass
EQ-1000086 | ELEVATOR |  |  |  | ELEVATOR | 10008240 | D1010.10 - Elevators | Facilities | [8 empty] | 1000286 | SERVICE COMPANY | SERCO |  | Text | 0 |  |  |  | 0 | inches |  |  |  | Active | Hard Spec |  | 0 | inches | days | 0 | US Dollars |  |  |  | 0 | US Dollars |  |  | EQ-1000086 |  |  |  | 0 | pounds-mass
EQ-1000086 | ELEVATOR |  |  |  | ELEVATOR | 10008240 | D1010.10 - Elevators | Facilities | [8 empty] | 1000287 | STORIES | STR |  | Number | 0 |  |  |  | 0 | inches |  |  |  | Active | Hard Spec |  | 0 | inches | days | 0 | US Dollars |  |  |  | 0 | US Dollars |  |  | EQ-1000086 |  |  |  | 0 | pounds-mass
EQ-1000086 | ELEVATOR |  |  |  | ELEVATOR | 10008240 | D1010.10 - Elevators | Facilities | [8 empty] | 1000284 | SIZE | SZ |  | Text | 0 |  |  |  | 0 | inches |  |  |  | Active | Hard Spec |  | 0 | inches | days | 0 | US Dollars |  |  |  | 0 | US Dollars |  |  | EQ-1000086 |  |  |  | 0 | pounds-mass
EQ-1000086 | ELEVATOR |  |  |  | ELEVATOR | 10008240 | D1010.10 - Elevators | Facilities | [8 empty] | 1000285 | RUNNING TIME | DUTY |  | Text | 0 |  |  |  | 0 | inches |  |  |  | Active | Hard Spec |  | 0 | inches | days | 0 | US Dollars |  |  |  | 0 | US Dollars |  |  | EQ-1000086 |  |  |  | 0 | pounds-mass
EQ-1000086 | ELEVATOR |  |  |  | ELEVATOR | 10008240 | D1010.10 - Elevators | Facilities | [8 empty] | 1000288 | MODEL TYPE | TYPE |  | Text | 0 |  |  |  | 0 | inches |  |  |  | Active | Hard Spec |  | 0 | inches | days | 0 | US Dollars |  |  |  | 0 | US Dollars |  |  | EQ-1000086 |  |  |  | 0 | pounds-mass
EQ-1000087 | EMERGENCY ENGINE |  |  |  | EMERGENCY ENGINE | 10008240 |  | Facilities | [13 empty] | 0 |  |  |  | 0 | inches |  |  |  | Active | Hard Spec |  | 0 | inches | days | 0 | US Dollars |  |  |  | 0 | US Dollars |  |  | EQ-1000087 |  |  |  | 0 | pounds-mass
EQ-1000088 | EMERGENCY GENERATOR SET |  |  |  | EMERGENCY GENERATOR SET | 10008240 | D5010 - Facility Power Generation | Facilities | [8 empty] | 1000307 | FUEL TYPE | FUEL_TYPE |  | Text | 0 |  |  |  | 0 | inches |  |  |  | Active | Hard Spec |  | 0 | inches | days | 0 | US Dollars |  |  |  | 0 | US Dollars |  |  | EQ-1000088 |  |  |  | 0 | pounds-mass
EQ-1000088 | EMERGENCY GENERATOR SET |  |  |  | EMERGENCY GENERATOR SET | 10008240 | D5010 - Facility Power Generation | Facilities | [8 empty] | 1000292 | HORSEPOWER | HP |  | Number | 0 |  |  |  | 0 | inches |  |  |  | Active | Hard Spec |  | 0 | inches | days | 0 | US Dollars |  |  |  | 0 | US Dollars |  |  | EQ-1000088 |  |  |  | 0 | pounds-mass
EQ-1000088 | EMERGENCY GENERATOR SET |  |  |  | EMERGENCY GENERATOR SET | 10008240 | D5010 - Facility Power Generation | Facilities | [8 empty] | 1000296 | SIZE | SZ |  | Text | 0 |  |  |  | 0 | inches |  |  |  | Active | Hard Spec |  | 0 | inches | days | 0 | US Dollars |  |  |  | 0 | US Dollars |  |  | EQ-1000088 |  |  |  | 0 | pounds-mass
EQ-1000088 | EMERGENCY GENERATOR SET |  |  |  | EMERGENCY GENERATOR SET | 10008240 | D5010 - Facility Power Generation | Facilities | [8 empty] | 1000317 | AMPS | AMPS |  | Number | 0 |  |  |  | 0 | inches |  |  |  | Active | Hard Spec |  | 0 | inches | days | 0 | US Dollars |  |  |  | 0 | US Dollars |  |  | EQ-1000088 |  |  |  | 0 | pounds-mass
EQ-1000088 | EMERGENCY GENERATOR SET |  |  |  | EMERGENCY GENERATOR SET | 10008240 | D5010 - Facility Power Generation | Facilities | [8 empty] | 1000319 | SERVICE COMPANY | SERCO |  | Text | 0 |  |  |  | 0 | inches |  |  |  | Active | Hard Spec |  | 0 | inches | days | 0 | US Dollars |  |  |  | 0 | US Dollars |  |  | EQ-1000088 |  |  |  | 0 | pounds-mass
EQ-1000088 | EMERGENCY GENERATOR SET |  |  |  | EMERGENCY GENERATOR SET | 10008240 | D5010 - Facility Power Generation | Facilities | [8 empty] | 1000294 | MODEL TYPE | TYPE |  | Text | 0 |  |  |  | 0 | inches |  |  |  | Active | Hard Spec |  | 0 | inches | days | 0 | US Dollars |  |  |  | 0 | US Dollars |  |  | EQ-1000088 |  |  |  | 0 | pounds-mass
EQ-1000088 | EMERGENCY GENERATOR SET |  |  |  | EMERGENCY GENERATOR SET | 10008240 | D5010 - Facility Power Generation | Facilities | [8 empty] | 1000316 | NUMBER OF CYLINDERS | CYL |  | Number | 0 |  |  |  | 0 | inches |  |  |  | Active | Hard Spec |  | 0 | inches | days | 0 | US Dollars |  |  |  | 0 | US Dollars |  |  | EQ-1000088 |  |  |  | 0 | pounds-mass
EQ-1000088 | EMERGENCY GENERATOR SET |  |  |  | EMERGENCY GENERATOR SET | 10008240 | D5010 - Facility Power Generation | Facilities | [8 empty] | 1000300 | PHASE | PH |  | Number | 0 |  |  |  | 0 | inches |  |  |  | Active | Hard Spec |  | 0 | inches | days | 0 | US Dollars |  |  |  | 0 | US Dollars |  |  | EQ-1000088 |  |  |  | 0 | pounds-mass
EQ-1000088 | EMERGENCY GENERATOR SET |  |  |  | EMERGENCY GENERATOR SET | 10008240 | D5010 - Facility Power Generation | Facilities | [8 empty] | 1000302 | VOLTS | VT |  | Number | 0 |  |  |  | 0 | inches |  |  |  | Active | Hard Spec |  | 0 | inches | days | 0 | US Dollars |  |  |  | 0 | US Dollars |  |  | EQ-1000088 |  |  |  | 0 | pounds-mass
EQ-1000088 | EMERGENCY GENERATOR SET |  |  |  | EMERGENCY GENERATOR SET | 10008240 | D5010 - Facility Power Generation | Facilities | [8 empty] | 1000308 | RUNNING TIME | DUTY |  | Text | 0 |  |  |  | 0 | inches |  |  |  | Active | Hard Spec |  | 0 | inches | days | 0 | US Dollars |  |  |  | 0 | US Dollars |  |  | EQ-1000088 |  |  |  | 0 | pounds-mass
EQ-1000089 | EMERGENCY LIGHTING |  |  |  | EMERGENCY LIGHTING | 10008240 |  | Facilities | [8 empty] | 1000290 | SYSTEM | SYS |  | Text | 0 |  |  |  | 0 | inches |  |  |  | Active | Hard Spec |  | 0 | inches | days | 0 | US Dollars |  |  |  | 0 | US Dollars |  |  | EQ-1000089 |  |  |  | 0 | pounds-mass
EQ-1000089 | EMERGENCY LIGHTING |  |  |  | EMERGENCY LIGHTING | 10008240 |  | Facilities | [8 empty] | 1000295 | VOLTS | VT |  | Number | 0 |  |  |  | 0 | inches |  |  |  | Active | Hard Spec |  | 0 | inches | days | 0 | US Dollars |  |  |  | 0 | US Dollars |  |  | EQ-1000089 |  |  |  | 0 | pounds-mass
EQ-1000089 | EMERGENCY LIGHTING |  |  |  | EMERGENCY LIGHTING | 10008240 |  | Facilities | [8 empty] | 1000289 | SIZE | SZ |  | Text | 0 |  |  |  | 0 | inches |  |  |  | Active | Hard Spec |  | 0 | inches | days | 0 | US Dollars |  |  |  | 0 | US Dollars |  |  | EQ-1000089 |  |  |  | 0 | pounds-mass
EQ-1000089 | EMERGENCY LIGHTING |  |  |  | EMERGENCY LIGHTING | 10008240 |  | Facilities | [8 empty] | 1000291 | MODEL TYPE | TYPE |  | Text | 0 |  |  |  | 0 | inches |  |  |  | Active | Hard Spec |  | 0 | inches | days | 0 | US Dollars |  |  |  | 0 | US Dollars |  |  | EQ-1000089 |  |  |  | 0 | pounds-mass
EQ-1000089 | EMERGENCY LIGHTING |  |  |  | EMERGENCY LIGHTING | 10008240 |  | Facilities | [8 empty] | 1000293 | RUNNING TIME | DUTY |  | Text | 0 |  |  |  | 0 | inches |  |  |  | Active | Hard Spec |  | 0 | inches | days | 0 | US Dollars |  |  |  | 0 | US Dollars |  |  | EQ-1000089 |  |  |  | 0 | pounds-mass
EQ-1000090 | ENVIRONMENTAL ROOM |  |  |  | ENVIRONMENTAL ROOM | 10008240 |  | Facilities | [8 empty] | 1000548 | SERVICE COMPANY | SERCO |  | Text | 0 |  |  |  | 0 | inches |  |  |  | Active | Hard Spec |  | 0 | inches | days | 0 | US Dollars |  |  |  | 0 | US Dollars |  |  | EQ-1000090 |  |  |  | 0 | pounds-mass
EQ-1000090 | ENVIRONMENTAL ROOM |  |  |  | ENVIRONMENTAL ROOM | 10008240 |  | Facilities | [8 empty] | 1000547 | EQUIPMENT LOCATION | LOC |  | Text | 0 |  |  |  | 0 | inches |  |  |  | Active | Hard Spec |  | 0 | inches | days | 0 | US Dollars |  |  |  | 0 | US Dollars |  |  | EQ-1000090 |  |  |  | 0 | pounds-mass
EQ-1000090 | ENVIRONMENTAL ROOM |  |  |  | ENVIRONMENTAL ROOM | 10008240 |  | Facilities | [8 empty] | 1000543 | SIZE | SZ |  | Text | 0 |  |  |  | 0 | inches |  |  |  | Active | Hard Spec |  | 0 | inches | days | 0 | US Dollars |  |  |  | 0 | US Dollars |  |  | EQ-1000090 |  |  |  | 0 | pounds-mass
EQ-1000090 | ENVIRONMENTAL ROOM |  |  |  | ENVIRONMENTAL ROOM | 10008240 |  | Facilities | [8 empty] | 1000549 | SQUARE FEET | SQFT |  | Number | 0 |  |  |  | 0 | inches |  |  |  | Active | Hard Spec |  | 0 | inches | days | 0 | US Dollars |  |  |  | 0 | US Dollars |  |  | EQ-1000090 |  |  |  | 0 | pounds-mass
EQ-1000090 | ENVIRONMENTAL ROOM |  |  |  | ENVIRONMENTAL ROOM | 10008240 |  | Facilities | [8 empty] | 1000542 | MODEL TYPE | TYPE |  | Text | 0 |  |  |  | 0 | inches |  |  |  | Active | Hard Spec |  | 0 | inches | days | 0 | US Dollars |  |  |  | 0 | US Dollars |  |  | EQ-1000090 |  |  |  | 0 | pounds-mass
EQ-1000091 | EPDM ROOFING SYSTEM |  |  |  | EPDM ROOFING SYSTEM | 10008240 | B3010 - Roofing | Facilities | [8 empty] | 1000304 | RUNNING TIME | DUTY |  | Text | 0 |  |  |  | 0 | inches |  |  |  | Revision In Progress | Hard Spec |  | 0 | inches | days | 0 | US Dollars |  |  |  | 0 | US Dollars |  |  | EQ-1000091 |  |  |  | 0 | pounds-mass
EQ-1000092 | ESCALATOR |  |  |  | ESCALATOR | 10008240 |  | Facilities | [8 empty] | 1000305 | STORIES | STR |  | Number | 0 |  |  |  | 0 | inches |  |  |  | Active | Hard Spec |  | 0 | inches | days | 0 | US Dollars |  |  |  | 0 | US Dollars |  |  | EQ-1000092 |  |  |  | 0 | pounds-mass
EQ-1000092 | ESCALATOR |  |  |  | ESCALATOR | 10008240 |  | Facilities | [8 empty] | 1000311 | MODEL TYPE | TYPE |  | Text | 0 |  |  |  | 0 | inches |  |  |  | Active | Hard Spec |  | 0 | inches | days | 0 | US Dollars |  |  |  | 0 | US Dollars |  |  | EQ-1000092 |  |  |  | 0 | pounds-mass
EQ-1000092 | ESCALATOR |  |  |  | ESCALATOR | 10008240 |  | Facilities | [8 empty] | 1000303 | RUNNING TIME | DUTY |  | Text | 0 |  |  |  | 0 | inches |  |  |  | Active | Hard Spec |  | 0 | inches | days | 0 | US Dollars |  |  |  | 0 | US Dollars |  |  | EQ-1000092 |  |  |  | 0 | pounds-mass
EQ-1000092 | ESCALATOR |  |  |  | ESCALATOR | 10008240 |  | Facilities | [8 empty] | 1000306 | SIZE | SZ |  | Text | 0 |  |  |  | 0 | inches |  |  |  | Active | Hard Spec |  | 0 | inches | days | 0 | US Dollars |  |  |  | 0 | US Dollars |  |  | EQ-1000092 |  |  |  | 0 | pounds-mass
EQ-1000092 | ESCALATOR |  |  |  | ESCALATOR | 10008240 |  | Facilities | [8 empty] | 1000301 | SERVICE COMPANY | SERCO |  | Text | 0 |  |  |  | 0 | inches |  |  |  | Active | Hard Spec |  | 0 | inches | days | 0 | US Dollars |  |  |  | 0 | US Dollars |  |  | EQ-1000092 |  |  |  | 0 | pounds-mass
EQ-1000093 | EVAPORATOR |  |  |  | EVAPORATOR | 10008240 |  | Facilities | [8 empty] | 1000314 | SYSTEM | SYS |  | Text | 0 |  |  |  | 0 | inches |  |  |  | Active | Hard Spec |  | 0 | inches | days | 0 | US Dollars |  |  |  | 0 | US Dollars |  |  | EQ-1000093 |  |  |  | 0 | pounds-mass
EQ-1000093 | EVAPORATOR |  |  |  | EVAPORATOR | 10008240 |  | Facilities | [8 empty] | 1000297 | PHASE | PH |  | Number | 0 |  |  |  | 0 | inches |  |  |  | Active | Hard Spec |  | 0 | inches | days | 0 | US Dollars |  |  |  | 0 | US Dollars |  |  | EQ-1000093 |  |  |  | 0 | pounds-mass
EQ-1000093 | EVAPORATOR |  |  |  | EVAPORATOR | 10008240 |  | Facilities | [8 empty] | 1000315 | REPLACEMENT COST | COST |  | Number | 0 |  |  |  | 0 | inches |  |  |  | Active | Hard Spec |  | 0 | inches | days | 0 | US Dollars |  |  |  | 0 | US Dollars |  |  | EQ-1000093 |  |  |  | 0 | pounds-mass
EQ-1000093 | EVAPORATOR |  |  |  | EVAPORATOR | 10008240 |  | Facilities | [8 empty] | 1000318 | AMPS | AMPS |  | Number | 0 |  |  |  | 0 | inches |  |  |  | Active | Hard Spec |  | 0 | inches | days | 0 | US Dollars |  |  |  | 0 | US Dollars |  |  | EQ-1000093 |  |  |  | 0 | pounds-mass
EQ-1000093 | EVAPORATOR |  |  |  | EVAPORATOR | 10008240 |  | Facilities | [8 empty] | 1000312 | POUNDS PER SQUARE INCH | PSI |  | Number | 0 |  |  |  | 0 | inches |  |  |  | Active | Hard Spec |  | 0 | inches | days | 0 | US Dollars |  |  |  | 0 | US Dollars |  |  | EQ-1000093 |  |  |  | 0 | pounds-mass
EQ-1000093 | EVAPORATOR |  |  |  | EVAPORATOR | 10008240 |  | Facilities | [8 empty] | 1000321 | SERVICE COMPANY | SERCO |  | Text | 0 |  |  |  | 0 | inches |  |  |  | Active | Hard Spec |  | 0 | inches | days | 0 | US Dollars |  |  |  | 0 | US Dollars |  |  | EQ-1000093 |  |  |  | 0 | pounds-mass
EQ-1000093 | EVAPORATOR |  |  |  | EVAPORATOR | 10008240 |  | Facilities | [8 empty] | 1000313 | RUNNING TIME | DUTY |  | Text | 0 |  |  |  | 0 | inches |  |  |  | Active | Hard Spec |  | 0 | inches | days | 0 | US Dollars |  |  |  | 0 | US Dollars |  |  | EQ-1000093 |  |  |  | 0 | pounds-mass
EQ-1000093 | EVAPORATOR |  |  |  | EVAPORATOR | 10008240 |  | Facilities | [8 empty] | 1000310 | REFRIGERANT TYPE | REFG |  | Text | 0 |  |  |  | 0 | inches |  |  |  | Active | Hard Spec |  | 0 | inches | days | 0 | US Dollars |  |  |  | 0 | US Dollars |  |  | EQ-1000093 |  |  |  | 0 | pounds-mass
EQ-1000093 | EVAPORATOR |  |  |  | EVAPORATOR | 10008240 |  | Facilities | [8 empty] | 1000309 | BRITISH THERMAL UNIT | BTU |  | Number | 0 |  |  |  | 0 | inches |  |  |  | Active | Hard Spec |  | 0 | inches | days | 0 | US Dollars |  |  |  | 0 | US Dollars |  |  | EQ-1000093 |  |  |  | 0 | pounds-mass
EQ-1000093 | EVAPORATOR |  |  |  | EVAPORATOR | 10008240 |  | Facilities | [8 empty] | 1000298 | GALLONS | GAL |  | Number | 0 |  |  |  | 0 | inches |  |  |  | Active | Hard Spec |  | 0 | inches | days | 0 | US Dollars |  |  |  | 0 | US Dollars |  |  | EQ-1000093 |  |  |  | 0 | pounds-mass
EQ-1000093 | EVAPORATOR |  |  |  | EVAPORATOR | 10008240 |  | Facilities | [8 empty] | 1000299 | VOLTS | VT |  | Number | 0 |  |  |  | 0 | inches |  |  |  | Active | Hard Spec |  | 0 | inches | days | 0 | US Dollars |  |  |  | 0 | US Dollars |  |  | EQ-1000093 |  |  |  | 0 | pounds-mass
EQ-1000094 | EXHAUST FAN |  |  |  | EXHAUST FAN | 10008240 | D3060.30 - Exhaust Air | Facilities | [8 empty] | 1009111 | HORSEPOWER | HP |  | Number | 0 |  |  |  | 0 | inches |  |  |  | Active | Hard Spec |  | 0 | inches | days | 0 | US Dollars |  |  |  | 0 | US Dollars |  |  | EQ-1000094 |  |  |  | 0 | pounds-mass
EQ-1000094 | EXHAUST FAN |  |  |  | EXHAUST FAN | 10008240 | D3060.30 - Exhaust Air | Facilities | [8 empty] | 1009124 | RPM | REVOLUTIONS PER MINUTE |  | Number | 0 |  |  |  | 0 | inches |  |  |  | Active | Hard Spec |  | 0 | inches | days | 0 | US Dollars |  |  |  | 0 | US Dollars |  |  | EQ-1000094 |  |  |  | 0 | pounds-mass
EQ-1000094 | EXHAUST FAN |  |  |  | EXHAUST FAN | 10008240 | D3060.30 - Exhaust Air | Facilities | [8 empty] | 1009113 | PHASE | PH |  | Number | 0 |  |  |  | 0 | inches |  |  |  | Active | Hard Spec |  | 0 | inches | days | 0 | US Dollars |  |  |  | 0 | US Dollars |  |  | EQ-1000094 |  |  |  | 0 | pounds-mass
EQ-1000094 | EXHAUST FAN |  |  |  | EXHAUST FAN | 10008240 | D3060.30 - Exhaust Air | Facilities | [8 empty] | 1000365 | REPLACEMENT COST | COST |  | Number | 0 |  |  |  | 0 | inches |  |  |  | Active | Hard Spec |  | 0 | inches | days | 0 | US Dollars |  |  |  | 0 | US Dollars |  |  | EQ-1000094 |  |  |  | 0 | pounds-mass
EQ-1000094 | EXHAUST FAN |  |  |  | EXHAUST FAN | 10008240 | D3060.30 - Exhaust Air | Facilities | [8 empty] | 1000363 | BELT SIZE | BELT |  | Text | 0 |  |  |  | 0 | inches |  |  |  | Active | Hard Spec |  | 0 | inches | days | 0 | US Dollars |  |  |  | 0 | US Dollars |  |  | EQ-1000094 |  |  |  | 0 | pounds-mass
EQ-1000094 | EXHAUST FAN |  |  |  | EXHAUST FAN | 10008240 | D3060.30 - Exhaust Air | Facilities | [8 empty] | 1000360 | SIZE | SZ |  | Text | 0 |  |  |  | 0 | inches |  |  |  | Active | Hard Spec |  | 0 | inches | days | 0 | US Dollars |  |  |  | 0 | US Dollars |  |  | EQ-1000094 |  |  |  | 0 | pounds-mass
EQ-1000094 | EXHAUST FAN |  |  |  | EXHAUST FAN | 10008240 | D3060.30 - Exhaust Air | Facilities | [8 empty] | 1000342 | CUBIC FEET PER MINUTE | CFM |  | Number | 0 |  |  |  | 0 | inches |  |  |  | Active | Hard Spec |  | 0 | inches | days | 0 | US Dollars |  |  |  | 0 | US Dollars |  |  | EQ-1000094 |  |  |  | 0 | pounds-mass
EQ-1000094 | EXHAUST FAN |  |  |  | EXHAUST FAN | 10008240 | D3060.30 - Exhaust Air | Facilities | [8 empty] | 1000353 | SYSTEM | SYS |  | Text | 0 |  |  |  | 0 | inches |  |  |  | Active | Hard Spec |  | 0 | inches | days | 0 | US Dollars |  |  |  | 0 | US Dollars |  |  | EQ-1000094 |  |  |  | 0 | pounds-mass
EQ-1000094 | EXHAUST FAN |  |  |  | EXHAUST FAN | 10008240 | D3060.30 - Exhaust Air | Facilities | [8 empty] | 1000356 | RUNNING TIME | DUTY |  | Text | 0 |  |  |  | 0 | inches |  |  |  | Active | Hard Spec |  | 0 | inches | days | 0 | US Dollars |  |  |  | 0 | US Dollars |  |  | EQ-1000094 |  |  |  | 0 | pounds-mass
EQ-1000094 | EXHAUST FAN |  |  |  | EXHAUST FAN | 10008240 | D3060.30 - Exhaust Air | Facilities | [8 empty] | 1000355 | BEARING TYPE | BEARING |  | Text | 0 |  |  |  | 0 | inches |  |  |  | Active | Hard Spec |  | 0 | inches | days | 0 | US Dollars |  |  |  | 0 | US Dollars |  |  | EQ-1000094 |  |  |  | 0 | pounds-mass
EQ-1000094 | EXHAUST FAN |  |  |  | EXHAUST FAN | 10008240 | D3060.30 - Exhaust Air | Facilities | [8 empty] | 1009112 | VOLTS | VT |  | Number | 0 |  |  |  | 0 | inches |  |  |  | Active | Hard Spec |  | 0 | inches | days | 0 | US Dollars |  |  |  | 0 | US Dollars |  |  | EQ-1000094 |  |  |  | 0 | pounds-mass
EQ-1000095 | EXP TANKS |  |  |  | EXP TANKS | 10008240 |  | Facilities | [13 empty] | 0 |  |  |  | 0 | inches |  |  |  | Active | Hard Spec |  | 0 | inches | days | 0 | US Dollars |  |  |  | 0 | US Dollars |  |  | EQ-1000095 |  |  |  | 0 | pounds-mass
EQ-1000096 | EXPANSION JOINT |  |  |  | EXPANSION JOINT | 10008240 |  | Facilities | [8 empty] | 1000325 | MODEL TYPE | TYPE |  | Text | 0 |  |  |  | 0 | inches |  |  |  | Active | Hard Spec |  | 0 | inches | days | 0 | US Dollars |  |  |  | 0 | US Dollars |  |  | EQ-1000096 |  |  |  | 0 | pounds-mass
EQ-1000096 | EXPANSION JOINT |  |  |  | EXPANSION JOINT | 10008240 |  | Facilities | [8 empty] | 1000349 | SIZE | SZ |  | Text | 0 |  |  |  | 0 | inches |  |  |  | Active | Hard Spec |  | 0 | inches | days | 0 | US Dollars |  |  |  | 0 | US Dollars |  |  | EQ-1000096 |  |  |  | 0 | pounds-mass
EQ-1000096 | EXPANSION JOINT |  |  |  | EXPANSION JOINT | 10008240 |  | Facilities | [8 empty] | 1000340 | EQUIPMENT LOCATION | LOC |  | Text | 0 |  |  |  | 0 | inches |  |  |  | Active | Hard Spec |  | 0 | inches | days | 0 | US Dollars |  |  |  | 0 | US Dollars |  |  | EQ-1000096 |  |  |  | 0 | pounds-mass
EQ-1000096 | EXPANSION JOINT |  |  |  | EXPANSION JOINT | 10008240 |  | Facilities | [8 empty] | 1000327 | RUNNING TIME | DUTY |  | Text | 0 |  |  |  | 0 | inches |  |  |  | Active | Hard Spec |  | 0 | inches | days | 0 | US Dollars |  |  |  | 0 | US Dollars |  |  | EQ-1000096 |  |  |  | 0 | pounds-mass
EQ-1000096 | EXPANSION JOINT |  |  |  | EXPANSION JOINT | 10008240 |  | Facilities | [8 empty] | 1000322 | SYSTEM | SYS |  | Text | 0 |  |  |  | 0 | inches |  |  |  | Active | Hard Spec |  | 0 | inches | days | 0 | US Dollars |  |  |  | 0 | US Dollars |  |  | EQ-1000096 |  |  |  | 0 | pounds-mass
EQ-1000097 | EXPANSION TANK |  |  |  | EXPANSION TANK | 10008240 |  | Facilities | [13 empty] | 0 |  |  |  | 0 | inches |  |  |  | Active | Hard Spec |  | 0 | inches | days | 0 | US Dollars |  |  |  | 0 | US Dollars |  |  | EQ-1000097 |  |  |  | 0 | pounds-mass
EQ-1000098 | EYE WASH / EMERGENCY SHOWER | portable and hard-piped |  |  | EYE WASHS & EMERGENCY SHOWERS | 10008240 | C1090.60 - Safety Specialties | Facilities | [8 empty] | 1000324 | MODEL TYPE | TYPE |  | Text | 0 |  |  | 11 72 53-Treatment Equipment | 0 | inches |  |  | Equipment | Revision In Progress | Hard Spec |  | 0 | inches | days | 0 | US Dollars |  |  |  | 0 | US Dollars |  |  | EQ-1000098 |  |  |  | 0 | pounds-mass
EQ-1000098 | EYE WASH / EMERGENCY SHOWER | portable and hard-piped |  |  | EYE WASHS & EMERGENCY SHOWERS | 10008240 | C1090.60 - Safety Specialties | Facilities | [8 empty] | 1000329 | SERVICE COMPANY | SERCO |  | Text | 0 |  |  | 11 72 53-Treatment Equipment | 0 | inches |  |  | Equipment | Revision In Progress | Hard Spec |  | 0 | inches | days | 0 | US Dollars |  |  |  | 0 | US Dollars |  |  | EQ-1000098 |  |  |  | 0 | pounds-mass
EQ-1000098 | EYE WASH / EMERGENCY SHOWER | portable and hard-piped |  |  | EYE WASHS & EMERGENCY SHOWERS | 10008240 | C1090.60 - Safety Specialties | Facilities | [8 empty] | 1000346 | SIZE | SZ |  | Text | 0 |  |  | 11 72 53-Treatment Equipment | 0 | inches |  |  | Equipment | Revision In Progress | Hard Spec |  | 0 | inches | days | 0 | US Dollars |  |  |  | 0 | US Dollars |  |  | EQ-1000098 |  |  |  | 0 | pounds-mass
EQ-1000098 | EYE WASH / EMERGENCY SHOWER | portable and hard-piped |  |  | EYE WASHS & EMERGENCY SHOWERS | 10008240 | C1090.60 - Safety Specialties | Facilities | [8 empty] | 1000350 | RUNNING TIME | DUTY |  | Text | 0 |  |  | 11 72 53-Treatment Equipment | 0 | inches |  |  | Equipment | Revision In Progress | Hard Spec |  | 0 | inches | days | 0 | US Dollars |  |  |  | 0 | US Dollars |  |  | EQ-1000098 |  |  |  | 0 | pounds-mass
EQ-1000098 | EYE WASH / EMERGENCY SHOWER | portable and hard-piped |  |  | EYE WASHS & EMERGENCY SHOWERS | 10008240 | C1090.60 - Safety Specialties | Facilities | [8 empty] | 1000345 | GALLONS PER MINUTE | GPM |  | Number | 0 |  |  | 11 72 53-Treatment Equipment | 0 | inches |  |  | Equipment | Revision In Progress | Hard Spec |  | 0 | inches | days | 0 | US Dollars |  |  |  | 0 | US Dollars |  |  | EQ-1000098 |  |  |  | 0 | pounds-mass
EQ-1000099 | FAN |  |  |  | FAN | 10008240 | D3050.50 - HVAC Air Distribution | Facilities | [8 empty] | 1000389 | SIZE | SZ |  | Text | 0 |  |  |  | 0 | inches |  |  |  | Revision In Progress | Hard Spec |  | 0 | inches | days | 0 | US Dollars |  |  |  | 0 | US Dollars |  |  | EQ-1000099 |  |  |  | 0 | pounds-mass
EQ-1000099 | FAN |  |  |  | FAN | 10008240 | D3050.50 - HVAC Air Distribution | Facilities | [8 empty] | 1000377 | CUBIC FEET PER MINUTE | CFM |  | Number | 0 |  |  |  | 0 | inches |  |  |  | Revision In Progress | Hard Spec |  | 0 | inches | days | 0 | US Dollars |  |  |  | 0 | US Dollars |  |  | EQ-1000099 |  |  |  | 0 | pounds-mass
EQ-1000099 | FAN |  |  |  | FAN | 10008240 | D3050.50 - HVAC Air Distribution | Facilities | [8 empty] | 1000380 | BEARING TYPE | BEARING |  | Text | 0 |  |  |  | 0 | inches |  |  |  | Revision In Progress | Hard Spec |  | 0 | inches | days | 0 | US Dollars |  |  |  | 0 | US Dollars |  |  | EQ-1000099 |  |  |  | 0 | pounds-mass
EQ-1000099 | FAN |  |  |  | FAN | 10008240 | D3050.50 - HVAC Air Distribution | Facilities | [8 empty] | 1000385 | BELT SIZE | BELT |  | Text | 0 |  |  |  | 0 | inches |  |  |  | Revision In Progress | Hard Spec |  | 0 | inches | days | 0 | US Dollars |  |  |  | 0 | US Dollars |  |  | EQ-1000099 |  |  |  | 0 | pounds-mass
EQ-1000099 | FAN |  |  |  | FAN | 10008240 | D3050.50 - HVAC Air Distribution | Facilities | [8 empty] | 1000381 | SYSTEM | SYS |  | Text | 0 |  |  |  | 0 | inches |  |  |  | Revision In Progress | Hard Spec |  | 0 | inches | days | 0 | US Dollars |  |  |  | 0 | US Dollars |  |  | EQ-1000099 |  |  |  | 0 | pounds-mass
EQ-1000099 | FAN |  |  |  | FAN | 10008240 | D3050.50 - HVAC Air Distribution | Facilities | [8 empty] | 1000383 | RUNNING TIME | DUTY |  | Text | 0 |  |  |  | 0 | inches |  |  |  | Revision In Progress | Hard Spec |  | 0 | inches | days | 0 | US Dollars |  |  |  | 0 | US Dollars |  |  | EQ-1000099 |  |  |  | 0 | pounds-mass
EQ-1000099 | FAN |  |  |  | FAN | 10008240 | D3050.50 - HVAC Air Distribution | Facilities | [8 empty] | 1000388 | REPLACEMENT COST | COST |  | Number | 0 |  |  |  | 0 | inches |  |  |  | Revision In Progress | Hard Spec |  | 0 | inches | days | 0 | US Dollars |  |  |  | 0 | US Dollars |  |  | EQ-1000099 |  |  |  | 0 | pounds-mass
EQ-1000100 | FAN COIL UNIT |  |  |  | FAN COIL UNIT | 10008240 |  | Facilities | [8 empty] | 1000348 | RUNNING TIME | DUTY |  | Text | 0 |  |  |  | 0 | inches |  |  |  | Active | Hard Spec |  | 0 | inches | days | 0 | US Dollars |  |  |  | 0 | US Dollars |  |  | EQ-1000100 |  |  |  | 0 | pounds-mass
EQ-1000100 | FAN COIL UNIT |  |  |  | FAN COIL UNIT | 10008240 |  | Facilities | [8 empty] | 1000341 | CUBIC FEET PER MINUTE | CFM |  | Number | 0 |  |  |  | 0 | inches |  |  |  | Active | Hard Spec |  | 0 | inches | days | 0 | US Dollars |  |  |  | 0 | US Dollars |  |  | EQ-1000100 |  |  |  | 0 | pounds-mass
EQ-1000100 | FAN COIL UNIT |  |  |  | FAN COIL UNIT | 10008240 |  | Facilities | [8 empty] | 1000351 | REPLACEMENT COST | COST |  | Number | 0 |  |  |  | 0 | inches |  |  |  | Active | Hard Spec |  | 0 | inches | days | 0 | US Dollars |  |  |  | 0 | US Dollars |  |  | EQ-1000100 |  |  |  | 0 | pounds-mass
EQ-1000100 | FAN COIL UNIT |  |  |  | FAN COIL UNIT | 10008240 |  | Facilities | [8 empty] | 1000330 | BELT SIZE | BELT |  | Text | 0 |  |  |  | 0 | inches |  |  |  | Active | Hard Spec |  | 0 | inches | days | 0 | US Dollars |  |  |  | 0 | US Dollars |  |  | EQ-1000100 |  |  |  | 0 | pounds-mass
EQ-1000100 | FAN COIL UNIT |  |  |  | FAN COIL UNIT | 10008240 |  | Facilities | [8 empty] | 1000331 | BEARING TYPE | BEARING |  | Text | 0 |  |  |  | 0 | inches |  |  |  | Active | Hard Spec |  | 0 | inches | days | 0 | US Dollars |  |  |  | 0 | US Dollars |  |  | EQ-1000100 |  |  |  | 0 | pounds-mass
EQ-1000100 | FAN COIL UNIT |  |  |  | FAN COIL UNIT | 10008240 |  | Facilities | [8 empty] | 1000336 | SYSTEM | SYS |  | Text | 0 |  |  |  | 0 | inches |  |  |  | Active | Hard Spec |  | 0 | inches | days | 0 | US Dollars |  |  |  | 0 | US Dollars |  |  | EQ-1000100 |  |  |  | 0 | pounds-mass
EQ-1000100 | FAN COIL UNIT |  |  |  | FAN COIL UNIT | 10008240 |  | Facilities | [8 empty] | 1000343 | SIZE | SZ |  | Text | 0 |  |  |  | 0 | inches |  |  |  | Active | Hard Spec |  | 0 | inches | days | 0 | US Dollars |  |  |  | 0 | US Dollars |  |  | EQ-1000100 |  |  |  | 0 | pounds-mass
EQ-1000101 | FDU |  |  |  | FDU | 10008240 |  | Facilities | [13 empty] | 0 |  |  |  | 0 | inches |  |  |  | Active | Hard Spec |  | 0 | inches | days | 0 | US Dollars |  |  |  | 0 | US Dollars |  |  | EQ-1000101 |  |  |  | 0 | pounds-mass
EQ-1000102 | FEED WATER |  |  |  | FEED WATER | 10008240 |  | Facilities | [13 empty] | 0 |  |  |  | 0 | inches |  |  |  | Active | Hard Spec |  | 0 | inches | days | 0 | US Dollars |  |  |  | 0 | US Dollars |  |  | EQ-1000102 |  |  |  | 0 | pounds-mass
EQ-1000103 | FENCE |  |  |  | FENCE | 10008240 |  | Facilities | [13 empty] | 0 |  |  |  | 0 | inches |  |  |  | Active | Hard Spec |  | 0 | inches | days | 0 | US Dollars |  |  |  | 0 | US Dollars |  |  | EQ-1000103 |  |  |  | 0 | pounds-mass
EQ-1000104 | FENCE ALARM |  |  |  | FENCE ALARM | 10008240 |  | Facilities | [8 empty] | 1000390 | SIZE | SZ |  | Text | 0 |  |  |  | 0 | inches |  |  |  | Active | Hard Spec |  | 0 | inches | days | 0 | US Dollars |  |  |  | 0 | US Dollars |  |  | EQ-1000104 |  |  |  | 0 | pounds-mass
EQ-1000104 | FENCE ALARM |  |  |  | FENCE ALARM | 10008240 |  | Facilities | [8 empty] | 1000382 | MODEL TYPE | TYPE |  | Text | 0 |  |  |  | 0 | inches |  |  |  | Active | Hard Spec |  | 0 | inches | days | 0 | US Dollars |  |  |  | 0 | US Dollars |  |  | EQ-1000104 |  |  |  | 0 | pounds-mass
EQ-1000104 | FENCE ALARM |  |  |  | FENCE ALARM | 10008240 |  | Facilities | [8 empty] | 1000392 | SYSTEM | SYS |  | Text | 0 |  |  |  | 0 | inches |  |  |  | Active | Hard Spec |  | 0 | inches | days | 0 | US Dollars |  |  |  | 0 | US Dollars |  |  | EQ-1000104 |  |  |  | 0 | pounds-mass
EQ-1000104 | FENCE ALARM |  |  |  | FENCE ALARM | 10008240 |  | Facilities | [8 empty] | 1000391 | SERVICE COMPANY | SERCO |  | Text | 0 |  |  |  | 0 | inches |  |  |  | Active | Hard Spec |  | 0 | inches | days | 0 | US Dollars |  |  |  | 0 | US Dollars |  |  | EQ-1000104 |  |  |  | 0 | pounds-mass
EQ-1000104 | FENCE ALARM |  |  |  | FENCE ALARM | 10008240 |  | Facilities | [8 empty] | 1000393 | RUNNING TIME | DUTY |  | Text | 0 |  |  |  | 0 | inches |  |  |  | Active | Hard Spec |  | 0 | inches | days | 0 | US Dollars |  |  |  | 0 | US Dollars |  |  | EQ-1000104 |  |  |  | 0 | pounds-mass
EQ-1000105 | FIRE |  |  |  | FIRE SUPPRESSION EQUIPMENT | 10008240 |  | Facilities | [13 empty] | 0 |  |  |  | 0 | inches |  |  |  | Active | Hard Spec |  | 0 | inches | days | 0 | US Dollars |  |  |  | 0 | US Dollars |  |  | EQ-1000105 |  |  |  | 0 | pounds-mass
EQ-1000106 | FIRE ALARM MULTI-PLEXER |  |  |  | FIRE ALARM MULTI-PLEXER | 10008240 |  | Facilities | [8 empty] | 1000323 | RUNNING TIME | DUTY |  | Text | 0 |  |  |  | 0 | inches |  |  |  | Active | Hard Spec |  | 0 | inches | days | 0 | US Dollars |  |  |  | 0 | US Dollars |  |  | EQ-1000106 |  |  |  | 0 | pounds-mass
EQ-1000106 | FIRE ALARM MULTI-PLEXER |  |  |  | FIRE ALARM MULTI-PLEXER | 10008240 |  | Facilities | [8 empty] | 1000320 | MODEL TYPE | TYPE |  | Text | 0 |  |  |  | 0 | inches |  |  |  | Active | Hard Spec |  | 0 | inches | days | 0 | US Dollars |  |  |  | 0 | US Dollars |  |  | EQ-1000106 |  |  |  | 0 | pounds-mass
EQ-1000106 | FIRE ALARM MULTI-PLEXER |  |  |  | FIRE ALARM MULTI-PLEXER | 10008240 |  | Facilities | [8 empty] | 1000326 | VOLTS | VT |  | Number | 0 |  |  |  | 0 | inches |  |  |  | Active | Hard Spec |  | 0 | inches | days | 0 | US Dollars |  |  |  | 0 | US Dollars |  |  | EQ-1000106 |  |  |  | 0 | pounds-mass
EQ-1000106 | FIRE ALARM MULTI-PLEXER |  |  |  | FIRE ALARM MULTI-PLEXER | 10008240 |  | Facilities | [8 empty] | 1000339 | SIZE | SZ |  | Text | 0 |  |  |  | 0 | inches |  |  |  | Active | Hard Spec |  | 0 | inches | days | 0 | US Dollars |  |  |  | 0 | US Dollars |  |  | EQ-1000106 |  |  |  | 0 | pounds-mass
EQ-1000106 | FIRE ALARM MULTI-PLEXER |  |  |  | FIRE ALARM MULTI-PLEXER | 10008240 |  | Facilities | [8 empty] | 1000334 | SERVICE COMPANY | SERCO |  | Text | 0 |  |  |  | 0 | inches |  |  |  | Active | Hard Spec |  | 0 | inches | days | 0 | US Dollars |  |  |  | 0 | US Dollars |  |  | EQ-1000106 |  |  |  | 0 | pounds-mass
EQ-1000106 | FIRE ALARM MULTI-PLEXER |  |  |  | FIRE ALARM MULTI-PLEXER | 10008240 |  | Facilities | [8 empty] | 1000328 | SIZE | SZ |  | Text | 0 |  |  |  | 0 | inches |  |  |  | Active | Hard Spec |  | 0 | inches | days | 0 | US Dollars |  |  |  | 0 | US Dollars |  |  | EQ-1000106 |  |  |  | 0 | pounds-mass
EQ-1000107 | FIRE ALARM PANEL |  |  |  | FIRE ALARM PANEL | 10008240 | D7050.10 - Fire Detection & Alarm | Facilities | [8 empty] | 1000387 | MODEL TYPE | TYPE |  | Text | 0 |  |  |  | 0 | inches |  |  |  | Revision In Progress | Hard Spec |  | 0 | inches | days | 0 | US Dollars |  |  |  | 0 | US Dollars |  |  | EQ-1000107 |  |  |  | 0 | pounds-mass
EQ-1000107 | FIRE ALARM PANEL |  |  |  | FIRE ALARM PANEL | 10008240 | D7050.10 - Fire Detection & Alarm | Facilities | [8 empty] | 1000394 | VOLTS | VT |  | Number | 0 |  |  |  | 0 | inches |  |  |  | Revision In Progress | Hard Spec |  | 0 | inches | days | 0 | US Dollars |  |  |  | 0 | US Dollars |  |  | EQ-1000107 |  |  |  | 0 | pounds-mass
EQ-1000107 | FIRE ALARM PANEL |  |  |  | FIRE ALARM PANEL | 10008240 | D7050.10 - Fire Detection & Alarm | Facilities | [8 empty] | 1000384 | SIZE | SZ |  | Text | 0 |  |  |  | 0 | inches |  |  |  | Revision In Progress | Hard Spec |  | 0 | inches | days | 0 | US Dollars |  |  |  | 0 | US Dollars |  |  | EQ-1000107 |  |  |  | 0 | pounds-mass
EQ-1000107 | FIRE ALARM PANEL |  |  |  | FIRE ALARM PANEL | 10008240 | D7050.10 - Fire Detection & Alarm | Facilities | [8 empty] | 1000386 | RUNNING TIME | DUTY |  | Text | 0 |  |  |  | 0 | inches |  |  |  | Revision In Progress | Hard Spec |  | 0 | inches | days | 0 | US Dollars |  |  |  | 0 | US Dollars |  |  | EQ-1000107 |  |  |  | 0 | pounds-mass
EQ-1000107 | FIRE ALARM PANEL |  |  |  | FIRE ALARM PANEL | 10008240 | D7050.10 - Fire Detection & Alarm | Facilities | [8 empty] | 1000410 | SERVICE COMPANY | SERCO |  | Text | 0 |  |  |  | 0 | inches |  |  |  | Revision In Progress | Hard Spec |  | 0 | inches | days | 0 | US Dollars |  |  |  | 0 | US Dollars |  |  | EQ-1000107 |  |  |  | 0 | pounds-mass
EQ-1000108 | FIRE EXTINGUISHER |  |  |  | FIRE EXTINGUISHER | 10008240 |  | Facilities | [8 empty] | 1000396 | SIZE | SZ |  | Text | 0 |  |  |  | 0 | inches |  |  |  | Active | Hard Spec |  | 0 | inches | days | 0 | US Dollars |  |  |  | 0 | US Dollars |  |  | EQ-1000108 |  |  |  | 0 | pounds-mass
EQ-1000108 | FIRE EXTINGUISHER |  |  |  | FIRE EXTINGUISHER | 10008240 |  | Facilities | [8 empty] | 1000400 | MODEL TYPE | TYPE |  | Text | 0 |  |  |  | 0 | inches |  |  |  | Active | Hard Spec |  | 0 | inches | days | 0 | US Dollars |  |  |  | 0 | US Dollars |  |  | EQ-1000108 |  |  |  | 0 | pounds-mass
EQ-1000108 | FIRE EXTINGUISHER |  |  |  | FIRE EXTINGUISHER | 10008240 |  | Facilities | [8 empty] | 1000399 | SERVICE COMPANY | SERCO |  | Text | 0 |  |  |  | 0 | inches |  |  |  | Active | Hard Spec |  | 0 | inches | days | 0 | US Dollars |  |  |  | 0 | US Dollars |  |  | EQ-1000108 |  |  |  | 0 | pounds-mass
EQ-1000108 | FIRE EXTINGUISHER |  |  |  | FIRE EXTINGUISHER | 10008240 |  | Facilities | [8 empty] | 1000408 | EQUIPMENT LOCATION | LOC |  | Text | 0 |  |  |  | 0 | inches |  |  |  | Active | Hard Spec |  | 0 | inches | days | 0 | US Dollars |  |  |  | 0 | US Dollars |  |  | EQ-1000108 |  |  |  | 0 | pounds-mass
EQ-1000109 | FIRE HYDRANT VALVES |  |  |  | FIRE HYDRANT VALVES | 10008240 |  | Facilities | [8 empty] | 1000988 | SYSTEM | SYS |  | Text | 0 |  |  |  | 0 | inches |  |  |  | Active | Hard Spec |  | 0 | inches | days | 0 | US Dollars |  |  |  | 0 | US Dollars |  |  | EQ-1000109 |  |  |  | 0 | pounds-mass
EQ-1000109 | FIRE HYDRANT VALVES |  |  |  | FIRE HYDRANT VALVES | 10008240 |  | Facilities | [8 empty] | 1000986 | MODEL TYPE | TYPE |  | Text | 0 |  |  |  | 0 | inches |  |  |  | Active | Hard Spec |  | 0 | inches | days | 0 | US Dollars |  |  |  | 0 | US Dollars |  |  | EQ-1000109 |  |  |  | 0 | pounds-mass
EQ-1000109 | FIRE HYDRANT VALVES |  |  |  | FIRE HYDRANT VALVES | 10008240 |  | Facilities | [8 empty] | 1000982 | RUNNING TIME | DUTY |  | Text | 0 |  |  |  | 0 | inches |  |  |  | Active | Hard Spec |  | 0 | inches | days | 0 | US Dollars |  |  |  | 0 | US Dollars |  |  | EQ-1000109 |  |  |  | 0 | pounds-mass
EQ-1000109 | FIRE HYDRANT VALVES |  |  |  | FIRE HYDRANT VALVES | 10008240 |  | Facilities | [8 empty] | 1000995 | PRESSURE | PRESS |  | Number | 0 |  |  |  | 0 | inches |  |  |  | Active | Hard Spec |  | 0 | inches | days | 0 | US Dollars |  |  |  | 0 | US Dollars |  |  | EQ-1000109 |  |  |  | 0 | pounds-mass
EQ-1000109 | FIRE HYDRANT VALVES |  |  |  | FIRE HYDRANT VALVES | 10008240 |  | Facilities | [8 empty] | 1000994 | TYPE AND SIZE OF PACKING | PACK |  | Text | 0 |  |  |  | 0 | inches |  |  |  | Active | Hard Spec |  | 0 | inches | days | 0 | US Dollars |  |  |  | 0 | US Dollars |  |  | EQ-1000109 |  |  |  | 0 | pounds-mass
EQ-1000109 | FIRE HYDRANT VALVES |  |  |  | FIRE HYDRANT VALVES | 10008240 |  | Facilities | [8 empty] | 1000990 | SIZE | SZ |  | Text | 0 |  |  |  | 0 | inches |  |  |  | Active | Hard Spec |  | 0 | inches | days | 0 | US Dollars |  |  |  | 0 | US Dollars |  |  | EQ-1000109 |  |  |  | 0 | pounds-mass
EQ-1000110 | FIRE HYDRANT |  |  |  | FIRE HYDRANTS | 10008240 | G3010.30 - Site Fire Protection Water Distribution | Facilities | [8 empty] | 1000409 | SERVICE COMPANY | SERCO |  | Text | 0 |  |  |  | 0 | inches |  |  |  | Active | Hard Spec |  | 0 | inches | days | 0 | US Dollars |  |  |  | 0 | US Dollars |  |  | EQ-1000110 |  |  |  | 0 | pounds-mass
EQ-1000110 | FIRE HYDRANT |  |  |  | FIRE HYDRANTS | 10008240 | G3010.30 - Site Fire Protection Water Distribution | Facilities | [8 empty] | 1000407 | PRESSURE | PRESS |  | Number | 0 |  |  |  | 0 | inches |  |  |  | Active | Hard Spec |  | 0 | inches | days | 0 | US Dollars |  |  |  | 0 | US Dollars |  |  | EQ-1000110 |  |  |  | 0 | pounds-mass
EQ-1000110 | FIRE HYDRANT |  |  |  | FIRE HYDRANTS | 10008240 | G3010.30 - Site Fire Protection Water Distribution | Facilities | [8 empty] | 1000398 | SIZE | SZ |  | Text | 0 |  |  |  | 0 | inches |  |  |  | Active | Hard Spec |  | 0 | inches | days | 0 | US Dollars |  |  |  | 0 | US Dollars |  |  | EQ-1000110 |  |  |  | 0 | pounds-mass
EQ-1000110 | FIRE HYDRANT |  |  |  | FIRE HYDRANTS | 10008240 | G3010.30 - Site Fire Protection Water Distribution | Facilities | [8 empty] | 1000403 | EQUIPMENT LOCATION | LOC |  | Text | 0 |  |  |  | 0 | inches |  |  |  | Active | Hard Spec |  | 0 | inches | days | 0 | US Dollars |  |  |  | 0 | US Dollars |  |  | EQ-1000110 |  |  |  | 0 | pounds-mass
EQ-1000110 | FIRE HYDRANT |  |  |  | FIRE HYDRANTS | 10008240 | G3010.30 - Site Fire Protection Water Distribution | Facilities | [8 empty] | 1000395 | MODEL TYPE | TYPE |  | Text | 0 |  |  |  | 0 | inches |  |  |  | Active | Hard Spec |  | 0 | inches | days | 0 | US Dollars |  |  |  | 0 | US Dollars |  |  | EQ-1000110 |  |  |  | 0 | pounds-mass
EQ-1000110 | FIRE HYDRANT |  |  |  | FIRE HYDRANTS | 10008240 | G3010.30 - Site Fire Protection Water Distribution | Facilities | [8 empty] | 1000404 | RUNNING TIME | DUTY |  | Text | 0 |  |  |  | 0 | inches |  |  |  | Active | Hard Spec |  | 0 | inches | days | 0 | US Dollars |  |  |  | 0 | US Dollars |  |  | EQ-1000110 |  |  |  | 0 | pounds-mass
EQ-1000111 | FIRE PUMP |  |  |  | FIRE PUMP | 10008240 |  | Facilities | [8 empty] | 1000658 | RUNNING TIME | DUTY |  | Text | 0 |  |  |  | 0 | inches |  |  |  | Active | Hard Spec |  | 0 | inches | days | 0 | US Dollars |  |  |  | 0 | US Dollars |  |  | EQ-1000111 |  |  |  | 0 | pounds-mass
EQ-1000111 | FIRE PUMP |  |  |  | FIRE PUMP | 10008240 |  | Facilities | [8 empty] | 1000657 | SIZE | SZ |  | Text | 0 |  |  |  | 0 | inches |  |  |  | Active | Hard Spec |  | 0 | inches | days | 0 | US Dollars |  |  |  | 0 | US Dollars |  |  | EQ-1000111 |  |  |  | 0 | pounds-mass
EQ-1000111 | FIRE PUMP |  |  |  | FIRE PUMP | 10008240 |  | Facilities | [8 empty] | 1000654 | POUNDS PER SQUARE INCH | PSI |  | Number | 0 |  |  |  | 0 | inches |  |  |  | Active | Hard Spec |  | 0 | inches | days | 0 | US Dollars |  |  |  | 0 | US Dollars |  |  | EQ-1000111 |  |  |  | 0 | pounds-mass
EQ-1000111 | FIRE PUMP |  |  |  | FIRE PUMP | 10008240 |  | Facilities | [8 empty] | 1000421 | SERVICE COMPANY | SERCO |  | Text | 0 |  |  |  | 0 | inches |  |  |  | Active | Hard Spec |  | 0 | inches | days | 0 | US Dollars |  |  |  | 0 | US Dollars |  |  | EQ-1000111 |  |  |  | 0 | pounds-mass
EQ-1000111 | FIRE PUMP |  |  |  | FIRE PUMP | 10008240 |  | Facilities | [8 empty] | 1000411 | TYPE AND SIZE OF IMPELLER | IMPL |  | Text | 0 |  |  |  | 0 | inches |  |  |  | Active | Hard Spec |  | 0 | inches | days | 0 | US Dollars |  |  |  | 0 | US Dollars |  |  | EQ-1000111 |  |  |  | 0 | pounds-mass
EQ-1000111 | FIRE PUMP |  |  |  | FIRE PUMP | 10008240 |  | Facilities | [8 empty] | 1000646 | HORSEPOWER | HP |  | Number | 0 |  |  |  | 0 | inches |  |  |  | Active | Hard Spec |  | 0 | inches | days | 0 | US Dollars |  |  |  | 0 | US Dollars |  |  | EQ-1000111 |  |  |  | 0 | pounds-mass
EQ-1000111 | FIRE PUMP |  |  |  | FIRE PUMP | 10008240 |  | Facilities | [8 empty] | 1000648 | TYPE AND SIZE OF PACKING | PACK |  | Text | 0 |  |  |  | 0 | inches |  |  |  | Active | Hard Spec |  | 0 | inches | days | 0 | US Dollars |  |  |  | 0 | US Dollars |  |  | EQ-1000111 |  |  |  | 0 | pounds-mass
EQ-1000111 | FIRE PUMP |  |  |  | FIRE PUMP | 10008240 |  | Facilities | [8 empty] | 1000647 | TYPE AND SIZE OF IMPELLER | IMPL |  | Text | 0 |  |  |  | 0 | inches |  |  |  | Active | Hard Spec |  | 0 | inches | days | 0 | US Dollars |  |  |  | 0 | US Dollars |  |  | EQ-1000111 |  |  |  | 0 | pounds-mass
EQ-1000111 | FIRE PUMP |  |  |  | FIRE PUMP | 10008240 |  | Facilities | [8 empty] | 1000652 | SERVICE COMPANY | SERCO |  | Text | 0 |  |  |  | 0 | inches |  |  |  | Active | Hard Spec |  | 0 | inches | days | 0 | US Dollars |  |  |  | 0 | US Dollars |  |  | EQ-1000111 |  |  |  | 0 | pounds-mass
EQ-1000111 | FIRE PUMP |  |  |  | FIRE PUMP | 10008240 |  | Facilities | [8 empty] | 1000656 | BEARING TYPE | BEARING |  | Text | 0 |  |  |  | 0 | inches |  |  |  | Active | Hard Spec |  | 0 | inches | days | 0 | US Dollars |  |  |  | 0 | US Dollars |  |  | EQ-1000111 |  |  |  | 0 | pounds-mass
EQ-1000111 | FIRE PUMP |  |  |  | FIRE PUMP | 10008240 |  | Facilities | [8 empty] | 1000406 | POUNDS PER SQUARE INCH | PSI |  | Number | 0 |  |  |  | 0 | inches |  |  |  | Active | Hard Spec |  | 0 | inches | days | 0 | US Dollars |  |  |  | 0 | US Dollars |  |  | EQ-1000111 |  |  |  | 0 | pounds-mass
EQ-1000111 | FIRE PUMP |  |  |  | FIRE PUMP | 10008240 |  | Facilities | [8 empty] | 1000416 | RUNNING TIME | DUTY |  | Text | 0 |  |  |  | 0 | inches |  |  |  | Active | Hard Spec |  | 0 | inches | days | 0 | US Dollars |  |  |  | 0 | US Dollars |  |  | EQ-1000111 |  |  |  | 0 | pounds-mass
EQ-1000111 | FIRE PUMP |  |  |  | FIRE PUMP | 10008240 |  | Facilities | [8 empty] | 1000401 | HORSEPOWER | HP |  | Number | 0 |  |  |  | 0 | inches |  |  |  | Active | Hard Spec |  | 0 | inches | days | 0 | US Dollars |  |  |  | 0 | US Dollars |  |  | EQ-1000111 |  |  |  | 0 | pounds-mass
EQ-1000111 | FIRE PUMP |  |  |  | FIRE PUMP | 10008240 |  | Facilities | [8 empty] | 1000423 | TYPE AND SIZE OF PACKING | PACK |  | Text | 0 |  |  |  | 0 | inches |  |  |  | Active | Hard Spec |  | 0 | inches | days | 0 | US Dollars |  |  |  | 0 | US Dollars |  |  | EQ-1000111 |  |  |  | 0 | pounds-mass
EQ-1000111 | FIRE PUMP |  |  |  | FIRE PUMP | 10008240 |  | Facilities | [8 empty] | 1000649 | GALLONS PER MINUTE | GPM |  | Number | 0 |  |  |  | 0 | inches |  |  |  | Active | Hard Spec |  | 0 | inches | days | 0 | US Dollars |  |  |  | 0 | US Dollars |  |  | EQ-1000111 |  |  |  | 0 | pounds-mass
EQ-1000111 | FIRE PUMP |  |  |  | FIRE PUMP | 10008240 |  | Facilities | [8 empty] | 1000397 | BEARING TYPE | BEARING |  | Text | 0 |  |  |  | 0 | inches |  |  |  | Active | Hard Spec |  | 0 | inches | days | 0 | US Dollars |  |  |  | 0 | US Dollars |  |  | EQ-1000111 |  |  |  | 0 | pounds-mass
EQ-1000111 | FIRE PUMP |  |  |  | FIRE PUMP | 10008240 |  | Facilities | [8 empty] | 1000402 | SIZE | SZ |  | Text | 0 |  |  |  | 0 | inches |  |  |  | Active | Hard Spec |  | 0 | inches | days | 0 | US Dollars |  |  |  | 0 | US Dollars |  |  | EQ-1000111 |  |  |  | 0 | pounds-mass
EQ-1000111 | FIRE PUMP |  |  |  | FIRE PUMP | 10008240 |  | Facilities | [8 empty] | 1000405 | GALLONS PER MINUTE | GPM |  | Number | 0 |  |  |  | 0 | inches |  |  |  | Active | Hard Spec |  | 0 | inches | days | 0 | US Dollars |  |  |  | 0 | US Dollars |  |  | EQ-1000111 |  |  |  | 0 | pounds-mass
EQ-1000112 | FLAT BED CART |  |  |  | FLAT BED CART | 10008240 |  | Facilities | [13 empty] | 0 |  |  |  | 0 | inches |  |  |  | Active | Hard Spec |  | 0 | inches | days | 0 | US Dollars |  |  |  | 0 | US Dollars |  |  | EQ-1000112 |  |  |  | 0 | pounds-mass
EQ-1000113 | FLH TANKS |  |  |  | FLH TANKS | 10008240 |  | Facilities | [13 empty] | 0 |  |  |  | 0 | inches |  |  |  | Active | Hard Spec |  | 0 | inches | days | 0 | US Dollars |  |  |  | 0 | US Dollars |  |  | EQ-1000113 |  |  |  | 0 | pounds-mass
EQ-1000114 | FLUID APPLIED ROOF |  |  |  | FLUID APPLIED ROOF | 10008240 | B3010 - Roofing | Facilities | [13 empty] | 0 |  |  |  | 0 | inches |  |  |  | Revision In Progress | Hard Spec |  | 0 | inches | days | 0 | US Dollars |  |  |  | 0 | US Dollars |  |  | EQ-1000114 |  |  |  | 0 | pounds-mass
EQ-1000115 | FOOD CUTTER |  |  |  | FOOD CUTTER | 10008240 |  | Facilities | [13 empty] | 0 |  |  |  | 0 | inches |  |  |  | Active | Hard Spec |  | 0 | inches | days | 0 | US Dollars |  |  |  | 0 | US Dollars |  |  | EQ-1000115 |  |  |  | 0 | pounds-mass
EQ-1000116 | FOOD PROCESSOR |  |  |  | FOOD PROCESSOR | 10008240 |  | Facilities | [13 empty] | 0 |  |  |  | 0 | inches |  |  |  | Active | Hard Spec |  | 0 | inches | days | 0 | US Dollars |  |  |  | 0 | US Dollars |  |  | EQ-1000116 |  |  |  | 0 | pounds-mass
EQ-1000117 | FOOD WARMER |  |  |  | FOOD WARMER | 10008240 |  | Facilities | [13 empty] | 0 |  |  |  | 0 | inches |  |  |  | Active | Hard Spec |  | 0 | inches | days | 0 | US Dollars |  |  |  | 0 | US Dollars |  |  | EQ-1000117 |  |  |  | 0 | pounds-mass
EQ-1000118 | FORK LIFT OR GENIE LIFT |  |  |  | FORK LIFT OR GENIE LIFT | 10008240 |  | Facilities | [13 empty] | 0 |  |  |  | 0 | inches | x |  |  | Revision In Progress | Hard Spec |  | 0 | inches | days | 0 | US Dollars |  |  |  | 0 | US Dollars |  |  | EQ-1000118 |  |  |  | 0 | pounds-mass
EQ-1000119 | FREIGHT ELEVATOR |  |  |  | FREIGHT ELEVATOR | 10008240 | D1010.10 - Elevators | Facilities | [8 empty] | 1000275 | CAPACITY | CAP |  | Number | 0 |  |  |  | 0 | inches |  |  |  | Revision In Progress | Hard Spec |  | 0 | inches | days | 0 | US Dollars |  |  |  | 0 | US Dollars |  |  | EQ-1000119 |  |  |  | 0 | pounds-mass
EQ-1000119 | FREIGHT ELEVATOR |  |  |  | FREIGHT ELEVATOR | 10008240 | D1010.10 - Elevators | Facilities | [8 empty] | 1000273 | SIZE | SZ |  | Text | 0 |  |  |  | 0 | inches |  |  |  | Revision In Progress | Hard Spec |  | 0 | inches | days | 0 | US Dollars |  |  |  | 0 | US Dollars |  |  | EQ-1000119 |  |  |  | 0 | pounds-mass
EQ-1000119 | FREIGHT ELEVATOR |  |  |  | FREIGHT ELEVATOR | 10008240 | D1010.10 - Elevators | Facilities | [8 empty] | 1000267 | SERVICE COMPANY | SERCO |  | Text | 0 |  |  |  | 0 | inches |  |  |  | Revision In Progress | Hard Spec |  | 0 | inches | days | 0 | US Dollars |  |  |  | 0 | US Dollars |  |  | EQ-1000119 |  |  |  | 0 | pounds-mass
EQ-1000119 | FREIGHT ELEVATOR |  |  |  | FREIGHT ELEVATOR | 10008240 | D1010.10 - Elevators | Facilities | [8 empty] | 1000271 | MODEL TYPE | TYPE |  | Text | 0 |  |  |  | 0 | inches |  |  |  | Revision In Progress | Hard Spec |  | 0 | inches | days | 0 | US Dollars |  |  |  | 0 | US Dollars |  |  | EQ-1000119 |  |  |  | 0 | pounds-mass
EQ-1000119 | FREIGHT ELEVATOR |  |  |  | FREIGHT ELEVATOR | 10008240 | D1010.10 - Elevators | Facilities | [8 empty] | 1000266 | RUNNING TIME | DUTY |  | Text | 0 |  |  |  | 0 | inches |  |  |  | Revision In Progress | Hard Spec |  | 0 | inches | days | 0 | US Dollars |  |  |  | 0 | US Dollars |  |  | EQ-1000119 |  |  |  | 0 | pounds-mass
EQ-1000120 | FRYOLATOR |  |  |  | FRYOLATER | 10008240 |  | Facilities | [13 empty] | 0 |  |  |  | 0 | inches |  |  |  | Revision In Progress | Hard Spec |  | 0 | inches | days | 0 | US Dollars |  |  |  | 0 | US Dollars |  |  | EQ-1000120 |  |  |  | 0 | pounds-mass
EQ-1000121 | FUEL CELL RENEWABLE ENERGY |  |  |  | FUEL CELL RENEWABLE ENERGY | 10008240 |  | Facilities | [13 empty] | 0 |  |  |  | 0 | inches |  |  |  | Active | Hard Spec |  | 0 | inches | days | 0 | US Dollars |  |  |  | 0 | US Dollars |  |  | EQ-1000121 |  |  |  | 0 | pounds-mass
EQ-1000122 | FUEL HTR |  |  |  | FUEL HTR | 10008240 |  | Facilities | [13 empty] | 0 |  |  |  | 0 | inches |  |  |  | Active | Hard Spec |  | 0 | inches | days | 0 | US Dollars |  |  |  | 0 | US Dollars |  |  | EQ-1000122 |  |  |  | 0 | pounds-mass
EQ-1000123 | FUEL OIL STORAGE TANK |  |  |  | FUEL OIL STORAGE TANK | 10008240 | D3010.50 - Fuel Storage Tanks | Facilities | [13 empty] | 0 |  |  |  | 0 | inches |  |  |  | Revision In Progress | Hard Spec |  | 0 | inches | days | 0 | US Dollars |  |  |  | 0 | US Dollars |  |  | EQ-1000123 |  |  |  | 0 | pounds-mass
EQ-1000124 | FUEL SYSTEM |  |  |  | FUEL SYSTEM | 10008240 |  | Facilities | [13 empty] | 0 |  |  |  | 0 | inches |  |  |  | Active | Hard Spec |  | 0 | inches | days | 0 | US Dollars |  |  |  | 0 | US Dollars |  |  | EQ-1000124 |  |  |  | 0 | pounds-mass
EQ-1000125 | FUME EXHAUST FAN |  |  |  | FUME EXHAUST FAN | 10008240 |  | Facilities | [8 empty] | 1000364 | RUNNING TIME | DUTY |  | Text | 0 |  |  |  | 0 | inches |  |  |  | Active | Hard Spec |  | 0 | inches | days | 0 | US Dollars |  |  |  | 0 | US Dollars |  |  | EQ-1000125 |  |  |  | 0 | pounds-mass
EQ-1000125 | FUME EXHAUST FAN |  |  |  | FUME EXHAUST FAN | 10008240 |  | Facilities | [8 empty] | 1000352 | SYSTEM | SYS |  | Text | 0 |  |  |  | 0 | inches |  |  |  | Active | Hard Spec |  | 0 | inches | days | 0 | US Dollars |  |  |  | 0 | US Dollars |  |  | EQ-1000125 |  |  |  | 0 | pounds-mass
EQ-1000125 | FUME EXHAUST FAN |  |  |  | FUME EXHAUST FAN | 10008240 |  | Facilities | [8 empty] | 1000354 | BEARING TYPE | BEARING |  | Text | 0 |  |  |  | 0 | inches |  |  |  | Active | Hard Spec |  | 0 | inches | days | 0 | US Dollars |  |  |  | 0 | US Dollars |  |  | EQ-1000125 |  |  |  | 0 | pounds-mass
EQ-1000125 | FUME EXHAUST FAN |  |  |  | FUME EXHAUST FAN | 10008240 |  | Facilities | [8 empty] | 1000358 | REPLACEMENT COST | COST |  | Number | 0 |  |  |  | 0 | inches |  |  |  | Active | Hard Spec |  | 0 | inches | days | 0 | US Dollars |  |  |  | 0 | US Dollars |  |  | EQ-1000125 |  |  |  | 0 | pounds-mass
EQ-1000125 | FUME EXHAUST FAN |  |  |  | FUME EXHAUST FAN | 10008240 |  | Facilities | [8 empty] | 1000357 | SIZE | SZ |  | Text | 0 |  |  |  | 0 | inches |  |  |  | Active | Hard Spec |  | 0 | inches | days | 0 | US Dollars |  |  |  | 0 | US Dollars |  |  | EQ-1000125 |  |  |  | 0 | pounds-mass
EQ-1000125 | FUME EXHAUST FAN |  |  |  | FUME EXHAUST FAN | 10008240 |  | Facilities | [8 empty] | 1000361 | BELT SIZE | BELT |  | Text | 0 |  |  |  | 0 | inches |  |  |  | Active | Hard Spec |  | 0 | inches | days | 0 | US Dollars |  |  |  | 0 | US Dollars |  |  | EQ-1000125 |  |  |  | 0 | pounds-mass
EQ-1000125 | FUME EXHAUST FAN |  |  |  | FUME EXHAUST FAN | 10008240 |  | Facilities | [8 empty] | 1000362 | CUBIC FEET PER MINUTE | CFM |  | Number | 0 |  |  |  | 0 | inches |  |  |  | Active | Hard Spec |  | 0 | inches | days | 0 | US Dollars |  |  |  | 0 | US Dollars |  |  | EQ-1000125 |  |  |  | 0 | pounds-mass
EQ-1000126 | FUME HOOD LABORATORY |  |  |  | FUME HOOD LABORATORY | 10008240 |  | Facilities | [8 empty] | 1000428 | BEARING TYPE | BEARING |  | Text | 0 |  |  |  | 0 | inches |  |  |  | Active | Hard Spec |  | 0 | inches | days | 0 | US Dollars |  |  |  | 0 | US Dollars |  |  | EQ-1000126 |  |  |  | 0 | pounds-mass
EQ-1000126 | FUME HOOD LABORATORY |  |  |  | FUME HOOD LABORATORY | 10008240 |  | Facilities | [8 empty] | 1000425 | REPLACEMENT COST | COST |  | Number | 0 |  |  |  | 0 | inches |  |  |  | Active | Hard Spec |  | 0 | inches | days | 0 | US Dollars |  |  |  | 0 | US Dollars |  |  | EQ-1000126 |  |  |  | 0 | pounds-mass
EQ-1000126 | FUME HOOD LABORATORY |  |  |  | FUME HOOD LABORATORY | 10008240 |  | Facilities | [8 empty] | 1000424 | RUNNING TIME | DUTY |  | Text | 0 |  |  |  | 0 | inches |  |  |  | Active | Hard Spec |  | 0 | inches | days | 0 | US Dollars |  |  |  | 0 | US Dollars |  |  | EQ-1000126 |  |  |  | 0 | pounds-mass
EQ-1000126 | FUME HOOD LABORATORY |  |  |  | FUME HOOD LABORATORY | 10008240 |  | Facilities | [8 empty] | 1000417 | SIZE | SZ |  | Text | 0 |  |  |  | 0 | inches |  |  |  | Active | Hard Spec |  | 0 | inches | days | 0 | US Dollars |  |  |  | 0 | US Dollars |  |  | EQ-1000126 |  |  |  | 0 | pounds-mass
EQ-1000126 | FUME HOOD LABORATORY |  |  |  | FUME HOOD LABORATORY | 10008240 |  | Facilities | [8 empty] | 1000426 | SYSTEM | SYS |  | Text | 0 |  |  |  | 0 | inches |  |  |  | Active | Hard Spec |  | 0 | inches | days | 0 | US Dollars |  |  |  | 0 | US Dollars |  |  | EQ-1000126 |  |  |  | 0 | pounds-mass
EQ-1000126 | FUME HOOD LABORATORY |  |  |  | FUME HOOD LABORATORY | 10008240 |  | Facilities | [8 empty] | 1000427 | SERVICE COMPANY | SERCO |  | Text | 0 |  |  |  | 0 | inches |  |  |  | Active | Hard Spec |  | 0 | inches | days | 0 | US Dollars |  |  |  | 0 | US Dollars |  |  | EQ-1000126 |  |  |  | 0 | pounds-mass
EQ-1000126 | FUME HOOD LABORATORY |  |  |  | FUME HOOD LABORATORY | 10008240 |  | Facilities | [8 empty] | 1000413 | BELT SIZE | BELT |  | Text | 0 |  |  |  | 0 | inches |  |  |  | Active | Hard Spec |  | 0 | inches | days | 0 | US Dollars |  |  |  | 0 | US Dollars |  |  | EQ-1000126 |  |  |  | 0 | pounds-mass
EQ-1000127 | FURNACE |  |  |  | FURNACE | 10008240 | D3020 - Heating Systems | Facilities | [13 empty] | 0 |  |  |  | 0 | inches |  |  |  | Active | Hard Spec |  | 0 | inches | days | 0 | US Dollars |  |  |  | 0 | US Dollars |  |  | EQ-1000127 |  |  |  | 0 | pounds-mass
EQ-1000128 | GARAGE |  |  |  | GARAGE | 10008240 |  | Facilities | [8 empty] | 1000430 | MODEL TYPE | TYPE |  | Text | 0 |  |  |  | 0 | inches |  |  |  | Active | Hard Spec |  | 0 | inches | days | 0 | US Dollars |  |  |  | 0 | US Dollars |  |  | EQ-1000128 |  |  |  | 0 | pounds-mass
EQ-1000128 | GARAGE |  |  |  | GARAGE | 10008240 |  | Facilities | [8 empty] | 1000431 | SERVICE COMPANY | SERCO |  | Text | 0 |  |  |  | 0 | inches |  |  |  | Active | Hard Spec |  | 0 | inches | days | 0 | US Dollars |  |  |  | 0 | US Dollars |  |  | EQ-1000128 |  |  |  | 0 | pounds-mass
EQ-1000128 | GARAGE |  |  |  | GARAGE | 10008240 |  | Facilities | [8 empty] | 1000429 | SIZE | SZ |  | Text | 0 |  |  |  | 0 | inches |  |  |  | Active | Hard Spec |  | 0 | inches | days | 0 | US Dollars |  |  |  | 0 | US Dollars |  |  | EQ-1000128 |  |  |  | 0 | pounds-mass
EQ-1000129 | GARBAGE DISPOSAL |  |  |  | GARBAGE DISPOSAL | 10008240 |  | Facilities | [13 empty] | 0 |  |  |  | 0 | inches |  |  |  | Active | Hard Spec |  | 0 | inches | days | 0 | US Dollars |  |  |  | 0 | US Dollars |  |  | EQ-1000129 |  |  |  | 0 | pounds-mass
EQ-1000130 | GAS DETECTION (ALARM) |  |  |  | GAS DETECTION (ALARM) | 10008240 |  | Facilities | [8 empty] | 1000029 | RUNNING TIME | DUTY |  | Text | 0 |  |  |  | 0 | inches |  |  |  | Active | Hard Spec |  | 0 | inches | days | 0 | US Dollars |  |  |  | 0 | US Dollars |  |  | EQ-1000130 |  |  |  | 0 | pounds-mass
EQ-1000130 | GAS DETECTION (ALARM) |  |  |  | GAS DETECTION (ALARM) | 10008240 |  | Facilities | [8 empty] | 1000054 | SYSTEM | SYS |  | Text | 0 |  |  |  | 0 | inches |  |  |  | Active | Hard Spec |  | 0 | inches | days | 0 | US Dollars |  |  |  | 0 | US Dollars |  |  | EQ-1000130 |  |  |  | 0 | pounds-mass
EQ-1000130 | GAS DETECTION (ALARM) |  |  |  | GAS DETECTION (ALARM) | 10008240 |  | Facilities | [8 empty] | 1000027 | SERVICE COMPANY | SERCO |  | Text | 0 |  |  |  | 0 | inches |  |  |  | Active | Hard Spec |  | 0 | inches | days | 0 | US Dollars |  |  |  | 0 | US Dollars |  |  | EQ-1000130 |  |  |  | 0 | pounds-mass
EQ-1000130 | GAS DETECTION (ALARM) |  |  |  | GAS DETECTION (ALARM) | 10008240 |  | Facilities | [8 empty] | 1000058 | FUEL TYPE | FUEL_TYPE |  | Text | 0 |  |  |  | 0 | inches |  |  |  | Active | Hard Spec |  | 0 | inches | days | 0 | US Dollars |  |  |  | 0 | US Dollars |  |  | EQ-1000130 |  |  |  | 0 | pounds-mass
EQ-1000131 | GAS ENERGY SYSTEM |  |  |  | GAS ENERGY SYSTEM | 10008240 |  | Facilities | [13 empty] | 0 |  |  |  | 0 | inches |  |  |  | Active | Hard Spec |  | 0 | inches | days | 0 | US Dollars |  |  |  | 0 | US Dollars |  |  | EQ-1000131 |  |  |  | 0 | pounds-mass
EQ-1000132 | GATE |  |  |  | GATE | 10008240 |  | Facilities | [13 empty] | 0 |  |  |  | 0 | inches |  |  |  | Active | Hard Spec |  | 0 | inches | days | 0 | US Dollars |  |  |  | 0 | US Dollars |  |  | EQ-1000132 |  |  |  | 0 | pounds-mass
EQ-1000133 | GEN SET |  |  |  | GEN SET | 10008240 |  | Facilities | [8 empty] | 1000441 | PHASE | PH |  | Number | 0 |  |  |  | 0 | inches |  |  |  | Revision In Progress | Hard Spec |  | 0 | inches | days | 0 | US Dollars |  |  |  | 0 | US Dollars |  |  | EQ-1000133 |  |  |  | 0 | pounds-mass
EQ-1000133 | GEN SET |  |  |  | GEN SET | 10008240 |  | Facilities | [8 empty] | 1000443 | HORSEPOWER | HP |  | Number | 0 |  |  |  | 0 | inches |  |  |  | Revision In Progress | Hard Spec |  | 0 | inches | days | 0 | US Dollars |  |  |  | 0 | US Dollars |  |  | EQ-1000133 |  |  |  | 0 | pounds-mass
EQ-1000133 | GEN SET |  |  |  | GEN SET | 10008240 |  | Facilities | [8 empty] | 1000442 | MODEL TYPE | TYPE |  | Text | 0 |  |  |  | 0 | inches |  |  |  | Revision In Progress | Hard Spec |  | 0 | inches | days | 0 | US Dollars |  |  |  | 0 | US Dollars |  |  | EQ-1000133 |  |  |  | 0 | pounds-mass
EQ-1000133 | GEN SET |  |  |  | GEN SET | 10008240 |  | Facilities | [8 empty] | 1000446 | AMPS | AMPS |  | Number | 0 |  |  |  | 0 | inches |  |  |  | Revision In Progress | Hard Spec |  | 0 | inches | days | 0 | US Dollars |  |  |  | 0 | US Dollars |  |  | EQ-1000133 |  |  |  | 0 | pounds-mass
EQ-1000133 | GEN SET |  |  |  | GEN SET | 10008240 |  | Facilities | [8 empty] | 1000447 | VOLTS | VT |  | Number | 0 |  |  |  | 0 | inches |  |  |  | Revision In Progress | Hard Spec |  | 0 | inches | days | 0 | US Dollars |  |  |  | 0 | US Dollars |  |  | EQ-1000133 |  |  |  | 0 | pounds-mass
EQ-1000133 | GEN SET |  |  |  | GEN SET | 10008240 |  | Facilities | [8 empty] | 1000444 | SERVICE COMPANY | SERCO |  | Text | 0 |  |  |  | 0 | inches |  |  |  | Revision In Progress | Hard Spec |  | 0 | inches | days | 0 | US Dollars |  |  |  | 0 | US Dollars |  |  | EQ-1000133 |  |  |  | 0 | pounds-mass
EQ-1000133 | GEN SET |  |  |  | GEN SET | 10008240 |  | Facilities | [8 empty] | 1000449 | FUEL TYPE | FUEL_TYPE |  | Text | 0 |  |  |  | 0 | inches |  |  |  | Revision In Progress | Hard Spec |  | 0 | inches | days | 0 | US Dollars |  |  |  | 0 | US Dollars |  |  | EQ-1000133 |  |  |  | 0 | pounds-mass
EQ-1000133 | GEN SET |  |  |  | GEN SET | 10008240 |  | Facilities | [8 empty] | 1000445 | RUNNING TIME | DUTY |  | Text | 0 |  |  |  | 0 | inches |  |  |  | Revision In Progress | Hard Spec |  | 0 | inches | days | 0 | US Dollars |  |  |  | 0 | US Dollars |  |  | EQ-1000133 |  |  |  | 0 | pounds-mass
EQ-1000133 | GEN SET |  |  |  | GEN SET | 10008240 |  | Facilities | [8 empty] | 1000456 | NUMBER OF CYLINDERS | CYL |  | Number | 0 |  |  |  | 0 | inches |  |  |  | Revision In Progress | Hard Spec |  | 0 | inches | days | 0 | US Dollars |  |  |  | 0 | US Dollars |  |  | EQ-1000133 |  |  |  | 0 | pounds-mass
EQ-1000133 | GEN SET |  |  |  | GEN SET | 10008240 |  | Facilities | [8 empty] | 1000450 | SIZE | SZ |  | Text | 0 |  |  |  | 0 | inches |  |  |  | Revision In Progress | Hard Spec |  | 0 | inches | days | 0 | US Dollars |  |  |  | 0 | US Dollars |  |  | EQ-1000133 |  |  |  | 0 | pounds-mass
EQ-1000134 | GENERATOR ASSEMBLIES |  |  |  | GENERATOR ASSEMBLIES | 10008240 |  | Facilities | [8 empty] | 1000440 | RUNNING TIME | DUTY |  | Text | 0 |  |  |  | 0 | inches |  |  |  | Active | Hard Spec |  | 0 | inches | days | 0 | US Dollars |  |  |  | 0 | US Dollars |  |  | EQ-1000134 |  |  |  | 0 | pounds-mass
EQ-1000134 | GENERATOR ASSEMBLIES |  |  |  | GENERATOR ASSEMBLIES | 10008240 |  | Facilities | [8 empty] | 1000439 | FUEL TYPE | FUEL_TYPE |  | Text | 0 |  |  |  | 0 | inches |  |  |  | Active | Hard Spec |  | 0 | inches | days | 0 | US Dollars |  |  |  | 0 | US Dollars |  |  | EQ-1000134 |  |  |  | 0 | pounds-mass
EQ-1000134 | GENERATOR ASSEMBLIES |  |  |  | GENERATOR ASSEMBLIES | 10008240 |  | Facilities | [8 empty] | 1000448 | SERVICE COMPANY | SERCO |  | Text | 0 |  |  |  | 0 | inches |  |  |  | Active | Hard Spec |  | 0 | inches | days | 0 | US Dollars |  |  |  | 0 | US Dollars |  |  | EQ-1000134 |  |  |  | 0 | pounds-mass
EQ-1000134 | GENERATOR ASSEMBLIES |  |  |  | GENERATOR ASSEMBLIES | 10008240 |  | Facilities | [8 empty] | 1000437 | AMPS | AMPS |  | Number | 0 |  |  |  | 0 | inches |  |  |  | Active | Hard Spec |  | 0 | inches | days | 0 | US Dollars |  |  |  | 0 | US Dollars |  |  | EQ-1000134 |  |  |  | 0 | pounds-mass
EQ-1000134 | GENERATOR ASSEMBLIES |  |  |  | GENERATOR ASSEMBLIES | 10008240 |  | Facilities | [8 empty] | 1000435 | HORSEPOWER | HP |  | Number | 0 |  |  |  | 0 | inches |  |  |  | Active | Hard Spec |  | 0 | inches | days | 0 | US Dollars |  |  |  | 0 | US Dollars |  |  | EQ-1000134 |  |  |  | 0 | pounds-mass
EQ-1000134 | GENERATOR ASSEMBLIES |  |  |  | GENERATOR ASSEMBLIES | 10008240 |  | Facilities | [8 empty] | 1000434 | SIZE | SZ |  | Text | 0 |  |  |  | 0 | inches |  |  |  | Active | Hard Spec |  | 0 | inches | days | 0 | US Dollars |  |  |  | 0 | US Dollars |  |  | EQ-1000134 |  |  |  | 0 | pounds-mass
EQ-1000134 | GENERATOR ASSEMBLIES |  |  |  | GENERATOR ASSEMBLIES | 10008240 |  | Facilities | [8 empty] | 1000433 | MODEL TYPE | TYPE |  | Text | 0 |  |  |  | 0 | inches |  |  |  | Active | Hard Spec |  | 0 | inches | days | 0 | US Dollars |  |  |  | 0 | US Dollars |  |  | EQ-1000134 |  |  |  | 0 | pounds-mass
EQ-1000134 | GENERATOR ASSEMBLIES |  |  |  | GENERATOR ASSEMBLIES | 10008240 |  | Facilities | [8 empty] | 1000438 | PHASE | PH |  | Number | 0 |  |  |  | 0 | inches |  |  |  | Active | Hard Spec |  | 0 | inches | days | 0 | US Dollars |  |  |  | 0 | US Dollars |  |  | EQ-1000134 |  |  |  | 0 | pounds-mass
EQ-1000134 | GENERATOR ASSEMBLIES |  |  |  | GENERATOR ASSEMBLIES | 10008240 |  | Facilities | [8 empty] | 1000432 | VOLTS | VT |  | Number | 0 |  |  |  | 0 | inches |  |  |  | Active | Hard Spec |  | 0 | inches | days | 0 | US Dollars |  |  |  | 0 | US Dollars |  |  | EQ-1000134 |  |  |  | 0 | pounds-mass
EQ-1000134 | GENERATOR ASSEMBLIES |  |  |  | GENERATOR ASSEMBLIES | 10008240 |  | Facilities | [8 empty] | 1000436 | NUMBER OF CYLINDERS | CYL |  | Number | 0 |  |  |  | 0 | inches |  |  |  | Active | Hard Spec |  | 0 | inches | days | 0 | US Dollars |  |  |  | 0 | US Dollars |  |  | EQ-1000134 |  |  |  | 0 | pounds-mass
EQ-1000135 | GREASE TRAP |  |  |  | GREASE TRAP | 10008240 |  | Facilities | [13 empty] | 0 |  |  |  | 0 | inches |  |  |  | Active | Hard Spec |  | 0 | inches | days | 0 | US Dollars |  |  |  | 0 | US Dollars |  |  | EQ-1000135 |  |  |  | 0 | pounds-mass
EQ-1000136 | GREEN ROOFING SYSTEM |  |  |  | GREEN ROOFING SYSTEM | 10008240 | B3010 - Roofing | Facilities | [13 empty] | 0 |  |  |  | 0 | inches |  |  |  | Revision In Progress | Hard Spec |  | 0 | inches | days | 0 | US Dollars |  |  |  | 0 | US Dollars |  |  | EQ-1000136 |  |  |  | 0 | pounds-mass
EQ-1000137 | GRILL |  |  |  | GRILL | 10008240 |  | Facilities | [13 empty] | 0 |  |  |  | 0 | inches |  |  |  | Active | Hard Spec |  | 0 | inches | days | 0 | US Dollars |  |  |  | 0 | US Dollars |  |  | EQ-1000137 |  |  |  | 0 | pounds-mass
EQ-1000138 | GRINDER |  |  |  | GRINDER | 10008240 |  | Facilities | [13 empty] | 0 |  |  |  | 0 | inches |  |  |  | Active | Hard Spec |  | 0 | inches | days | 0 | US Dollars |  |  |  | 0 | US Dollars |  |  | EQ-1000138 |  |  |  | 0 | pounds-mass
EQ-1000139 | GROWTH CHEMBER |  |  |  | GROWTH CHEMBER | 10008240 |  | Facilities | [8 empty] | 1000561 | EQUIPMENT LOCATION | LOC |  | Text | 0 |  |  |  | 0 | inches |  |  |  | Active | Hard Spec |  | 0 | inches | days | 0 | US Dollars |  |  |  | 0 | US Dollars |  |  | EQ-1000139 |  |  |  | 0 | pounds-mass
EQ-1000139 | GROWTH CHEMBER |  |  |  | GROWTH CHEMBER | 10008240 |  | Facilities | [8 empty] | 1000562 | SERVICE COMPANY | SERCO |  | Text | 0 |  |  |  | 0 | inches |  |  |  | Active | Hard Spec |  | 0 | inches | days | 0 | US Dollars |  |  |  | 0 | US Dollars |  |  | EQ-1000139 |  |  |  | 0 | pounds-mass
EQ-1000139 | GROWTH CHEMBER |  |  |  | GROWTH CHEMBER | 10008240 |  | Facilities | [8 empty] | 1000558 | SIZE | SZ |  | Text | 0 |  |  |  | 0 | inches |  |  |  | Active | Hard Spec |  | 0 | inches | days | 0 | US Dollars |  |  |  | 0 | US Dollars |  |  | EQ-1000139 |  |  |  | 0 | pounds-mass
EQ-1000139 | GROWTH CHEMBER |  |  |  | GROWTH CHEMBER | 10008240 |  | Facilities | [8 empty] | 1000567 | SQUARE FEET | SQFT |  | Number | 0 |  |  |  | 0 | inches |  |  |  | Active | Hard Spec |  | 0 | inches | days | 0 | US Dollars |  |  |  | 0 | US Dollars |  |  | EQ-1000139 |  |  |  | 0 | pounds-mass
EQ-1000139 | GROWTH CHEMBER |  |  |  | GROWTH CHEMBER | 10008240 |  | Facilities | [8 empty] | 1000564 | MODEL TYPE | TYPE |  | Text | 0 |  |  |  | 0 | inches |  |  |  | Active | Hard Spec |  | 0 | inches | days | 0 | US Dollars |  |  |  | 0 | US Dollars |  |  | EQ-1000139 |  |  |  | 0 | pounds-mass
EQ-1000140 | HALON FIRE SUPPRESSION SYSTEM |  |  |  | HALON FIRE SUPPRESSION SYSTEM | 10008240 |  | Facilities | [8 empty] | 1000901 | RUNNING TIME | DUTY |  | Text | 0 |  |  |  | 0 | inches |  |  |  | Active | Hard Spec |  | 0 | inches | days | 0 | US Dollars |  |  |  | 0 | US Dollars |  |  | EQ-1000140 |  |  |  | 0 | pounds-mass
EQ-1000140 | HALON FIRE SUPPRESSION SYSTEM |  |  |  | HALON FIRE SUPPRESSION SYSTEM | 10008240 |  | Facilities | [8 empty] | 1000908 | SERVICE COMPANY | SERCO |  | Text | 0 |  |  |  | 0 | inches |  |  |  | Active | Hard Spec |  | 0 | inches | days | 0 | US Dollars |  |  |  | 0 | US Dollars |  |  | EQ-1000140 |  |  |  | 0 | pounds-mass
EQ-1000140 | HALON FIRE SUPPRESSION SYSTEM |  |  |  | HALON FIRE SUPPRESSION SYSTEM | 10008240 |  | Facilities | [8 empty] | 1000907 | PRESSURE | PRESS |  | Number | 0 |  |  |  | 0 | inches |  |  |  | Active | Hard Spec |  | 0 | inches | days | 0 | US Dollars |  |  |  | 0 | US Dollars |  |  | EQ-1000140 |  |  |  | 0 | pounds-mass
EQ-1000140 | HALON FIRE SUPPRESSION SYSTEM |  |  |  | HALON FIRE SUPPRESSION SYSTEM | 10008240 |  | Facilities | [8 empty] | 1000902 | EQUIPMENT LOCATION | LOC |  | Text | 0 |  |  |  | 0 | inches |  |  |  | Active | Hard Spec |  | 0 | inches | days | 0 | US Dollars |  |  |  | 0 | US Dollars |  |  | EQ-1000140 |  |  |  | 0 | pounds-mass
EQ-1000140 | HALON FIRE SUPPRESSION SYSTEM |  |  |  | HALON FIRE SUPPRESSION SYSTEM | 10008240 |  | Facilities | [8 empty] | 1000890 | CAPACITY | CAP |  | Number | 0 |  |  |  | 0 | inches |  |  |  | Active | Hard Spec |  | 0 | inches | days | 0 | US Dollars |  |  |  | 0 | US Dollars |  |  | EQ-1000140 |  |  |  | 0 | pounds-mass
EQ-1000141 | HANDICAP ELEVATOR |  |  |  | HANDICAP ELEVATOR | 10008240 |  | Facilities | [8 empty] | 1000282 | STORIES | STR |  | Number | 0 |  |  |  | 0 | inches |  |  |  | Active | Hard Spec |  | 0 | inches | days | 0 | US Dollars |  |  |  | 0 | US Dollars |  |  | EQ-1000141 |  |  |  | 0 | pounds-mass
EQ-1000141 | HANDICAP ELEVATOR |  |  |  | HANDICAP ELEVATOR | 10008240 |  | Facilities | [8 empty] | 1000283 | RUNNING TIME | DUTY |  | Text | 0 |  |  |  | 0 | inches |  |  |  | Active | Hard Spec |  | 0 | inches | days | 0 | US Dollars |  |  |  | 0 | US Dollars |  |  | EQ-1000141 |  |  |  | 0 | pounds-mass
EQ-1000141 | HANDICAP ELEVATOR |  |  |  | HANDICAP ELEVATOR | 10008240 |  | Facilities | [8 empty] | 1000280 | SIZE | SZ |  | Text | 0 |  |  |  | 0 | inches |  |  |  | Active | Hard Spec |  | 0 | inches | days | 0 | US Dollars |  |  |  | 0 | US Dollars |  |  | EQ-1000141 |  |  |  | 0 | pounds-mass
EQ-1000141 | HANDICAP ELEVATOR |  |  |  | HANDICAP ELEVATOR | 10008240 |  | Facilities | [8 empty] | 1000279 | MODEL TYPE | TYPE |  | Text | 0 |  |  |  | 0 | inches |  |  |  | Active | Hard Spec |  | 0 | inches | days | 0 | US Dollars |  |  |  | 0 | US Dollars |  |  | EQ-1000141 |  |  |  | 0 | pounds-mass
EQ-1000141 | HANDICAP ELEVATOR |  |  |  | HANDICAP ELEVATOR | 10008240 |  | Facilities | [8 empty] | 1000281 | SERVICE COMPANY | SERCO |  | Text | 0 |  |  |  | 0 | inches |  |  |  | Active | Hard Spec |  | 0 | inches | days | 0 | US Dollars |  |  |  | 0 | US Dollars |  |  | EQ-1000141 |  |  |  | 0 | pounds-mass
EQ-1000142 | HANDICAPPED |  |  |  | HANDICAPPED | 10008240 |  | Facilities | [8 empty] | 1000455 | ZONE | ZONE |  | Text | 0 |  |  |  | 0 | inches |  |  |  | Active | Hard Spec |  | 0 | inches | days | 0 | US Dollars |  |  |  | 0 | US Dollars |  |  | EQ-1000142 |  |  |  | 0 | pounds-mass
EQ-1000142 | HANDICAPPED |  |  |  | HANDICAPPED | 10008240 |  | Facilities | [8 empty] | 1000461 | MODEL TYPE | TYPE |  | Text | 0 |  |  |  | 0 | inches |  |  |  | Active | Hard Spec |  | 0 | inches | days | 0 | US Dollars |  |  |  | 0 | US Dollars |  |  | EQ-1000142 |  |  |  | 0 | pounds-mass
EQ-1000142 | HANDICAPPED |  |  |  | HANDICAPPED | 10008240 |  | Facilities | [8 empty] | 1000462 | SERVICE COMPANY | SERCO |  | Text | 0 |  |  |  | 0 | inches |  |  |  | Active | Hard Spec |  | 0 | inches | days | 0 | US Dollars |  |  |  | 0 | US Dollars |  |  | EQ-1000142 |  |  |  | 0 | pounds-mass
EQ-1000142 | HANDICAPPED |  |  |  | HANDICAPPED | 10008240 |  | Facilities | [8 empty] | 1000453 | SIZE | SZ |  | Text | 0 |  |  |  | 0 | inches |  |  |  | Active | Hard Spec |  | 0 | inches | days | 0 | US Dollars |  |  |  | 0 | US Dollars |  |  | EQ-1000142 |  |  |  | 0 | pounds-mass
EQ-1000143 | HEAT EXCHANGER |  |  |  | HEAT EXCHANGER | 10008240 |  | Facilities | [8 empty] | 1000463 | RUNNING TIME | DUTY |  | Text | 0 |  |  |  | 0 | inches |  |  |  | Active | Hard Spec |  | 0 | inches | days | 0 | US Dollars |  |  |  | 0 | US Dollars |  |  | EQ-1000143 |  |  |  | 0 | pounds-mass
EQ-1000143 | HEAT EXCHANGER |  |  |  | HEAT EXCHANGER | 10008240 |  | Facilities | [8 empty] | 1000452 | GALLONS | GAL |  | Number | 0 |  |  |  | 0 | inches |  |  |  | Active | Hard Spec |  | 0 | inches | days | 0 | US Dollars |  |  |  | 0 | US Dollars |  |  | EQ-1000143 |  |  |  | 0 | pounds-mass
EQ-1000143 | HEAT EXCHANGER |  |  |  | HEAT EXCHANGER | 10008240 |  | Facilities | [8 empty] | 1000465 | SIZE | SZ |  | Text | 0 |  |  |  | 0 | inches |  |  |  | Active | Hard Spec |  | 0 | inches | days | 0 | US Dollars |  |  |  | 0 | US Dollars |  |  | EQ-1000143 |  |  |  | 0 | pounds-mass
EQ-1000143 | HEAT EXCHANGER |  |  |  | HEAT EXCHANGER | 10008240 |  | Facilities | [8 empty] | 1000459 | FUEL TYPE | FUEL_TYPE |  | Text | 0 |  |  |  | 0 | inches |  |  |  | Active | Hard Spec |  | 0 | inches | days | 0 | US Dollars |  |  |  | 0 | US Dollars |  |  | EQ-1000143 |  |  |  | 0 | pounds-mass
EQ-1000143 | HEAT EXCHANGER |  |  |  | HEAT EXCHANGER | 10008240 |  | Facilities | [8 empty] | 1000467 | SYSTEM | SYS |  | Text | 0 |  |  |  | 0 | inches |  |  |  | Active | Hard Spec |  | 0 | inches | days | 0 | US Dollars |  |  |  | 0 | US Dollars |  |  | EQ-1000143 |  |  |  | 0 | pounds-mass
EQ-1000144 | HEAT PUMP |  |  |  | HEAT PUMP | 10008240 |  | Facilities | [13 empty] | 0 |  |  |  | 0 | inches |  |  |  | Active | Hard Spec |  | 0 | inches | days | 0 | US Dollars |  |  |  | 0 | US Dollars |  |  | EQ-1000144 |  |  |  | 0 | pounds-mass
EQ-1000145 | HEAT RECOVERY PUMP |  |  |  | HEAT RECOVERY PUMP | 10008240 |  | Facilities | [8 empty] | 1000662 | TYPE AND SIZE OF IMPELLER | IMPL |  | Text | 0 |  |  |  | 0 | inches |  |  |  | Active | Hard Spec |  | 0 | inches | days | 0 | US Dollars |  |  |  | 0 | US Dollars |  |  | EQ-1000145 |  |  |  | 0 | pounds-mass
EQ-1000145 | HEAT RECOVERY PUMP |  |  |  | HEAT RECOVERY PUMP | 10008240 |  | Facilities | [8 empty] | 1000672 | GALLONS PER MINUTE | GPM |  | Number | 0 |  |  |  | 0 | inches |  |  |  | Active | Hard Spec |  | 0 | inches | days | 0 | US Dollars |  |  |  | 0 | US Dollars |  |  | EQ-1000145 |  |  |  | 0 | pounds-mass
EQ-1000145 | HEAT RECOVERY PUMP |  |  |  | HEAT RECOVERY PUMP | 10008240 |  | Facilities | [8 empty] | 1000674 | POUNDS PER SQUARE INCH | PSI |  | Number | 0 |  |  |  | 0 | inches |  |  |  | Active | Hard Spec |  | 0 | inches | days | 0 | US Dollars |  |  |  | 0 | US Dollars |  |  | EQ-1000145 |  |  |  | 0 | pounds-mass
EQ-1000145 | HEAT RECOVERY PUMP |  |  |  | HEAT RECOVERY PUMP | 10008240 |  | Facilities | [8 empty] | 1000664 | TYPE AND SIZE OF PACKING | PACK |  | Text | 0 |  |  |  | 0 | inches |  |  |  | Active | Hard Spec |  | 0 | inches | days | 0 | US Dollars |  |  |  | 0 | US Dollars |  |  | EQ-1000145 |  |  |  | 0 | pounds-mass
EQ-1000145 | HEAT RECOVERY PUMP |  |  |  | HEAT RECOVERY PUMP | 10008240 |  | Facilities | [8 empty] | 1000663 | RUNNING TIME | DUTY |  | Text | 0 |  |  |  | 0 | inches |  |  |  | Active | Hard Spec |  | 0 | inches | days | 0 | US Dollars |  |  |  | 0 | US Dollars |  |  | EQ-1000145 |  |  |  | 0 | pounds-mass
EQ-1000145 | HEAT RECOVERY PUMP |  |  |  | HEAT RECOVERY PUMP | 10008240 |  | Facilities | [8 empty] | 1000661 | SIZE | SZ |  | Text | 0 |  |  |  | 0 | inches |  |  |  | Active | Hard Spec |  | 0 | inches | days | 0 | US Dollars |  |  |  | 0 | US Dollars |  |  | EQ-1000145 |  |  |  | 0 | pounds-mass
EQ-1000145 | HEAT RECOVERY PUMP |  |  |  | HEAT RECOVERY PUMP | 10008240 |  | Facilities | [8 empty] | 1000668 | SERVICE COMPANY | SERCO |  | Text | 0 |  |  |  | 0 | inches |  |  |  | Active | Hard Spec |  | 0 | inches | days | 0 | US Dollars |  |  |  | 0 | US Dollars |  |  | EQ-1000145 |  |  |  | 0 | pounds-mass
EQ-1000145 | HEAT RECOVERY PUMP |  |  |  | HEAT RECOVERY PUMP | 10008240 |  | Facilities | [8 empty] | 1000660 | HORSEPOWER | HP |  | Number | 0 |  |  |  | 0 | inches |  |  |  | Active | Hard Spec |  | 0 | inches | days | 0 | US Dollars |  |  |  | 0 | US Dollars |  |  | EQ-1000145 |  |  |  | 0 | pounds-mass
EQ-1000145 | HEAT RECOVERY PUMP |  |  |  | HEAT RECOVERY PUMP | 10008240 |  | Facilities | [8 empty] | 1000675 | BEARING TYPE | BEARING |  | Text | 0 |  |  |  | 0 | inches |  |  |  | Active | Hard Spec |  | 0 | inches | days | 0 | US Dollars |  |  |  | 0 | US Dollars |  |  | EQ-1000145 |  |  |  | 0 | pounds-mass
EQ-1000146 | HEAT RECOVERY SYSTEM |  |  |  | HEAT RECOVERY SYSTEM | 10008240 | D3060.60 - Air-to-Air Energy Recovery | Facilities | [8 empty] | 1000454 | SYSTEM | SYS |  | Text | 0 |  |  |  | 0 | inches |  |  |  | Active | Hard Spec |  | 0 | inches | days | 0 | US Dollars |  |  |  | 0 | US Dollars |  |  | EQ-1000146 |  |  |  | 0 | pounds-mass
EQ-1000146 | HEAT RECOVERY SYSTEM |  |  |  | HEAT RECOVERY SYSTEM | 10008240 | D3060.60 - Air-to-Air Energy Recovery | Facilities | [8 empty] | 1000466 | GALLONS | GAL |  | Number | 0 |  |  |  | 0 | inches |  |  |  | Active | Hard Spec |  | 0 | inches | days | 0 | US Dollars |  |  |  | 0 | US Dollars |  |  | EQ-1000146 |  |  |  | 0 | pounds-mass
EQ-1000146 | HEAT RECOVERY SYSTEM |  |  |  | HEAT RECOVERY SYSTEM | 10008240 | D3060.60 - Air-to-Air Energy Recovery | Facilities | [8 empty] | 1000457 | RUNNING TIME | DUTY |  | Text | 0 |  |  |  | 0 | inches |  |  |  | Active | Hard Spec |  | 0 | inches | days | 0 | US Dollars |  |  |  | 0 | US Dollars |  |  | EQ-1000146 |  |  |  | 0 | pounds-mass
EQ-1000146 | HEAT RECOVERY SYSTEM |  |  |  | HEAT RECOVERY SYSTEM | 10008240 | D3060.60 - Air-to-Air Energy Recovery | Facilities | [8 empty] | 1000458 | SIZE | SZ |  | Text | 0 |  |  |  | 0 | inches |  |  |  | Active | Hard Spec |  | 0 | inches | days | 0 | US Dollars |  |  |  | 0 | US Dollars |  |  | EQ-1000146 |  |  |  | 0 | pounds-mass
EQ-1000147 | HEATING/COOLING SYSTEM |  |  |  | HEATING/COOLING SYSTEM | 10008240 |  | Facilities | [13 empty] | 0 |  |  |  | 0 | inches |  |  |  | Active | Hard Spec |  | 0 | inches | days | 0 | US Dollars |  |  |  | 0 | US Dollars |  |  | EQ-1000147 |  |  |  | 0 | pounds-mass
EQ-1000148 | HOISTING SYSTEM |  |  |  | HOISTING SYSTEM | 10008240 |  | Facilities | [8 empty] | 1000451 | SIZE | SZ |  | Text | 0 |  |  |  | 0 | inches |  |  |  | Active | Hard Spec |  | 0 | inches | days | 0 | US Dollars |  |  |  | 0 | US Dollars |  |  | EQ-1000148 |  |  |  | 0 | pounds-mass
EQ-1000148 | HOISTING SYSTEM |  |  |  | HOISTING SYSTEM | 10008240 |  | Facilities | [8 empty] | 1000480 | SERVICE COMPANY | SERCO |  | Text | 0 |  |  |  | 0 | inches |  |  |  | Active | Hard Spec |  | 0 | inches | days | 0 | US Dollars |  |  |  | 0 | US Dollars |  |  | EQ-1000148 |  |  |  | 0 | pounds-mass
EQ-1000148 | HOISTING SYSTEM |  |  |  | HOISTING SYSTEM | 10008240 |  | Facilities | [8 empty] | 1000470 | RUNNING TIME | DUTY |  | Text | 0 |  |  |  | 0 | inches |  |  |  | Active | Hard Spec |  | 0 | inches | days | 0 | US Dollars |  |  |  | 0 | US Dollars |  |  | EQ-1000148 |  |  |  | 0 | pounds-mass
EQ-1000148 | HOISTING SYSTEM |  |  |  | HOISTING SYSTEM | 10008240 |  | Facilities | [8 empty] | 1000460 | STORIES | STR |  | Number | 0 |  |  |  | 0 | inches |  |  |  | Active | Hard Spec |  | 0 | inches | days | 0 | US Dollars |  |  |  | 0 | US Dollars |  |  | EQ-1000148 |  |  |  | 0 | pounds-mass
EQ-1000148 | HOISTING SYSTEM |  |  |  | HOISTING SYSTEM | 10008240 |  | Facilities | [8 empty] | 1000464 | MODEL TYPE | TYPE |  | Text | 0 |  |  |  | 0 | inches |  |  |  | Active | Hard Spec |  | 0 | inches | days | 0 | US Dollars |  |  |  | 0 | US Dollars |  |  | EQ-1000148 |  |  |  | 0 | pounds-mass
EQ-1000149 | HOSPITAL BED |  |  |  | HOSPITAL BED | 10008240 |  | Facilities | [8 empty] | 1000476 | SERVICE COMPANY | SERCO |  | Text | 0 |  |  |  | 0 | inches |  |  |  | Active | Hard Spec |  | 0 | inches | days | 0 | US Dollars |  |  |  | 0 | US Dollars |  |  | EQ-1000149 |  |  |  | 0 | pounds-mass
EQ-1000149 | HOSPITAL BED |  |  |  | HOSPITAL BED | 10008240 |  | Facilities | [8 empty] | 1000479 | MODEL TYPE | TYPE |  | Text | 0 |  |  |  | 0 | inches |  |  |  | Active | Hard Spec |  | 0 | inches | days | 0 | US Dollars |  |  |  | 0 | US Dollars |  |  | EQ-1000149 |  |  |  | 0 | pounds-mass
EQ-1000150 | HOT WATER BOILER |  |  |  | HOT WATER BOILER | 10008240 |  | Facilities | [8 empty] | 1000089 | RUNNING TIME | DUTY |  | Text | 0 |  |  |  | 0 | inches |  |  |  | Active | Hard Spec |  | 0 | inches | days | 0 | US Dollars |  |  |  | 0 | US Dollars |  |  | EQ-1000150 |  |  |  | 0 | pounds-mass
EQ-1000150 | HOT WATER BOILER |  |  |  | HOT WATER BOILER | 10008240 |  | Facilities | [8 empty] | 1000074 | FUEL TYPE | FUEL_TYPE |  | Text | 0 |  |  |  | 0 | inches |  |  |  | Active | Hard Spec |  | 0 | inches | days | 0 | US Dollars |  |  |  | 0 | US Dollars |  |  | EQ-1000150 |  |  |  | 0 | pounds-mass
EQ-1000150 | HOT WATER BOILER |  |  |  | HOT WATER BOILER | 10008240 |  | Facilities | [8 empty] | 1000094 | REPLACEMENT COST | COST |  | Number | 0 |  |  |  | 0 | inches |  |  |  | Active | Hard Spec |  | 0 | inches | days | 0 | US Dollars |  |  |  | 0 | US Dollars |  |  | EQ-1000150 |  |  |  | 0 | pounds-mass
EQ-1000150 | HOT WATER BOILER |  |  |  | HOT WATER BOILER | 10008240 |  | Facilities | [8 empty] | 1000078 | NATIONAL BOARD NUMBER | NUMBER |  | Text | 0 |  |  |  | 0 | inches |  |  |  | Active | Hard Spec |  | 0 | inches | days | 0 | US Dollars |  |  |  | 0 | US Dollars |  |  | EQ-1000150 |  |  |  | 0 | pounds-mass
EQ-1000150 | HOT WATER BOILER |  |  |  | HOT WATER BOILER | 10008240 |  | Facilities | [8 empty] | 1000076 | SYSTEM | SYS |  | Text | 0 |  |  |  | 0 | inches |  |  |  | Active | Hard Spec |  | 0 | inches | days | 0 | US Dollars |  |  |  | 0 | US Dollars |  |  | EQ-1000150 |  |  |  | 0 | pounds-mass
EQ-1000150 | HOT WATER BOILER |  |  |  | HOT WATER BOILER | 10008240 |  | Facilities | [8 empty] | 1000070 | TEMPERATURE | TEMP |  | Text | 0 |  |  |  | 0 | inches |  |  |  | Active | Hard Spec |  | 0 | inches | days | 0 | US Dollars |  |  |  | 0 | US Dollars |  |  | EQ-1000150 |  |  |  | 0 | pounds-mass
EQ-1000150 | HOT WATER BOILER |  |  |  | HOT WATER BOILER | 10008240 |  | Facilities | [8 empty] | 1000075 | SIZE | SZ |  | Text | 0 |  |  |  | 0 | inches |  |  |  | Active | Hard Spec |  | 0 | inches | days | 0 | US Dollars |  |  |  | 0 | US Dollars |  |  | EQ-1000150 |  |  |  | 0 | pounds-mass
EQ-1000150 | HOT WATER BOILER |  |  |  | HOT WATER BOILER | 10008240 |  | Facilities | [8 empty] | 1000073 | BOILER HORSEPOWER | BHP |  | Number | 0 |  |  |  | 0 | inches |  |  |  | Active | Hard Spec |  | 0 | inches | days | 0 | US Dollars |  |  |  | 0 | US Dollars |  |  | EQ-1000150 |  |  |  | 0 | pounds-mass
EQ-1000150 | HOT WATER BOILER |  |  |  | HOT WATER BOILER | 10008240 |  | Facilities | [8 empty] | 1000077 | BRITISH THERMAL UNIT | BTU |  | Number | 0 |  |  |  | 0 | inches |  |  |  | Active | Hard Spec |  | 0 | inches | days | 0 | US Dollars |  |  |  | 0 | US Dollars |  |  | EQ-1000150 |  |  |  | 0 | pounds-mass
EQ-1000150 | HOT WATER BOILER |  |  |  | HOT WATER BOILER | 10008240 |  | Facilities | [8 empty] | 1000068 | POUNDS PER SQUARE INCH | PSI |  | Number | 0 |  |  |  | 0 | inches |  |  |  | Active | Hard Spec |  | 0 | inches | days | 0 | US Dollars |  |  |  | 0 | US Dollars |  |  | EQ-1000150 |  |  |  | 0 | pounds-mass
EQ-1000151 | WATER HEATER | DOMESTIC WATER SYSTEM |  |  | HOT WATER HEATER | 10008240 | D2010 - DOMESTIC WATER DISTRIBUTION | Facilities | [8 empty] | 1001084 | REPLACEMENT COST | COST |  | Number | 0 |  |  |  | 0 | inches |  |  |  | Active | Hard Spec |  | 0 | inches | days | 0 | US Dollars |  |  |  | 0 | US Dollars |  |  | EQ-1000151 |  |  |  | 0 | pounds-mass
EQ-1000151 | WATER HEATER | DOMESTIC WATER SYSTEM |  |  | HOT WATER HEATER | 10008240 | D2010 - DOMESTIC WATER DISTRIBUTION | Facilities | [8 empty] | 1001074 | GALLONS | GAL |  | Number | 0 |  |  |  | 0 | inches |  |  |  | Active | Hard Spec |  | 0 | inches | days | 0 | US Dollars |  |  |  | 0 | US Dollars |  |  | EQ-1000151 |  |  |  | 0 | pounds-mass
EQ-1000151 | WATER HEATER | DOMESTIC WATER SYSTEM |  |  | HOT WATER HEATER | 10008240 | D2010 - DOMESTIC WATER DISTRIBUTION | Facilities | [8 empty] | 1001082 | SYSTEM | SYS |  | Text | 0 |  |  |  | 0 | inches |  |  |  | Active | Hard Spec |  | 0 | inches | days | 0 | US Dollars |  |  |  | 0 | US Dollars |  |  | EQ-1000151 |  |  |  | 0 | pounds-mass
EQ-1000151 | WATER HEATER | DOMESTIC WATER SYSTEM |  |  | HOT WATER HEATER | 10008240 | D2010 - DOMESTIC WATER DISTRIBUTION | Facilities | [8 empty] | 1001073 | FUEL TYPE | FUEL_TYPE |  | Text | 0 |  |  |  | 0 | inches |  |  |  | Active | Hard Spec |  | 0 | inches | days | 0 | US Dollars |  |  |  | 0 | US Dollars |  |  | EQ-1000151 |  |  |  | 0 | pounds-mass
EQ-1000151 | WATER HEATER | DOMESTIC WATER SYSTEM |  |  | HOT WATER HEATER | 10008240 | D2010 - DOMESTIC WATER DISTRIBUTION | Facilities | [8 empty] | 1001075 | RUNNING TIME | DUTY |  | Text | 0 |  |  |  | 0 | inches |  |  |  | Active | Hard Spec |  | 0 | inches | days | 0 | US Dollars |  |  |  | 0 | US Dollars |  |  | EQ-1000151 |  |  |  | 0 | pounds-mass
EQ-1000151 | WATER HEATER | DOMESTIC WATER SYSTEM |  |  | HOT WATER HEATER | 10008240 | D2010 - DOMESTIC WATER DISTRIBUTION | Facilities | [8 empty] | 1001078 | SIZE | SZ |  | Text | 0 |  |  |  | 0 | inches |  |  |  | Active | Hard Spec |  | 0 | inches | days | 0 | US Dollars |  |  |  | 0 | US Dollars |  |  | EQ-1000151 |  |  |  | 0 | pounds-mass
EQ-1000152 | HUMIDIFIER |  |  |  | HUMIDIFIER | 10008240 |  | Facilities | [13 empty] | 0 |  |  |  | 0 | inches |  |  |  | Active | Hard Spec |  | 0 | inches | days | 0 | US Dollars |  |  |  | 0 | US Dollars |  |  | EQ-1000152 |  |  |  | 0 | pounds-mass
EQ-1000153 | HYDRO GATE |  |  |  | HYDRO GATE | 10008240 |  | Facilities | [13 empty] | 0 |  |  |  | 0 | inches |  |  |  | Active | Hard Spec |  | 0 | inches | days | 0 | US Dollars |  |  |  | 0 | US Dollars |  |  | EQ-1000153 |  |  |  | 0 | pounds-mass
EQ-1000154 | ICE MACHINE |  |  |  | ICE MACHINE | 10008240 |  | Facilities | [8 empty] | 1000475 | REFRIGERANT TYPE | REFG |  | Text | 0 |  |  |  | 0 | inches |  |  |  | Active | Hard Spec |  | 0 | inches | days | 0 | US Dollars |  |  |  | 0 | US Dollars |  |  | EQ-1000154 |  |  |  | 0 | pounds-mass
EQ-1000154 | ICE MACHINE |  |  |  | ICE MACHINE | 10008240 |  | Facilities | [8 empty] | 1000468 | VOLTS | VT |  | Number | 0 |  |  |  | 0 | inches |  |  |  | Active | Hard Spec |  | 0 | inches | days | 0 | US Dollars |  |  |  | 0 | US Dollars |  |  | EQ-1000154 |  |  |  | 0 | pounds-mass
EQ-1000154 | ICE MACHINE |  |  |  | ICE MACHINE | 10008240 |  | Facilities | [8 empty] | 1000473 | RUNNING TIME | DUTY |  | Text | 0 |  |  |  | 0 | inches |  |  |  | Active | Hard Spec |  | 0 | inches | days | 0 | US Dollars |  |  |  | 0 | US Dollars |  |  | EQ-1000154 |  |  |  | 0 | pounds-mass
EQ-1000154 | ICE MACHINE |  |  |  | ICE MACHINE | 10008240 |  | Facilities | [8 empty] | 1000474 | SERVICE COMPANY | SERCO |  | Text | 0 |  |  |  | 0 | inches |  |  |  | Active | Hard Spec |  | 0 | inches | days | 0 | US Dollars |  |  |  | 0 | US Dollars |  |  | EQ-1000154 |  |  |  | 0 | pounds-mass
EQ-1000154 | ICE MACHINE |  |  |  | ICE MACHINE | 10008240 |  | Facilities | [8 empty] | 1000471 | AMPS | AMPS |  | Number | 0 |  |  |  | 0 | inches |  |  |  | Active | Hard Spec |  | 0 | inches | days | 0 | US Dollars |  |  |  | 0 | US Dollars |  |  | EQ-1000154 |  |  |  | 0 | pounds-mass
EQ-1000154 | ICE MACHINE |  |  |  | ICE MACHINE | 10008240 |  | Facilities | [8 empty] | 1000472 | MODEL TYPE | TYPE |  | Text | 0 |  |  |  | 0 | inches |  |  |  | Active | Hard Spec |  | 0 | inches | days | 0 | US Dollars |  |  |  | 0 | US Dollars |  |  | EQ-1000154 |  |  |  | 0 | pounds-mass
EQ-1000154 | ICE MACHINE |  |  |  | ICE MACHINE | 10008240 |  | Facilities | [8 empty] | 1000469 | SIZE | SZ |  | Text | 0 |  |  |  | 0 | inches |  |  |  | Active | Hard Spec |  | 0 | inches | days | 0 | US Dollars |  |  |  | 0 | US Dollars |  |  | EQ-1000154 |  |  |  | 0 | pounds-mass
EQ-1000155 | INCUBATOR |  |  |  | INCUBATOR | 10008240 |  | Facilities | [8 empty] | 1000570 | SIZE | SZ |  | Text | 0 |  |  |  | 0 | inches |  |  |  | Active | Hard Spec |  | 0 | inches | days | 0 | US Dollars |  |  |  | 0 | US Dollars |  |  | EQ-1000155 |  |  |  | 0 | pounds-mass
EQ-1000155 | INCUBATOR |  |  |  | INCUBATOR | 10008240 |  | Facilities | [8 empty] | 1000571 | MODEL TYPE | TYPE |  | Text | 0 |  |  |  | 0 | inches |  |  |  | Active | Hard Spec |  | 0 | inches | days | 0 | US Dollars |  |  |  | 0 | US Dollars |  |  | EQ-1000155 |  |  |  | 0 | pounds-mass
EQ-1000155 | INCUBATOR |  |  |  | INCUBATOR | 10008240 |  | Facilities | [8 empty] | 1000568 | SQUARE FEET | SQFT |  | Number | 0 |  |  |  | 0 | inches |  |  |  | Active | Hard Spec |  | 0 | inches | days | 0 | US Dollars |  |  |  | 0 | US Dollars |  |  | EQ-1000155 |  |  |  | 0 | pounds-mass
EQ-1000155 | INCUBATOR |  |  |  | INCUBATOR | 10008240 |  | Facilities | [8 empty] | 1000563 | EQUIPMENT LOCATION | LOC |  | Text | 0 |  |  |  | 0 | inches |  |  |  | Active | Hard Spec |  | 0 | inches | days | 0 | US Dollars |  |  |  | 0 | US Dollars |  |  | EQ-1000155 |  |  |  | 0 | pounds-mass
EQ-1000155 | INCUBATOR |  |  |  | INCUBATOR | 10008240 |  | Facilities | [8 empty] | 1000585 | SERVICE COMPANY | SERCO |  | Text | 0 |  |  |  | 0 | inches |  |  |  | Active | Hard Spec |  | 0 | inches | days | 0 | US Dollars |  |  |  | 0 | US Dollars |  |  | EQ-1000155 |  |  |  | 0 | pounds-mass
EQ-1000156 | INVER SYSTEM |  |  |  | INVER SYSTEM | 10008240 |  | Facilities | [13 empty] | 0 |  |  |  | 0 | inches |  |  |  | Active | Hard Spec |  | 0 | inches | days | 0 | US Dollars |  |  |  | 0 | US Dollars |  |  | EQ-1000156 |  |  |  | 0 | pounds-mass
EQ-1000157 | IRONERS |  |  |  | IRONERS | 10008240 |  | Facilities | [13 empty] | 0 |  |  |  | 0 | inches |  |  |  | Active | Hard Spec |  | 0 | inches | days | 0 | US Dollars |  |  |  | 0 | US Dollars |  |  | EQ-1000157 |  |  |  | 0 | pounds-mass
EQ-1000158 | IRRIGATION SYSTEM |  |  |  | IRRIGATION SYSTEM | 10008240 |  | Facilities | [8 empty] | 1000482 | SERVICE COMPANY | SERCO |  | Text | 0 |  |  |  | 0 | inches |  |  |  | Active | Hard Spec |  | 0 | inches | days | 0 | US Dollars |  |  |  | 0 | US Dollars |  |  | EQ-1000158 |  |  |  | 0 | pounds-mass
EQ-1000158 | IRRIGATION SYSTEM |  |  |  | IRRIGATION SYSTEM | 10008240 |  | Facilities | [8 empty] | 1000478 | RUNNING TIME | DUTY |  | Text | 0 |  |  |  | 0 | inches |  |  |  | Active | Hard Spec |  | 0 | inches | days | 0 | US Dollars |  |  |  | 0 | US Dollars |  |  | EQ-1000158 |  |  |  | 0 | pounds-mass
EQ-1000158 | IRRIGATION SYSTEM |  |  |  | IRRIGATION SYSTEM | 10008240 |  | Facilities | [8 empty] | 1000481 | SYSTEM | SYS |  | Text | 0 |  |  |  | 0 | inches |  |  |  | Active | Hard Spec |  | 0 | inches | days | 0 | US Dollars |  |  |  | 0 | US Dollars |  |  | EQ-1000158 |  |  |  | 0 | pounds-mass
EQ-1000158 | IRRIGATION SYSTEM |  |  |  | IRRIGATION SYSTEM | 10008240 |  | Facilities | [8 empty] | 1000477 | SIZE | SZ |  | Text | 0 |  |  |  | 0 | inches |  |  |  | Active | Hard Spec |  | 0 | inches | days | 0 | US Dollars |  |  |  | 0 | US Dollars |  |  | EQ-1000158 |  |  |  | 0 | pounds-mass
EQ-1000159 | JEEP |  |  |  | JEEP | 10008240 |  | Facilities | [13 empty] | 0 |  |  |  | 0 | inches | x |  |  | Revision In Progress | Hard Spec |  | 0 | inches | days | 0 | US Dollars |  |  |  | 0 | US Dollars |  |  | EQ-1000159 |  |  |  | 0 | pounds-mass
EQ-1000160 | KETTLE |  |  |  | KETTLE | 10008240 |  | Facilities | [13 empty] | 0 |  |  |  | 0 | inches |  |  |  | Active | Hard Spec |  | 0 | inches | days | 0 | US Dollars |  |  |  | 0 | US Dollars |  |  | EQ-1000160 |  |  |  | 0 | pounds-mass
EQ-1000161 | KITCHEN EQUIPMENT |  |  |  | KITCHEN EQUIPMENT | 10008240 |  | Facilities | [13 empty] | 0 |  |  |  | 0 | inches |  |  |  | Active | Hard Spec |  | 0 | inches | days | 0 | US Dollars |  |  |  | 0 | US Dollars |  |  | EQ-1000161 |  |  |  | 0 | pounds-mass
EQ-1000162 | LABORATORY AIR COMPRESSOR |  |  |  | LABORATORY AIR COMPRESSOR | 10008240 |  | Facilities | [8 empty] | 1000144 | HORSEPOWER | HP |  | Number | 0 |  |  |  | 0 | inches |  |  |  | Active | Hard Spec |  | 0 | inches | days | 0 | US Dollars |  |  |  | 0 | US Dollars |  |  | EQ-1000162 |  |  |  | 0 | pounds-mass
EQ-1000162 | LABORATORY AIR COMPRESSOR |  |  |  | LABORATORY AIR COMPRESSOR | 10008240 |  | Facilities | [8 empty] | 1000155 | VOLUME | VOL |  | Text | 0 |  |  |  | 0 | inches |  |  |  | Active | Hard Spec |  | 0 | inches | days | 0 | US Dollars |  |  |  | 0 | US Dollars |  |  | EQ-1000162 |  |  |  | 0 | pounds-mass
EQ-1000162 | LABORATORY AIR COMPRESSOR |  |  |  | LABORATORY AIR COMPRESSOR | 10008240 |  | Facilities | [8 empty] | 1000174 | RUNNING TIME | DUTY |  | Text | 0 |  |  |  | 0 | inches |  |  |  | Active | Hard Spec |  | 0 | inches | days | 0 | US Dollars |  |  |  | 0 | US Dollars |  |  | EQ-1000162 |  |  |  | 0 | pounds-mass
EQ-1000162 | LABORATORY AIR COMPRESSOR |  |  |  | LABORATORY AIR COMPRESSOR | 10008240 |  | Facilities | [8 empty] | 1000162 | SYSTEM | SYS |  | Text | 0 |  |  |  | 0 | inches |  |  |  | Active | Hard Spec |  | 0 | inches | days | 0 | US Dollars |  |  |  | 0 | US Dollars |  |  | EQ-1000162 |  |  |  | 0 | pounds-mass
EQ-1000162 | LABORATORY AIR COMPRESSOR |  |  |  | LABORATORY AIR COMPRESSOR | 10008240 |  | Facilities | [8 empty] | 1000172 | SERVICE COMPANY | SERCO |  | Text | 0 |  |  |  | 0 | inches |  |  |  | Active | Hard Spec |  | 0 | inches | days | 0 | US Dollars |  |  |  | 0 | US Dollars |  |  | EQ-1000162 |  |  |  | 0 | pounds-mass
EQ-1000162 | LABORATORY AIR COMPRESSOR |  |  |  | LABORATORY AIR COMPRESSOR | 10008240 |  | Facilities | [8 empty] | 1000147 | VOLTS | VT |  | Number | 0 |  |  |  | 0 | inches |  |  |  | Active | Hard Spec |  | 0 | inches | days | 0 | US Dollars |  |  |  | 0 | US Dollars |  |  | EQ-1000162 |  |  |  | 0 | pounds-mass
EQ-1000162 | LABORATORY AIR COMPRESSOR |  |  |  | LABORATORY AIR COMPRESSOR | 10008240 |  | Facilities | [8 empty] | 1000157 | AMPS | AMPS |  | Number | 0 |  |  |  | 0 | inches |  |  |  | Active | Hard Spec |  | 0 | inches | days | 0 | US Dollars |  |  |  | 0 | US Dollars |  |  | EQ-1000162 |  |  |  | 0 | pounds-mass
EQ-1000162 | LABORATORY AIR COMPRESSOR |  |  |  | LABORATORY AIR COMPRESSOR | 10008240 |  | Facilities | [8 empty] | 1000158 | POUNDS PER SQUARE INCH | PSI |  | Number | 0 |  |  |  | 0 | inches |  |  |  | Active | Hard Spec |  | 0 | inches | days | 0 | US Dollars |  |  |  | 0 | US Dollars |  |  | EQ-1000162 |  |  |  | 0 | pounds-mass
EQ-1000162 | LABORATORY AIR COMPRESSOR |  |  |  | LABORATORY AIR COMPRESSOR | 10008240 |  | Facilities | [8 empty] | 1000170 | STANDARD CUBIC FEET PER MINUTE | SCFM |  | Number | 0 |  |  |  | 0 | inches |  |  |  | Active | Hard Spec |  | 0 | inches | days | 0 | US Dollars |  |  |  | 0 | US Dollars |  |  | EQ-1000162 |  |  |  | 0 | pounds-mass
EQ-1000163 | LABORATORY VACUUM PUMP |  |  |  | LABORATORY VACUUM PUMP | 10008240 |  | Facilities | [8 empty] | 1000666 | SIZE | SZ |  | Text | 0 |  |  |  | 0 | inches |  |  |  | Active | Hard Spec |  | 0 | inches | days | 0 | US Dollars |  |  |  | 0 | US Dollars |  |  | EQ-1000163 |  |  |  | 0 | pounds-mass
EQ-1000163 | LABORATORY VACUUM PUMP |  |  |  | LABORATORY VACUUM PUMP | 10008240 |  | Facilities | [8 empty] | 1000677 | SERVICE COMPANY | SERCO |  | Text | 0 |  |  |  | 0 | inches |  |  |  | Active | Hard Spec |  | 0 | inches | days | 0 | US Dollars |  |  |  | 0 | US Dollars |  |  | EQ-1000163 |  |  |  | 0 | pounds-mass
EQ-1000163 | LABORATORY VACUUM PUMP |  |  |  | LABORATORY VACUUM PUMP | 10008240 |  | Facilities | [8 empty] | 1000670 | TYPE AND SIZE OF IMPELLER | IMPL |  | Text | 0 |  |  |  | 0 | inches |  |  |  | Active | Hard Spec |  | 0 | inches | days | 0 | US Dollars |  |  |  | 0 | US Dollars |  |  | EQ-1000163 |  |  |  | 0 | pounds-mass
EQ-1000163 | LABORATORY VACUUM PUMP |  |  |  | LABORATORY VACUUM PUMP | 10008240 |  | Facilities | [8 empty] | 1000665 | BEARING TYPE | BEARING |  | Text | 0 |  |  |  | 0 | inches |  |  |  | Active | Hard Spec |  | 0 | inches | days | 0 | US Dollars |  |  |  | 0 | US Dollars |  |  | EQ-1000163 |  |  |  | 0 | pounds-mass
EQ-1000163 | LABORATORY VACUUM PUMP |  |  |  | LABORATORY VACUUM PUMP | 10008240 |  | Facilities | [8 empty] | 1000671 | HORSEPOWER | HP |  | Number | 0 |  |  |  | 0 | inches |  |  |  | Active | Hard Spec |  | 0 | inches | days | 0 | US Dollars |  |  |  | 0 | US Dollars |  |  | EQ-1000163 |  |  |  | 0 | pounds-mass
EQ-1000163 | LABORATORY VACUUM PUMP |  |  |  | LABORATORY VACUUM PUMP | 10008240 |  | Facilities | [8 empty] | 1000673 | POUNDS PER SQUARE INCH | PSI |  | Number | 0 |  |  |  | 0 | inches |  |  |  | Active | Hard Spec |  | 0 | inches | days | 0 | US Dollars |  |  |  | 0 | US Dollars |  |  | EQ-1000163 |  |  |  | 0 | pounds-mass
EQ-1000163 | LABORATORY VACUUM PUMP |  |  |  | LABORATORY VACUUM PUMP | 10008240 |  | Facilities | [8 empty] | 1000667 | GALLONS PER MINUTE | GPM |  | Number | 0 |  |  |  | 0 | inches |  |  |  | Active | Hard Spec |  | 0 | inches | days | 0 | US Dollars |  |  |  | 0 | US Dollars |  |  | EQ-1000163 |  |  |  | 0 | pounds-mass
EQ-1000163 | LABORATORY VACUUM PUMP |  |  |  | LABORATORY VACUUM PUMP | 10008240 |  | Facilities | [8 empty] | 1000681 | RUNNING TIME | DUTY |  | Text | 0 |  |  |  | 0 | inches |  |  |  | Active | Hard Spec |  | 0 | inches | days | 0 | US Dollars |  |  |  | 0 | US Dollars |  |  | EQ-1000163 |  |  |  | 0 | pounds-mass
EQ-1000163 | LABORATORY VACUUM PUMP |  |  |  | LABORATORY VACUUM PUMP | 10008240 |  | Facilities | [8 empty] | 1000669 | TYPE AND SIZE OF PACKING | PACK |  | Text | 0 |  |  |  | 0 | inches |  |  |  | Active | Hard Spec |  | 0 | inches | days | 0 | US Dollars |  |  |  | 0 | US Dollars |  |  | EQ-1000163 |  |  |  | 0 | pounds-mass
EQ-1000164 | LAWN MOWER (ALL TYPES) |  |  |  | LAWN MOWER (ALL TYPES) | 10008240 |  | Facilities | [13 empty] | 0 |  |  |  | 0 | inches |  |  |  | Active | Hard Spec |  | 0 | inches | days | 0 | US Dollars |  |  |  | 0 | US Dollars |  |  | EQ-1000164 |  |  |  | 0 | pounds-mass
EQ-1000165 | LINE VALVES |  |  |  | LINE VALVES | 10008240 |  | Facilities | [8 empty] | 1001010 | RUNNING TIME | DUTY |  | Text | 0 |  |  |  | 0 | inches |  |  |  | Active | Hard Spec |  | 0 | inches | days | 0 | US Dollars |  |  |  | 0 | US Dollars |  |  | EQ-1000165 |  |  |  | 0 | pounds-mass
EQ-1000165 | LINE VALVES |  |  |  | LINE VALVES | 10008240 |  | Facilities | [8 empty] | 1000992 | SIZE | SZ |  | Text | 0 |  |  |  | 0 | inches |  |  |  | Active | Hard Spec |  | 0 | inches | days | 0 | US Dollars |  |  |  | 0 | US Dollars |  |  | EQ-1000165 |  |  |  | 0 | pounds-mass
EQ-1000165 | LINE VALVES |  |  |  | LINE VALVES | 10008240 |  | Facilities | [8 empty] | 1000993 | PRESSURE | PRESS |  | Number | 0 |  |  |  | 0 | inches |  |  |  | Active | Hard Spec |  | 0 | inches | days | 0 | US Dollars |  |  |  | 0 | US Dollars |  |  | EQ-1000165 |  |  |  | 0 | pounds-mass
EQ-1000165 | LINE VALVES |  |  |  | LINE VALVES | 10008240 |  | Facilities | [8 empty] | 1000998 | TYPE AND SIZE OF PACKING | PACK |  | Text | 0 |  |  |  | 0 | inches |  |  |  | Active | Hard Spec |  | 0 | inches | days | 0 | US Dollars |  |  |  | 0 | US Dollars |  |  | EQ-1000165 |  |  |  | 0 | pounds-mass
EQ-1000165 | LINE VALVES |  |  |  | LINE VALVES | 10008240 |  | Facilities | [8 empty] | 1001000 | SYSTEM | SYS |  | Text | 0 |  |  |  | 0 | inches |  |  |  | Active | Hard Spec |  | 0 | inches | days | 0 | US Dollars |  |  |  | 0 | US Dollars |  |  | EQ-1000165 |  |  |  | 0 | pounds-mass
EQ-1000165 | LINE VALVES |  |  |  | LINE VALVES | 10008240 |  | Facilities | [8 empty] | 1000997 | MODEL TYPE | TYPE |  | Text | 0 |  |  |  | 0 | inches |  |  |  | Active | Hard Spec |  | 0 | inches | days | 0 | US Dollars |  |  |  | 0 | US Dollars |  |  | EQ-1000165 |  |  |  | 0 | pounds-mass
EQ-1000166 | LOUVERS |  |  |  | LOUVERS | 10008240 |  | Facilities | [8 empty] | 1000490 | SYSTEM | SYS |  | Text | 0 |  |  |  | 0 | inches |  |  |  | Active | Hard Spec |  | 0 | inches | days | 0 | US Dollars |  |  |  | 0 | US Dollars |  |  | EQ-1000166 |  |  |  | 0 | pounds-mass
EQ-1000166 | LOUVERS |  |  |  | LOUVERS | 10008240 |  | Facilities | [8 empty] | 1000485 | RUNNING TIME | DUTY |  | Text | 0 |  |  |  | 0 | inches |  |  |  | Active | Hard Spec |  | 0 | inches | days | 0 | US Dollars |  |  |  | 0 | US Dollars |  |  | EQ-1000166 |  |  |  | 0 | pounds-mass
EQ-1000166 | LOUVERS |  |  |  | LOUVERS | 10008240 |  | Facilities | [8 empty] | 1000489 | SIZE | SZ |  | Text | 0 |  |  |  | 0 | inches |  |  |  | Active | Hard Spec |  | 0 | inches | days | 0 | US Dollars |  |  |  | 0 | US Dollars |  |  | EQ-1000166 |  |  |  | 0 | pounds-mass
EQ-1000166 | LOUVERS |  |  |  | LOUVERS | 10008240 |  | Facilities | [8 empty] | 1000488 | MODEL TYPE | TYPE |  | Text | 0 |  |  |  | 0 | inches |  |  |  | Active | Hard Spec |  | 0 | inches | days | 0 | US Dollars |  |  |  | 0 | US Dollars |  |  | EQ-1000166 |  |  |  | 0 | pounds-mass
EQ-1000167 | BACKFLOW PREVENTER - FIRE SPRINKLER SYSTEM | Backflow preventer keeps pressurized fire sprinkler water line from flowing back into the municipal water line, which is possible if there is a loss of pressure from the municipal water line. Backflow preventers eliminate the possibility of polluting the municipal water system through cross-contamination. |  |  | Plumbing Equipment | 10008240 | D2030 - Building Support Plumbing Systems | Facilities | [13 empty] | 0 |  |  |  | 0 | inches |  |  |  | Revision In Progress | Hard Spec |  | 0 | inches | days | 0 | US Dollars |  |  |  | 0 | US Dollars |  |  | EQ-1000167 |  |  |  | 0 | pounds-mass
EQ-1000168 | MAIN DISCONNECT |  |  |  | MAIN DISCONNECT | 10008240 |  | Facilities | [8 empty] | 1000237 | AMPS | AMPS |  | Number | 0 |  |  |  | 0 | inches |  |  |  | Active | Hard Spec |  | 0 | inches | days | 0 | US Dollars |  |  |  | 0 | US Dollars |  |  | EQ-1000168 |  |  |  | 0 | pounds-mass
EQ-1000168 | MAIN DISCONNECT |  |  |  | MAIN DISCONNECT | 10008240 |  | Facilities | [8 empty] | 1000260 | SERVICE COMPANY | SERCO |  | Text | 0 |  |  |  | 0 | inches |  |  |  | Active | Hard Spec |  | 0 | inches | days | 0 | US Dollars |  |  |  | 0 | US Dollars |  |  | EQ-1000168 |  |  |  | 0 | pounds-mass
EQ-1000168 | MAIN DISCONNECT |  |  |  | MAIN DISCONNECT | 10008240 |  | Facilities | [8 empty] | 1000261 | SYSTEM | SYS |  | Text | 0 |  |  |  | 0 | inches |  |  |  | Active | Hard Spec |  | 0 | inches | days | 0 | US Dollars |  |  |  | 0 | US Dollars |  |  | EQ-1000168 |  |  |  | 0 | pounds-mass
EQ-1000168 | MAIN DISCONNECT |  |  |  | MAIN DISCONNECT | 10008240 |  | Facilities | [8 empty] | 1000264 | VOLTS | VT |  | Number | 0 |  |  |  | 0 | inches |  |  |  | Active | Hard Spec |  | 0 | inches | days | 0 | US Dollars |  |  |  | 0 | US Dollars |  |  | EQ-1000168 |  |  |  | 0 | pounds-mass
EQ-1000168 | MAIN DISCONNECT |  |  |  | MAIN DISCONNECT | 10008240 |  | Facilities | [8 empty] | 1000262 | MODEL TYPE | TYPE |  | Text | 0 |  |  |  | 0 | inches |  |  |  | Active | Hard Spec |  | 0 | inches | days | 0 | US Dollars |  |  |  | 0 | US Dollars |  |  | EQ-1000168 |  |  |  | 0 | pounds-mass
EQ-1000168 | MAIN DISCONNECT |  |  |  | MAIN DISCONNECT | 10008240 |  | Facilities | [8 empty] | 1000253 | PHASE | PH |  | Number | 0 |  |  |  | 0 | inches |  |  |  | Active | Hard Spec |  | 0 | inches | days | 0 | US Dollars |  |  |  | 0 | US Dollars |  |  | EQ-1000168 |  |  |  | 0 | pounds-mass
EQ-1000168 | MAIN DISCONNECT |  |  |  | MAIN DISCONNECT | 10008240 |  | Facilities | [8 empty] | 1000255 | RUNNING TIME | DUTY |  | Text | 0 |  |  |  | 0 | inches |  |  |  | Active | Hard Spec |  | 0 | inches | days | 0 | US Dollars |  |  |  | 0 | US Dollars |  |  | EQ-1000168 |  |  |  | 0 | pounds-mass
EQ-1000169 | MAIN SECONDARY DISCONNECT |  |  |  | MAIN SECONDARY DISCONNECT | 10008240 |  | Facilities | [8 empty] | 1000487 | EQUIPMENT LOCATION | LOC |  | Text | 0 |  |  |  | 0 | inches |  |  |  | Active | Hard Spec |  | 0 | inches | days | 0 | US Dollars |  |  |  | 0 | US Dollars |  |  | EQ-1000169 |  |  |  | 0 | pounds-mass
EQ-1000169 | MAIN SECONDARY DISCONNECT |  |  |  | MAIN SECONDARY DISCONNECT | 10008240 |  | Facilities | [8 empty] | 1000483 | SIZE | SZ |  | Text | 0 |  |  |  | 0 | inches |  |  |  | Active | Hard Spec |  | 0 | inches | days | 0 | US Dollars |  |  |  | 0 | US Dollars |  |  | EQ-1000169 |  |  |  | 0 | pounds-mass
EQ-1000169 | MAIN SECONDARY DISCONNECT |  |  |  | MAIN SECONDARY DISCONNECT | 10008240 |  | Facilities | [8 empty] | 1000484 | VOLTS | VT |  | Number | 0 |  |  |  | 0 | inches |  |  |  | Active | Hard Spec |  | 0 | inches | days | 0 | US Dollars |  |  |  | 0 | US Dollars |  |  | EQ-1000169 |  |  |  | 0 | pounds-mass
EQ-1000169 | MAIN SECONDARY DISCONNECT |  |  |  | MAIN SECONDARY DISCONNECT | 10008240 |  | Facilities | [8 empty] | 1000498 | SYSTEM | SYS |  | Text | 0 |  |  |  | 0 | inches |  |  |  | Active | Hard Spec |  | 0 | inches | days | 0 | US Dollars |  |  |  | 0 | US Dollars |  |  | EQ-1000169 |  |  |  | 0 | pounds-mass
EQ-1000169 | MAIN SECONDARY DISCONNECT |  |  |  | MAIN SECONDARY DISCONNECT | 10008240 |  | Facilities | [8 empty] | 1000495 | SERVICE COMPANY | SERCO |  | Text | 0 |  |  |  | 0 | inches |  |  |  | Active | Hard Spec |  | 0 | inches | days | 0 | US Dollars |  |  |  | 0 | US Dollars |  |  | EQ-1000169 |  |  |  | 0 | pounds-mass
EQ-1000169 | MAIN SECONDARY DISCONNECT |  |  |  | MAIN SECONDARY DISCONNECT | 10008240 |  | Facilities | [8 empty] | 1000486 | AMPS | AMPS |  | Number | 0 |  |  |  | 0 | inches |  |  |  | Active | Hard Spec |  | 0 | inches | days | 0 | US Dollars |  |  |  | 0 | US Dollars |  |  | EQ-1000169 |  |  |  | 0 | pounds-mass
EQ-1000169 | MAIN SECONDARY DISCONNECT |  |  |  | MAIN SECONDARY DISCONNECT | 10008240 |  | Facilities | [8 empty] | 1000491 | RELAY TYPE AND SIZE | RELAY |  | Text | 0 |  |  |  | 0 | inches |  |  |  | Active | Hard Spec |  | 0 | inches | days | 0 | US Dollars |  |  |  | 0 | US Dollars |  |  | EQ-1000169 |  |  |  | 0 | pounds-mass
EQ-1000170 | MAIN SPRINKLER VALVE |  |  |  | WET FIRE SUPPRESSION SYSTEM | 10008240 | D4010.10 - Water-Based Fire Suppression | Facilities | [13 empty] | 0 |  |  |  | 0 | inches |  |  |  | Revision In Progress | Hard Spec |  | 0 | inches | days | 0 | US Dollars |  |  |  | 0 | US Dollars |  |  | EQ-1000170 |  |  |  | 0 | pounds-mass
EQ-1000171 | MAIN TRANSFORMER |  |  |  | MAIN TRANSFORMER | 10008240 | D5020.10 - Electrical Service | Facilities | [8 empty] | 1000934 | MODEL TYPE | TYPE |  | Text | 0 |  |  |  | 0 | inches |  |  |  | Revision In Progress | Hard Spec |  | 0 | inches | days | 0 | US Dollars |  |  |  | 0 | US Dollars |  |  | EQ-1000171 |  |  |  | 0 | pounds-mass
EQ-1000171 | MAIN TRANSFORMER |  |  |  | MAIN TRANSFORMER | 10008240 | D5020.10 - Electrical Service | Facilities | [8 empty] | 1000932 | VOLTS | VT |  | Number | 0 |  |  |  | 0 | inches |  |  |  | Revision In Progress | Hard Spec |  | 0 | inches | days | 0 | US Dollars |  |  |  | 0 | US Dollars |  |  | EQ-1000171 |  |  |  | 0 | pounds-mass
EQ-1000171 | MAIN TRANSFORMER |  |  |  | MAIN TRANSFORMER | 10008240 | D5020.10 - Electrical Service | Facilities | [8 empty] | 1000938 | RUNNING TIME | DUTY |  | Text | 0 |  |  |  | 0 | inches |  |  |  | Revision In Progress | Hard Spec |  | 0 | inches | days | 0 | US Dollars |  |  |  | 0 | US Dollars |  |  | EQ-1000171 |  |  |  | 0 | pounds-mass
EQ-1000171 | MAIN TRANSFORMER |  |  |  | MAIN TRANSFORMER | 10008240 | D5020.10 - Electrical Service | Facilities | [8 empty] | 1000930 | AMPS | AMPS |  | Number | 0 |  |  |  | 0 | inches |  |  |  | Revision In Progress | Hard Spec |  | 0 | inches | days | 0 | US Dollars |  |  |  | 0 | US Dollars |  |  | EQ-1000171 |  |  |  | 0 | pounds-mass
EQ-1000171 | MAIN TRANSFORMER |  |  |  | MAIN TRANSFORMER | 10008240 | D5020.10 - Electrical Service | Facilities | [8 empty] | 1000937 | RELAY TYPE AND SIZE | RELAY |  | Text | 0 |  |  |  | 0 | inches |  |  |  | Revision In Progress | Hard Spec |  | 0 | inches | days | 0 | US Dollars |  |  |  | 0 | US Dollars |  |  | EQ-1000171 |  |  |  | 0 | pounds-mass
EQ-1000171 | MAIN TRANSFORMER |  |  |  | MAIN TRANSFORMER | 10008240 | D5020.10 - Electrical Service | Facilities | [8 empty] | 1000939 | SYSTEM | SYS |  | Text | 0 |  |  |  | 0 | inches |  |  |  | Revision In Progress | Hard Spec |  | 0 | inches | days | 0 | US Dollars |  |  |  | 0 | US Dollars |  |  | EQ-1000171 |  |  |  | 0 | pounds-mass
EQ-1000172 | MAKE-UP METER |  |  |  | MAKE-UP METER | 10008240 |  | Facilities | [8 empty] | 1000539 | EQUIPMENT LOCATION | LOC |  | Text | 0 |  |  |  | 0 | inches |  |  |  | Active | Hard Spec |  | 0 | inches | days | 0 | US Dollars |  |  |  | 0 | US Dollars |  |  | EQ-1000172 |  |  |  | 0 | pounds-mass
EQ-1000172 | MAKE-UP METER |  |  |  | MAKE-UP METER | 10008240 |  | Facilities | [8 empty] | 1000509 | SIZE | SZ |  | Text | 0 |  |  |  | 0 | inches |  |  |  | Active | Hard Spec |  | 0 | inches | days | 0 | US Dollars |  |  |  | 0 | US Dollars |  |  | EQ-1000172 |  |  |  | 0 | pounds-mass
EQ-1000172 | MAKE-UP METER |  |  |  | MAKE-UP METER | 10008240 |  | Facilities | [8 empty] | 1000520 | MODEL TYPE | TYPE |  | Text | 0 |  |  |  | 0 | inches |  |  |  | Active | Hard Spec |  | 0 | inches | days | 0 | US Dollars |  |  |  | 0 | US Dollars |  |  | EQ-1000172 |  |  |  | 0 | pounds-mass
EQ-1000172 | MAKE-UP METER |  |  |  | MAKE-UP METER | 10008240 |  | Facilities | [8 empty] | 1000513 | GALLONS PER MINUTE | GPM |  | Number | 0 |  |  |  | 0 | inches |  |  |  | Active | Hard Spec |  | 0 | inches | days | 0 | US Dollars |  |  |  | 0 | US Dollars |  |  | EQ-1000172 |  |  |  | 0 | pounds-mass
EQ-1000172 | MAKE-UP METER |  |  |  | MAKE-UP METER | 10008240 |  | Facilities | [8 empty] | 1000511 | SYSTEM | SYS |  | Text | 0 |  |  |  | 0 | inches |  |  |  | Active | Hard Spec |  | 0 | inches | days | 0 | US Dollars |  |  |  | 0 | US Dollars |  |  | EQ-1000172 |  |  |  | 0 | pounds-mass
EQ-1000172 | MAKE-UP METER |  |  |  | MAKE-UP METER | 10008240 |  | Facilities | [8 empty] | 1000522 | POUNDS PER SQUARE INCH | PSI |  | Number | 0 |  |  |  | 0 | inches |  |  |  | Active | Hard Spec |  | 0 | inches | days | 0 | US Dollars |  |  |  | 0 | US Dollars |  |  | EQ-1000172 |  |  |  | 0 | pounds-mass
EQ-1000173 | MAKEUP SYSTEM |  |  |  | MAKEUP SYSTEM | 10008240 |  | Facilities | [13 empty] | 0 |  |  |  | 0 | inches |  |  |  | Active | Hard Spec |  | 0 | inches | days | 0 | US Dollars |  |  |  | 0 | US Dollars |  |  | EQ-1000173 |  |  |  | 0 | pounds-mass
EQ-1000174 | MAN HOLE |  |  |  | MAN HOLE | 10008240 |  | Facilities | [8 empty] | 1000500 | EQUIPMENT LOCATION | LOC |  | Text | 0 |  |  |  | 0 | inches |  |  |  | Active | Hard Spec |  | 0 | inches | days | 0 | US Dollars |  |  |  | 0 | US Dollars |  |  | EQ-1000174 |  |  |  | 0 | pounds-mass
EQ-1000174 | MAN HOLE |  |  |  | MAN HOLE | 10008240 |  | Facilities | [8 empty] | 1000501 | SYSTEM | SYS |  | Text | 0 |  |  |  | 0 | inches |  |  |  | Active | Hard Spec |  | 0 | inches | days | 0 | US Dollars |  |  |  | 0 | US Dollars |  |  | EQ-1000174 |  |  |  | 0 | pounds-mass
EQ-1000174 | MAN HOLE |  |  |  | MAN HOLE | 10008240 |  | Facilities | [8 empty] | 1000496 | RUNNING TIME | DUTY |  | Text | 0 |  |  |  | 0 | inches |  |  |  | Active | Hard Spec |  | 0 | inches | days | 0 | US Dollars |  |  |  | 0 | US Dollars |  |  | EQ-1000174 |  |  |  | 0 | pounds-mass
EQ-1000174 | MAN HOLE |  |  |  | MAN HOLE | 10008240 |  | Facilities | [8 empty] | 1000493 | SIZE | SZ |  | Text | 0 |  |  |  | 0 | inches |  |  |  | Active | Hard Spec |  | 0 | inches | days | 0 | US Dollars |  |  |  | 0 | US Dollars |  |  | EQ-1000174 |  |  |  | 0 | pounds-mass
EQ-1000175 | METAL STANDING SEAM ROOFING SYSTEM |  |  |  | METAL STANDING SEAM ROOFING SYSTEM | 10008240 | B3010 - Roofing | Facilities | [13 empty] | 0 |  |  |  | 0 | inches |  |  |  | Revision In Progress | Hard Spec |  | 0 | inches | days | 0 | US Dollars |  |  |  | 0 | US Dollars |  |  | EQ-1000175 |  |  |  | 0 | pounds-mass
EQ-1000176 | MICROWAVE |  |  |  | MICROWAVE | 10008240 |  | Facilities | [13 empty] | 0 |  |  |  | 0 | inches |  |  |  | Active | Hard Spec |  | 0 | inches | days | 0 | US Dollars |  |  |  | 0 | US Dollars |  |  | EQ-1000176 |  |  |  | 0 | pounds-mass
EQ-1000177 | MISC. CART |  |  |  | MISC. CART | 10008240 |  | Facilities | [8 empty] | 1000538 | NUMBER OF WHEELS | WHEELS |  | Text | 0 |  |  |  | 0 | inches |  |  |  | Active | Hard Spec |  | 0 | inches | days | 0 | US Dollars |  |  |  | 0 | US Dollars |  |  | EQ-1000177 |  |  |  | 0 | pounds-mass
EQ-1000177 | MISC. CART |  |  |  | MISC. CART | 10008240 |  | Facilities | [8 empty] | 1000535 | WEIGHT LIMIT | WEIGHT-MAX |  | Text | 0 |  |  |  | 0 | inches |  |  |  | Active | Hard Spec |  | 0 | inches | days | 0 | US Dollars |  |  |  | 0 | US Dollars |  |  | EQ-1000177 |  |  |  | 0 | pounds-mass
EQ-1000178 | MISC. COMMUNICATION |  |  |  | MISC. COMMUNICATION | 10008240 |  | Facilities | [8 empty] | 1000523 | RECHARGE/STANDARD | BATTERY |  | Text | 0 |  |  |  | 0 | inches |  |  |  | Active | Hard Spec |  | 0 | inches | days | 0 | US Dollars |  |  |  | 0 | US Dollars |  |  | EQ-1000178 |  |  |  | 0 | pounds-mass
EQ-1000178 | MISC. COMMUNICATION |  |  |  | MISC. COMMUNICATION | 10008240 |  | Facilities | [8 empty] | 1000526 | NAME | NAME |  | Text | 0 |  |  |  | 0 | inches |  |  |  | Active | Hard Spec |  | 0 | inches | days | 0 | US Dollars |  |  |  | 0 | US Dollars |  |  | EQ-1000178 |  |  |  | 0 | pounds-mass
EQ-1000179 | MISC. EQUIPMENT |  |  |  | MISC. EQUIPMENT | 10008240 |  | Facilities | [13 empty] | 0 |  |  |  | 0 | inches |  |  |  | Active | Hard Spec |  | 0 | inches | days | 0 | US Dollars |  |  |  | 0 | US Dollars |  |  | EQ-1000179 |  |  |  | 0 | pounds-mass
EQ-1000180 | MISC. LIFT |  |  |  | MISC. LIFT | 10008240 |  | Facilities | [8 empty] | 1000536 | WEIGHT LIMIT | WEIGHT-MAX |  | Text | 0 |  |  |  | 0 | inches |  |  |  | Active | Hard Spec |  | 0 | inches | days | 0 | US Dollars |  |  |  | 0 | US Dollars |  |  | EQ-1000180 |  |  |  | 0 | pounds-mass
EQ-1000180 | MISC. LIFT |  |  |  | MISC. LIFT | 10008240 |  | Facilities | [8 empty] | 1000530 | FLOOR, CEILING, MOBILE | MOUNTING |  | Text | 0 |  |  |  | 0 | inches |  |  |  | Active | Hard Spec |  | 0 | inches | days | 0 | US Dollars |  |  |  | 0 | US Dollars |  |  | EQ-1000180 |  |  |  | 0 | pounds-mass
EQ-1000181 | MISC. OUTLET |  |  |  | MISC. OUTLET | 10008240 |  | Facilities | [8 empty] | 1000537 | SIZE | SZ |  | Text | 0 |  |  |  | 0 | inches |  |  |  | Active | Hard Spec |  | 0 | inches | days | 0 | US Dollars |  |  |  | 0 | US Dollars |  |  | EQ-1000181 |  |  |  | 0 | pounds-mass
EQ-1000181 | MISC. OUTLET |  |  |  | MISC. OUTLET | 10008240 |  | Facilities | [8 empty] | 1000528 | ELECTRIC | ELEC |  | Text | 0 |  |  |  | 0 | inches |  |  |  | Active | Hard Spec |  | 0 | inches | days | 0 | US Dollars |  |  |  | 0 | US Dollars |  |  | EQ-1000181 |  |  |  | 0 | pounds-mass
EQ-1000182 | MISC. VEHICLES |  |  |  | MISC. VEHICLES | 10008240 |  | Facilities | [13 empty] | 0 |  |  |  | 0 | inches | x |  |  | Revision In Progress | Hard Spec |  | 0 | inches | days | 0 | US Dollars |  |  |  | 0 | US Dollars |  |  | EQ-1000182 |  |  |  | 0 | pounds-mass
EQ-1000183 | MISCELLANEOUS PIPING |  |  |  | MISCELLANEOUS PIPING | 10008240 |  | Facilities | [8 empty] | 1000593 | EQUIPMENT LOCATION | LOC |  | Text | 0 |  |  |  | 0 | inches |  |  |  | Active | Hard Spec |  | 0 | inches | days | 0 | US Dollars |  |  |  | 0 | US Dollars |  |  | EQ-1000183 |  |  |  | 0 | pounds-mass
EQ-1000183 | MISCELLANEOUS PIPING |  |  |  | MISCELLANEOUS PIPING | 10008240 |  | Facilities | [8 empty] | 1000599 | RUNNING TIME | DUTY |  | Text | 0 |  |  |  | 0 | inches |  |  |  | Active | Hard Spec |  | 0 | inches | days | 0 | US Dollars |  |  |  | 0 | US Dollars |  |  | EQ-1000183 |  |  |  | 0 | pounds-mass
EQ-1000183 | MISCELLANEOUS PIPING |  |  |  | MISCELLANEOUS PIPING | 10008240 |  | Facilities | [8 empty] | 1000598 | MODEL TYPE | TYPE |  | Text | 0 |  |  |  | 0 | inches |  |  |  | Active | Hard Spec |  | 0 | inches | days | 0 | US Dollars |  |  |  | 0 | US Dollars |  |  | EQ-1000183 |  |  |  | 0 | pounds-mass
EQ-1000183 | MISCELLANEOUS PIPING |  |  |  | MISCELLANEOUS PIPING | 10008240 |  | Facilities | [8 empty] | 1000600 | SIZE | SZ |  | Text | 0 |  |  |  | 0 | inches |  |  |  | Active | Hard Spec |  | 0 | inches | days | 0 | US Dollars |  |  |  | 0 | US Dollars |  |  | EQ-1000183 |  |  |  | 0 | pounds-mass
EQ-1000183 | MISCELLANEOUS PIPING |  |  |  | MISCELLANEOUS PIPING | 10008240 |  | Facilities | [8 empty] | 1000589 | SYSTEM | SYS |  | Text | 0 |  |  |  | 0 | inches |  |  |  | Active | Hard Spec |  | 0 | inches | days | 0 | US Dollars |  |  |  | 0 | US Dollars |  |  | EQ-1000183 |  |  |  | 0 | pounds-mass
EQ-1000184 | MIXER |  |  |  | MIXER | 10008240 |  | Facilities | [13 empty] | 0 |  |  |  | 0 | inches |  |  |  | Active | Hard Spec |  | 0 | inches | days | 0 | US Dollars |  |  |  | 0 | US Dollars |  |  | EQ-1000184 |  |  |  | 0 | pounds-mass
EQ-1000185 | MODIFIED BITUMEN ROOFING SYSTEM |  |  |  | MODIFIED BITUMEN ROOFING SYSTEM | 10008240 | B3010 - Roofing | Facilities | [13 empty] | 0 |  |  |  | 0 | inches |  |  |  | Revision In Progress | Hard Spec |  | 0 | inches | days | 0 | US Dollars |  |  |  | 0 | US Dollars |  |  | EQ-1000185 |  |  |  | 0 | pounds-mass
EQ-1000186 | MOTOR |  |  |  | MOTOR | 10008240 |  | Facilities | [13 empty] | 0 |  |  |  | 0 | inches |  |  |  | Active | Hard Spec |  | 0 | inches | days | 0 | US Dollars |  |  |  | 0 | US Dollars |  |  | EQ-1000186 |  |  |  | 0 | pounds-mass
EQ-1000187 | MOTOR CONTROL CENTER > 400 AMPS |  |  |  | MOTOR CONTROL CENTER > 400 AMPS | 10008240 | D5020 - Electrical Service and Distribution | Facilities | [13 empty] | 0 |  |  |  | 0 | inches |  |  |  | Active | Hard Spec |  | 0 | inches | days | 0 | US Dollars |  |  |  | 0 | US Dollars |  |  | EQ-1000187 |  |  |  | 0 | pounds-mass
EQ-1000188 | NON REFRIGERATED |  |  |  | NON REFRIGERATED | 10008240 |  | Facilities | [8 empty] | 1000268 | GALLONS PER MINUTE | GPM |  | Number | 0 |  |  |  | 0 | inches |  |  |  | Active | Hard Spec |  | 0 | inches | days | 0 | US Dollars |  |  |  | 0 | US Dollars |  |  | EQ-1000188 |  |  |  | 0 | pounds-mass
EQ-1000188 | NON REFRIGERATED |  |  |  | NON REFRIGERATED | 10008240 |  | Facilities | [8 empty] | 1000265 | MODEL TYPE | TYPE |  | Text | 0 |  |  |  | 0 | inches |  |  |  | Active | Hard Spec |  | 0 | inches | days | 0 | US Dollars |  |  |  | 0 | US Dollars |  |  | EQ-1000188 |  |  |  | 0 | pounds-mass
EQ-1000188 | NON REFRIGERATED |  |  |  | NON REFRIGERATED | 10008240 |  | Facilities | [8 empty] | 1000259 | SYSTEM | SYS |  | Text | 0 |  |  |  | 0 | inches |  |  |  | Active | Hard Spec |  | 0 | inches | days | 0 | US Dollars |  |  |  | 0 | US Dollars |  |  | EQ-1000188 |  |  |  | 0 | pounds-mass
EQ-1000188 | NON REFRIGERATED |  |  |  | NON REFRIGERATED | 10008240 |  | Facilities | [8 empty] | 1000276 | SIZE | SZ |  | Text | 0 |  |  |  | 0 | inches |  |  |  | Active | Hard Spec |  | 0 | inches | days | 0 | US Dollars |  |  |  | 0 | US Dollars |  |  | EQ-1000188 |  |  |  | 0 | pounds-mass
EQ-1000188 | NON REFRIGERATED |  |  |  | NON REFRIGERATED | 10008240 |  | Facilities | [8 empty] | 1000274 | EQUIPMENT LOCATION | LOC |  | Text | 0 |  |  |  | 0 | inches |  |  |  | Active | Hard Spec |  | 0 | inches | days | 0 | US Dollars |  |  |  | 0 | US Dollars |  |  | EQ-1000188 |  |  |  | 0 | pounds-mass
EQ-1000189 | OTHER |  |  |  | OTHER | 10008240 |  | Facilities | [13 empty] | 0 |  |  |  | 0 | inches |  |  |  | Active | Hard Spec |  | 0 | inches | days | 0 | US Dollars |  |  |  | 0 | US Dollars |  |  | EQ-1000189 |  |  |  | 0 | pounds-mass
EQ-1000190 | OVEN |  |  |  | OVEN | 10008240 |  | Facilities | [13 empty] | 0 |  |  |  | 0 | inches |  |  |  | Active | Hard Spec |  | 0 | inches | days | 0 | US Dollars |  |  |  | 0 | US Dollars |  |  | EQ-1000190 |  |  |  | 0 | pounds-mass
EQ-1000191 | PACKAGE AIR CONDITIONER |  |  |  | PACKAGE AIR CONDITIONER | 10008240 |  | Facilities | [8 empty] | 1000000 | AMPS | AMPS |  | Number | 0 |  |  |  | 0 | inches |  |  |  | Active | Hard Spec |  | 0 | inches | days | 0 | US Dollars |  |  |  | 0 | US Dollars |  |  | EQ-1000191 |  |  |  | 0 | pounds-mass
EQ-1000191 | PACKAGE AIR CONDITIONER |  |  |  | PACKAGE AIR CONDITIONER | 10008240 |  | Facilities | [8 empty] | 1000010 | TONS | TONS |  | Number | 0 |  |  |  | 0 | inches |  |  |  | Active | Hard Spec |  | 0 | inches | days | 0 | US Dollars |  |  |  | 0 | US Dollars |  |  | EQ-1000191 |  |  |  | 0 | pounds-mass
EQ-1000191 | PACKAGE AIR CONDITIONER |  |  |  | PACKAGE AIR CONDITIONER | 10008240 |  | Facilities | [8 empty] | 1000013 | SERVICE COMPANY | SERCO |  | Text | 0 |  |  |  | 0 | inches |  |  |  | Active | Hard Spec |  | 0 | inches | days | 0 | US Dollars |  |  |  | 0 | US Dollars |  |  | EQ-1000191 |  |  |  | 0 | pounds-mass
EQ-1000191 | PACKAGE AIR CONDITIONER |  |  |  | PACKAGE AIR CONDITIONER | 10008240 |  | Facilities | [8 empty] | 1000012 | VOLTS | VT |  | Number | 0 |  |  |  | 0 | inches |  |  |  | Active | Hard Spec |  | 0 | inches | days | 0 | US Dollars |  |  |  | 0 | US Dollars |  |  | EQ-1000191 |  |  |  | 0 | pounds-mass
EQ-1000191 | PACKAGE AIR CONDITIONER |  |  |  | PACKAGE AIR CONDITIONER | 10008240 |  | Facilities | [8 empty] | 1000011 | REFRIGERANT TYPE | REFG |  | Text | 0 |  |  |  | 0 | inches |  |  |  | Active | Hard Spec |  | 0 | inches | days | 0 | US Dollars |  |  |  | 0 | US Dollars |  |  | EQ-1000191 |  |  |  | 0 | pounds-mass
EQ-1000192 | PACKAGED & FIELD ERECTED COOLING TO |  |  |  | PACKAGED & FIELD ERECTED COOLING TO | 10008240 |  | Facilities | [8 empty] | 1000225 | SIZE | SZ |  | Text | 0 |  |  |  | 0 | inches |  |  |  | Active | Hard Spec |  | 0 | inches | days | 0 | US Dollars |  |  |  | 0 | US Dollars |  |  | EQ-1000192 |  |  |  | 0 | pounds-mass
EQ-1000192 | PACKAGED & FIELD ERECTED COOLING TO |  |  |  | PACKAGED & FIELD ERECTED COOLING TO | 10008240 |  | Facilities | [8 empty] | 1000227 | TONS | TONS |  | Number | 0 |  |  |  | 0 | inches |  |  |  | Active | Hard Spec |  | 0 | inches | days | 0 | US Dollars |  |  |  | 0 | US Dollars |  |  | EQ-1000192 |  |  |  | 0 | pounds-mass
EQ-1000192 | PACKAGED & FIELD ERECTED COOLING TO |  |  |  | PACKAGED & FIELD ERECTED COOLING TO | 10008240 |  | Facilities | [8 empty] | 1000231 | GALLONS | GAL |  | Number | 0 |  |  |  | 0 | inches |  |  |  | Active | Hard Spec |  | 0 | inches | days | 0 | US Dollars |  |  |  | 0 | US Dollars |  |  | EQ-1000192 |  |  |  | 0 | pounds-mass
EQ-1000192 | PACKAGED & FIELD ERECTED COOLING TO |  |  |  | PACKAGED & FIELD ERECTED COOLING TO | 10008240 |  | Facilities | [8 empty] | 1000223 | RUNNING TIME | DUTY |  | Text | 0 |  |  |  | 0 | inches |  |  |  | Active | Hard Spec |  | 0 | inches | days | 0 | US Dollars |  |  |  | 0 | US Dollars |  |  | EQ-1000192 |  |  |  | 0 | pounds-mass
EQ-1000192 | PACKAGED & FIELD ERECTED COOLING TO |  |  |  | PACKAGED & FIELD ERECTED COOLING TO | 10008240 |  | Facilities | [8 empty] | 1000232 | SYSTEM | SYS |  | Text | 0 |  |  |  | 0 | inches |  |  |  | Active | Hard Spec |  | 0 | inches | days | 0 | US Dollars |  |  |  | 0 | US Dollars |  |  | EQ-1000192 |  |  |  | 0 | pounds-mass
EQ-1000193 | PALLET JACK |  |  |  | PALLET JACK | 10008240 |  | Facilities | [13 empty] | 0 |  |  |  | 0 | inches |  |  |  | Active | Hard Spec |  | 0 | inches | days | 0 | US Dollars |  |  |  | 0 | US Dollars |  |  | EQ-1000193 |  |  |  | 0 | pounds-mass
EQ-1000194 | PANEL BOARD |  |  |  | PANEL BOARD | 10008240 |  | Facilities | [8 empty] | 1000544 | VOLTS | VT |  | Number | 0 |  |  |  | 0 | inches |  |  |  | Active | Hard Spec |  | 0 | inches | days | 0 | US Dollars |  |  |  | 0 | US Dollars |  |  | EQ-1000194 |  |  |  | 0 | pounds-mass
EQ-1000194 | PANEL BOARD |  |  |  | PANEL BOARD | 10008240 |  | Facilities | [8 empty] | 1000540 | SIZE | SZ |  | Text | 0 |  |  |  | 0 | inches |  |  |  | Active | Hard Spec |  | 0 | inches | days | 0 | US Dollars |  |  |  | 0 | US Dollars |  |  | EQ-1000194 |  |  |  | 0 | pounds-mass
EQ-1000194 | PANEL BOARD |  |  |  | PANEL BOARD | 10008240 |  | Facilities | [8 empty] | 1000541 | SYSTEM | SYS |  | Text | 0 |  |  |  | 0 | inches |  |  |  | Active | Hard Spec |  | 0 | inches | days | 0 | US Dollars |  |  |  | 0 | US Dollars |  |  | EQ-1000194 |  |  |  | 0 | pounds-mass
EQ-1000194 | PANEL BOARD |  |  |  | PANEL BOARD | 10008240 |  | Facilities | [8 empty] | 1000551 | AMPS | AMPS |  | Number | 0 |  |  |  | 0 | inches |  |  |  | Active | Hard Spec |  | 0 | inches | days | 0 | US Dollars |  |  |  | 0 | US Dollars |  |  | EQ-1000194 |  |  |  | 0 | pounds-mass
EQ-1000194 | PANEL BOARD |  |  |  | PANEL BOARD | 10008240 |  | Facilities | [8 empty] | 1000545 | RUNNING TIME | DUTY |  | Text | 0 |  |  |  | 0 | inches |  |  |  | Active | Hard Spec |  | 0 | inches | days | 0 | US Dollars |  |  |  | 0 | US Dollars |  |  | EQ-1000194 |  |  |  | 0 | pounds-mass
EQ-1000194 | PANEL BOARD |  |  |  | PANEL BOARD | 10008240 |  | Facilities | [8 empty] | 1000546 | RELAY TYPE AND SIZE | RELAY |  | Text | 0 |  |  |  | 0 | inches |  |  |  | Active | Hard Spec |  | 0 | inches | days | 0 | US Dollars |  |  |  | 0 | US Dollars |  |  | EQ-1000194 |  |  |  | 0 | pounds-mass
EQ-1000195 | PICKUP TRUCK |  |  |  | PICKUP TRUCK | 10008240 |  | Facilities | [13 empty] | 0 |  |  |  | 0 | inches | x |  |  | Revision In Progress | Hard Spec |  | 0 | inches | days | 0 | US Dollars |  |  |  | 0 | US Dollars |  |  | EQ-1000195 |  |  |  | 0 | pounds-mass
EQ-1000196 | PLASTIC ROOF |  |  |  | PLASTIC ROOF | 10008240 |  | Facilities | [13 empty] | 0 |  |  |  | 0 | inches |  |  |  | Active | Hard Spec |  | 0 | inches | days | 0 | US Dollars |  |  |  | 0 | US Dollars |  |  | EQ-1000196 |  |  |  | 0 | pounds-mass
EQ-1000197 | PRESSURE REDUCING STATION |  |  |  | PRESSURE REDUCING STATION | 10008240 |  | Facilities | [13 empty] | 0 |  |  |  | 0 | inches |  |  |  | Active | Hard Spec |  | 0 | inches | days | 0 | US Dollars |  |  |  | 0 | US Dollars |  |  | EQ-1000197 |  |  |  | 0 | pounds-mass
EQ-1000198 | PREHEAT PUMP |  |  |  | PREHEAT PUMP | 10008240 |  | Facilities | [8 empty] | 1000680 | SIZE | SZ |  | Text | 0 |  |  |  | 0 | inches |  |  |  | Active | Hard Spec |  | 0 | inches | days | 0 | US Dollars |  |  |  | 0 | US Dollars |  |  | EQ-1000198 |  |  |  | 0 | pounds-mass
EQ-1000198 | PREHEAT PUMP |  |  |  | PREHEAT PUMP | 10008240 |  | Facilities | [8 empty] | 1000687 | TYPE AND SIZE OF PACKING | PACK |  | Text | 0 |  |  |  | 0 | inches |  |  |  | Active | Hard Spec |  | 0 | inches | days | 0 | US Dollars |  |  |  | 0 | US Dollars |  |  | EQ-1000198 |  |  |  | 0 | pounds-mass
EQ-1000198 | PREHEAT PUMP |  |  |  | PREHEAT PUMP | 10008240 |  | Facilities | [8 empty] | 1000696 | POUNDS PER SQUARE INCH | PSI |  | Number | 0 |  |  |  | 0 | inches |  |  |  | Active | Hard Spec |  | 0 | inches | days | 0 | US Dollars |  |  |  | 0 | US Dollars |  |  | EQ-1000198 |  |  |  | 0 | pounds-mass
EQ-1000198 | PREHEAT PUMP |  |  |  | PREHEAT PUMP | 10008240 |  | Facilities | [8 empty] | 1000699 | SERVICE COMPANY | SERCO |  | Text | 0 |  |  |  | 0 | inches |  |  |  | Active | Hard Spec |  | 0 | inches | days | 0 | US Dollars |  |  |  | 0 | US Dollars |  |  | EQ-1000198 |  |  |  | 0 | pounds-mass
EQ-1000198 | PREHEAT PUMP |  |  |  | PREHEAT PUMP | 10008240 |  | Facilities | [8 empty] | 1000682 | BEARING TYPE | BEARING |  | Text | 0 |  |  |  | 0 | inches |  |  |  | Active | Hard Spec |  | 0 | inches | days | 0 | US Dollars |  |  |  | 0 | US Dollars |  |  | EQ-1000198 |  |  |  | 0 | pounds-mass
EQ-1000198 | PREHEAT PUMP |  |  |  | PREHEAT PUMP | 10008240 |  | Facilities | [8 empty] | 1000676 | GALLONS PER MINUTE | GPM |  | Number | 0 |  |  |  | 0 | inches |  |  |  | Active | Hard Spec |  | 0 | inches | days | 0 | US Dollars |  |  |  | 0 | US Dollars |  |  | EQ-1000198 |  |  |  | 0 | pounds-mass
EQ-1000198 | PREHEAT PUMP |  |  |  | PREHEAT PUMP | 10008240 |  | Facilities | [8 empty] | 1000689 | RUNNING TIME | DUTY |  | Text | 0 |  |  |  | 0 | inches |  |  |  | Active | Hard Spec |  | 0 | inches | days | 0 | US Dollars |  |  |  | 0 | US Dollars |  |  | EQ-1000198 |  |  |  | 0 | pounds-mass
EQ-1000198 | PREHEAT PUMP |  |  |  | PREHEAT PUMP | 10008240 |  | Facilities | [8 empty] | 1000686 | TYPE AND SIZE OF IMPELLER | IMPL |  | Text | 0 |  |  |  | 0 | inches |  |  |  | Active | Hard Spec |  | 0 | inches | days | 0 | US Dollars |  |  |  | 0 | US Dollars |  |  | EQ-1000198 |  |  |  | 0 | pounds-mass
EQ-1000198 | PREHEAT PUMP |  |  |  | PREHEAT PUMP | 10008240 |  | Facilities | [8 empty] | 1000698 | HORSEPOWER | HP |  | Number | 0 |  |  |  | 0 | inches |  |  |  | Active | Hard Spec |  | 0 | inches | days | 0 | US Dollars |  |  |  | 0 | US Dollars |  |  | EQ-1000198 |  |  |  | 0 | pounds-mass
EQ-1000199 | PRESSURE REDUCING VALVE |  |  |  | PRESSURE REDUCING VALVE | 10008240 |  | Facilities | [8 empty] | 1000607 | POUNDS PER SQUARE INCH | PSI |  | Number | 0 |  |  |  | 0 | inches |  |  |  | Active | Hard Spec |  | 0 | inches | days | 0 | US Dollars |  |  |  | 0 | US Dollars |  |  | EQ-1000199 |  |  |  | 0 | pounds-mass
EQ-1000199 | PRESSURE REDUCING VALVE |  |  |  | PRESSURE REDUCING VALVE | 10008240 |  | Facilities | [8 empty] | 1000602 | SIZE | SZ |  | Text | 0 |  |  |  | 0 | inches |  |  |  | Active | Hard Spec |  | 0 | inches | days | 0 | US Dollars |  |  |  | 0 | US Dollars |  |  | EQ-1000199 |  |  |  | 0 | pounds-mass
EQ-1000199 | PRESSURE REDUCING VALVE |  |  |  | PRESSURE REDUCING VALVE | 10008240 |  | Facilities | [8 empty] | 1000605 | PRESSURE | PRESS |  | Number | 0 |  |  |  | 0 | inches |  |  |  | Active | Hard Spec |  | 0 | inches | days | 0 | US Dollars |  |  |  | 0 | US Dollars |  |  | EQ-1000199 |  |  |  | 0 | pounds-mass
EQ-1000199 | PRESSURE REDUCING VALVE |  |  |  | PRESSURE REDUCING VALVE | 10008240 |  | Facilities | [8 empty] | 1000606 | MODEL TYPE | TYPE |  | Text | 0 |  |  |  | 0 | inches |  |  |  | Active | Hard Spec |  | 0 | inches | days | 0 | US Dollars |  |  |  | 0 | US Dollars |  |  | EQ-1000199 |  |  |  | 0 | pounds-mass
EQ-1000200 | PRESSURE RELIEF VALVES & SYSTEMS |  |  |  | PRESSURE RELIEF VALVES & SYSTEMS | 10008240 |  | Facilities | [13 empty] | 0 |  |  |  | 0 | inches |  |  |  | Active | Hard Spec |  | 0 | inches | days | 0 | US Dollars |  |  |  | 0 | US Dollars |  |  | EQ-1000200 |  |  |  | 0 | pounds-mass
EQ-1000201 | PUMP |  |  |  | PUMP | 10008240 |  | Facilities | [8 empty] | 1000773 | SIZE | SZ |  | Text | 0 |  |  |  | 0 | inches |  |  |  | Active | Hard Spec |  | 0 | inches | days | 0 | US Dollars |  |  |  | 0 | US Dollars |  |  | EQ-1000201 |  |  |  | 0 | pounds-mass
EQ-1000201 | PUMP |  |  |  | PUMP | 10008240 |  | Facilities | [8 empty] | 1000771 | TYPE AND SIZE OF IMPELLER | IMPL |  | Text | 0 |  |  |  | 0 | inches |  |  |  | Active | Hard Spec |  | 0 | inches | days | 0 | US Dollars |  |  |  | 0 | US Dollars |  |  | EQ-1000201 |  |  |  | 0 | pounds-mass
EQ-1000201 | PUMP |  |  |  | PUMP | 10008240 |  | Facilities | [8 empty] | 1000768 | HORSEPOWER | HP |  | Number | 0 |  |  |  | 0 | inches |  |  |  | Active | Hard Spec |  | 0 | inches | days | 0 | US Dollars |  |  |  | 0 | US Dollars |  |  | EQ-1000201 |  |  |  | 0 | pounds-mass
EQ-1000201 | PUMP |  |  |  | PUMP | 10008240 |  | Facilities | [8 empty] | 1000770 | TYPE AND SIZE OF PACKING | PACK |  | Text | 0 |  |  |  | 0 | inches |  |  |  | Active | Hard Spec |  | 0 | inches | days | 0 | US Dollars |  |  |  | 0 | US Dollars |  |  | EQ-1000201 |  |  |  | 0 | pounds-mass
EQ-1000201 | PUMP |  |  |  | PUMP | 10008240 |  | Facilities | [8 empty] | 1000778 | BEARING TYPE | BEARING |  | Text | 0 |  |  |  | 0 | inches |  |  |  | Active | Hard Spec |  | 0 | inches | days | 0 | US Dollars |  |  |  | 0 | US Dollars |  |  | EQ-1000201 |  |  |  | 0 | pounds-mass
EQ-1000201 | PUMP |  |  |  | PUMP | 10008240 |  | Facilities | [8 empty] | 1000777 | GALLONS PER MINUTE | GPM |  | Number | 0 |  |  |  | 0 | inches |  |  |  | Active | Hard Spec |  | 0 | inches | days | 0 | US Dollars |  |  |  | 0 | US Dollars |  |  | EQ-1000201 |  |  |  | 0 | pounds-mass
EQ-1000201 | PUMP |  |  |  | PUMP | 10008240 |  | Facilities | [8 empty] | 1000775 | SERVICE COMPANY | SERCO |  | Text | 0 |  |  |  | 0 | inches |  |  |  | Active | Hard Spec |  | 0 | inches | days | 0 | US Dollars |  |  |  | 0 | US Dollars |  |  | EQ-1000201 |  |  |  | 0 | pounds-mass
EQ-1000201 | PUMP |  |  |  | PUMP | 10008240 |  | Facilities | [8 empty] | 1000772 | RUNNING TIME | DUTY |  | Text | 0 |  |  |  | 0 | inches |  |  |  | Active | Hard Spec |  | 0 | inches | days | 0 | US Dollars |  |  |  | 0 | US Dollars |  |  | EQ-1000201 |  |  |  | 0 | pounds-mass
EQ-1000201 | PUMP |  |  |  | PUMP | 10008240 |  | Facilities | [8 empty] | 1000776 | POUNDS PER SQUARE INCH | PSI |  | Number | 0 |  |  |  | 0 | inches |  |  |  | Active | Hard Spec |  | 0 | inches | days | 0 | US Dollars |  |  |  | 0 | US Dollars |  |  | EQ-1000201 |  |  |  | 0 | pounds-mass
EQ-1000202 | PUMP / MOTOR |  |  |  | PUMP / MOTOR | 10008240 |  | Facilities | [8 empty] | 1000749 | BEARING TYPE | BEARING |  | Text | 0 |  |  |  | 0 | inches |  |  |  | Active | Hard Spec |  | 0 | inches | days | 0 | US Dollars |  |  |  | 0 | US Dollars |  |  | EQ-1000202 |  |  |  | 0 | pounds-mass
EQ-1000202 | PUMP / MOTOR |  |  |  | PUMP / MOTOR | 10008240 |  | Facilities | [8 empty] | 1000753 | VOLTS | VT |  | Number | 0 |  |  |  | 0 | inches |  |  |  | Active | Hard Spec |  | 0 | inches | days | 0 | US Dollars |  |  |  | 0 | US Dollars |  |  | EQ-1000202 |  |  |  | 0 | pounds-mass
EQ-1000202 | PUMP / MOTOR |  |  |  | PUMP / MOTOR | 10008240 |  | Facilities | [8 empty] | 1000748 | PHASE | PH |  | Number | 0 |  |  |  | 0 | inches |  |  |  | Active | Hard Spec |  | 0 | inches | days | 0 | US Dollars |  |  |  | 0 | US Dollars |  |  | EQ-1000202 |  |  |  | 0 | pounds-mass
EQ-1000202 | PUMP / MOTOR |  |  |  | PUMP / MOTOR | 10008240 |  | Facilities | [8 empty] | 1000751 | SYSTEM | SYS |  | Text | 0 |  |  |  | 0 | inches |  |  |  | Active | Hard Spec |  | 0 | inches | days | 0 | US Dollars |  |  |  | 0 | US Dollars |  |  | EQ-1000202 |  |  |  | 0 | pounds-mass
EQ-1000202 | PUMP / MOTOR |  |  |  | PUMP / MOTOR | 10008240 |  | Facilities | [8 empty] | 1000758 | HORSEPOWER | HP |  | Number | 0 |  |  |  | 0 | inches |  |  |  | Active | Hard Spec |  | 0 | inches | days | 0 | US Dollars |  |  |  | 0 | US Dollars |  |  | EQ-1000202 |  |  |  | 0 | pounds-mass
EQ-1000202 | PUMP / MOTOR |  |  |  | PUMP / MOTOR | 10008240 |  | Facilities | [8 empty] | 1000759 | REPLACEMENT COST | COST |  | Number | 0 |  |  |  | 0 | inches |  |  |  | Active | Hard Spec |  | 0 | inches | days | 0 | US Dollars |  |  |  | 0 | US Dollars |  |  | EQ-1000202 |  |  |  | 0 | pounds-mass
EQ-1000202 | PUMP / MOTOR |  |  |  | PUMP / MOTOR | 10008240 |  | Facilities | [8 empty] | 1000754 | RUNNING TIME | DUTY |  | Text | 0 |  |  |  | 0 | inches |  |  |  | Active | Hard Spec |  | 0 | inches | days | 0 | US Dollars |  |  |  | 0 | US Dollars |  |  | EQ-1000202 |  |  |  | 0 | pounds-mass
EQ-1000202 | PUMP / MOTOR |  |  |  | PUMP / MOTOR | 10008240 |  | Facilities | [8 empty] | 1000752 | FRAME SIZE | FRAME |  | Text | 0 |  |  |  | 0 | inches |  |  |  | Active | Hard Spec |  | 0 | inches | days | 0 | US Dollars |  |  |  | 0 | US Dollars |  |  | EQ-1000202 |  |  |  | 0 | pounds-mass
EQ-1000202 | PUMP / MOTOR |  |  |  | PUMP / MOTOR | 10008240 |  | Facilities | [8 empty] | 1000756 | EFFICIENCY | EFF |  | Text | 0 |  |  |  | 0 | inches |  |  |  | Active | Hard Spec |  | 0 | inches | days | 0 | US Dollars |  |  |  | 0 | US Dollars |  |  | EQ-1000202 |  |  |  | 0 | pounds-mass
EQ-1000202 | PUMP / MOTOR |  |  |  | PUMP / MOTOR | 10008240 |  | Facilities | [8 empty] | 1000750 | AMPS | AMPS |  | Number | 0 |  |  |  | 0 | inches |  |  |  | Active | Hard Spec |  | 0 | inches | days | 0 | US Dollars |  |  |  | 0 | US Dollars |  |  | EQ-1000202 |  |  |  | 0 | pounds-mass
EQ-1000202 | PUMP / MOTOR |  |  |  | PUMP / MOTOR | 10008240 |  | Facilities | [8 empty] | 1000760 | LUBRICATION TYPE | LUBE |  | Text | 0 |  |  |  | 0 | inches |  |  |  | Active | Hard Spec |  | 0 | inches | days | 0 | US Dollars |  |  |  | 0 | US Dollars |  |  | EQ-1000202 |  |  |  | 0 | pounds-mass
EQ-1000203 | PUMP < 60HP |  |  |  | PUMP < 60HP | 10008240 |  | Facilities | [13 empty] | 0 |  |  |  | 0 | inches |  |  |  | Active | Hard Spec |  | 0 | inches | days | 0 | US Dollars |  |  |  | 0 | US Dollars |  |  | EQ-1000203 |  |  |  | 0 | pounds-mass
EQ-1000204 | PUMP SLUDGE |  |  |  | PUMP SLUDGE | 10008240 |  | Facilities | [13 empty] | 0 |  |  |  | 0 | inches |  |  |  | Active | Hard Spec |  | 0 | inches | days | 0 | US Dollars |  |  |  | 0 | US Dollars |  |  | EQ-1000204 |  |  |  | 0 | pounds-mass
EQ-1000205 | PUMPDOWN ASSEMBLY |  |  |  | PUMPDOWN ASSEMBLY | 10008240 |  | Facilities | [8 empty] | 1000774 | SYSTEM | SYS |  | Text | 0 |  |  |  | 0 | inches |  |  |  | Active | Hard Spec |  | 0 | inches | days | 0 | US Dollars |  |  |  | 0 | US Dollars |  |  | EQ-1000205 |  |  |  | 0 | pounds-mass
EQ-1000205 | PUMPDOWN ASSEMBLY |  |  |  | PUMPDOWN ASSEMBLY | 10008240 |  | Facilities | [8 empty] | 1000761 | AMPS | AMPS |  | Number | 0 |  |  |  | 0 | inches |  |  |  | Active | Hard Spec |  | 0 | inches | days | 0 | US Dollars |  |  |  | 0 | US Dollars |  |  | EQ-1000205 |  |  |  | 0 | pounds-mass
EQ-1000205 | PUMPDOWN ASSEMBLY |  |  |  | PUMPDOWN ASSEMBLY | 10008240 |  | Facilities | [8 empty] | 1000767 | RUNNING TIME | DUTY |  | Text | 0 |  |  |  | 0 | inches |  |  |  | Active | Hard Spec |  | 0 | inches | days | 0 | US Dollars |  |  |  | 0 | US Dollars |  |  | EQ-1000205 |  |  |  | 0 | pounds-mass
EQ-1000205 | PUMPDOWN ASSEMBLY |  |  |  | PUMPDOWN ASSEMBLY | 10008240 |  | Facilities | [8 empty] | 1000766 | HORSEPOWER | HP |  | Number | 0 |  |  |  | 0 | inches |  |  |  | Active | Hard Spec |  | 0 | inches | days | 0 | US Dollars |  |  |  | 0 | US Dollars |  |  | EQ-1000205 |  |  |  | 0 | pounds-mass
EQ-1000205 | PUMPDOWN ASSEMBLY |  |  |  | PUMPDOWN ASSEMBLY | 10008240 |  | Facilities | [8 empty] | 1000763 | VOLTS | VT |  | Number | 0 |  |  |  | 0 | inches |  |  |  | Active | Hard Spec |  | 0 | inches | days | 0 | US Dollars |  |  |  | 0 | US Dollars |  |  | EQ-1000205 |  |  |  | 0 | pounds-mass
EQ-1000205 | PUMPDOWN ASSEMBLY |  |  |  | PUMPDOWN ASSEMBLY | 10008240 |  | Facilities | [8 empty] | 1000765 | REFRIGERANT TYPE | REFG |  | Text | 0 |  |  |  | 0 | inches |  |  |  | Active | Hard Spec |  | 0 | inches | days | 0 | US Dollars |  |  |  | 0 | US Dollars |  |  | EQ-1000205 |  |  |  | 0 | pounds-mass
EQ-1000205 | PUMPDOWN ASSEMBLY |  |  |  | PUMPDOWN ASSEMBLY | 10008240 |  | Facilities | [8 empty] | 1000769 | CAPACITY | CAP |  | Number | 0 |  |  |  | 0 | inches |  |  |  | Active | Hard Spec |  | 0 | inches | days | 0 | US Dollars |  |  |  | 0 | US Dollars |  |  | EQ-1000205 |  |  |  | 0 | pounds-mass
EQ-1000205 | PUMPDOWN ASSEMBLY |  |  |  | PUMPDOWN ASSEMBLY | 10008240 |  | Facilities | [8 empty] | 1000764 | LUBRICATION TYPE | LUBE |  | Text | 0 |  |  |  | 0 | inches |  |  |  | Active | Hard Spec |  | 0 | inches | days | 0 | US Dollars |  |  |  | 0 | US Dollars |  |  | EQ-1000205 |  |  |  | 0 | pounds-mass
EQ-1000205 | PUMPDOWN ASSEMBLY |  |  |  | PUMPDOWN ASSEMBLY | 10008240 |  | Facilities | [8 empty] | 1000762 | SIZE | SZ |  | Text | 0 |  |  |  | 0 | inches |  |  |  | Active | Hard Spec |  | 0 | inches | days | 0 | US Dollars |  |  |  | 0 | US Dollars |  |  | EQ-1000205 |  |  |  | 0 | pounds-mass
EQ-1000206 | PHOTOVOLTAIC PANEL | Solar Cells that convert sunlight directly into electricity |  |  | SOLAR ENERGY SYSTEM | 10008240 | D5010.30 - Photovoltaic Collectors | Facilities | [13 empty] | 0 |  |  |  | 0 | inches |  |  |  | Revision In Progress | Hard Spec |  | 0 | inches | days | 0 | US Dollars |  |  |  | 0 | US Dollars |  |  | EQ-1000206 |  |  |  | 0 | pounds-mass
EQ-1000207 | PVC/TPO ROOFING SYSTEM |  |  |  | PVC/TPO ROOFING SYSTEM | 10008240 | B3010 - Roofing | Facilities | [13 empty] | 0 |  |  |  | 0 | inches |  |  |  | Revision In Progress | Hard Spec |  | 0 | inches | days | 0 | US Dollars |  |  |  | 0 | US Dollars |  |  | EQ-1000207 |  |  |  | 0 | pounds-mass
EQ-1000208 | RADIATION AND REHEAT PUMPS |  |  |  | RADIATION AND REHEAT PUMPS | 10008240 |  | Facilities | [8 empty] | 1000694 | SIZE | SZ |  | Text | 0 |  |  |  | 0 | inches |  |  |  | Active | Hard Spec |  | 0 | inches | days | 0 | US Dollars |  |  |  | 0 | US Dollars |  |  | EQ-1000208 |  |  |  | 0 | pounds-mass
EQ-1000208 | RADIATION AND REHEAT PUMPS |  |  |  | RADIATION AND REHEAT PUMPS | 10008240 |  | Facilities | [8 empty] | 1000695 | TYPE AND SIZE OF IMPELLER | IMPL |  | Text | 0 |  |  |  | 0 | inches |  |  |  | Active | Hard Spec |  | 0 | inches | days | 0 | US Dollars |  |  |  | 0 | US Dollars |  |  | EQ-1000208 |  |  |  | 0 | pounds-mass
EQ-1000208 | RADIATION AND REHEAT PUMPS |  |  |  | RADIATION AND REHEAT PUMPS | 10008240 |  | Facilities | [8 empty] | 1000693 | HORSEPOWER | HP |  | Number | 0 |  |  |  | 0 | inches |  |  |  | Active | Hard Spec |  | 0 | inches | days | 0 | US Dollars |  |  |  | 0 | US Dollars |  |  | EQ-1000208 |  |  |  | 0 | pounds-mass
EQ-1000208 | RADIATION AND REHEAT PUMPS |  |  |  | RADIATION AND REHEAT PUMPS | 10008240 |  | Facilities | [8 empty] | 1000691 | RUNNING TIME | DUTY |  | Text | 0 |  |  |  | 0 | inches |  |  |  | Active | Hard Spec |  | 0 | inches | days | 0 | US Dollars |  |  |  | 0 | US Dollars |  |  | EQ-1000208 |  |  |  | 0 | pounds-mass
EQ-1000208 | RADIATION AND REHEAT PUMPS |  |  |  | RADIATION AND REHEAT PUMPS | 10008240 |  | Facilities | [8 empty] | 1000692 | SERVICE COMPANY | SERCO |  | Text | 0 |  |  |  | 0 | inches |  |  |  | Active | Hard Spec |  | 0 | inches | days | 0 | US Dollars |  |  |  | 0 | US Dollars |  |  | EQ-1000208 |  |  |  | 0 | pounds-mass
EQ-1000208 | RADIATION AND REHEAT PUMPS |  |  |  | RADIATION AND REHEAT PUMPS | 10008240 |  | Facilities | [8 empty] | 1000690 | TYPE AND SIZE OF PACKING | PACK |  | Text | 0 |  |  |  | 0 | inches |  |  |  | Active | Hard Spec |  | 0 | inches | days | 0 | US Dollars |  |  |  | 0 | US Dollars |  |  | EQ-1000208 |  |  |  | 0 | pounds-mass
EQ-1000208 | RADIATION AND REHEAT PUMPS |  |  |  | RADIATION AND REHEAT PUMPS | 10008240 |  | Facilities | [8 empty] | 1000688 | POUNDS PER SQUARE INCH | PSI |  | Number | 0 |  |  |  | 0 | inches |  |  |  | Active | Hard Spec |  | 0 | inches | days | 0 | US Dollars |  |  |  | 0 | US Dollars |  |  | EQ-1000208 |  |  |  | 0 | pounds-mass
EQ-1000208 | RADIATION AND REHEAT PUMPS |  |  |  | RADIATION AND REHEAT PUMPS | 10008240 |  | Facilities | [8 empty] | 1000685 | BEARING TYPE | BEARING |  | Text | 0 |  |  |  | 0 | inches |  |  |  | Active | Hard Spec |  | 0 | inches | days | 0 | US Dollars |  |  |  | 0 | US Dollars |  |  | EQ-1000208 |  |  |  | 0 | pounds-mass
EQ-1000208 | RADIATION AND REHEAT PUMPS |  |  |  | RADIATION AND REHEAT PUMPS | 10008240 |  | Facilities | [8 empty] | 1000684 | GALLONS PER MINUTE | GPM |  | Number | 0 |  |  |  | 0 | inches |  |  |  | Active | Hard Spec |  | 0 | inches | days | 0 | US Dollars |  |  |  | 0 | US Dollars |  |  | EQ-1000208 |  |  |  | 0 | pounds-mass
EQ-1000209 | RANGE |  |  |  | RANGE | 10008240 |  | Facilities | [13 empty] | 0 |  |  |  | 0 | inches |  |  |  | Active | Hard Spec |  | 0 | inches | days | 0 | US Dollars |  |  |  | 0 | US Dollars |  |  | EQ-1000209 |  |  |  | 0 | pounds-mass
EQ-1000210 | RADIANT AND REHEAT SYSTEMS |  |  |  | RADIANT AND REHEAT SYSTEMS | 10008240 |  | Facilities | [8 empty] | 1000779 | SYSTEM | SYS |  | Text | 0 |  |  |  | 0 | inches |  |  |  | Revision In Progress | Hard Spec |  | 0 | inches | days | 0 | US Dollars |  |  |  | 0 | US Dollars |  |  | EQ-1000210 |  |  |  | 0 | pounds-mass
EQ-1000210 | RADIANT AND REHEAT SYSTEMS |  |  |  | RADIANT AND REHEAT SYSTEMS | 10008240 |  | Facilities | [8 empty] | 1000782 | EQUIPMENT LOCATION | LOC |  | Text | 0 |  |  |  | 0 | inches |  |  |  | Revision In Progress | Hard Spec |  | 0 | inches | days | 0 | US Dollars |  |  |  | 0 | US Dollars |  |  | EQ-1000210 |  |  |  | 0 | pounds-mass
EQ-1000210 | RADIANT AND REHEAT SYSTEMS |  |  |  | RADIANT AND REHEAT SYSTEMS | 10008240 |  | Facilities | [8 empty] | 1000786 | SIZE | SZ |  | Text | 0 |  |  |  | 0 | inches |  |  |  | Revision In Progress | Hard Spec |  | 0 | inches | days | 0 | US Dollars |  |  |  | 0 | US Dollars |  |  | EQ-1000210 |  |  |  | 0 | pounds-mass
EQ-1000210 | RADIANT AND REHEAT SYSTEMS |  |  |  | RADIANT AND REHEAT SYSTEMS | 10008240 |  | Facilities | [8 empty] | 1000780 | BRITISH THERMAL UNIT | BTU |  | Number | 0 |  |  |  | 0 | inches |  |  |  | Revision In Progress | Hard Spec |  | 0 | inches | days | 0 | US Dollars |  |  |  | 0 | US Dollars |  |  | EQ-1000210 |  |  |  | 0 | pounds-mass
EQ-1000211 | RBC |  |  |  | RBC | 10008240 |  | Facilities | [13 empty] | 0 |  |  |  | 0 | inches |  |  |  | Active | Hard Spec |  | 0 | inches | days | 0 | US Dollars |  |  |  | 0 | US Dollars |  |  | EQ-1000211 |  |  |  | 0 | pounds-mass
EQ-1000212 | REACH-IN FREEZER (PROCESS COOLER) |  |  |  | REACH-IN FREEZER (PROCESS COOLER) | 10008240 |  | Facilities | [8 empty] | 1000555 | REFRIGERANT TYPE | REFG |  | Text | 0 |  |  |  | 0 | inches |  |  |  | Active | Hard Spec |  | 0 | inches | days | 0 | US Dollars |  |  |  | 0 | US Dollars |  |  | EQ-1000212 |  |  |  | 0 | pounds-mass
EQ-1000212 | REACH-IN FREEZER (PROCESS COOLER) |  |  |  | REACH-IN FREEZER (PROCESS COOLER) | 10008240 |  | Facilities | [8 empty] | 1000550 | MODEL TYPE | TYPE |  | Text | 0 |  |  |  | 0 | inches |  |  |  | Active | Hard Spec |  | 0 | inches | days | 0 | US Dollars |  |  |  | 0 | US Dollars |  |  | EQ-1000212 |  |  |  | 0 | pounds-mass
EQ-1000212 | REACH-IN FREEZER (PROCESS COOLER) |  |  |  | REACH-IN FREEZER (PROCESS COOLER) | 10008240 |  | Facilities | [8 empty] | 1000569 | SERVICE COMPANY | SERCO |  | Text | 0 |  |  |  | 0 | inches |  |  |  | Active | Hard Spec |  | 0 | inches | days | 0 | US Dollars |  |  |  | 0 | US Dollars |  |  | EQ-1000212 |  |  |  | 0 | pounds-mass
EQ-1000212 | REACH-IN FREEZER (PROCESS COOLER) |  |  |  | REACH-IN FREEZER (PROCESS COOLER) | 10008240 |  | Facilities | [8 empty] | 1000553 | SIZE | SZ |  | Text | 0 |  |  |  | 0 | inches |  |  |  | Active | Hard Spec |  | 0 | inches | days | 0 | US Dollars |  |  |  | 0 | US Dollars |  |  | EQ-1000212 |  |  |  | 0 | pounds-mass
EQ-1000212 | REACH-IN FREEZER (PROCESS COOLER) |  |  |  | REACH-IN FREEZER (PROCESS COOLER) | 10008240 |  | Facilities | [8 empty] | 1000554 | SQUARE FEET | SQFT |  | Number | 0 |  |  |  | 0 | inches |  |  |  | Active | Hard Spec |  | 0 | inches | days | 0 | US Dollars |  |  |  | 0 | US Dollars |  |  | EQ-1000212 |  |  |  | 0 | pounds-mass
EQ-1000212 | REACH-IN FREEZER (PROCESS COOLER) |  |  |  | REACH-IN FREEZER (PROCESS COOLER) | 10008240 |  | Facilities | [8 empty] | 1000552 | EQUIPMENT LOCATION | LOC |  | Text | 0 |  |  |  | 0 | inches |  |  |  | Active | Hard Spec |  | 0 | inches | days | 0 | US Dollars |  |  |  | 0 | US Dollars |  |  | EQ-1000212 |  |  |  | 0 | pounds-mass
EQ-1000213 | REACH-IN REFRIGERATOR (PROCESS COOL |  |  |  | REACH-IN REFRIGERATOR (PROCESS COOL | 10008240 |  | Facilities | [8 empty] | 1000575 | SIZE | SZ |  | Text | 0 |  |  |  | 0 | inches |  |  |  | Active | Hard Spec |  | 0 | inches | days | 0 | US Dollars |  |  |  | 0 | US Dollars |  |  | EQ-1000213 |  |  |  | 0 | pounds-mass
EQ-1000213 | REACH-IN REFRIGERATOR (PROCESS COOL |  |  |  | REACH-IN REFRIGERATOR (PROCESS COOL | 10008240 |  | Facilities | [8 empty] | 1000586 | EQUIPMENT LOCATION | LOC |  | Text | 0 |  |  |  | 0 | inches |  |  |  | Active | Hard Spec |  | 0 | inches | days | 0 | US Dollars |  |  |  | 0 | US Dollars |  |  | EQ-1000213 |  |  |  | 0 | pounds-mass
EQ-1000213 | REACH-IN REFRIGERATOR (PROCESS COOL |  |  |  | REACH-IN REFRIGERATOR (PROCESS COOL | 10008240 |  | Facilities | [8 empty] | 1000577 | SERVICE COMPANY | SERCO |  | Text | 0 |  |  |  | 0 | inches |  |  |  | Active | Hard Spec |  | 0 | inches | days | 0 | US Dollars |  |  |  | 0 | US Dollars |  |  | EQ-1000213 |  |  |  | 0 | pounds-mass
EQ-1000213 | REACH-IN REFRIGERATOR (PROCESS COOL |  |  |  | REACH-IN REFRIGERATOR (PROCESS COOL | 10008240 |  | Facilities | [8 empty] | 1000587 | SQUARE FEET | SQFT |  | Number | 0 |  |  |  | 0 | inches |  |  |  | Active | Hard Spec |  | 0 | inches | days | 0 | US Dollars |  |  |  | 0 | US Dollars |  |  | EQ-1000213 |  |  |  | 0 | pounds-mass
EQ-1000213 | REACH-IN REFRIGERATOR (PROCESS COOL |  |  |  | REACH-IN REFRIGERATOR (PROCESS COOL | 10008240 |  | Facilities | [8 empty] | 1000581 | MODEL TYPE | TYPE |  | Text | 0 |  |  |  | 0 | inches |  |  |  | Active | Hard Spec |  | 0 | inches | days | 0 | US Dollars |  |  |  | 0 | US Dollars |  |  | EQ-1000213 |  |  |  | 0 | pounds-mass
EQ-1000213 | REACH-IN REFRIGERATOR (PROCESS COOL |  |  |  | REACH-IN REFRIGERATOR (PROCESS COOL | 10008240 |  | Facilities | [8 empty] | 1000582 | REFRIGERANT TYPE | REFG |  | Text | 0 |  |  |  | 0 | inches |  |  |  | Active | Hard Spec |  | 0 | inches | days | 0 | US Dollars |  |  |  | 0 | US Dollars |  |  | EQ-1000213 |  |  |  | 0 | pounds-mass
EQ-1000214 | REACH-IN REFRIGERATOR/FREEZER (PROC |  |  |  | REACH-IN REFRIGERATOR/FREEZER (PROC | 10008240 |  | Facilities | [8 empty] | 1000584 | SIZE | SZ |  | Text | 0 |  |  |  | 0 | inches |  |  |  | Active | Hard Spec |  | 0 | inches | days | 0 | US Dollars |  |  |  | 0 | US Dollars |  |  | EQ-1000214 |  |  |  | 0 | pounds-mass
EQ-1000214 | REACH-IN REFRIGERATOR/FREEZER (PROC |  |  |  | REACH-IN REFRIGERATOR/FREEZER (PROC | 10008240 |  | Facilities | [8 empty] | 1000572 | REFRIGERANT TYPE | REFG |  | Text | 0 |  |  |  | 0 | inches |  |  |  | Active | Hard Spec |  | 0 | inches | days | 0 | US Dollars |  |  |  | 0 | US Dollars |  |  | EQ-1000214 |  |  |  | 0 | pounds-mass
EQ-1000214 | REACH-IN REFRIGERATOR/FREEZER (PROC |  |  |  | REACH-IN REFRIGERATOR/FREEZER (PROC | 10008240 |  | Facilities | [8 empty] | 1000573 | EQUIPMENT LOCATION | LOC |  | Text | 0 |  |  |  | 0 | inches |  |  |  | Active | Hard Spec |  | 0 | inches | days | 0 | US Dollars |  |  |  | 0 | US Dollars |  |  | EQ-1000214 |  |  |  | 0 | pounds-mass
EQ-1000214 | REACH-IN REFRIGERATOR/FREEZER (PROC |  |  |  | REACH-IN REFRIGERATOR/FREEZER (PROC | 10008240 |  | Facilities | [8 empty] | 1000576 | MODEL TYPE | TYPE |  | Text | 0 |  |  |  | 0 | inches |  |  |  | Active | Hard Spec |  | 0 | inches | days | 0 | US Dollars |  |  |  | 0 | US Dollars |  |  | EQ-1000214 |  |  |  | 0 | pounds-mass
EQ-1000214 | REACH-IN REFRIGERATOR/FREEZER (PROC |  |  |  | REACH-IN REFRIGERATOR/FREEZER (PROC | 10008240 |  | Facilities | [8 empty] | 1000574 | SQUARE FEET | SQFT |  | Number | 0 |  |  |  | 0 | inches |  |  |  | Active | Hard Spec |  | 0 | inches | days | 0 | US Dollars |  |  |  | 0 | US Dollars |  |  | EQ-1000214 |  |  |  | 0 | pounds-mass
EQ-1000214 | REACH-IN REFRIGERATOR/FREEZER (PROC |  |  |  | REACH-IN REFRIGERATOR/FREEZER (PROC | 10008240 |  | Facilities | [8 empty] | 1000580 | SERVICE COMPANY | SERCO |  | Text | 0 |  |  |  | 0 | inches |  |  |  | Active | Hard Spec |  | 0 | inches | days | 0 | US Dollars |  |  |  | 0 | US Dollars |  |  | EQ-1000214 |  |  |  | 0 | pounds-mass
EQ-1000215 | RECORDERS |  |  |  | RECORDERS | 10008240 |  | Facilities | [13 empty] | 0 |  |  |  | 0 | inches |  |  |  | Active | Hard Spec |  | 0 | inches | days | 0 | US Dollars |  |  |  | 0 | US Dollars |  |  | EQ-1000215 |  |  |  | 0 | pounds-mass
EQ-1000216 | REFRIGERATION COMPRESSOR |  |  |  | REFRIGERATION COMPRESSOR | 10008240 |  | Facilities | [8 empty] | 1000160 | REPLACEMENT COST | COST |  | Number | 0 |  |  |  | 0 | inches |  |  |  | Active | Hard Spec |  | 0 | inches | days | 0 | US Dollars |  |  |  | 0 | US Dollars |  |  | EQ-1000216 |  |  |  | 0 | pounds-mass
EQ-1000216 | REFRIGERATION COMPRESSOR |  |  |  | REFRIGERATION COMPRESSOR | 10008240 |  | Facilities | [8 empty] | 1000173 | VOLTS | VT |  | Number | 0 |  |  |  | 0 | inches |  |  |  | Active | Hard Spec |  | 0 | inches | days | 0 | US Dollars |  |  |  | 0 | US Dollars |  |  | EQ-1000216 |  |  |  | 0 | pounds-mass
EQ-1000216 | REFRIGERATION COMPRESSOR |  |  |  | REFRIGERATION COMPRESSOR | 10008240 |  | Facilities | [8 empty] | 1000161 | PHASE | PH |  | Number | 0 |  |  |  | 0 | inches |  |  |  | Active | Hard Spec |  | 0 | inches | days | 0 | US Dollars |  |  |  | 0 | US Dollars |  |  | EQ-1000216 |  |  |  | 0 | pounds-mass
EQ-1000216 | REFRIGERATION COMPRESSOR |  |  |  | REFRIGERATION COMPRESSOR | 10008240 |  | Facilities | [8 empty] | 1000159 | POUNDS PER SQUARE INCH | PSI |  | Number | 0 |  |  |  | 0 | inches |  |  |  | Active | Hard Spec |  | 0 | inches | days | 0 | US Dollars |  |  |  | 0 | US Dollars |  |  | EQ-1000216 |  |  |  | 0 | pounds-mass
EQ-1000216 | REFRIGERATION COMPRESSOR |  |  |  | REFRIGERATION COMPRESSOR | 10008240 |  | Facilities | [8 empty] | 1000165 | RUNNING TIME | DUTY |  | Text | 0 |  |  |  | 0 | inches |  |  |  | Active | Hard Spec |  | 0 | inches | days | 0 | US Dollars |  |  |  | 0 | US Dollars |  |  | EQ-1000216 |  |  |  | 0 | pounds-mass
EQ-1000216 | REFRIGERATION COMPRESSOR |  |  |  | REFRIGERATION COMPRESSOR | 10008240 |  | Facilities | [8 empty] | 1000163 | BRITISH THERMAL UNIT | BTU |  | Number | 0 |  |  |  | 0 | inches |  |  |  | Active | Hard Spec |  | 0 | inches | days | 0 | US Dollars |  |  |  | 0 | US Dollars |  |  | EQ-1000216 |  |  |  | 0 | pounds-mass
EQ-1000216 | REFRIGERATION COMPRESSOR |  |  |  | REFRIGERATION COMPRESSOR | 10008240 |  | Facilities | [8 empty] | 1000166 | SYSTEM | SYS |  | Text | 0 |  |  |  | 0 | inches |  |  |  | Active | Hard Spec |  | 0 | inches | days | 0 | US Dollars |  |  |  | 0 | US Dollars |  |  | EQ-1000216 |  |  |  | 0 | pounds-mass
EQ-1000216 | REFRIGERATION COMPRESSOR |  |  |  | REFRIGERATION COMPRESSOR | 10008240 |  | Facilities | [8 empty] | 1000168 | AMPS | AMPS |  | Number | 0 |  |  |  | 0 | inches |  |  |  | Active | Hard Spec |  | 0 | inches | days | 0 | US Dollars |  |  |  | 0 | US Dollars |  |  | EQ-1000216 |  |  |  | 0 | pounds-mass
EQ-1000216 | REFRIGERATION COMPRESSOR |  |  |  | REFRIGERATION COMPRESSOR | 10008240 |  | Facilities | [8 empty] | 1000171 | REFRIGERANT TYPE | REFG |  | Text | 0 |  |  |  | 0 | inches |  |  |  | Active | Hard Spec |  | 0 | inches | days | 0 | US Dollars |  |  |  | 0 | US Dollars |  |  | EQ-1000216 |  |  |  | 0 | pounds-mass
EQ-1000216 | REFRIGERATION COMPRESSOR |  |  |  | REFRIGERATION COMPRESSOR | 10008240 |  | Facilities | [8 empty] | 1000164 | SERVICE COMPANY | SERCO |  | Text | 0 |  |  |  | 0 | inches |  |  |  | Active | Hard Spec |  | 0 | inches | days | 0 | US Dollars |  |  |  | 0 | US Dollars |  |  | EQ-1000216 |  |  |  | 0 | pounds-mass
EQ-1000217 | RELIEF VALVE |  |  |  | RELIEF VALVE | 10008240 |  | Facilities | [8 empty] | 1001008 | SYSTEM | SYS |  | Text | 0 |  |  |  | 0 | inches |  |  |  | Active | Hard Spec |  | 0 | inches | days | 0 | US Dollars |  |  |  | 0 | US Dollars |  |  | EQ-1000217 |  |  |  | 0 | pounds-mass
EQ-1000217 | RELIEF VALVE |  |  |  | RELIEF VALVE | 10008240 |  | Facilities | [8 empty] | 1001002 | PRESSURE | PRESS |  | Number | 0 |  |  |  | 0 | inches |  |  |  | Active | Hard Spec |  | 0 | inches | days | 0 | US Dollars |  |  |  | 0 | US Dollars |  |  | EQ-1000217 |  |  |  | 0 | pounds-mass
EQ-1000217 | RELIEF VALVE |  |  |  | RELIEF VALVE | 10008240 |  | Facilities | [8 empty] | 1001003 | MODEL TYPE | TYPE |  | Text | 0 |  |  |  | 0 | inches |  |  |  | Active | Hard Spec |  | 0 | inches | days | 0 | US Dollars |  |  |  | 0 | US Dollars |  |  | EQ-1000217 |  |  |  | 0 | pounds-mass
EQ-1000217 | RELIEF VALVE |  |  |  | RELIEF VALVE | 10008240 |  | Facilities | [8 empty] | 1000999 | EQUIPMENT LOCATION | LOC |  | Text | 0 |  |  |  | 0 | inches |  |  |  | Active | Hard Spec |  | 0 | inches | days | 0 | US Dollars |  |  |  | 0 | US Dollars |  |  | EQ-1000217 |  |  |  | 0 | pounds-mass
EQ-1000217 | RELIEF VALVE |  |  |  | RELIEF VALVE | 10008240 |  | Facilities | [8 empty] | 1001011 | SIZE | SZ |  | Text | 0 |  |  |  | 0 | inches |  |  |  | Active | Hard Spec |  | 0 | inches | days | 0 | US Dollars |  |  |  | 0 | US Dollars |  |  | EQ-1000217 |  |  |  | 0 | pounds-mass
EQ-1000218 | RETURN REGISTER |  |  |  | RETURN REGISTER | 10008240 |  | Facilities | [8 empty] | 1000368 | SIZE | SZ |  | Text | 0 |  |  |  | 0 | inches |  |  |  | Active | Hard Spec |  | 0 | inches | days | 0 | US Dollars |  |  |  | 0 | US Dollars |  |  | EQ-1000218 |  |  |  | 0 | pounds-mass
EQ-1000218 | RETURN REGISTER |  |  |  | RETURN REGISTER | 10008240 |  | Facilities | [8 empty] | 1000372 | REPLACEMENT COST | COST |  | Number | 0 |  |  |  | 0 | inches |  |  |  | Active | Hard Spec |  | 0 | inches | days | 0 | US Dollars |  |  |  | 0 | US Dollars |  |  | EQ-1000218 |  |  |  | 0 | pounds-mass
EQ-1000218 | RETURN REGISTER |  |  |  | RETURN REGISTER | 10008240 |  | Facilities | [8 empty] | 1000369 | BELT SIZE | BELT |  | Text | 0 |  |  |  | 0 | inches |  |  |  | Active | Hard Spec |  | 0 | inches | days | 0 | US Dollars |  |  |  | 0 | US Dollars |  |  | EQ-1000218 |  |  |  | 0 | pounds-mass
EQ-1000218 | RETURN REGISTER |  |  |  | RETURN REGISTER | 10008240 |  | Facilities | [8 empty] | 1000376 | SYSTEM | SYS |  | Text | 0 |  |  |  | 0 | inches |  |  |  | Active | Hard Spec |  | 0 | inches | days | 0 | US Dollars |  |  |  | 0 | US Dollars |  |  | EQ-1000218 |  |  |  | 0 | pounds-mass
EQ-1000218 | RETURN REGISTER |  |  |  | RETURN REGISTER | 10008240 |  | Facilities | [8 empty] | 1000367 | RUNNING TIME | DUTY |  | Text | 0 |  |  |  | 0 | inches |  |  |  | Active | Hard Spec |  | 0 | inches | days | 0 | US Dollars |  |  |  | 0 | US Dollars |  |  | EQ-1000218 |  |  |  | 0 | pounds-mass
EQ-1000218 | RETURN REGISTER |  |  |  | RETURN REGISTER | 10008240 |  | Facilities | [8 empty] | 1000366 | BEARING TYPE | BEARING |  | Text | 0 |  |  |  | 0 | inches |  |  |  | Active | Hard Spec |  | 0 | inches | days | 0 | US Dollars |  |  |  | 0 | US Dollars |  |  | EQ-1000218 |  |  |  | 0 | pounds-mass
EQ-1000218 | RETURN REGISTER |  |  |  | RETURN REGISTER | 10008240 |  | Facilities | [8 empty] | 1000359 | CUBIC FEET PER MINUTE | CFM |  | Number | 0 |  |  |  | 0 | inches |  |  |  | Active | Hard Spec |  | 0 | inches | days | 0 | US Dollars |  |  |  | 0 | US Dollars |  |  | EQ-1000218 |  |  |  | 0 | pounds-mass
EQ-1000219 | REVENUE METER |  |  |  | REVENUE METER | 10008240 |  | Facilities | [13 empty] | 0 |  |  |  | 0 | inches |  |  |  | Active | Hard Spec |  | 0 | inches | days | 0 | US Dollars |  |  |  | 0 | US Dollars |  |  | EQ-1000219 |  |  |  | 0 | pounds-mass
EQ-1000220 | ROOF A/H UNIT |  |  |  | ROOF A/H UNIT | 10008240 | D3050.50 - HVAC Air Distribution | Facilities | [8 empty] | 1000795 | REPLACEMENT COST | COST |  | Number | 0 |  |  |  | 0 | inches |  |  |  | Active | Hard Spec |  | 0 | inches | days | 0 | US Dollars |  |  |  | 0 | US Dollars |  |  | EQ-1000220 |  |  |  | 0 | pounds-mass
EQ-1000220 | ROOF A/H UNIT |  |  |  | ROOF A/H UNIT | 10008240 | D3050.50 - HVAC Air Distribution | Facilities | [8 empty] | 1000798 | SIZE | SZ |  | Text | 0 |  |  |  | 0 | inches |  |  |  | Active | Hard Spec |  | 0 | inches | days | 0 | US Dollars |  |  |  | 0 | US Dollars |  |  | EQ-1000220 |  |  |  | 0 | pounds-mass
EQ-1000220 | ROOF A/H UNIT |  |  |  | ROOF A/H UNIT | 10008240 | D3050.50 - HVAC Air Distribution | Facilities | [8 empty] | 1000787 | CUBIC FEET PER MINUTE | CFM |  | Number | 0 |  |  |  | 0 | inches |  |  |  | Active | Hard Spec |  | 0 | inches | days | 0 | US Dollars |  |  |  | 0 | US Dollars |  |  | EQ-1000220 |  |  |  | 0 | pounds-mass
EQ-1000220 | ROOF A/H UNIT |  |  |  | ROOF A/H UNIT | 10008240 | D3050.50 - HVAC Air Distribution | Facilities | [8 empty] | 1000791 | SYSTEM | SYS |  | Text | 0 |  |  |  | 0 | inches |  |  |  | Active | Hard Spec |  | 0 | inches | days | 0 | US Dollars |  |  |  | 0 | US Dollars |  |  | EQ-1000220 |  |  |  | 0 | pounds-mass
EQ-1000220 | ROOF A/H UNIT |  |  |  | ROOF A/H UNIT | 10008240 | D3050.50 - HVAC Air Distribution | Facilities | [8 empty] | 1000793 | RUNNING TIME | DUTY |  | Text | 0 |  |  |  | 0 | inches |  |  |  | Active | Hard Spec |  | 0 | inches | days | 0 | US Dollars |  |  |  | 0 | US Dollars |  |  | EQ-1000220 |  |  |  | 0 | pounds-mass
EQ-1000221 | ROOM OPEN LEFT |  |  |  | ROOM OPEN LEFT | 10008240 |  | Facilities | [8 empty] | 1000800 | MODEL TYPE | TYPE |  | Text | 0 |  |  |  | 0 | inches |  |  |  | Active | Hard Spec |  | 0 | inches | days | 0 | US Dollars |  |  |  | 0 | US Dollars |  |  | EQ-1000221 |  |  |  | 0 | pounds-mass
EQ-1000221 | ROOM OPEN LEFT |  |  |  | ROOM OPEN LEFT | 10008240 |  | Facilities | [8 empty] | 1000801 | SIZE | SZ |  | Text | 0 |  |  |  | 0 | inches |  |  |  | Active | Hard Spec |  | 0 | inches | days | 0 | US Dollars |  |  |  | 0 | US Dollars |  |  | EQ-1000221 |  |  |  | 0 | pounds-mass
EQ-1000222 | ROOM OPEN RIGHT |  |  |  | ROOM OPEN RIGHT | 10008240 |  | Facilities | [8 empty] | 1000799 | MODEL TYPE | TYPE |  | Text | 0 |  |  |  | 0 | inches |  |  |  | Active | Hard Spec |  | 0 | inches | days | 0 | US Dollars |  |  |  | 0 | US Dollars |  |  | EQ-1000222 |  |  |  | 0 | pounds-mass
EQ-1000222 | ROOM OPEN RIGHT |  |  |  | ROOM OPEN RIGHT | 10008240 |  | Facilities | [8 empty] | 1000802 | SIZE | SZ |  | Text | 0 |  |  |  | 0 | inches |  |  |  | Active | Hard Spec |  | 0 | inches | days | 0 | US Dollars |  |  |  | 0 | US Dollars |  |  | EQ-1000222 |  |  |  | 0 | pounds-mass
EQ-1000223 | SALLY PORT |  |  |  | SALLY PORT | 10008240 | E1040.60 - Security Equipment | Facilities | [8 empty] | 1000803 | SERVICE COMPANY | SERCO |  | Text | 0 |  |  |  | 0 | inches |  |  |  | Active | Hard Spec |  | 0 | inches | days | 0 | US Dollars |  |  |  | 0 | US Dollars |  |  | EQ-1000223 |  |  |  | 0 | pounds-mass
EQ-1000223 | SALLY PORT |  |  |  | SALLY PORT | 10008240 | E1040.60 - Security Equipment | Facilities | [8 empty] | 1000807 | ZONE | ZONE |  | Text | 0 |  |  |  | 0 | inches |  |  |  | Active | Hard Spec |  | 0 | inches | days | 0 | US Dollars |  |  |  | 0 | US Dollars |  |  | EQ-1000223 |  |  |  | 0 | pounds-mass
EQ-1000223 | SALLY PORT |  |  |  | SALLY PORT | 10008240 | E1040.60 - Security Equipment | Facilities | [8 empty] | 1000806 | MODEL TYPE | TYPE |  | Text | 0 |  |  |  | 0 | inches |  |  |  | Active | Hard Spec |  | 0 | inches | days | 0 | US Dollars |  |  |  | 0 | US Dollars |  |  | EQ-1000223 |  |  |  | 0 | pounds-mass
EQ-1000223 | SALLY PORT |  |  |  | SALLY PORT | 10008240 | E1040.60 - Security Equipment | Facilities | [8 empty] | 1000805 | SIZE | SZ |  | Text | 0 |  |  |  | 0 | inches |  |  |  | Active | Hard Spec |  | 0 | inches | days | 0 | US Dollars |  |  |  | 0 | US Dollars |  |  | EQ-1000223 |  |  |  | 0 | pounds-mass
EQ-1000224 | SAND FILTER EQUIPMENT |  |  |  | SAND FILTER EQUIPMENT | 10008240 |  | Facilities | [8 empty] | 1000815 | REPLACEMENT COST | COST |  | Number | 0 |  |  |  | 0 | inches |  |  |  | Active | Hard Spec |  | 0 | inches | days | 0 | US Dollars |  |  |  | 0 | US Dollars |  |  | EQ-1000224 |  |  |  | 0 | pounds-mass
EQ-1000224 | SAND FILTER EQUIPMENT |  |  |  | SAND FILTER EQUIPMENT | 10008240 |  | Facilities | [8 empty] | 1000804 | GALLONS | GAL |  | Number | 0 |  |  |  | 0 | inches |  |  |  | Active | Hard Spec |  | 0 | inches | days | 0 | US Dollars |  |  |  | 0 | US Dollars |  |  | EQ-1000224 |  |  |  | 0 | pounds-mass
EQ-1000224 | SAND FILTER EQUIPMENT |  |  |  | SAND FILTER EQUIPMENT | 10008240 |  | Facilities | [8 empty] | 1000808 | SYSTEM | SYS |  | Text | 0 |  |  |  | 0 | inches |  |  |  | Active | Hard Spec |  | 0 | inches | days | 0 | US Dollars |  |  |  | 0 | US Dollars |  |  | EQ-1000224 |  |  |  | 0 | pounds-mass
EQ-1000224 | SAND FILTER EQUIPMENT |  |  |  | SAND FILTER EQUIPMENT | 10008240 |  | Facilities | [8 empty] | 1000810 | RUNNING TIME | DUTY |  | Text | 0 |  |  |  | 0 | inches |  |  |  | Active | Hard Spec |  | 0 | inches | days | 0 | US Dollars |  |  |  | 0 | US Dollars |  |  | EQ-1000224 |  |  |  | 0 | pounds-mass
EQ-1000224 | SAND FILTER EQUIPMENT |  |  |  | SAND FILTER EQUIPMENT | 10008240 |  | Facilities | [8 empty] | 1000809 | SIZE | SZ |  | Text | 0 |  |  |  | 0 | inches |  |  |  | Active | Hard Spec |  | 0 | inches | days | 0 | US Dollars |  |  |  | 0 | US Dollars |  |  | EQ-1000224 |  |  |  | 0 | pounds-mass
EQ-1000225 | SANITARY SEWER |  |  |  | SANITARY SEWER | 10008240 |  | Facilities | [8 empty] | 1000828 | SYSTEM | SYS |  | Text | 0 |  |  |  | 0 | inches |  |  |  | Active | Hard Spec |  | 0 | inches | days | 0 | US Dollars |  |  |  | 0 | US Dollars |  |  | EQ-1000225 |  |  |  | 0 | pounds-mass
EQ-1000225 | SANITARY SEWER |  |  |  | SANITARY SEWER | 10008240 |  | Facilities | [8 empty] | 1000831 | EQUIPMENT LOCATION | LOC |  | Text | 0 |  |  |  | 0 | inches |  |  |  | Active | Hard Spec |  | 0 | inches | days | 0 | US Dollars |  |  |  | 0 | US Dollars |  |  | EQ-1000225 |  |  |  | 0 | pounds-mass
EQ-1000225 | SANITARY SEWER |  |  |  | SANITARY SEWER | 10008240 |  | Facilities | [8 empty] | 1000824 | RUNNING TIME | DUTY |  | Text | 0 |  |  |  | 0 | inches |  |  |  | Active | Hard Spec |  | 0 | inches | days | 0 | US Dollars |  |  |  | 0 | US Dollars |  |  | EQ-1000225 |  |  |  | 0 | pounds-mass
EQ-1000225 | SANITARY SEWER |  |  |  | SANITARY SEWER | 10008240 |  | Facilities | [8 empty] | 1000833 | SIZE | SZ |  | Text | 0 |  |  |  | 0 | inches |  |  |  | Active | Hard Spec |  | 0 | inches | days | 0 | US Dollars |  |  |  | 0 | US Dollars |  |  | EQ-1000225 |  |  |  | 0 | pounds-mass
EQ-1000225 | SANITARY SEWER |  |  |  | SANITARY SEWER | 10008240 |  | Facilities | [8 empty] | 1000823 | GALLONS | GAL |  | Number | 0 |  |  |  | 0 | inches |  |  |  | Active | Hard Spec |  | 0 | inches | days | 0 | US Dollars |  |  |  | 0 | US Dollars |  |  | EQ-1000225 |  |  |  | 0 | pounds-mass
EQ-1000225 | SANITARY SEWER |  |  |  | SANITARY SEWER | 10008240 |  | Facilities | [8 empty] | 1000825 | MODEL TYPE | TYPE |  | Text | 0 |  |  |  | 0 | inches |  |  |  | Active | Hard Spec |  | 0 | inches | days | 0 | US Dollars |  |  |  | 0 | US Dollars |  |  | EQ-1000225 |  |  |  | 0 | pounds-mass
EQ-1000226 | SBC |  |  |  | SBC | 10008240 |  | Facilities | [13 empty] | 0 |  |  |  | 0 | inches |  |  |  | Active | Hard Spec |  | 0 | inches | days | 0 | US Dollars |  |  |  | 0 | US Dollars |  |  | EQ-1000226 |  |  |  | 0 | pounds-mass
EQ-1000227 | SENSOR |  |  |  | SENSOR | 10008240 |  | Facilities | [8 empty] | 1000818 | TEMPERATURE | TEMP |  | Text | 0 |  |  |  | 0 | inches |  |  |  | Active | Hard Spec |  | 0 | inches | days | 0 | US Dollars |  |  |  | 0 | US Dollars |  |  | EQ-1000227 |  |  |  | 0 | pounds-mass
EQ-1000228 | SECURITY SYSTEM PANEL |  |  |  | SECURITY SYSTEM PANEL | 10008240 |  | Facilities | [8 empty] | 1000813 | SIZE | SZ |  | Text | 0 |  |  |  | 0 | inches |  |  |  | Active | Hard Spec |  | 0 | inches | days | 0 | US Dollars |  |  |  | 0 | US Dollars |  |  | EQ-1000228 |  |  |  | 0 | pounds-mass
EQ-1000228 | SECURITY SYSTEM PANEL |  |  |  | SECURITY SYSTEM PANEL | 10008240 |  | Facilities | [8 empty] | 1000816 | VOLTS | VT |  | Number | 0 |  |  |  | 0 | inches |  |  |  | Active | Hard Spec |  | 0 | inches | days | 0 | US Dollars |  |  |  | 0 | US Dollars |  |  | EQ-1000228 |  |  |  | 0 | pounds-mass
EQ-1000228 | SECURITY SYSTEM PANEL |  |  |  | SECURITY SYSTEM PANEL | 10008240 |  | Facilities | [8 empty] | 1000811 | RUNNING TIME | DUTY |  | Text | 0 |  |  |  | 0 | inches |  |  |  | Active | Hard Spec |  | 0 | inches | days | 0 | US Dollars |  |  |  | 0 | US Dollars |  |  | EQ-1000228 |  |  |  | 0 | pounds-mass
EQ-1000228 | SECURITY SYSTEM PANEL |  |  |  | SECURITY SYSTEM PANEL | 10008240 |  | Facilities | [8 empty] | 1000812 | SIZE | SZ |  | Text | 0 |  |  |  | 0 | inches |  |  |  | Active | Hard Spec |  | 0 | inches | days | 0 | US Dollars |  |  |  | 0 | US Dollars |  |  | EQ-1000228 |  |  |  | 0 | pounds-mass
EQ-1000228 | SECURITY SYSTEM PANEL |  |  |  | SECURITY SYSTEM PANEL | 10008240 |  | Facilities | [8 empty] | 1000817 | SERVICE COMPANY | SERCO |  | Text | 0 |  |  |  | 0 | inches |  |  |  | Active | Hard Spec |  | 0 | inches | days | 0 | US Dollars |  |  |  | 0 | US Dollars |  |  | EQ-1000228 |  |  |  | 0 | pounds-mass
EQ-1000228 | SECURITY SYSTEM PANEL |  |  |  | SECURITY SYSTEM PANEL | 10008240 |  | Facilities | [8 empty] | 1000814 | MODEL TYPE | TYPE |  | Text | 0 |  |  |  | 0 | inches |  |  |  | Active | Hard Spec |  | 0 | inches | days | 0 | US Dollars |  |  |  | 0 | US Dollars |  |  | EQ-1000228 |  |  |  | 0 | pounds-mass
EQ-1000229 | SEWAGE EJECTOR PUMP |  |  |  | SEWAGE EJECTOR PUMP | 10008240 |  | Facilities | [8 empty] | 1000827 | SYSTEM | SYS |  | Text | 0 |  |  |  | 0 | inches |  |  |  | Active | Hard Spec |  | 0 | inches | days | 0 | US Dollars |  |  |  | 0 | US Dollars |  |  | EQ-1000229 |  |  |  | 0 | pounds-mass
EQ-1000229 | SEWAGE EJECTOR PUMP |  |  |  | SEWAGE EJECTOR PUMP | 10008240 |  | Facilities | [8 empty] | 1000820 | TYPE AND SIZE OF IMPELLER | IMPL |  | Text | 0 |  |  |  | 0 | inches |  |  |  | Active | Hard Spec |  | 0 | inches | days | 0 | US Dollars |  |  |  | 0 | US Dollars |  |  | EQ-1000229 |  |  |  | 0 | pounds-mass
EQ-1000229 | SEWAGE EJECTOR PUMP |  |  |  | SEWAGE EJECTOR PUMP | 10008240 |  | Facilities | [8 empty] | 1000821 | GALLONS PER MINUTE | GPM |  | Number | 0 |  |  |  | 0 | inches |  |  |  | Active | Hard Spec |  | 0 | inches | days | 0 | US Dollars |  |  |  | 0 | US Dollars |  |  | EQ-1000229 |  |  |  | 0 | pounds-mass
EQ-1000229 | SEWAGE EJECTOR PUMP |  |  |  | SEWAGE EJECTOR PUMP | 10008240 |  | Facilities | [8 empty] | 1000819 | BEARING TYPE | BEARING |  | Text | 0 |  |  |  | 0 | inches |  |  |  | Active | Hard Spec |  | 0 | inches | days | 0 | US Dollars |  |  |  | 0 | US Dollars |  |  | EQ-1000229 |  |  |  | 0 | pounds-mass
EQ-1000229 | SEWAGE EJECTOR PUMP |  |  |  | SEWAGE EJECTOR PUMP | 10008240 |  | Facilities | [8 empty] | 1000826 | RUNNING TIME | DUTY |  | Text | 0 |  |  |  | 0 | inches |  |  |  | Active | Hard Spec |  | 0 | inches | days | 0 | US Dollars |  |  |  | 0 | US Dollars |  |  | EQ-1000229 |  |  |  | 0 | pounds-mass
EQ-1000229 | SEWAGE EJECTOR PUMP |  |  |  | SEWAGE EJECTOR PUMP | 10008240 |  | Facilities | [8 empty] | 1000830 | SERVICE COMPANY | SERCO |  | Text | 0 |  |  |  | 0 | inches |  |  |  | Active | Hard Spec |  | 0 | inches | days | 0 | US Dollars |  |  |  | 0 | US Dollars |  |  | EQ-1000229 |  |  |  | 0 | pounds-mass
EQ-1000229 | SEWAGE EJECTOR PUMP |  |  |  | SEWAGE EJECTOR PUMP | 10008240 |  | Facilities | [8 empty] | 1000822 | SIZE | SZ |  | Text | 0 |  |  |  | 0 | inches |  |  |  | Active | Hard Spec |  | 0 | inches | days | 0 | US Dollars |  |  |  | 0 | US Dollars |  |  | EQ-1000229 |  |  |  | 0 | pounds-mass
EQ-1000230 | SEWAGE PUMP |  |  |  | SEWAGE PUMP | 10008240 |  | Facilities | [8 empty] | 1000718 | TYPE AND SIZE OF PACKING | PACK |  | Text | 0 |  |  |  | 0 | inches |  |  |  | Active | Hard Spec |  | 0 | inches | days | 0 | US Dollars |  |  |  | 0 | US Dollars |  |  | EQ-1000230 |  |  |  | 0 | pounds-mass
EQ-1000230 | SEWAGE PUMP |  |  |  | SEWAGE PUMP | 10008240 |  | Facilities | [8 empty] | 1000707 | POUNDS PER SQUARE INCH | PSI |  | Number | 0 |  |  |  | 0 | inches |  |  |  | Active | Hard Spec |  | 0 | inches | days | 0 | US Dollars |  |  |  | 0 | US Dollars |  |  | EQ-1000230 |  |  |  | 0 | pounds-mass
EQ-1000230 | SEWAGE PUMP |  |  |  | SEWAGE PUMP | 10008240 |  | Facilities | [8 empty] | 1000709 | SIZE | SZ |  | Text | 0 |  |  |  | 0 | inches |  |  |  | Active | Hard Spec |  | 0 | inches | days | 0 | US Dollars |  |  |  | 0 | US Dollars |  |  | EQ-1000230 |  |  |  | 0 | pounds-mass
EQ-1000230 | SEWAGE PUMP |  |  |  | SEWAGE PUMP | 10008240 |  | Facilities | [8 empty] | 1000712 | RUNNING TIME | DUTY |  | Text | 0 |  |  |  | 0 | inches |  |  |  | Active | Hard Spec |  | 0 | inches | days | 0 | US Dollars |  |  |  | 0 | US Dollars |  |  | EQ-1000230 |  |  |  | 0 | pounds-mass
EQ-1000230 | SEWAGE PUMP |  |  |  | SEWAGE PUMP | 10008240 |  | Facilities | [8 empty] | 1000708 | GALLONS PER MINUTE | GPM |  | Number | 0 |  |  |  | 0 | inches |  |  |  | Active | Hard Spec |  | 0 | inches | days | 0 | US Dollars |  |  |  | 0 | US Dollars |  |  | EQ-1000230 |  |  |  | 0 | pounds-mass
EQ-1000230 | SEWAGE PUMP |  |  |  | SEWAGE PUMP | 10008240 |  | Facilities | [8 empty] | 1000715 | TYPE AND SIZE OF IMPELLER | IMPL |  | Text | 0 |  |  |  | 0 | inches |  |  |  | Active | Hard Spec |  | 0 | inches | days | 0 | US Dollars |  |  |  | 0 | US Dollars |  |  | EQ-1000230 |  |  |  | 0 | pounds-mass
EQ-1000230 | SEWAGE PUMP |  |  |  | SEWAGE PUMP | 10008240 |  | Facilities | [8 empty] | 1000705 | HORSEPOWER | HP |  | Number | 0 |  |  |  | 0 | inches |  |  |  | Active | Hard Spec |  | 0 | inches | days | 0 | US Dollars |  |  |  | 0 | US Dollars |  |  | EQ-1000230 |  |  |  | 0 | pounds-mass
EQ-1000230 | SEWAGE PUMP |  |  |  | SEWAGE PUMP | 10008240 |  | Facilities | [8 empty] | 1000711 | SERVICE COMPANY | SERCO |  | Text | 0 |  |  |  | 0 | inches |  |  |  | Active | Hard Spec |  | 0 | inches | days | 0 | US Dollars |  |  |  | 0 | US Dollars |  |  | EQ-1000230 |  |  |  | 0 | pounds-mass
EQ-1000230 | SEWAGE PUMP |  |  |  | SEWAGE PUMP | 10008240 |  | Facilities | [8 empty] | 1000717 | BEARING TYPE | BEARING |  | Text | 0 |  |  |  | 0 | inches |  |  |  | Active | Hard Spec |  | 0 | inches | days | 0 | US Dollars |  |  |  | 0 | US Dollars |  |  | EQ-1000230 |  |  |  | 0 | pounds-mass
EQ-1000231 | SHAFT (AIR, PIPE) |  |  |  | SHAFT (AIR, PIPE) | 10008240 |  | Facilities | [8 empty] | 1000848 | EQUIPMENT LOCATION | LOC |  | Text | 0 |  |  |  | 0 | inches |  |  |  | Active | Hard Spec |  | 0 | inches | days | 0 | US Dollars |  |  |  | 0 | US Dollars |  |  | EQ-1000231 |  |  |  | 0 | pounds-mass
EQ-1000231 | SHAFT (AIR, PIPE) |  |  |  | SHAFT (AIR, PIPE) | 10008240 |  | Facilities | [8 empty] | 1000847 | SIZE | SZ |  | Text | 0 |  |  |  | 0 | inches |  |  |  | Active | Hard Spec |  | 0 | inches | days | 0 | US Dollars |  |  |  | 0 | US Dollars |  |  | EQ-1000231 |  |  |  | 0 | pounds-mass
EQ-1000231 | SHAFT (AIR, PIPE) |  |  |  | SHAFT (AIR, PIPE) | 10008240 |  | Facilities | [8 empty] | 1000836 | RUNNING TIME | DUTY |  | Text | 0 |  |  |  | 0 | inches |  |  |  | Active | Hard Spec |  | 0 | inches | days | 0 | US Dollars |  |  |  | 0 | US Dollars |  |  | EQ-1000231 |  |  |  | 0 | pounds-mass
EQ-1000231 | SHAFT (AIR, PIPE) |  |  |  | SHAFT (AIR, PIPE) | 10008240 |  | Facilities | [8 empty] | 1000844 | MODEL TYPE | TYPE |  | Text | 0 |  |  |  | 0 | inches |  |  |  | Active | Hard Spec |  | 0 | inches | days | 0 | US Dollars |  |  |  | 0 | US Dollars |  |  | EQ-1000231 |  |  |  | 0 | pounds-mass
EQ-1000231 | SHAFT (AIR, PIPE) |  |  |  | SHAFT (AIR, PIPE) | 10008240 |  | Facilities | [8 empty] | 1000838 | SYSTEM | SYS |  | Text | 0 |  |  |  | 0 | inches |  |  |  | Active | Hard Spec |  | 0 | inches | days | 0 | US Dollars |  |  |  | 0 | US Dollars |  |  | EQ-1000231 |  |  |  | 0 | pounds-mass
EQ-1000232 | SHUT OFF VALVE |  |  |  | SHUT OFF VALVE | 10008240 |  | Facilities | [8 empty] | 1001006 | SYSTEM | SYS |  | Text | 0 |  |  |  | 0 | inches |  |  |  | Active | Hard Spec |  | 0 | inches | days | 0 | US Dollars |  |  |  | 0 | US Dollars |  |  | EQ-1000232 |  |  |  | 0 | pounds-mass
EQ-1000232 | SHUT OFF VALVE |  |  |  | SHUT OFF VALVE | 10008240 |  | Facilities | [8 empty] | 1001012 | MODEL TYPE | TYPE |  | Text | 0 |  |  |  | 0 | inches |  |  |  | Active | Hard Spec |  | 0 | inches | days | 0 | US Dollars |  |  |  | 0 | US Dollars |  |  | EQ-1000232 |  |  |  | 0 | pounds-mass
EQ-1000232 | SHUT OFF VALVE |  |  |  | SHUT OFF VALVE | 10008240 |  | Facilities | [8 empty] | 1001005 | SIZE | SZ |  | Text | 0 |  |  |  | 0 | inches |  |  |  | Active | Hard Spec |  | 0 | inches | days | 0 | US Dollars |  |  |  | 0 | US Dollars |  |  | EQ-1000232 |  |  |  | 0 | pounds-mass
EQ-1000232 | SHUT OFF VALVE |  |  |  | SHUT OFF VALVE | 10008240 |  | Facilities | [8 empty] | 1001007 | RUNNING TIME | DUTY |  | Text | 0 |  |  |  | 0 | inches |  |  |  | Active | Hard Spec |  | 0 | inches | days | 0 | US Dollars |  |  |  | 0 | US Dollars |  |  | EQ-1000232 |  |  |  | 0 | pounds-mass
EQ-1000232 | SHUT OFF VALVE |  |  |  | SHUT OFF VALVE | 10008240 |  | Facilities | [8 empty] | 1001009 | PRESSURE | PRESS |  | Number | 0 |  |  |  | 0 | inches |  |  |  | Active | Hard Spec |  | 0 | inches | days | 0 | US Dollars |  |  |  | 0 | US Dollars |  |  | EQ-1000232 |  |  |  | 0 | pounds-mass
EQ-1000232 | SHUT OFF VALVE |  |  |  | SHUT OFF VALVE | 10008240 |  | Facilities | [8 empty] | 1001001 | TYPE AND SIZE OF PACKING | PACK |  | Text | 0 |  |  |  | 0 | inches |  |  |  | Active | Hard Spec |  | 0 | inches | days | 0 | US Dollars |  |  |  | 0 | US Dollars |  |  | EQ-1000232 |  |  |  | 0 | pounds-mass
EQ-1000233 | SKI LIFT |  |  |  | SKI LIFT | 10008240 |  | Facilities | [13 empty] | 0 |  |  |  | 0 | inches |  |  |  | Active | Hard Spec |  | 0 | inches | days | 0 | US Dollars |  |  |  | 0 | US Dollars |  |  | EQ-1000233 |  |  |  | 0 | pounds-mass
EQ-1000234 | SLATE ROOFING SYSTEM |  |  |  | SLATE ROOFING SYSTEM | 10008240 | B3010 - Roofing | Facilities | [13 empty] | 0 |  |  |  | 0 | inches |  |  |  | Revision In Progress | Hard Spec |  | 0 | inches | days | 0 | US Dollars |  |  |  | 0 | US Dollars |  |  | EQ-1000234 |  |  |  | 0 | pounds-mass
EQ-1000235 | SLICER |  |  |  | SLICER | 10008240 |  | Facilities | [13 empty] | 0 |  |  |  | 0 | inches |  |  |  | Active | Hard Spec |  | 0 | inches | days | 0 | US Dollars |  |  |  | 0 | US Dollars |  |  | EQ-1000235 |  |  |  | 0 | pounds-mass
EQ-1000236 | SLIDER |  |  |  | SLIDER | 10008240 |  | Facilities | [8 empty] | 1000839 | ZONE | ZONE |  | Text | 0 |  |  |  | 0 | inches |  |  |  | Active | Hard Spec |  | 0 | inches | days | 0 | US Dollars |  |  |  | 0 | US Dollars |  |  | EQ-1000236 |  |  |  | 0 | pounds-mass
EQ-1000236 | SLIDER |  |  |  | SLIDER | 10008240 |  | Facilities | [8 empty] | 1000843 | MODEL TYPE | TYPE |  | Text | 0 |  |  |  | 0 | inches |  |  |  | Active | Hard Spec |  | 0 | inches | days | 0 | US Dollars |  |  |  | 0 | US Dollars |  |  | EQ-1000236 |  |  |  | 0 | pounds-mass
EQ-1000236 | SLIDER |  |  |  | SLIDER | 10008240 |  | Facilities | [8 empty] | 1000842 | SERVICE COMPANY | SERCO |  | Text | 0 |  |  |  | 0 | inches |  |  |  | Active | Hard Spec |  | 0 | inches | days | 0 | US Dollars |  |  |  | 0 | US Dollars |  |  | EQ-1000236 |  |  |  | 0 | pounds-mass
EQ-1000236 | SLIDER |  |  |  | SLIDER | 10008240 |  | Facilities | [8 empty] | 1000849 | SIZE | SZ |  | Text | 0 |  |  |  | 0 | inches |  |  |  | Active | Hard Spec |  | 0 | inches | days | 0 | US Dollars |  |  |  | 0 | US Dollars |  |  | EQ-1000236 |  |  |  | 0 | pounds-mass
EQ-1000237 | SMOKE DETECTOR |  |  |  | SMOKE DETECTOR | 10008240 |  | Facilities | [8 empty] | 1000835 | MODEL TYPE | MODEL |  | Text | 0 |  |  |  | 0 | inches |  |  |  | Active | Hard Spec |  | 0 | inches | days | 0 | US Dollars |  |  |  | 0 | US Dollars |  |  | EQ-1000237 |  |  |  | 0 | pounds-mass
EQ-1000237 | SMOKE DETECTOR |  |  |  | SMOKE DETECTOR | 10008240 |  | Facilities | [8 empty] | 1000840 | ELEC/BATTERY | POWER |  | Text | 0 |  |  |  | 0 | inches |  |  |  | Active | Hard Spec |  | 0 | inches | days | 0 | US Dollars |  |  |  | 0 | US Dollars |  |  | EQ-1000237 |  |  |  | 0 | pounds-mass
EQ-1000237 | SMOKE DETECTOR |  |  |  | SMOKE DETECTOR | 10008240 |  | Facilities | [8 empty] | 1000845 | SYSTEM | SYS |  | Text | 0 |  |  |  | 0 | inches |  |  |  | Active | Hard Spec |  | 0 | inches | days | 0 | US Dollars |  |  |  | 0 | US Dollars |  |  | EQ-1000237 |  |  |  | 0 | pounds-mass
EQ-1000238 | SNOW BLOWERS |  |  |  | SNOW BLOWER | 10008240 |  | Facilities | [13 empty] | 0 |  |  |  | 0 | inches |  |  |  | Active | Hard Spec |  | 0 | inches | days | 0 | US Dollars |  |  |  | 0 | US Dollars |  |  | EQ-1000238 |  |  |  | 0 | pounds-mass
EQ-1000239 | SNOWMELT SYSTEMS |  |  |  | SNOWMELT SYSTEMS | 10008240 |  | Facilities | [8 empty] | 1000852 | GALLONS | GAL |  | Number | 0 |  |  |  | 0 | inches |  |  |  | Active | Hard Spec |  | 0 | inches | days | 0 | US Dollars |  |  |  | 0 | US Dollars |  |  | EQ-1000239 |  |  |  | 0 | pounds-mass
EQ-1000239 | SNOWMELT SYSTEMS |  |  |  | SNOWMELT SYSTEMS | 10008240 |  | Facilities | [8 empty] | 1000855 | RUNNING TIME | DUTY |  | Text | 0 |  |  |  | 0 | inches |  |  |  | Active | Hard Spec |  | 0 | inches | days | 0 | US Dollars |  |  |  | 0 | US Dollars |  |  | EQ-1000239 |  |  |  | 0 | pounds-mass
EQ-1000239 | SNOWMELT SYSTEMS |  |  |  | SNOWMELT SYSTEMS | 10008240 |  | Facilities | [8 empty] | 1000850 | MODEL TYPE | TYPE |  | Text | 0 |  |  |  | 0 | inches |  |  |  | Active | Hard Spec |  | 0 | inches | days | 0 | US Dollars |  |  |  | 0 | US Dollars |  |  | EQ-1000239 |  |  |  | 0 | pounds-mass
EQ-1000239 | SNOWMELT SYSTEMS |  |  |  | SNOWMELT SYSTEMS | 10008240 |  | Facilities | [8 empty] | 1000856 | EQUIPMENT LOCATION | LOC |  | Text | 0 |  |  |  | 0 | inches |  |  |  | Active | Hard Spec |  | 0 | inches | days | 0 | US Dollars |  |  |  | 0 | US Dollars |  |  | EQ-1000239 |  |  |  | 0 | pounds-mass
EQ-1000240 | SOAP INJECTORS |  |  |  | SOAP INJECTORS | 10008240 |  | Facilities | [13 empty] | 0 |  |  |  | 0 | inches |  |  |  | Active | Hard Spec |  | 0 | inches | days | 0 | US Dollars |  |  |  | 0 | US Dollars |  |  | EQ-1000240 |  |  |  | 0 | pounds-mass
EQ-1000241 | SOLAR ENERGY SYSTEM |  |  |  | SOLAR ENERGY SYSTEM | 10008240 | D5020.10 - Electrical Service | Facilities | [13 empty] | 0 |  |  |  | 0 | inches |  |  |  | Revision In Progress | Hard Spec |  | 0 | inches | days | 0 | US Dollars |  |  |  | 0 | US Dollars |  |  | EQ-1000241 |  |  |  | 0 | pounds-mass
EQ-1000242 | SPLIT AIR CONDITIONER | INDOOR UNIT: OUTDOOR UNIT: |  |  | SPLIT AIR CONDITIONER | 10008240 | D3030 - Cooling Systems | Facilities | [8 empty] | 1000009 | VOLTS | VT |  | Number | 0 |  |  |  | 0 | inches |  |  |  | Active | Hard Spec |  | 0 | inches | days | 0 | US Dollars |  |  |  | 0 | US Dollars |  |  | EQ-1000242 |  |  |  | 0 | pounds-mass
EQ-1000242 | SPLIT AIR CONDITIONER | INDOOR UNIT: OUTDOOR UNIT: |  |  | SPLIT AIR CONDITIONER | 10008240 | D3030 - Cooling Systems | Facilities | [8 empty] | 1000003 | REFRIGERANT TYPE | REFG |  | Text | 0 |  |  |  | 0 | inches |  |  |  | Active | Hard Spec |  | 0 | inches | days | 0 | US Dollars |  |  |  | 0 | US Dollars |  |  | EQ-1000242 |  |  |  | 0 | pounds-mass
EQ-1000242 | SPLIT AIR CONDITIONER | INDOOR UNIT: OUTDOOR UNIT: |  |  | SPLIT AIR CONDITIONER | 10008240 | D3030 - Cooling Systems | Facilities | [8 empty] | 1000006 | SERVICE COMPANY | SERCO |  | Text | 0 |  |  |  | 0 | inches |  |  |  | Active | Hard Spec |  | 0 | inches | days | 0 | US Dollars |  |  |  | 0 | US Dollars |  |  | EQ-1000242 |  |  |  | 0 | pounds-mass
EQ-1000242 | SPLIT AIR CONDITIONER | INDOOR UNIT: OUTDOOR UNIT: |  |  | SPLIT AIR CONDITIONER | 10008240 | D3030 - Cooling Systems | Facilities | [8 empty] | 1000002 | AMPS | AMPS |  | Number | 0 |  |  |  | 0 | inches |  |  |  | Active | Hard Spec |  | 0 | inches | days | 0 | US Dollars |  |  |  | 0 | US Dollars |  |  | EQ-1000242 |  |  |  | 0 | pounds-mass
EQ-1000242 | SPLIT AIR CONDITIONER | INDOOR UNIT: OUTDOOR UNIT: |  |  | SPLIT AIR CONDITIONER | 10008240 | D3030 - Cooling Systems | Facilities | [8 empty] | 1000014 | TONS | TONS |  | Number | 0 |  |  |  | 0 | inches |  |  |  | Active | Hard Spec |  | 0 | inches | days | 0 | US Dollars |  |  |  | 0 | US Dollars |  |  | EQ-1000242 |  |  |  | 0 | pounds-mass
EQ-1000243 | STATIC TRANSFER SWITCHGEAR |  |  |  | STATIC TRANSFER SWITCHGEAR | 10008240 |  | Facilities | [13 empty] | 0 |  |  |  | 0 | inches |  |  |  | Active | Hard Spec |  | 0 | inches | days | 0 | US Dollars |  |  |  | 0 | US Dollars |  |  | EQ-1000243 |  |  |  | 0 | pounds-mass
EQ-1000244 | SPEC EQUIP |  |  |  | SPEC EQUIP | 10008240 |  | Facilities | [13 empty] | 0 |  |  |  | 0 | inches |  |  |  | Active | Hard Spec |  | 0 | inches | days | 0 | US Dollars |  |  |  | 0 | US Dollars |  |  | EQ-1000244 |  |  |  | 0 | pounds-mass
EQ-1000245 | STEAM METER |  |  |  | STEAM METER | 10008240 |  | Facilities | [8 empty] | 1000521 | EQUIPMENT LOCATION | LOC |  | Text | 0 |  |  |  | 0 | inches |  |  |  | Active | Hard Spec |  | 0 | inches | days | 0 | US Dollars |  |  |  | 0 | US Dollars |  |  | EQ-1000245 |  |  |  | 0 | pounds-mass
EQ-1000245 | STEAM METER |  |  |  | STEAM METER | 10008240 |  | Facilities | [8 empty] | 1000525 | SIZE | SZ |  | Text | 0 |  |  |  | 0 | inches |  |  |  | Active | Hard Spec |  | 0 | inches | days | 0 | US Dollars |  |  |  | 0 | US Dollars |  |  | EQ-1000245 |  |  |  | 0 | pounds-mass
EQ-1000245 | STEAM METER |  |  |  | STEAM METER | 10008240 |  | Facilities | [8 empty] | 1000531 | POUNDS PER SQUARE INCH | PSI |  | Number | 0 |  |  |  | 0 | inches |  |  |  | Active | Hard Spec |  | 0 | inches | days | 0 | US Dollars |  |  |  | 0 | US Dollars |  |  | EQ-1000245 |  |  |  | 0 | pounds-mass
EQ-1000245 | STEAM METER |  |  |  | STEAM METER | 10008240 |  | Facilities | [8 empty] | 1000524 | SYSTEM | SYS |  | Text | 0 |  |  |  | 0 | inches |  |  |  | Active | Hard Spec |  | 0 | inches | days | 0 | US Dollars |  |  |  | 0 | US Dollars |  |  | EQ-1000245 |  |  |  | 0 | pounds-mass
EQ-1000245 | STEAM METER |  |  |  | STEAM METER | 10008240 |  | Facilities | [8 empty] | 1000534 | MODEL TYPE | TYPE |  | Text | 0 |  |  |  | 0 | inches |  |  |  | Active | Hard Spec |  | 0 | inches | days | 0 | US Dollars |  |  |  | 0 | US Dollars |  |  | EQ-1000245 |  |  |  | 0 | pounds-mass
EQ-1000246 | STEAM BOILER |  |  |  | STEAM BOILER | 10008240 |  | Facilities | [8 empty] | 1000084 | POUNDS PER SQUARE INCH | PSI |  | Number | 0 |  |  |  | 0 | inches |  |  |  | Active | Hard Spec |  | 0 | inches | days | 0 | US Dollars |  |  |  | 0 | US Dollars |  |  | EQ-1000246 |  |  |  | 0 | pounds-mass
EQ-1000246 | STEAM BOILER |  |  |  | STEAM BOILER | 10008240 |  | Facilities | [8 empty] | 1000093 | SYSTEM | SYS |  | Text | 0 |  |  |  | 0 | inches |  |  |  | Active | Hard Spec |  | 0 | inches | days | 0 | US Dollars |  |  |  | 0 | US Dollars |  |  | EQ-1000246 |  |  |  | 0 | pounds-mass
EQ-1000246 | STEAM BOILER |  |  |  | STEAM BOILER | 10008240 |  | Facilities | [8 empty] | 1000087 | FUEL TYPE | FUEL_TYPE |  | Text | 0 |  |  |  | 0 | inches |  |  |  | Active | Hard Spec |  | 0 | inches | days | 0 | US Dollars |  |  |  | 0 | US Dollars |  |  | EQ-1000246 |  |  |  | 0 | pounds-mass
EQ-1000246 | STEAM BOILER |  |  |  | STEAM BOILER | 10008240 |  | Facilities | [8 empty] | 1000090 | BOILER HORSEPOWER | BHP |  | Number | 0 |  |  |  | 0 | inches |  |  |  | Active | Hard Spec |  | 0 | inches | days | 0 | US Dollars |  |  |  | 0 | US Dollars |  |  | EQ-1000246 |  |  |  | 0 | pounds-mass
EQ-1000246 | STEAM BOILER |  |  |  | STEAM BOILER | 10008240 |  | Facilities | [8 empty] | 1000085 | REPLACEMENT COST | COST |  | Number | 0 |  |  |  | 0 | inches |  |  |  | Active | Hard Spec |  | 0 | inches | days | 0 | US Dollars |  |  |  | 0 | US Dollars |  |  | EQ-1000246 |  |  |  | 0 | pounds-mass
EQ-1000246 | STEAM BOILER |  |  |  | STEAM BOILER | 10008240 |  | Facilities | [8 empty] | 1000079 | THOUSAND BTU PER HOUR | MBH |  | Number | 0 |  |  |  | 0 | inches |  |  |  | Active | Hard Spec |  | 0 | inches | days | 0 | US Dollars |  |  |  | 0 | US Dollars |  |  | EQ-1000246 |  |  |  | 0 | pounds-mass
EQ-1000246 | STEAM BOILER |  |  |  | STEAM BOILER | 10008240 |  | Facilities | [8 empty] | 1000082 | NATIONAL BOARD NUMBER | NUMBER |  | Text | 0 |  |  |  | 0 | inches |  |  |  | Active | Hard Spec |  | 0 | inches | days | 0 | US Dollars |  |  |  | 0 | US Dollars |  |  | EQ-1000246 |  |  |  | 0 | pounds-mass
EQ-1000246 | STEAM BOILER |  |  |  | STEAM BOILER | 10008240 |  | Facilities | [8 empty] | 1000081 | SIZE | SZ |  | Text | 0 |  |  |  | 0 | inches |  |  |  | Active | Hard Spec |  | 0 | inches | days | 0 | US Dollars |  |  |  | 0 | US Dollars |  |  | EQ-1000246 |  |  |  | 0 | pounds-mass
EQ-1000246 | STEAM BOILER |  |  |  | STEAM BOILER | 10008240 |  | Facilities | [8 empty] | 1000088 | BRITISH THERMAL UNIT | BTU |  | Number | 0 |  |  |  | 0 | inches |  |  |  | Active | Hard Spec |  | 0 | inches | days | 0 | US Dollars |  |  |  | 0 | US Dollars |  |  | EQ-1000246 |  |  |  | 0 | pounds-mass
EQ-1000246 | STEAM BOILER |  |  |  | STEAM BOILER | 10008240 |  | Facilities | [8 empty] | 1000083 | RUNNING TIME | DUTY |  | Text | 0 |  |  |  | 0 | inches |  |  |  | Active | Hard Spec |  | 0 | inches | days | 0 | US Dollars |  |  |  | 0 | US Dollars |  |  | EQ-1000246 |  |  |  | 0 | pounds-mass
EQ-1000247 | STEAM ENERGY SYSTEM |  |  |  | STEAM ENERGY SYSTEM | 10008240 |  | Facilities | [13 empty] | 0 |  |  |  | 0 | inches |  |  |  | Active | Hard Spec |  | 0 | inches | days | 0 | US Dollars |  |  |  | 0 | US Dollars |  |  | EQ-1000247 |  |  |  | 0 | pounds-mass
EQ-1000248 | STEAM TRAP |  |  |  | STEAM TRAP | 10008240 |  | Facilities | [8 empty] | 1000931 | SYSTEM | SYS |  | Text | 0 |  |  |  | 0 | inches |  |  |  | Active | Hard Spec |  | 0 | inches | days | 0 | US Dollars |  |  |  | 0 | US Dollars |  |  | EQ-1000248 |  |  |  | 0 | pounds-mass
EQ-1000248 | STEAM TRAP |  |  |  | STEAM TRAP | 10008240 |  | Facilities | [8 empty] | 1000940 | PRESSURE | PRESS |  | Number | 0 |  |  |  | 0 | inches |  |  |  | Active | Hard Spec |  | 0 | inches | days | 0 | US Dollars |  |  |  | 0 | US Dollars |  |  | EQ-1000248 |  |  |  | 0 | pounds-mass
EQ-1000248 | STEAM TRAP |  |  |  | STEAM TRAP | 10008240 |  | Facilities | [8 empty] | 1000942 | MODEL TYPE | TYPE |  | Text | 0 |  |  |  | 0 | inches |  |  |  | Active | Hard Spec |  | 0 | inches | days | 0 | US Dollars |  |  |  | 0 | US Dollars |  |  | EQ-1000248 |  |  |  | 0 | pounds-mass
EQ-1000248 | STEAM TRAP |  |  |  | STEAM TRAP | 10008240 |  | Facilities | [8 empty] | 1000941 | SIZE | SZ |  | Text | 0 |  |  |  | 0 | inches |  |  |  | Active | Hard Spec |  | 0 | inches | days | 0 | US Dollars |  |  |  | 0 | US Dollars |  |  | EQ-1000248 |  |  |  | 0 | pounds-mass
EQ-1000248 | STEAM TRAP |  |  |  | STEAM TRAP | 10008240 |  | Facilities | [8 empty] | 1000945 | EQUIPMENT LOCATION | LOC |  | Text | 0 |  |  |  | 0 | inches |  |  |  | Active | Hard Spec |  | 0 | inches | days | 0 | US Dollars |  |  |  | 0 | US Dollars |  |  | EQ-1000248 |  |  |  | 0 | pounds-mass
EQ-1000249 | STERILIZER |  |  |  | STERILIZER | 10008240 |  | Facilities | [13 empty] | 0 |  |  |  | 0 | inches |  |  |  | Active | Hard Spec |  | 0 | inches | days | 0 | US Dollars |  |  |  | 0 | US Dollars |  |  | EQ-1000249 |  |  |  | 0 | pounds-mass
EQ-1000250 | STEAMER |  |  |  | STEAMER | 10008240 |  | Facilities | [13 empty] | 0 |  |  |  | 0 | inches |  |  |  | Active | Hard Spec |  | 0 | inches | days | 0 | US Dollars |  |  |  | 0 | US Dollars |  |  | EQ-1000250 |  |  |  | 0 | pounds-mass
EQ-1000251 | STM TABLES |  |  |  | STEAM TABLES | 10008240 |  | Facilities | [13 empty] | 0 |  |  |  | 0 | inches |  |  |  | Active | Hard Spec |  | 0 | inches | days | 0 | US Dollars |  |  |  | 0 | US Dollars |  |  | EQ-1000251 |  |  |  | 0 | pounds-mass
EQ-1000252 | STORM SEWER |  |  |  | STORM SEWER | 10008240 |  | Facilities | [8 empty] | 1000829 | GALLONS | GAL |  | Number | 0 |  |  |  | 0 | inches |  |  |  | Active | Hard Spec |  | 0 | inches | days | 0 | US Dollars |  |  |  | 0 | US Dollars |  |  | EQ-1000252 |  |  |  | 0 | pounds-mass
EQ-1000252 | STORM SEWER |  |  |  | STORM SEWER | 10008240 |  | Facilities | [8 empty] | 1000832 | SIZE | SZ |  | Text | 0 |  |  |  | 0 | inches |  |  |  | Active | Hard Spec |  | 0 | inches | days | 0 | US Dollars |  |  |  | 0 | US Dollars |  |  | EQ-1000252 |  |  |  | 0 | pounds-mass
EQ-1000252 | STORM SEWER |  |  |  | STORM SEWER | 10008240 |  | Facilities | [8 empty] | 1000846 | SYSTEM | SYS |  | Text | 0 |  |  |  | 0 | inches |  |  |  | Active | Hard Spec |  | 0 | inches | days | 0 | US Dollars |  |  |  | 0 | US Dollars |  |  | EQ-1000252 |  |  |  | 0 | pounds-mass
EQ-1000252 | STORM SEWER |  |  |  | STORM SEWER | 10008240 |  | Facilities | [8 empty] | 1000834 | RUNNING TIME | DUTY |  | Text | 0 |  |  |  | 0 | inches |  |  |  | Active | Hard Spec |  | 0 | inches | days | 0 | US Dollars |  |  |  | 0 | US Dollars |  |  | EQ-1000252 |  |  |  | 0 | pounds-mass
EQ-1000252 | STORM SEWER |  |  |  | STORM SEWER | 10008240 |  | Facilities | [8 empty] | 1000841 | EQUIPMENT LOCATION | LOC |  | Text | 0 |  |  |  | 0 | inches |  |  |  | Active | Hard Spec |  | 0 | inches | days | 0 | US Dollars |  |  |  | 0 | US Dollars |  |  | EQ-1000252 |  |  |  | 0 | pounds-mass
EQ-1000252 | STORM SEWER |  |  |  | STORM SEWER | 10008240 |  | Facilities | [8 empty] | 1000837 | MODEL TYPE | TYPE |  | Text | 0 |  |  |  | 0 | inches |  |  |  | Active | Hard Spec |  | 0 | inches | days | 0 | US Dollars |  |  |  | 0 | US Dollars |  |  | EQ-1000252 |  |  |  | 0 | pounds-mass
EQ-1000253 | STREET & SECURITY LIGHTS |  |  |  | STREET & SECURITY LIGHTING | 10008240 |  | Facilities | [8 empty] | 1000857 | SIZE | SZ |  | Text | 0 |  |  |  | 0 | inches |  |  |  | Active | Hard Spec |  | 0 | inches | days | 0 | US Dollars |  |  |  | 0 | US Dollars |  |  | EQ-1000253 |  |  |  | 0 | pounds-mass
EQ-1000253 | STREET & SECURITY LIGHTS |  |  |  | STREET & SECURITY LIGHTING | 10008240 |  | Facilities | [8 empty] | 1000861 | EQUIPMENT LOCATION | LOC |  | Text | 0 |  |  |  | 0 | inches |  |  |  | Active | Hard Spec |  | 0 | inches | days | 0 | US Dollars |  |  |  | 0 | US Dollars |  |  | EQ-1000253 |  |  |  | 0 | pounds-mass
EQ-1000253 | STREET & SECURITY LIGHTS |  |  |  | STREET & SECURITY LIGHTING | 10008240 |  | Facilities | [8 empty] | 1000862 | MODEL TYPE | TYPE |  | Text | 0 |  |  |  | 0 | inches |  |  |  | Active | Hard Spec |  | 0 | inches | days | 0 | US Dollars |  |  |  | 0 | US Dollars |  |  | EQ-1000253 |  |  |  | 0 | pounds-mass
EQ-1000253 | STREET & SECURITY LIGHTS |  |  |  | STREET & SECURITY LIGHTING | 10008240 |  | Facilities | [8 empty] | 1000858 | SYSTEM | SYS |  | Text | 0 |  |  |  | 0 | inches |  |  |  | Active | Hard Spec |  | 0 | inches | days | 0 | US Dollars |  |  |  | 0 | US Dollars |  |  | EQ-1000253 |  |  |  | 0 | pounds-mass
EQ-1000253 | STREET & SECURITY LIGHTS |  |  |  | STREET & SECURITY LIGHTING | 10008240 |  | Facilities | [8 empty] | 1000860 | AMPS | AMPS |  | Number | 0 |  |  |  | 0 | inches |  |  |  | Active | Hard Spec |  | 0 | inches | days | 0 | US Dollars |  |  |  | 0 | US Dollars |  |  | EQ-1000253 |  |  |  | 0 | pounds-mass
EQ-1000253 | STREET & SECURITY LIGHTS |  |  |  | STREET & SECURITY LIGHTING | 10008240 |  | Facilities | [8 empty] | 1000853 | VOLTS | VT |  | Number | 0 |  |  |  | 0 | inches |  |  |  | Active | Hard Spec |  | 0 | inches | days | 0 | US Dollars |  |  |  | 0 | US Dollars |  |  | EQ-1000253 |  |  |  | 0 | pounds-mass
EQ-1000254 | SPORT UTILITY VEHICLE | SUV VEHICLE |  |  | SUV VEHICLE | 10008240 |  | Facilities | [13 empty] | 0 |  |  |  | 0 | inches | x |  |  | Active | Hard Spec |  | 0 | inches | days | 0 | US Dollars |  |  |  | 0 | US Dollars |  |  | EQ-1000254 |  |  |  | 0 | pounds-mass
EQ-1000255 | SUMP PUMP |  |  |  | SUMP PUMP | 10008240 |  | Facilities | [8 empty] | 1000706 | BEARING TYPE | BEARING |  | Text | 0 |  |  |  | 0 | inches |  |  |  | Active | Hard Spec |  | 0 | inches | days | 0 | US Dollars |  |  |  | 0 | US Dollars |  |  | EQ-1000255 |  |  |  | 0 | pounds-mass
EQ-1000255 | SUMP PUMP |  |  |  | SUMP PUMP | 10008240 |  | Facilities | [8 empty] | 1000710 | SIZE | SZ |  | Text | 0 |  |  |  | 0 | inches |  |  |  | Active | Hard Spec |  | 0 | inches | days | 0 | US Dollars |  |  |  | 0 | US Dollars |  |  | EQ-1000255 |  |  |  | 0 | pounds-mass
EQ-1000255 | SUMP PUMP |  |  |  | SUMP PUMP | 10008240 |  | Facilities | [8 empty] | 1000719 | RUNNING TIME | DUTY |  | Text | 0 |  |  |  | 0 | inches |  |  |  | Active | Hard Spec |  | 0 | inches | days | 0 | US Dollars |  |  |  | 0 | US Dollars |  |  | EQ-1000255 |  |  |  | 0 | pounds-mass
EQ-1000255 | SUMP PUMP |  |  |  | SUMP PUMP | 10008240 |  | Facilities | [8 empty] | 1000714 | POUNDS PER SQUARE INCH | PSI |  | Number | 0 |  |  |  | 0 | inches |  |  |  | Active | Hard Spec |  | 0 | inches | days | 0 | US Dollars |  |  |  | 0 | US Dollars |  |  | EQ-1000255 |  |  |  | 0 | pounds-mass
EQ-1000255 | SUMP PUMP |  |  |  | SUMP PUMP | 10008240 |  | Facilities | [8 empty] | 1000716 | GALLONS PER MINUTE | GPM |  | Number | 0 |  |  |  | 0 | inches |  |  |  | Active | Hard Spec |  | 0 | inches | days | 0 | US Dollars |  |  |  | 0 | US Dollars |  |  | EQ-1000255 |  |  |  | 0 | pounds-mass
EQ-1000255 | SUMP PUMP |  |  |  | SUMP PUMP | 10008240 |  | Facilities | [8 empty] | 1000713 | HORSEPOWER | HP |  | Number | 0 |  |  |  | 0 | inches |  |  |  | Active | Hard Spec |  | 0 | inches | days | 0 | US Dollars |  |  |  | 0 | US Dollars |  |  | EQ-1000255 |  |  |  | 0 | pounds-mass
EQ-1000255 | SUMP PUMP |  |  |  | SUMP PUMP | 10008240 |  | Facilities | [8 empty] | 1000726 | TYPE AND SIZE OF PACKING | PACK |  | Text | 0 |  |  |  | 0 | inches |  |  |  | Active | Hard Spec |  | 0 | inches | days | 0 | US Dollars |  |  |  | 0 | US Dollars |  |  | EQ-1000255 |  |  |  | 0 | pounds-mass
EQ-1000255 | SUMP PUMP |  |  |  | SUMP PUMP | 10008240 |  | Facilities | [8 empty] | 1000723 | TYPE AND SIZE OF IMPELLER | IMPL |  | Text | 0 |  |  |  | 0 | inches |  |  |  | Active | Hard Spec |  | 0 | inches | days | 0 | US Dollars |  |  |  | 0 | US Dollars |  |  | EQ-1000255 |  |  |  | 0 | pounds-mass
EQ-1000255 | SUMP PUMP |  |  |  | SUMP PUMP | 10008240 |  | Facilities | [8 empty] | 1000720 | SERVICE COMPANY | SERCO |  | Text | 0 |  |  |  | 0 | inches |  |  |  | Active | Hard Spec |  | 0 | inches | days | 0 | US Dollars |  |  |  | 0 | US Dollars |  |  | EQ-1000255 |  |  |  | 0 | pounds-mass
EQ-1000256 | SUPPLY AIR REGISTER |  |  |  | SUPPLY AIR REGISTER | 10008240 |  | Facilities | [8 empty] | 1000378 | BELT SIZE | BELT |  | Text | 0 |  |  |  | 0 | inches |  |  |  | Active | Hard Spec |  | 0 | inches | days | 0 | US Dollars |  |  |  | 0 | US Dollars |  |  | EQ-1000256 |  |  |  | 0 | pounds-mass
EQ-1000256 | SUPPLY AIR REGISTER |  |  |  | SUPPLY AIR REGISTER | 10008240 |  | Facilities | [8 empty] | 1000374 | BEARING TYPE | BEARING |  | Text | 0 |  |  |  | 0 | inches |  |  |  | Active | Hard Spec |  | 0 | inches | days | 0 | US Dollars |  |  |  | 0 | US Dollars |  |  | EQ-1000256 |  |  |  | 0 | pounds-mass
EQ-1000256 | SUPPLY AIR REGISTER |  |  |  | SUPPLY AIR REGISTER | 10008240 |  | Facilities | [8 empty] | 1000373 | CUBIC FEET PER MINUTE | CFM |  | Number | 0 |  |  |  | 0 | inches |  |  |  | Active | Hard Spec |  | 0 | inches | days | 0 | US Dollars |  |  |  | 0 | US Dollars |  |  | EQ-1000256 |  |  |  | 0 | pounds-mass
EQ-1000256 | SUPPLY AIR REGISTER |  |  |  | SUPPLY AIR REGISTER | 10008240 |  | Facilities | [8 empty] | 1000370 | SIZE | SZ |  | Text | 0 |  |  |  | 0 | inches |  |  |  | Active | Hard Spec |  | 0 | inches | days | 0 | US Dollars |  |  |  | 0 | US Dollars |  |  | EQ-1000256 |  |  |  | 0 | pounds-mass
EQ-1000256 | SUPPLY AIR REGISTER |  |  |  | SUPPLY AIR REGISTER | 10008240 |  | Facilities | [8 empty] | 1000371 | RUNNING TIME | DUTY |  | Text | 0 |  |  |  | 0 | inches |  |  |  | Active | Hard Spec |  | 0 | inches | days | 0 | US Dollars |  |  |  | 0 | US Dollars |  |  | EQ-1000256 |  |  |  | 0 | pounds-mass
EQ-1000256 | SUPPLY AIR REGISTER |  |  |  | SUPPLY AIR REGISTER | 10008240 |  | Facilities | [8 empty] | 1000375 | SYSTEM | SYS |  | Text | 0 |  |  |  | 0 | inches |  |  |  | Active | Hard Spec |  | 0 | inches | days | 0 | US Dollars |  |  |  | 0 | US Dollars |  |  | EQ-1000256 |  |  |  | 0 | pounds-mass
EQ-1000256 | SUPPLY AIR REGISTER |  |  |  | SUPPLY AIR REGISTER | 10008240 |  | Facilities | [8 empty] | 1000379 | REPLACEMENT COST | COST |  | Number | 0 |  |  |  | 0 | inches |  |  |  | Active | Hard Spec |  | 0 | inches | days | 0 | US Dollars |  |  |  | 0 | US Dollars |  |  | EQ-1000256 |  |  |  | 0 | pounds-mass
EQ-1000257 | SWIMMING POOLS |  |  |  | SWIMMING POOL | 10008240 |  | Facilities | [8 empty] | 1000591 | MODEL TYPE | TYPE |  | Text | 0 |  |  |  | 0 | inches |  |  |  | Active | Hard Spec |  | 0 | inches | days | 0 | US Dollars |  |  |  | 0 | US Dollars |  |  | EQ-1000257 |  |  |  | 0 | pounds-mass
EQ-1000257 | SWIMMING POOLS |  |  |  | SWIMMING POOL | 10008240 |  | Facilities | [8 empty] | 1000601 | FILTER SIZE | FILT |  | Text | 0 |  |  |  | 0 | inches |  |  |  | Active | Hard Spec |  | 0 | inches | days | 0 | US Dollars |  |  |  | 0 | US Dollars |  |  | EQ-1000257 |  |  |  | 0 | pounds-mass
EQ-1000257 | SWIMMING POOLS |  |  |  | SWIMMING POOL | 10008240 |  | Facilities | [8 empty] | 1000597 | CHEMICAL TYPE | CHEM |  | Text | 0 |  |  |  | 0 | inches |  |  |  | Active | Hard Spec |  | 0 | inches | days | 0 | US Dollars |  |  |  | 0 | US Dollars |  |  | EQ-1000257 |  |  |  | 0 | pounds-mass
EQ-1000257 | SWIMMING POOLS |  |  |  | SWIMMING POOL | 10008240 |  | Facilities | [8 empty] | 1000592 | GALLONS | GAL |  | Number | 0 |  |  |  | 0 | inches |  |  |  | Active | Hard Spec |  | 0 | inches | days | 0 | US Dollars |  |  |  | 0 | US Dollars |  |  | EQ-1000257 |  |  |  | 0 | pounds-mass
EQ-1000257 | SWIMMING POOLS |  |  |  | SWIMMING POOL | 10008240 |  | Facilities | [8 empty] | 1000596 | SERVICE COMPANY | SERCO |  | Text | 0 |  |  |  | 0 | inches |  |  |  | Active | Hard Spec |  | 0 | inches | days | 0 | US Dollars |  |  |  | 0 | US Dollars |  |  | EQ-1000257 |  |  |  | 0 | pounds-mass
EQ-1000257 | SWIMMING POOLS |  |  |  | SWIMMING POOL | 10008240 |  | Facilities | [8 empty] | 1000594 | SIZE | SZ |  | Text | 0 |  |  |  | 0 | inches |  |  |  | Active | Hard Spec |  | 0 | inches | days | 0 | US Dollars |  |  |  | 0 | US Dollars |  |  | EQ-1000257 |  |  |  | 0 | pounds-mass
EQ-1000258 | SWITCH STATION |  |  |  | SWITCH STATION | 10008240 |  | Facilities | [8 empty] | 1000915 | RUNNING TIME | DUTY |  | Text | 0 |  |  |  | 0 | inches |  |  |  | Active | Hard Spec |  | 0 | inches | days | 0 | US Dollars |  |  |  | 0 | US Dollars |  |  | EQ-1000258 |  |  |  | 0 | pounds-mass
EQ-1000258 | SWITCH STATION |  |  |  | SWITCH STATION | 10008240 |  | Facilities | [8 empty] | 1000898 | AMPS | AMPS |  | Number | 0 |  |  |  | 0 | inches |  |  |  | Active | Hard Spec |  | 0 | inches | days | 0 | US Dollars |  |  |  | 0 | US Dollars |  |  | EQ-1000258 |  |  |  | 0 | pounds-mass
EQ-1000258 | SWITCH STATION |  |  |  | SWITCH STATION | 10008240 |  | Facilities | [8 empty] | 1000913 | SIZE | SZ |  | Text | 0 |  |  |  | 0 | inches |  |  |  | Active | Hard Spec |  | 0 | inches | days | 0 | US Dollars |  |  |  | 0 | US Dollars |  |  | EQ-1000258 |  |  |  | 0 | pounds-mass
EQ-1000258 | SWITCH STATION |  |  |  | SWITCH STATION | 10008240 |  | Facilities | [8 empty] | 1000912 | SYSTEM | SYS |  | Text | 0 |  |  |  | 0 | inches |  |  |  | Active | Hard Spec |  | 0 | inches | days | 0 | US Dollars |  |  |  | 0 | US Dollars |  |  | EQ-1000258 |  |  |  | 0 | pounds-mass
EQ-1000258 | SWITCH STATION |  |  |  | SWITCH STATION | 10008240 |  | Facilities | [8 empty] | 1000905 | VOLTS | VT |  | Number | 0 |  |  |  | 0 | inches |  |  |  | Active | Hard Spec |  | 0 | inches | days | 0 | US Dollars |  |  |  | 0 | US Dollars |  |  | EQ-1000258 |  |  |  | 0 | pounds-mass
EQ-1000258 | SWITCH STATION |  |  |  | SWITCH STATION | 10008240 |  | Facilities | [8 empty] | 1000911 | PHASE | PH |  | Number | 0 |  |  |  | 0 | inches |  |  |  | Active | Hard Spec |  | 0 | inches | days | 0 | US Dollars |  |  |  | 0 | US Dollars |  |  | EQ-1000258 |  |  |  | 0 | pounds-mass
EQ-1000258 | SWITCH STATION |  |  |  | SWITCH STATION | 10008240 |  | Facilities | [8 empty] | 1000914 | EQUIPMENT LOCATION | LOC |  | Text | 0 |  |  |  | 0 | inches |  |  |  | Active | Hard Spec |  | 0 | inches | days | 0 | US Dollars |  |  |  | 0 | US Dollars |  |  | EQ-1000258 |  |  |  | 0 | pounds-mass
EQ-1000259 | SWITCHGEAR >5KV |  |  |  | SWITCHGEAR >5KV | 10008240 | D5020.10 - Electrical Service | Facilities | [8 empty] | 1000917 | RUNNING TIME | DUTY |  | Text | 0 |  |  |  | 0 | inches |  |  |  | Revision In Progress | Hard Spec |  | 0 | inches | days | 0 | US Dollars |  |  |  | 0 | US Dollars |  |  | EQ-1000259 |  |  |  | 0 | pounds-mass
EQ-1000259 | SWITCHGEAR >5KV |  |  |  | SWITCHGEAR >5KV | 10008240 | D5020.10 - Electrical Service | Facilities | [8 empty] | 1000920 | SIZE | SZ |  | Text | 0 |  |  |  | 0 | inches |  |  |  | Revision In Progress | Hard Spec |  | 0 | inches | days | 0 | US Dollars |  |  |  | 0 | US Dollars |  |  | EQ-1000259 |  |  |  | 0 | pounds-mass
EQ-1000259 | SWITCHGEAR >5KV |  |  |  | SWITCHGEAR >5KV | 10008240 | D5020.10 - Electrical Service | Facilities | [8 empty] | 1000918 | SYSTEM | SYS |  | Text | 0 |  |  |  | 0 | inches |  |  |  | Revision In Progress | Hard Spec |  | 0 | inches | days | 0 | US Dollars |  |  |  | 0 | US Dollars |  |  | EQ-1000259 |  |  |  | 0 | pounds-mass
EQ-1000259 | SWITCHGEAR >5KV |  |  |  | SWITCHGEAR >5KV | 10008240 | D5020.10 - Electrical Service | Facilities | [8 empty] | 1000925 | PHASE | PH |  | Number | 0 |  |  |  | 0 | inches |  |  |  | Revision In Progress | Hard Spec |  | 0 | inches | days | 0 | US Dollars |  |  |  | 0 | US Dollars |  |  | EQ-1000259 |  |  |  | 0 | pounds-mass
EQ-1000259 | SWITCHGEAR >5KV |  |  |  | SWITCHGEAR >5KV | 10008240 | D5020.10 - Electrical Service | Facilities | [8 empty] | 1000923 | VOLTS | VT |  | Number | 0 |  |  |  | 0 | inches |  |  |  | Revision In Progress | Hard Spec |  | 0 | inches | days | 0 | US Dollars |  |  |  | 0 | US Dollars |  |  | EQ-1000259 |  |  |  | 0 | pounds-mass
EQ-1000259 | SWITCHGEAR >5KV |  |  |  | SWITCHGEAR >5KV | 10008240 | D5020.10 - Electrical Service | Facilities | [8 empty] | 1000916 | RELAY TYPE AND SIZE | RELAY |  | Text | 0 |  |  |  | 0 | inches |  |  |  | Revision In Progress | Hard Spec |  | 0 | inches | days | 0 | US Dollars |  |  |  | 0 | US Dollars |  |  | EQ-1000259 |  |  |  | 0 | pounds-mass
EQ-1000259 | SWITCHGEAR >5KV |  |  |  | SWITCHGEAR >5KV | 10008240 | D5020.10 - Electrical Service | Facilities | [8 empty] | 1000921 | AMPS | AMPS |  | Number | 0 |  |  |  | 0 | inches |  |  |  | Revision In Progress | Hard Spec |  | 0 | inches | days | 0 | US Dollars |  |  |  | 0 | US Dollars |  |  | EQ-1000259 |  |  |  | 0 | pounds-mass
EQ-1000259 | SWITCHGEAR >5KV |  |  |  | SWITCHGEAR >5KV | 10008240 | D5020.10 - Electrical Service | Facilities | [8 empty] | 1000919 | MODEL TYPE | TYPE |  | Text | 0 |  |  |  | 0 | inches |  |  |  | Revision In Progress | Hard Spec |  | 0 | inches | days | 0 | US Dollars |  |  |  | 0 | US Dollars |  |  | EQ-1000259 |  |  |  | 0 | pounds-mass
EQ-1000260 | SYSTEMS |  |  |  | SYSTEMS | 10008240 |  | Facilities | [13 empty] | 0 |  |  |  | 0 | inches |  |  |  | Active | Hard Spec |  | 0 | inches | days | 0 | US Dollars |  |  |  | 0 | US Dollars |  |  | EQ-1000260 |  |  |  | 0 | pounds-mass
EQ-1000261 | TANK |  |  |  | TANK | 10008240 |  | Facilities | [8 empty] | 1000933 | MODEL TYPE | TYPE |  | Text | 0 |  |  |  | 0 | inches |  |  |  | Active | Hard Spec |  | 0 | inches | days | 0 | US Dollars |  |  |  | 0 | US Dollars |  |  | EQ-1000261 |  |  |  | 0 | pounds-mass
EQ-1000261 | TANK |  |  |  | TANK | 10008240 |  | Facilities | [8 empty] | 1000928 | DIAMETER | DIA |  | Text | 0 |  |  |  | 0 | inches |  |  |  | Active | Hard Spec |  | 0 | inches | days | 0 | US Dollars |  |  |  | 0 | US Dollars |  |  | EQ-1000261 |  |  |  | 0 | pounds-mass
EQ-1000261 | TANK |  |  |  | TANK | 10008240 |  | Facilities | [8 empty] | 1000929 | RUNNING TIME | DUTY |  | Text | 0 |  |  |  | 0 | inches |  |  |  | Active | Hard Spec |  | 0 | inches | days | 0 | US Dollars |  |  |  | 0 | US Dollars |  |  | EQ-1000261 |  |  |  | 0 | pounds-mass
EQ-1000261 | TANK |  |  |  | TANK | 10008240 |  | Facilities | [8 empty] | 1000936 | CAPACITY | CAP |  | Number | 0 |  |  |  | 0 | inches |  |  |  | Active | Hard Spec |  | 0 | inches | days | 0 | US Dollars |  |  |  | 0 | US Dollars |  |  | EQ-1000261 |  |  |  | 0 | pounds-mass
EQ-1000262 | TANK TRUCK |  |  |  | TANK TRUCK | 10008240 |  | Facilities | [13 empty] | 0 |  |  |  | 0 | inches | x |  |  | Revision In Progress | Hard Spec |  | 0 | inches | days | 0 | US Dollars |  |  |  | 0 | US Dollars |  |  | EQ-1000262 |  |  |  | 0 | pounds-mass
EQ-1000263 | TELESCOPE |  |  |  | TELESCOPE | 10008240 |  | Facilities | [13 empty] | 0 |  |  |  | 0 | inches |  |  |  | Active | Hard Spec |  | 0 | inches | days | 0 | US Dollars |  |  |  | 0 | US Dollars |  |  | EQ-1000263 |  |  |  | 0 | pounds-mass
EQ-1000264 | THERMOPLASTIC ROOF |  |  |  | THERMOPLASTIC ROOF | 10008240 | B3010 - Roofing | Facilities | [13 empty] | 0 |  |  |  | 0 | inches |  |  |  | Active | Hard Spec |  | 0 | inches | days | 0 | US Dollars |  |  |  | 0 | US Dollars |  |  | EQ-1000264 |  |  |  | 0 | pounds-mass
EQ-1000265 | THERMOSET ROOD |  |  |  | THERMOSET ROOD | 10008240 |  | Facilities | [13 empty] | 0 |  |  |  | 0 | inches |  |  |  | Active | Hard Spec |  | 0 | inches | days | 0 | US Dollars |  |  |  | 0 | US Dollars |  |  | EQ-1000265 |  |  |  | 0 | pounds-mass
EQ-1000266 | THERMOSTAT |  |  |  | THERMOSTAT | 10008240 |  | Facilities | [13 empty] | 0 |  |  |  | 0 | inches |  |  |  | Active | Hard Spec |  | 0 | inches | days | 0 | US Dollars |  |  |  | 0 | US Dollars |  |  | EQ-1000266 |  |  |  | 0 | pounds-mass
EQ-1000267 | TOASTER |  |  |  | TOASTER | 10008240 |  | Facilities | [13 empty] | 0 |  |  |  | 0 | inches |  |  |  | Active | Hard Spec |  | 0 | inches | days | 0 | US Dollars |  |  |  | 0 | US Dollars |  |  | EQ-1000267 |  |  |  | 0 | pounds-mass
EQ-1000268 | TRACTOR |  |  |  | TRACTOR | 10008240 |  | Facilities | [13 empty] | 0 |  |  |  | 0 | inches | x |  |  | Revision In Progress | Hard Spec |  | 0 | inches | days | 0 | US Dollars |  |  |  | 0 | US Dollars |  |  | EQ-1000268 |  |  |  | 0 | pounds-mass
EQ-1000269 | TRAILER, UTILITY |  |  |  | TRAILER UTILITY | 10008240 |  | Facilities | [13 empty] | 0 |  |  |  | 0 | inches | x |  |  | Revision In Progress | Hard Spec |  | 0 | inches | days | 0 | US Dollars |  |  |  | 0 | US Dollars |  |  | EQ-1000269 |  |  |  | 0 | pounds-mass
EQ-1000270 | TRANSFER PUMP |  |  |  | TRANSFER PUMP | 10008240 |  | Facilities | [8 empty] | 1000722 | TYPE AND SIZE OF IMPELLER | IMPL |  | Text | 0 |  |  |  | 0 | inches |  |  |  | Active | Hard Spec |  | 0 | inches | days | 0 | US Dollars |  |  |  | 0 | US Dollars |  |  | EQ-1000270 |  |  |  | 0 | pounds-mass
EQ-1000270 | TRANSFER PUMP |  |  |  | TRANSFER PUMP | 10008240 |  | Facilities | [8 empty] | 1000727 | BEARING TYPE | BEARING |  | Text | 0 |  |  |  | 0 | inches |  |  |  | Active | Hard Spec |  | 0 | inches | days | 0 | US Dollars |  |  |  | 0 | US Dollars |  |  | EQ-1000270 |  |  |  | 0 | pounds-mass
EQ-1000270 | TRANSFER PUMP |  |  |  | TRANSFER PUMP | 10008240 |  | Facilities | [8 empty] | 1000724 | GALLONS PER MINUTE | GPM |  | Number | 0 |  |  |  | 0 | inches |  |  |  | Active | Hard Spec |  | 0 | inches | days | 0 | US Dollars |  |  |  | 0 | US Dollars |  |  | EQ-1000270 |  |  |  | 0 | pounds-mass
EQ-1000270 | TRANSFER PUMP |  |  |  | TRANSFER PUMP | 10008240 |  | Facilities | [8 empty] | 1000721 | HORSEPOWER | HP |  | Number | 0 |  |  |  | 0 | inches |  |  |  | Active | Hard Spec |  | 0 | inches | days | 0 | US Dollars |  |  |  | 0 | US Dollars |  |  | EQ-1000270 |  |  |  | 0 | pounds-mass
EQ-1000270 | TRANSFER PUMP |  |  |  | TRANSFER PUMP | 10008240 |  | Facilities | [8 empty] | 1000732 | SERVICE COMPANY | SERCO |  | Text | 0 |  |  |  | 0 | inches |  |  |  | Active | Hard Spec |  | 0 | inches | days | 0 | US Dollars |  |  |  | 0 | US Dollars |  |  | EQ-1000270 |  |  |  | 0 | pounds-mass
EQ-1000270 | TRANSFER PUMP |  |  |  | TRANSFER PUMP | 10008240 |  | Facilities | [8 empty] | 1000730 | TYPE AND SIZE OF PACKING | PACK |  | Text | 0 |  |  |  | 0 | inches |  |  |  | Active | Hard Spec |  | 0 | inches | days | 0 | US Dollars |  |  |  | 0 | US Dollars |  |  | EQ-1000270 |  |  |  | 0 | pounds-mass
EQ-1000270 | TRANSFER PUMP |  |  |  | TRANSFER PUMP | 10008240 |  | Facilities | [8 empty] | 1000733 | RUNNING TIME | DUTY |  | Text | 0 |  |  |  | 0 | inches |  |  |  | Active | Hard Spec |  | 0 | inches | days | 0 | US Dollars |  |  |  | 0 | US Dollars |  |  | EQ-1000270 |  |  |  | 0 | pounds-mass
EQ-1000270 | TRANSFER PUMP |  |  |  | TRANSFER PUMP | 10008240 |  | Facilities | [8 empty] | 1000728 | SIZE | SZ |  | Text | 0 |  |  |  | 0 | inches |  |  |  | Active | Hard Spec |  | 0 | inches | days | 0 | US Dollars |  |  |  | 0 | US Dollars |  |  | EQ-1000270 |  |  |  | 0 | pounds-mass
EQ-1000270 | TRANSFER PUMP |  |  |  | TRANSFER PUMP | 10008240 |  | Facilities | [8 empty] | 1000731 | POUNDS PER SQUARE INCH | PSI |  | Number | 0 |  |  |  | 0 | inches |  |  |  | Active | Hard Spec |  | 0 | inches | days | 0 | US Dollars |  |  |  | 0 | US Dollars |  |  | EQ-1000270 |  |  |  | 0 | pounds-mass
EQ-1000271 | TRAY CART |  |  |  | TRAY CART | 10008240 |  | Facilities | [13 empty] | 0 |  |  |  | 0 | inches |  |  |  | Active | Hard Spec |  | 0 | inches | days | 0 | US Dollars |  |  |  | 0 | US Dollars |  |  | EQ-1000271 |  |  |  | 0 | pounds-mass
EQ-1000272 | TREATMENT SYSTEM |  |  |  | TREATMENT SYSTEM | 10008240 |  | Facilities | [13 empty] | 0 |  |  |  | 0 | inches |  |  |  | Active | Hard Spec |  | 0 | inches | days | 0 | US Dollars |  |  |  | 0 | US Dollars |  |  | EQ-1000272 |  |  |  | 0 | pounds-mass
EQ-1000273 | TRUCK |  |  |  | TRUCK | 10008240 |  | Facilities | [13 empty] | 0 |  |  |  | 0 | inches | x |  |  | Revision In Progress | Hard Spec |  | 0 | inches | days | 0 | US Dollars |  |  |  | 0 | US Dollars |  |  | EQ-1000273 |  |  |  | 0 | pounds-mass
EQ-1000274 | TRAILER, BOAT |  |  |  | TRAILER BOAT | 10008240 |  | Facilities | [13 empty] | 0 |  |  |  | 0 | inches | x |  |  | Revision In Progress | Hard Spec |  | 0 | inches | days | 0 | US Dollars |  |  |  | 0 | US Dollars |  |  | EQ-1000274 |  |  |  | 0 | pounds-mass
EQ-1000275 | TUNNEL |  |  |  | TUNNEL | 10008240 |  | Facilities | [8 empty] | 1000949 | SYSTEM | SYS |  | Text | 0 |  |  |  | 0 | inches |  |  |  | Active | Hard Spec |  | 0 | inches | days | 0 | US Dollars |  |  |  | 0 | US Dollars |  |  | EQ-1000275 |  |  |  | 0 | pounds-mass
EQ-1000275 | TUNNEL |  |  |  | TUNNEL | 10008240 |  | Facilities | [8 empty] | 1000947 | EQUIPMENT LOCATION | LOC |  | Text | 0 |  |  |  | 0 | inches |  |  |  | Active | Hard Spec |  | 0 | inches | days | 0 | US Dollars |  |  |  | 0 | US Dollars |  |  | EQ-1000275 |  |  |  | 0 | pounds-mass
EQ-1000275 | TUNNEL |  |  |  | TUNNEL | 10008240 |  | Facilities | [8 empty] | 1000951 | SQUARE FEET | SQFT |  | Number | 0 |  |  |  | 0 | inches |  |  |  | Active | Hard Spec |  | 0 | inches | days | 0 | US Dollars |  |  |  | 0 | US Dollars |  |  | EQ-1000275 |  |  |  | 0 | pounds-mass
EQ-1000275 | TUNNEL |  |  |  | TUNNEL | 10008240 |  | Facilities | [8 empty] | 1000952 | MODEL TYPE | TYPE |  | Text | 0 |  |  |  | 0 | inches |  |  |  | Active | Hard Spec |  | 0 | inches | days | 0 | US Dollars |  |  |  | 0 | US Dollars |  |  | EQ-1000275 |  |  |  | 0 | pounds-mass
EQ-1000275 | TUNNEL |  |  |  | TUNNEL | 10008240 |  | Facilities | [8 empty] | 1000953 | SIZE | SZ |  | Text | 0 |  |  |  | 0 | inches |  |  |  | Active | Hard Spec |  | 0 | inches | days | 0 | US Dollars |  |  |  | 0 | US Dollars |  |  | EQ-1000275 |  |  |  | 0 | pounds-mass
EQ-1000276 | TURBINE GENERATOR |  |  |  | TURBINE GENERATOR | 10008240 |  | Facilities | [13 empty] | 0 |  |  |  | 0 | inches |  |  |  | Active | Hard Spec |  | 0 | inches | days | 0 | US Dollars |  |  |  | 0 | US Dollars |  |  | EQ-1000276 |  |  |  | 0 | pounds-mass
EQ-1000277 | UNFIRED STEAM GENERATOR |  |  |  | UNFIRED STEAM GENERATOR | 10008240 |  | Facilities | [8 empty] | 1000868 | PRESSURE | PRESS |  | Number | 0 |  |  |  | 0 | inches |  |  |  | Active | Hard Spec |  | 0 | inches | days | 0 | US Dollars |  |  |  | 0 | US Dollars |  |  | EQ-1000277 |  |  |  | 0 | pounds-mass
EQ-1000277 | UNFIRED STEAM GENERATOR |  |  |  | UNFIRED STEAM GENERATOR | 10008240 |  | Facilities | [8 empty] | 1000864 | SIZE | SZ |  | Text | 0 |  |  |  | 0 | inches |  |  |  | Active | Hard Spec |  | 0 | inches | days | 0 | US Dollars |  |  |  | 0 | US Dollars |  |  | EQ-1000277 |  |  |  | 0 | pounds-mass
EQ-1000277 | UNFIRED STEAM GENERATOR |  |  |  | UNFIRED STEAM GENERATOR | 10008240 |  | Facilities | [8 empty] | 1000865 | SERVICE COMPANY | SERCO |  | Text | 0 |  |  |  | 0 | inches |  |  |  | Active | Hard Spec |  | 0 | inches | days | 0 | US Dollars |  |  |  | 0 | US Dollars |  |  | EQ-1000277 |  |  |  | 0 | pounds-mass
EQ-1000277 | UNFIRED STEAM GENERATOR |  |  |  | UNFIRED STEAM GENERATOR | 10008240 |  | Facilities | [8 empty] | 1000871 | MODEL TYPE | TYPE |  | Text | 0 |  |  |  | 0 | inches |  |  |  | Active | Hard Spec |  | 0 | inches | days | 0 | US Dollars |  |  |  | 0 | US Dollars |  |  | EQ-1000277 |  |  |  | 0 | pounds-mass
EQ-1000277 | UNFIRED STEAM GENERATOR |  |  |  | UNFIRED STEAM GENERATOR | 10008240 |  | Facilities | [8 empty] | 1000874 | SYSTEM | SYS |  | Text | 0 |  |  |  | 0 | inches |  |  |  | Active | Hard Spec |  | 0 | inches | days | 0 | US Dollars |  |  |  | 0 | US Dollars |  |  | EQ-1000277 |  |  |  | 0 | pounds-mass
EQ-1000278 | UNIT HEATER |  |  |  | UNIT HEATER | 10008240 |  | Facilities | [8 empty] | 1000959 | MODEL TYPE | TYPE |  | Text | 0 |  |  |  | 0 | inches |  |  |  | Revision In Progress | Hard Spec |  | 0 | inches | days | 0 | US Dollars |  |  |  | 0 | US Dollars |  |  | EQ-1000278 |  |  |  | 0 | pounds-mass
EQ-1000278 | UNIT HEATER |  |  |  | UNIT HEATER | 10008240 |  | Facilities | [8 empty] | 1000958 | SIZE | SZ |  | Text | 0 |  |  |  | 0 | inches |  |  |  | Revision In Progress | Hard Spec |  | 0 | inches | days | 0 | US Dollars |  |  |  | 0 | US Dollars |  |  | EQ-1000278 |  |  |  | 0 | pounds-mass
EQ-1000278 | UNIT HEATER |  |  |  | UNIT HEATER | 10008240 |  | Facilities | [8 empty] | 1000961 | AMPS | AMPS |  | Number | 0 |  |  |  | 0 | inches |  |  |  | Revision In Progress | Hard Spec |  | 0 | inches | days | 0 | US Dollars |  |  |  | 0 | US Dollars |  |  | EQ-1000278 |  |  |  | 0 | pounds-mass
EQ-1000278 | UNIT HEATER |  |  |  | UNIT HEATER | 10008240 |  | Facilities | [8 empty] | 1000962 | VOLTS | VT |  | Number | 0 |  |  |  | 0 | inches |  |  |  | Revision In Progress | Hard Spec |  | 0 | inches | days | 0 | US Dollars |  |  |  | 0 | US Dollars |  |  | EQ-1000278 |  |  |  | 0 | pounds-mass
EQ-1000278 | UNIT HEATER |  |  |  | UNIT HEATER | 10008240 |  | Facilities | [8 empty] | 1000960 | RUNNING TIME | DUTY |  | Text | 0 |  |  |  | 0 | inches |  |  |  | Revision In Progress | Hard Spec |  | 0 | inches | days | 0 | US Dollars |  |  |  | 0 | US Dollars |  |  | EQ-1000278 |  |  |  | 0 | pounds-mass
EQ-1000279 | UPS, UNINTERRUPTIBLE POWER SYSTEMS |  |  |  | UPS, UNINTERUPTIBLE POWER SYSTEMS | 10008240 |  | Facilities | [8 empty] | 1000964 | AMPS | AMPS |  | Number | 0 |  |  |  | 0 | inches |  |  |  | Active | Hard Spec |  | 0 | inches | days | 0 | US Dollars |  |  |  | 0 | US Dollars |  |  | EQ-1000279 |  |  |  | 0 | pounds-mass
EQ-1000279 | UPS, UNINTERRUPTIBLE POWER SYSTEMS |  |  |  | UPS, UNINTERUPTIBLE POWER SYSTEMS | 10008240 |  | Facilities | [8 empty] | 1000978 | EQUIPMENT LOCATION | LOC |  | Text | 0 |  |  |  | 0 | inches |  |  |  | Active | Hard Spec |  | 0 | inches | days | 0 | US Dollars |  |  |  | 0 | US Dollars |  |  | EQ-1000279 |  |  |  | 0 | pounds-mass
EQ-1000279 | UPS, UNINTERRUPTIBLE POWER SYSTEMS |  |  |  | UPS, UNINTERUPTIBLE POWER SYSTEMS | 10008240 |  | Facilities | [8 empty] | 1000955 | MODEL TYPE | TYPE |  | Text | 0 |  |  |  | 0 | inches |  |  |  | Active | Hard Spec |  | 0 | inches | days | 0 | US Dollars |  |  |  | 0 | US Dollars |  |  | EQ-1000279 |  |  |  | 0 | pounds-mass
EQ-1000279 | UPS, UNINTERRUPTIBLE POWER SYSTEMS |  |  |  | UPS, UNINTERUPTIBLE POWER SYSTEMS | 10008240 |  | Facilities | [8 empty] | 1000957 | RUNNING TIME | DUTY |  | Text | 0 |  |  |  | 0 | inches |  |  |  | Active | Hard Spec |  | 0 | inches | days | 0 | US Dollars |  |  |  | 0 | US Dollars |  |  | EQ-1000279 |  |  |  | 0 | pounds-mass
EQ-1000279 | UPS, UNINTERRUPTIBLE POWER SYSTEMS |  |  |  | UPS, UNINTERUPTIBLE POWER SYSTEMS | 10008240 |  | Facilities | [8 empty] | 1000963 | VOLTS | VT |  | Number | 0 |  |  |  | 0 | inches |  |  |  | Active | Hard Spec |  | 0 | inches | days | 0 | US Dollars |  |  |  | 0 | US Dollars |  |  | EQ-1000279 |  |  |  | 0 | pounds-mass
EQ-1000279 | UPS, UNINTERRUPTIBLE POWER SYSTEMS |  |  |  | UPS, UNINTERUPTIBLE POWER SYSTEMS | 10008240 |  | Facilities | [8 empty] | 1000956 | PHASE | PH |  | Number | 0 |  |  |  | 0 | inches |  |  |  | Active | Hard Spec |  | 0 | inches | days | 0 | US Dollars |  |  |  | 0 | US Dollars |  |  | EQ-1000279 |  |  |  | 0 | pounds-mass
EQ-1000280 | UV DISINFECTION EQUIP SYS |  |  |  | UV DISINFECTION EQUIP SYS | 10008240 |  | Facilities | [8 empty] | 1000980 | RUNNING TIME | DUTY |  | Text | 0 |  |  |  | 0 | inches |  |  |  | Active | Hard Spec |  | 0 | inches | days | 0 | US Dollars |  |  |  | 0 | US Dollars |  |  | EQ-1000280 |  |  |  | 0 | pounds-mass
EQ-1000280 | UV DISINFECTION EQUIP SYS |  |  |  | UV DISINFECTION EQUIP SYS | 10008240 |  | Facilities | [8 empty] | 1000967 | MODEL TYPE | TYPE |  | Text | 0 |  |  |  | 0 | inches |  |  |  | Active | Hard Spec |  | 0 | inches | days | 0 | US Dollars |  |  |  | 0 | US Dollars |  |  | EQ-1000280 |  |  |  | 0 | pounds-mass
EQ-1000280 | UV DISINFECTION EQUIP SYS |  |  |  | UV DISINFECTION EQUIP SYS | 10008240 |  | Facilities | [8 empty] | 1000969 | AMPS | AMPS |  | Number | 0 |  |  |  | 0 | inches |  |  |  | Active | Hard Spec |  | 0 | inches | days | 0 | US Dollars |  |  |  | 0 | US Dollars |  |  | EQ-1000280 |  |  |  | 0 | pounds-mass
EQ-1000280 | UV DISINFECTION EQUIP SYS |  |  |  | UV DISINFECTION EQUIP SYS | 10008240 |  | Facilities | [8 empty] | 1000965 | SYSTEM | SYS |  | Text | 0 |  |  |  | 0 | inches |  |  |  | Active | Hard Spec |  | 0 | inches | days | 0 | US Dollars |  |  |  | 0 | US Dollars |  |  | EQ-1000280 |  |  |  | 0 | pounds-mass
EQ-1000280 | UV DISINFECTION EQUIP SYS |  |  |  | UV DISINFECTION EQUIP SYS | 10008240 |  | Facilities | [8 empty] | 1000977 | POUNDS PER SQUARE INCH | PSI |  | Number | 0 |  |  |  | 0 | inches |  |  |  | Active | Hard Spec |  | 0 | inches | days | 0 | US Dollars |  |  |  | 0 | US Dollars |  |  | EQ-1000280 |  |  |  | 0 | pounds-mass
EQ-1000280 | UV DISINFECTION EQUIP SYS |  |  |  | UV DISINFECTION EQUIP SYS | 10008240 |  | Facilities | [8 empty] | 1000979 | VOLTS | VT |  | Number | 0 |  |  |  | 0 | inches |  |  |  | Active | Hard Spec |  | 0 | inches | days | 0 | US Dollars |  |  |  | 0 | US Dollars |  |  | EQ-1000280 |  |  |  | 0 | pounds-mass
EQ-1000281 | VACUUM CLEANER SYSTEM |  |  |  | VACUUM CLEANER SYSTEM | 10008240 |  | Facilities | [8 empty] | 1000971 | VOLTS | VT |  | Number | 0 |  |  |  | 0 | inches |  |  |  | Active | Hard Spec |  | 0 | inches | days | 0 | US Dollars |  |  |  | 0 | US Dollars |  |  | EQ-1000281 |  |  |  | 0 | pounds-mass
EQ-1000281 | VACUUM CLEANER SYSTEM |  |  |  | VACUUM CLEANER SYSTEM | 10008240 |  | Facilities | [8 empty] | 1000973 | RUNNING TIME | DUTY |  | Text | 0 |  |  |  | 0 | inches |  |  |  | Active | Hard Spec |  | 0 | inches | days | 0 | US Dollars |  |  |  | 0 | US Dollars |  |  | EQ-1000281 |  |  |  | 0 | pounds-mass
EQ-1000281 | VACUUM CLEANER SYSTEM |  |  |  | VACUUM CLEANER SYSTEM | 10008240 |  | Facilities | [8 empty] | 1000968 | EQUIPMENT LOCATION | LOC |  | Text | 0 |  |  |  | 0 | inches |  |  |  | Active | Hard Spec |  | 0 | inches | days | 0 | US Dollars |  |  |  | 0 | US Dollars |  |  | EQ-1000281 |  |  |  | 0 | pounds-mass
EQ-1000281 | VACUUM CLEANER SYSTEM |  |  |  | VACUUM CLEANER SYSTEM | 10008240 |  | Facilities | [8 empty] | 1000974 | SYSTEM | SYS |  | Text | 0 |  |  |  | 0 | inches |  |  |  | Active | Hard Spec |  | 0 | inches | days | 0 | US Dollars |  |  |  | 0 | US Dollars |  |  | EQ-1000281 |  |  |  | 0 | pounds-mass
EQ-1000281 | VACUUM CLEANER SYSTEM |  |  |  | VACUUM CLEANER SYSTEM | 10008240 |  | Facilities | [8 empty] | 1000970 | SIZE | SZ |  | Text | 0 |  |  |  | 0 | inches |  |  |  | Active | Hard Spec |  | 0 | inches | days | 0 | US Dollars |  |  |  | 0 | US Dollars |  |  | EQ-1000281 |  |  |  | 0 | pounds-mass
EQ-1000282 | VACUUM BREAKER |  |  |  | VACUUM BREAKER | 10008240 |  | Facilities | [8 empty] | 1001017 | MODEL TYPE | TYPE |  | Text | 0 |  |  |  | 0 | inches |  |  |  | Active | Hard Spec |  | 0 | inches | days | 0 | US Dollars |  |  |  | 0 | US Dollars |  |  | EQ-1000282 |  |  |  | 0 | pounds-mass
EQ-1000282 | VACUUM BREAKER |  |  |  | VACUUM BREAKER | 10008240 |  | Facilities | [8 empty] | 1001016 | SIZE | SZ |  | Text | 0 |  |  |  | 0 | inches |  |  |  | Active | Hard Spec |  | 0 | inches | days | 0 | US Dollars |  |  |  | 0 | US Dollars |  |  | EQ-1000282 |  |  |  | 0 | pounds-mass
EQ-1000282 | VACUUM BREAKER |  |  |  | VACUUM BREAKER | 10008240 |  | Facilities | [8 empty] | 1001020 | SYSTEM | SYS |  | Text | 0 |  |  |  | 0 | inches |  |  |  | Active | Hard Spec |  | 0 | inches | days | 0 | US Dollars |  |  |  | 0 | US Dollars |  |  | EQ-1000282 |  |  |  | 0 | pounds-mass
EQ-1000283 | VACUUM PUMP AND SYSTEM |  |  |  | VACUUM PUMP AND SYSTEM | 10008240 |  | Facilities | [8 empty] | 1000741 | RUNNING TIME | DUTY |  | Text | 0 |  |  |  | 0 | inches |  |  |  | Active | Hard Spec |  | 0 | inches | days | 0 | US Dollars |  |  |  | 0 | US Dollars |  |  | EQ-1000283 |  |  |  | 0 | pounds-mass
EQ-1000283 | VACUUM PUMP AND SYSTEM |  |  |  | VACUUM PUMP AND SYSTEM | 10008240 |  | Facilities | [8 empty] | 1000742 | POUNDS PER SQUARE INCH | PSI |  | Number | 0 |  |  |  | 0 | inches |  |  |  | Active | Hard Spec |  | 0 | inches | days | 0 | US Dollars |  |  |  | 0 | US Dollars |  |  | EQ-1000283 |  |  |  | 0 | pounds-mass
EQ-1000283 | VACUUM PUMP AND SYSTEM |  |  |  | VACUUM PUMP AND SYSTEM | 10008240 |  | Facilities | [8 empty] | 1000735 | GALLONS PER MINUTE | GPM |  | Number | 0 |  |  |  | 0 | inches |  |  |  | Active | Hard Spec |  | 0 | inches | days | 0 | US Dollars |  |  |  | 0 | US Dollars |  |  | EQ-1000283 |  |  |  | 0 | pounds-mass
EQ-1000283 | VACUUM PUMP AND SYSTEM |  |  |  | VACUUM PUMP AND SYSTEM | 10008240 |  | Facilities | [8 empty] | 1000734 | BEARING TYPE | BEARING |  | Text | 0 |  |  |  | 0 | inches |  |  |  | Active | Hard Spec |  | 0 | inches | days | 0 | US Dollars |  |  |  | 0 | US Dollars |  |  | EQ-1000283 |  |  |  | 0 | pounds-mass
EQ-1000283 | VACUUM PUMP AND SYSTEM |  |  |  | VACUUM PUMP AND SYSTEM | 10008240 |  | Facilities | [8 empty] | 1000725 | HORSEPOWER | HP |  | Number | 0 |  |  |  | 0 | inches |  |  |  | Active | Hard Spec |  | 0 | inches | days | 0 | US Dollars |  |  |  | 0 | US Dollars |  |  | EQ-1000283 |  |  |  | 0 | pounds-mass
EQ-1000283 | VACUUM PUMP AND SYSTEM |  |  |  | VACUUM PUMP AND SYSTEM | 10008240 |  | Facilities | [8 empty] | 1000744 | SERVICE COMPANY | SERCO |  | Text | 0 |  |  |  | 0 | inches |  |  |  | Active | Hard Spec |  | 0 | inches | days | 0 | US Dollars |  |  |  | 0 | US Dollars |  |  | EQ-1000283 |  |  |  | 0 | pounds-mass
EQ-1000283 | VACUUM PUMP AND SYSTEM |  |  |  | VACUUM PUMP AND SYSTEM | 10008240 |  | Facilities | [8 empty] | 1000729 | SIZE | SZ |  | Text | 0 |  |  |  | 0 | inches |  |  |  | Active | Hard Spec |  | 0 | inches | days | 0 | US Dollars |  |  |  | 0 | US Dollars |  |  | EQ-1000283 |  |  |  | 0 | pounds-mass
EQ-1000283 | VACUUM PUMP AND SYSTEM |  |  |  | VACUUM PUMP AND SYSTEM | 10008240 |  | Facilities | [8 empty] | 1000738 | TYPE AND SIZE OF IMPELLER | IMPL |  | Text | 0 |  |  |  | 0 | inches |  |  |  | Active | Hard Spec |  | 0 | inches | days | 0 | US Dollars |  |  |  | 0 | US Dollars |  |  | EQ-1000283 |  |  |  | 0 | pounds-mass
EQ-1000283 | VACUUM PUMP AND SYSTEM |  |  |  | VACUUM PUMP AND SYSTEM | 10008240 |  | Facilities | [8 empty] | 1000743 | TYPE AND SIZE OF PACKING | PACK |  | Text | 0 |  |  |  | 0 | inches |  |  |  | Active | Hard Spec |  | 0 | inches | days | 0 | US Dollars |  |  |  | 0 | US Dollars |  |  | EQ-1000283 |  |  |  | 0 | pounds-mass
EQ-1000284 | VALVES/GATES |  |  |  | VALVES/GATES | 10008240 |  | Facilities | [8 empty] | 1001024 | RUNNING TIME | DUTY |  | Text | 0 |  |  |  | 0 | inches |  |  |  | Active | Hard Spec |  | 0 | inches | days | 0 | US Dollars |  |  |  | 0 | US Dollars |  |  | EQ-1000284 |  |  |  | 0 | pounds-mass
EQ-1000284 | VALVES/GATES |  |  |  | VALVES/GATES | 10008240 |  | Facilities | [8 empty] | 1001021 | MODEL TYPE | TYPE |  | Text | 0 |  |  |  | 0 | inches |  |  |  | Active | Hard Spec |  | 0 | inches | days | 0 | US Dollars |  |  |  | 0 | US Dollars |  |  | EQ-1000284 |  |  |  | 0 | pounds-mass
EQ-1000284 | VALVES/GATES |  |  |  | VALVES/GATES | 10008240 |  | Facilities | [8 empty] | 1001019 | TYPE AND SIZE OF PACKING | PACK |  | Text | 0 |  |  |  | 0 | inches |  |  |  | Active | Hard Spec |  | 0 | inches | days | 0 | US Dollars |  |  |  | 0 | US Dollars |  |  | EQ-1000284 |  |  |  | 0 | pounds-mass
EQ-1000284 | VALVES/GATES |  |  |  | VALVES/GATES | 10008240 |  | Facilities | [8 empty] | 1001013 | SYSTEM | SYS |  | Text | 0 |  |  |  | 0 | inches |  |  |  | Active | Hard Spec |  | 0 | inches | days | 0 | US Dollars |  |  |  | 0 | US Dollars |  |  | EQ-1000284 |  |  |  | 0 | pounds-mass
EQ-1000284 | VALVES/GATES |  |  |  | VALVES/GATES | 10008240 |  | Facilities | [8 empty] | 1001004 | PRESSURE | PRESS |  | Number | 0 |  |  |  | 0 | inches |  |  |  | Active | Hard Spec |  | 0 | inches | days | 0 | US Dollars |  |  |  | 0 | US Dollars |  |  | EQ-1000284 |  |  |  | 0 | pounds-mass
EQ-1000285 | VAN |  |  |  | VAN | 10008240 |  | Facilities | [13 empty] | 0 |  |  |  | 0 | inches | x |  |  | Revision In Progress | Hard Spec |  | 0 | inches | days | 0 | US Dollars |  |  |  | 0 | US Dollars |  |  | EQ-1000285 |  |  |  | 0 | pounds-mass
EQ-1000286 | VARIABLE AIR VOLUME BOX |  |  |  | VARIABLE AIR VOLUME BOX | 10008240 | D3050.50 - HVAC Air Distribution | Facilities | [13 empty] | 0 |  |  |  | 0 | inches |  |  |  | Active | Hard Spec |  | 0 | inches | days | 0 | US Dollars |  |  |  | 0 | US Dollars |  |  | EQ-1000286 |  |  |  | 0 | pounds-mass
EQ-1000287 | VFD - VARIABLE FAN DRIVE |  |  |  | VARIABLE FAN DRIVE | 10008240 |  | Facilities | [13 empty] | 0 |  |  |  | 0 | inches |  |  |  | Revision In Progress | Hard Spec |  | 0 | inches | days | 0 | US Dollars |  |  |  | 0 | US Dollars |  |  | EQ-1000287 |  |  |  | 0 | pounds-mass
EQ-1000288 | WAGON |  |  |  | WAGON | 10008240 |  | Facilities | [13 empty] | 0 |  |  |  | 0 | inches | x |  |  | Revision In Progress | Hard Spec |  | 0 | inches | days | 0 | US Dollars |  |  |  | 0 | US Dollars |  |  | EQ-1000288 |  |  |  | 0 | pounds-mass
EQ-1000289 | VEHICLES TRAP |  |  |  | VEHICLES TRAP | 10008240 |  | Facilities | [8 empty] | 1001027 | SIZE | SZ |  | Text | 0 |  |  |  | 0 | inches | x |  |  | Revision In Progress | Hard Spec |  | 0 | inches | days | 0 | US Dollars |  |  |  | 0 | US Dollars |  |  | EQ-1000289 |  |  |  | 0 | pounds-mass
EQ-1000289 | VEHICLES TRAP |  |  |  | VEHICLES TRAP | 10008240 |  | Facilities | [8 empty] | 1001023 | MODEL TYPE | TYPE |  | Text | 0 |  |  |  | 0 | inches | x |  |  | Revision In Progress | Hard Spec |  | 0 | inches | days | 0 | US Dollars |  |  |  | 0 | US Dollars |  |  | EQ-1000289 |  |  |  | 0 | pounds-mass
EQ-1000289 | VEHICLES TRAP |  |  |  | VEHICLES TRAP | 10008240 |  | Facilities | [8 empty] | 1001028 | ZONE | ZONE |  | Text | 0 |  |  |  | 0 | inches | x |  |  | Revision In Progress | Hard Spec |  | 0 | inches | days | 0 | US Dollars |  |  |  | 0 | US Dollars |  |  | EQ-1000289 |  |  |  | 0 | pounds-mass
EQ-1000289 | VEHICLES TRAP |  |  |  | VEHICLES TRAP | 10008240 |  | Facilities | [8 empty] | 1001025 | SERVICE COMPANY | SERCO |  | Text | 0 |  |  |  | 0 | inches | x |  |  | Revision In Progress | Hard Spec |  | 0 | inches | days | 0 | US Dollars |  |  |  | 0 | US Dollars |  |  | EQ-1000289 |  |  |  | 0 | pounds-mass
EQ-1000290 | WALK-IN REFRIGERATOR/FREEZER |  |  |  | WALK IN REF/FRZR | 10008240 | D3030 - Cooling Systems | Facilities | [13 empty] | 0 |  |  |  | 0 | inches |  |  |  | Active | Hard Spec |  | 0 | inches | days | 0 | US Dollars |  |  |  | 0 | US Dollars |  |  | EQ-1000290 |  |  |  | 0 | pounds-mass
EQ-1000291 | WALK-IN COOLER |  |  |  | WALK-IN COOLER | 10008240 |  | Facilities | [8 empty] | 1000207 | SERVICE COMPANY | SERCO |  | Text | 0 |  |  |  | 0 | inches |  |  |  | Active | Hard Spec |  | 0 | inches | days | 0 | US Dollars |  |  |  | 0 | US Dollars |  |  | EQ-1000291 |  |  |  | 0 | pounds-mass
EQ-1000291 | WALK-IN COOLER |  |  |  | WALK-IN COOLER | 10008240 |  | Facilities | [8 empty] | 1000211 | RUNNING TIME | DUTY |  | Text | 0 |  |  |  | 0 | inches |  |  |  | Active | Hard Spec |  | 0 | inches | days | 0 | US Dollars |  |  |  | 0 | US Dollars |  |  | EQ-1000291 |  |  |  | 0 | pounds-mass
EQ-1000291 | WALK-IN COOLER |  |  |  | WALK-IN COOLER | 10008240 |  | Facilities | [8 empty] | 1000197 | SIZE | SZ |  | Text | 0 |  |  |  | 0 | inches |  |  |  | Active | Hard Spec |  | 0 | inches | days | 0 | US Dollars |  |  |  | 0 | US Dollars |  |  | EQ-1000291 |  |  |  | 0 | pounds-mass
EQ-1000291 | WALK-IN COOLER |  |  |  | WALK-IN COOLER | 10008240 |  | Facilities | [8 empty] | 1000217 | SQUARE FEET | SQFT |  | Number | 0 |  |  |  | 0 | inches |  |  |  | Active | Hard Spec |  | 0 | inches | days | 0 | US Dollars |  |  |  | 0 | US Dollars |  |  | EQ-1000291 |  |  |  | 0 | pounds-mass
EQ-1000291 | WALK-IN COOLER |  |  |  | WALK-IN COOLER | 10008240 |  | Facilities | [8 empty] | 1000205 | SYSTEM | SYS |  | Text | 0 |  |  |  | 0 | inches |  |  |  | Active | Hard Spec |  | 0 | inches | days | 0 | US Dollars |  |  |  | 0 | US Dollars |  |  | EQ-1000291 |  |  |  | 0 | pounds-mass
EQ-1000292 | WALK-IN FREEZER (PROCESS COOLING) |  |  |  | WALK-IN FREEZER (PROCESS COOLING) | 10008240 |  | Facilities | [8 empty] | 1000566 | REFRIGERANT TYPE | REFG |  | Text | 0 |  |  |  | 0 | inches |  |  |  | Active | Hard Spec |  | 0 | inches | days | 0 | US Dollars |  |  |  | 0 | US Dollars |  |  | EQ-1000292 |  |  |  | 0 | pounds-mass
EQ-1000292 | WALK-IN FREEZER (PROCESS COOLING) |  |  |  | WALK-IN FREEZER (PROCESS COOLING) | 10008240 |  | Facilities | [8 empty] | 1000556 | EQUIPMENT LOCATION | LOC |  | Text | 0 |  |  |  | 0 | inches |  |  |  | Active | Hard Spec |  | 0 | inches | days | 0 | US Dollars |  |  |  | 0 | US Dollars |  |  | EQ-1000292 |  |  |  | 0 | pounds-mass
EQ-1000292 | WALK-IN FREEZER (PROCESS COOLING) |  |  |  | WALK-IN FREEZER (PROCESS COOLING) | 10008240 |  | Facilities | [8 empty] | 1000560 | MODEL TYPE | TYPE |  | Text | 0 |  |  |  | 0 | inches |  |  |  | Active | Hard Spec |  | 0 | inches | days | 0 | US Dollars |  |  |  | 0 | US Dollars |  |  | EQ-1000292 |  |  |  | 0 | pounds-mass
EQ-1000292 | WALK-IN FREEZER (PROCESS COOLING) |  |  |  | WALK-IN FREEZER (PROCESS COOLING) | 10008240 |  | Facilities | [8 empty] | 1000557 | SQUARE FEET | SQFT |  | Number | 0 |  |  |  | 0 | inches |  |  |  | Active | Hard Spec |  | 0 | inches | days | 0 | US Dollars |  |  |  | 0 | US Dollars |  |  | EQ-1000292 |  |  |  | 0 | pounds-mass
EQ-1000292 | WALK-IN FREEZER (PROCESS COOLING) |  |  |  | WALK-IN FREEZER (PROCESS COOLING) | 10008240 |  | Facilities | [8 empty] | 1000565 | SERVICE COMPANY | SERCO |  | Text | 0 |  |  |  | 0 | inches |  |  |  | Active | Hard Spec |  | 0 | inches | days | 0 | US Dollars |  |  |  | 0 | US Dollars |  |  | EQ-1000292 |  |  |  | 0 | pounds-mass
EQ-1000292 | WALK-IN FREEZER (PROCESS COOLING) |  |  |  | WALK-IN FREEZER (PROCESS COOLING) | 10008240 |  | Facilities | [8 empty] | 1000559 | SIZE | SZ |  | Text | 0 |  |  |  | 0 | inches |  |  |  | Active | Hard Spec |  | 0 | inches | days | 0 | US Dollars |  |  |  | 0 | US Dollars |  |  | EQ-1000292 |  |  |  | 0 | pounds-mass
EQ-1000293 | WALK-IN REFRIGERA (PROCESS COOLING) |  |  |  | WALK-IN REFRIGERA (PROCESS COOLING) | 10008240 |  | Facilities | [8 empty] | 1000579 | MODEL TYPE | TYPE |  | Text | 0 |  |  |  | 0 | inches |  |  |  | Active | Hard Spec |  | 0 | inches | days | 0 | US Dollars |  |  |  | 0 | US Dollars |  |  | EQ-1000293 |  |  |  | 0 | pounds-mass
EQ-1000293 | WALK-IN REFRIGERA (PROCESS COOLING) |  |  |  | WALK-IN REFRIGERA (PROCESS COOLING) | 10008240 |  | Facilities | [8 empty] | 1000583 | SQUARE FEET | SQFT |  | Number | 0 |  |  |  | 0 | inches |  |  |  | Active | Hard Spec |  | 0 | inches | days | 0 | US Dollars |  |  |  | 0 | US Dollars |  |  | EQ-1000293 |  |  |  | 0 | pounds-mass
EQ-1000293 | WALK-IN REFRIGERA (PROCESS COOLING) |  |  |  | WALK-IN REFRIGERA (PROCESS COOLING) | 10008240 |  | Facilities | [8 empty] | 1000595 | EQUIPMENT LOCATION | LOC |  | Text | 0 |  |  |  | 0 | inches |  |  |  | Active | Hard Spec |  | 0 | inches | days | 0 | US Dollars |  |  |  | 0 | US Dollars |  |  | EQ-1000293 |  |  |  | 0 | pounds-mass
EQ-1000293 | WALK-IN REFRIGERA (PROCESS COOLING) |  |  |  | WALK-IN REFRIGERA (PROCESS COOLING) | 10008240 |  | Facilities | [8 empty] | 1000590 | REFRIGERANT TYPE | REFG |  | Text | 0 |  |  |  | 0 | inches |  |  |  | Active | Hard Spec |  | 0 | inches | days | 0 | US Dollars |  |  |  | 0 | US Dollars |  |  | EQ-1000293 |  |  |  | 0 | pounds-mass
EQ-1000293 | WALK-IN REFRIGERA (PROCESS COOLING) |  |  |  | WALK-IN REFRIGERA (PROCESS COOLING) | 10008240 |  | Facilities | [8 empty] | 1000578 | SIZE | SZ |  | Text | 0 |  |  |  | 0 | inches |  |  |  | Active | Hard Spec |  | 0 | inches | days | 0 | US Dollars |  |  |  | 0 | US Dollars |  |  | EQ-1000293 |  |  |  | 0 | pounds-mass
EQ-1000293 | WALK-IN REFRIGERA (PROCESS COOLING) |  |  |  | WALK-IN REFRIGERA (PROCESS COOLING) | 10008240 |  | Facilities | [8 empty] | 1000588 | SERVICE COMPANY | SERCO |  | Text | 0 |  |  |  | 0 | inches |  |  |  | Active | Hard Spec |  | 0 | inches | days | 0 | US Dollars |  |  |  | 0 | US Dollars |  |  | EQ-1000293 |  |  |  | 0 | pounds-mass
EQ-1000294 | WALK-IN REFRIGERATION UNIT | FOODSERVICE RELATED |  |  | WALK-IN REFRIGERATION UNIT | 10008240 | E1030.80 - Foodservice Equipment | Facilities | [8 empty] | 1000794 | SYSTEM | SYS |  | Text | 0 |  |  |  | 0 | inches |  |  |  | Active | Hard Spec |  | 0 | inches | days | 0 | US Dollars |  |  |  | 0 | US Dollars |  |  | EQ-1000294 |  |  |  | 0 | pounds-mass
EQ-1000294 | WALK-IN REFRIGERATION UNIT | FOODSERVICE RELATED |  |  | WALK-IN REFRIGERATION UNIT | 10008240 | E1030.80 - Foodservice Equipment | Facilities | [8 empty] | 1000790 | SERVICE COMPANY | SERCO |  | Text | 0 |  |  |  | 0 | inches |  |  |  | Active | Hard Spec |  | 0 | inches | days | 0 | US Dollars |  |  |  | 0 | US Dollars |  |  | EQ-1000294 |  |  |  | 0 | pounds-mass
EQ-1000294 | WALK-IN REFRIGERATION UNIT | FOODSERVICE RELATED |  |  | WALK-IN REFRIGERATION UNIT | 10008240 | E1030.80 - Foodservice Equipment | Facilities | [8 empty] | 1000792 | CUBIC FEET | CUFT |  | Number | 0 |  |  |  | 0 | inches |  |  |  | Active | Hard Spec |  | 0 | inches | days | 0 | US Dollars |  |  |  | 0 | US Dollars |  |  | EQ-1000294 |  |  |  | 0 | pounds-mass
EQ-1000294 | WALK-IN REFRIGERATION UNIT | FOODSERVICE RELATED |  |  | WALK-IN REFRIGERATION UNIT | 10008240 | E1030.80 - Foodservice Equipment | Facilities | [8 empty] | 1000796 | REFRIGERANT TYPE | REFG |  | Text | 0 |  |  |  | 0 | inches |  |  |  | Active | Hard Spec |  | 0 | inches | days | 0 | US Dollars |  |  |  | 0 | US Dollars |  |  | EQ-1000294 |  |  |  | 0 | pounds-mass
EQ-1000294 | WALK-IN REFRIGERATION UNIT | FOODSERVICE RELATED |  |  | WALK-IN REFRIGERATION UNIT | 10008240 | E1030.80 - Foodservice Equipment | Facilities | [8 empty] | 1000789 | RUNNING TIME | DUTY |  | Text | 0 |  |  |  | 0 | inches |  |  |  | Active | Hard Spec |  | 0 | inches | days | 0 | US Dollars |  |  |  | 0 | US Dollars |  |  | EQ-1000294 |  |  |  | 0 | pounds-mass
EQ-1000294 | WALK-IN REFRIGERATION UNIT | FOODSERVICE RELATED |  |  | WALK-IN REFRIGERATION UNIT | 10008240 | E1030.80 - Foodservice Equipment | Facilities | [8 empty] | 1000797 | SIZE | SZ |  | Text | 0 |  |  |  | 0 | inches |  |  |  | Active | Hard Spec |  | 0 | inches | days | 0 | US Dollars |  |  |  | 0 | US Dollars |  |  | EQ-1000294 |  |  |  | 0 | pounds-mass
EQ-1000295 | WALK-IN REFRIGERATION UNITS (COLD S |  |  |  | WALK-IN REFRIGERATION UNITS (COLD S | 10008240 |  | Facilities | [8 empty] | 1000131 | SYSTEM | SYS |  | Text | 0 |  |  |  | 0 | inches |  |  |  | Revision In Progress | Hard Spec |  | 0 | inches | days | 0 | US Dollars |  |  |  | 0 | US Dollars |  |  | EQ-1000295 |  |  |  | 0 | pounds-mass
EQ-1000295 | WALK-IN REFRIGERATION UNITS (COLD S |  |  |  | WALK-IN REFRIGERATION UNITS (COLD S | 10008240 |  | Facilities | [8 empty] | 1000134 | SIZE | SZ |  | Text | 0 |  |  |  | 0 | inches |  |  |  | Revision In Progress | Hard Spec |  | 0 | inches | days | 0 | US Dollars |  |  |  | 0 | US Dollars |  |  | EQ-1000295 |  |  |  | 0 | pounds-mass
EQ-1000295 | WALK-IN REFRIGERATION UNITS (COLD S |  |  |  | WALK-IN REFRIGERATION UNITS (COLD S | 10008240 |  | Facilities | [8 empty] | 1000130 | SERVICE COMPANY | SERCO |  | Text | 0 |  |  |  | 0 | inches |  |  |  | Revision In Progress | Hard Spec |  | 0 | inches | days | 0 | US Dollars |  |  |  | 0 | US Dollars |  |  | EQ-1000295 |  |  |  | 0 | pounds-mass
EQ-1000295 | WALK-IN REFRIGERATION UNITS (COLD S |  |  |  | WALK-IN REFRIGERATION UNITS (COLD S | 10008240 |  | Facilities | [8 empty] | 1000133 | RUNNING TIME | DUTY |  | Text | 0 |  |  |  | 0 | inches |  |  |  | Revision In Progress | Hard Spec |  | 0 | inches | days | 0 | US Dollars |  |  |  | 0 | US Dollars |  |  | EQ-1000295 |  |  |  | 0 | pounds-mass
EQ-1000295 | WALK-IN REFRIGERATION UNITS (COLD S |  |  |  | WALK-IN REFRIGERATION UNITS (COLD S | 10008240 |  | Facilities | [8 empty] | 1000140 | SQUARE FEET | SQFT |  | Number | 0 |  |  |  | 0 | inches |  |  |  | Revision In Progress | Hard Spec |  | 0 | inches | days | 0 | US Dollars |  |  |  | 0 | US Dollars |  |  | EQ-1000295 |  |  |  | 0 | pounds-mass
EQ-1000296 | WASH UNIT |  |  |  | WASH UNIT | 10008240 |  | Facilities | [13 empty] | 0 |  |  |  | 0 | inches |  |  |  | Active | Hard Spec |  | 0 | inches | days | 0 | US Dollars |  |  |  | 0 | US Dollars |  |  | EQ-1000296 |  |  |  | 0 | pounds-mass
EQ-1000297 | WATER HEATER (CONVERTORS & BOOSTER) |  |  |  | WATER HEATER (CONVERTORS & BOOSTER) | 10008240 |  | Facilities | [8 empty] | 1001055 | GALLONS | GAL |  | Number | 0 |  |  |  | 0 | inches |  |  |  | Active | Hard Spec |  | 0 | inches | days | 0 | US Dollars |  |  |  | 0 | US Dollars |  |  | EQ-1000297 |  |  |  | 0 | pounds-mass
EQ-1000297 | WATER HEATER (CONVERTORS & BOOSTER) |  |  |  | WATER HEATER (CONVERTORS & BOOSTER) | 10008240 |  | Facilities | [8 empty] | 1001056 | RUNNING TIME | DUTY |  | Text | 0 |  |  |  | 0 | inches |  |  |  | Active | Hard Spec |  | 0 | inches | days | 0 | US Dollars |  |  |  | 0 | US Dollars |  |  | EQ-1000297 |  |  |  | 0 | pounds-mass
EQ-1000297 | WATER HEATER (CONVERTORS & BOOSTER) |  |  |  | WATER HEATER (CONVERTORS & BOOSTER) | 10008240 |  | Facilities | [8 empty] | 1001061 | EQUIPMENT LOCATION | LOC |  | Text | 0 |  |  |  | 0 | inches |  |  |  | Active | Hard Spec |  | 0 | inches | days | 0 | US Dollars |  |  |  | 0 | US Dollars |  |  | EQ-1000297 |  |  |  | 0 | pounds-mass
EQ-1000297 | WATER HEATER (CONVERTORS & BOOSTER) |  |  |  | WATER HEATER (CONVERTORS & BOOSTER) | 10008240 |  | Facilities | [8 empty] | 1001064 | SYSTEM | SYS |  | Text | 0 |  |  |  | 0 | inches |  |  |  | Active | Hard Spec |  | 0 | inches | days | 0 | US Dollars |  |  |  | 0 | US Dollars |  |  | EQ-1000297 |  |  |  | 0 | pounds-mass
EQ-1000297 | WATER HEATER (CONVERTORS & BOOSTER) |  |  |  | WATER HEATER (CONVERTORS & BOOSTER) | 10008240 |  | Facilities | [8 empty] | 1001058 | SIZE | SZ |  | Text | 0 |  |  |  | 0 | inches |  |  |  | Active | Hard Spec |  | 0 | inches | days | 0 | US Dollars |  |  |  | 0 | US Dollars |  |  | EQ-1000297 |  |  |  | 0 | pounds-mass
EQ-1000298 | WATER HEATER / EXCHANGER |  |  |  | WATER HEATER / EXCHANGER | 10008240 | D2010 - DOMESTIC WATER DISTRIBUTION | Facilities | [8 empty] | 1001068 | SYSTEM | SYS |  | Text | 0 |  |  |  | 0 | inches |  |  |  | Revision In Progress | Hard Spec |  | 0 | inches | days | 0 | US Dollars |  |  |  | 0 | US Dollars |  |  | EQ-1000298 |  |  |  | 0 | pounds-mass
EQ-1000298 | WATER HEATER / EXCHANGER |  |  |  | WATER HEATER / EXCHANGER | 10008240 | D2010 - DOMESTIC WATER DISTRIBUTION | Facilities | [8 empty] | 1001065 | SIZE | SZ |  | Text | 0 |  |  |  | 0 | inches |  |  |  | Revision In Progress | Hard Spec |  | 0 | inches | days | 0 | US Dollars |  |  |  | 0 | US Dollars |  |  | EQ-1000298 |  |  |  | 0 | pounds-mass
EQ-1000298 | WATER HEATER / EXCHANGER |  |  |  | WATER HEATER / EXCHANGER | 10008240 | D2010 - DOMESTIC WATER DISTRIBUTION | Facilities | [8 empty] | 1001063 | REPLACEMENT COST | COST |  | Number | 0 |  |  |  | 0 | inches |  |  |  | Revision In Progress | Hard Spec |  | 0 | inches | days | 0 | US Dollars |  |  |  | 0 | US Dollars |  |  | EQ-1000298 |  |  |  | 0 | pounds-mass
EQ-1000298 | WATER HEATER / EXCHANGER |  |  |  | WATER HEATER / EXCHANGER | 10008240 | D2010 - DOMESTIC WATER DISTRIBUTION | Facilities | [8 empty] | 1001066 | RUNNING TIME | DUTY |  | Text | 0 |  |  |  | 0 | inches |  |  |  | Revision In Progress | Hard Spec |  | 0 | inches | days | 0 | US Dollars |  |  |  | 0 | US Dollars |  |  | EQ-1000298 |  |  |  | 0 | pounds-mass
EQ-1000298 | WATER HEATER / EXCHANGER |  |  |  | WATER HEATER / EXCHANGER | 10008240 | D2010 - DOMESTIC WATER DISTRIBUTION | Facilities | [8 empty] | 1001062 | GALLONS | GAL |  | Number | 0 |  |  |  | 0 | inches |  |  |  | Revision In Progress | Hard Spec |  | 0 | inches | days | 0 | US Dollars |  |  |  | 0 | US Dollars |  |  | EQ-1000298 |  |  |  | 0 | pounds-mass
EQ-1000299 | WATER HEATERS (BOILERS) |  |  |  | WATER HEATERS (BOILERS) | 10008240 |  | Facilities | [8 empty] | 1001041 | GALLONS | GAL |  | Number | 0 |  |  |  | 0 | inches |  |  |  | Active | Hard Spec |  | 0 | inches | days | 0 | US Dollars |  |  |  | 0 | US Dollars |  |  | EQ-1000299 |  |  |  | 0 | pounds-mass
EQ-1000299 | WATER HEATERS (BOILERS) |  |  |  | WATER HEATERS (BOILERS) | 10008240 |  | Facilities | [8 empty] | 1001057 | SIZE | SZ |  | Text | 0 |  |  |  | 0 | inches |  |  |  | Active | Hard Spec |  | 0 | inches | days | 0 | US Dollars |  |  |  | 0 | US Dollars |  |  | EQ-1000299 |  |  |  | 0 | pounds-mass
EQ-1000299 | WATER HEATERS (BOILERS) |  |  |  | WATER HEATERS (BOILERS) | 10008240 |  | Facilities | [8 empty] | 1001047 | SYSTEM | SYS |  | Text | 0 |  |  |  | 0 | inches |  |  |  | Active | Hard Spec |  | 0 | inches | days | 0 | US Dollars |  |  |  | 0 | US Dollars |  |  | EQ-1000299 |  |  |  | 0 | pounds-mass
EQ-1000299 | WATER HEATERS (BOILERS) |  |  |  | WATER HEATERS (BOILERS) | 10008240 |  | Facilities | [8 empty] | 1001059 | EQUIPMENT LOCATION | LOC |  | Text | 0 |  |  |  | 0 | inches |  |  |  | Active | Hard Spec |  | 0 | inches | days | 0 | US Dollars |  |  |  | 0 | US Dollars |  |  | EQ-1000299 |  |  |  | 0 | pounds-mass
EQ-1000299 | WATER HEATERS (BOILERS) |  |  |  | WATER HEATERS (BOILERS) | 10008240 |  | Facilities | [8 empty] | 1001053 | RUNNING TIME | DUTY |  | Text | 0 |  |  |  | 0 | inches |  |  |  | Active | Hard Spec |  | 0 | inches | days | 0 | US Dollars |  |  |  | 0 | US Dollars |  |  | EQ-1000299 |  |  |  | 0 | pounds-mass
EQ-1000299 | WATER HEATERS (BOILERS) |  |  |  | WATER HEATERS (BOILERS) | 10008240 |  | Facilities | [8 empty] | 1001054 | FUEL TYPE | FUEL_TYPE |  | Text | 0 |  |  |  | 0 | inches |  |  |  | Active | Hard Spec |  | 0 | inches | days | 0 | US Dollars |  |  |  | 0 | US Dollars |  |  | EQ-1000299 |  |  |  | 0 | pounds-mass
EQ-1000300 | WATER PURIFICATION - DEIONIZER WATE |  |  |  | WATER PURIFICATION - DEIONIZER WATE | 10008240 |  | Facilities | [8 empty] | 1001032 | SYSTEM | SYS |  | Text | 0 |  |  |  | 0 | inches |  |  |  | Active | Hard Spec |  | 0 | inches | days | 0 | US Dollars |  |  |  | 0 | US Dollars |  |  | EQ-1000300 |  |  |  | 0 | pounds-mass
EQ-1000300 | WATER PURIFICATION - DEIONIZER WATE |  |  |  | WATER PURIFICATION - DEIONIZER WATE | 10008240 |  | Facilities | [8 empty] | 1001030 | VOLTS | VT |  | Number | 0 |  |  |  | 0 | inches |  |  |  | Active | Hard Spec |  | 0 | inches | days | 0 | US Dollars |  |  |  | 0 | US Dollars |  |  | EQ-1000300 |  |  |  | 0 | pounds-mass
EQ-1000300 | WATER PURIFICATION - DEIONIZER WATE |  |  |  | WATER PURIFICATION - DEIONIZER WATE | 10008240 |  | Facilities | [8 empty] | 1001035 | AMPS | AMPS |  | Number | 0 |  |  |  | 0 | inches |  |  |  | Active | Hard Spec |  | 0 | inches | days | 0 | US Dollars |  |  |  | 0 | US Dollars |  |  | EQ-1000300 |  |  |  | 0 | pounds-mass
EQ-1000300 | WATER PURIFICATION - DEIONIZER WATE |  |  |  | WATER PURIFICATION - DEIONIZER WATE | 10008240 |  | Facilities | [8 empty] | 1001036 | SIZE | SZ |  | Text | 0 |  |  |  | 0 | inches |  |  |  | Active | Hard Spec |  | 0 | inches | days | 0 | US Dollars |  |  |  | 0 | US Dollars |  |  | EQ-1000300 |  |  |  | 0 | pounds-mass
EQ-1000300 | WATER PURIFICATION - DEIONIZER WATE |  |  |  | WATER PURIFICATION - DEIONIZER WATE | 10008240 |  | Facilities | [8 empty] | 1001031 | MODEL TYPE | TYPE |  | Text | 0 |  |  |  | 0 | inches |  |  |  | Active | Hard Spec |  | 0 | inches | days | 0 | US Dollars |  |  |  | 0 | US Dollars |  |  | EQ-1000300 |  |  |  | 0 | pounds-mass
EQ-1000300 | WATER PURIFICATION - DEIONIZER WATE |  |  |  | WATER PURIFICATION - DEIONIZER WATE | 10008240 |  | Facilities | [8 empty] | 1001026 | CAPACITY | CAP |  | Number | 0 |  |  |  | 0 | inches |  |  |  | Active | Hard Spec |  | 0 | inches | days | 0 | US Dollars |  |  |  | 0 | US Dollars |  |  | EQ-1000300 |  |  |  | 0 | pounds-mass
EQ-1000300 | WATER PURIFICATION - DEIONIZER WATE |  |  |  | WATER PURIFICATION - DEIONIZER WATE | 10008240 |  | Facilities | [8 empty] | 1001034 | RUNNING TIME | DUTY |  | Text | 0 |  |  |  | 0 | inches |  |  |  | Active | Hard Spec |  | 0 | inches | days | 0 | US Dollars |  |  |  | 0 | US Dollars |  |  | EQ-1000300 |  |  |  | 0 | pounds-mass
EQ-1000301 | WATER PURIFICATION - DISTILLED WATE |  |  |  | WATER PURIFICATION - DISTILLED WATE | 10008240 |  | Facilities | [8 empty] | 1001052 | MODEL TYPE | TYPE |  | Text | 0 |  |  |  | 0 | inches |  |  |  | Active | Hard Spec |  | 0 | inches | days | 0 | US Dollars |  |  |  | 0 | US Dollars |  |  | EQ-1000301 |  |  |  | 0 | pounds-mass
EQ-1000301 | WATER PURIFICATION - DISTILLED WATE |  |  |  | WATER PURIFICATION - DISTILLED WATE | 10008240 |  | Facilities | [8 empty] | 1001046 | SYSTEM | SYS |  | Text | 0 |  |  |  | 0 | inches |  |  |  | Active | Hard Spec |  | 0 | inches | days | 0 | US Dollars |  |  |  | 0 | US Dollars |  |  | EQ-1000301 |  |  |  | 0 | pounds-mass
EQ-1000301 | WATER PURIFICATION - DISTILLED WATE |  |  |  | WATER PURIFICATION - DISTILLED WATE | 10008240 |  | Facilities | [8 empty] | 1001045 | RUNNING TIME | DUTY |  | Text | 0 |  |  |  | 0 | inches |  |  |  | Active | Hard Spec |  | 0 | inches | days | 0 | US Dollars |  |  |  | 0 | US Dollars |  |  | EQ-1000301 |  |  |  | 0 | pounds-mass
EQ-1000301 | WATER PURIFICATION - DISTILLED WATE |  |  |  | WATER PURIFICATION - DISTILLED WATE | 10008240 |  | Facilities | [8 empty] | 1001051 | SIZE | SZ |  | Text | 0 |  |  |  | 0 | inches |  |  |  | Active | Hard Spec |  | 0 | inches | days | 0 | US Dollars |  |  |  | 0 | US Dollars |  |  | EQ-1000301 |  |  |  | 0 | pounds-mass
EQ-1000301 | WATER PURIFICATION - DISTILLED WATE |  |  |  | WATER PURIFICATION - DISTILLED WATE | 10008240 |  | Facilities | [8 empty] | 1001040 | AMPS | AMPS |  | Number | 0 |  |  |  | 0 | inches |  |  |  | Active | Hard Spec |  | 0 | inches | days | 0 | US Dollars |  |  |  | 0 | US Dollars |  |  | EQ-1000301 |  |  |  | 0 | pounds-mass
EQ-1000301 | WATER PURIFICATION - DISTILLED WATE |  |  |  | WATER PURIFICATION - DISTILLED WATE | 10008240 |  | Facilities | [8 empty] | 1001029 | CAPACITY | CAP |  | Number | 0 |  |  |  | 0 | inches |  |  |  | Active | Hard Spec |  | 0 | inches | days | 0 | US Dollars |  |  |  | 0 | US Dollars |  |  | EQ-1000301 |  |  |  | 0 | pounds-mass
EQ-1000301 | WATER PURIFICATION - DISTILLED WATE |  |  |  | WATER PURIFICATION - DISTILLED WATE | 10008240 |  | Facilities | [8 empty] | 1001038 | VOLTS | VT |  | Number | 0 |  |  |  | 0 | inches |  |  |  | Active | Hard Spec |  | 0 | inches | days | 0 | US Dollars |  |  |  | 0 | US Dollars |  |  | EQ-1000301 |  |  |  | 0 | pounds-mass
EQ-1000302 | WATER PURIFICATION - REVERSE OSMOSI |  |  |  | WATER PURIFICATION - REVERSE OSMOSI | 10008240 |  | Facilities | [8 empty] | 1001042 | VOLTS | VT |  | Number | 0 |  |  |  | 0 | inches |  |  |  | Active | Hard Spec |  | 0 | inches | days | 0 | US Dollars |  |  |  | 0 | US Dollars |  |  | EQ-1000302 |  |  |  | 0 | pounds-mass
EQ-1000302 | WATER PURIFICATION - REVERSE OSMOSI |  |  |  | WATER PURIFICATION - REVERSE OSMOSI | 10008240 |  | Facilities | [8 empty] | 1001043 | CAPACITY | CAP |  | Number | 0 |  |  |  | 0 | inches |  |  |  | Active | Hard Spec |  | 0 | inches | days | 0 | US Dollars |  |  |  | 0 | US Dollars |  |  | EQ-1000302 |  |  |  | 0 | pounds-mass
EQ-1000302 | WATER PURIFICATION - REVERSE OSMOSI |  |  |  | WATER PURIFICATION - REVERSE OSMOSI | 10008240 |  | Facilities | [8 empty] | 1001044 | SIZE | SZ |  | Text | 0 |  |  |  | 0 | inches |  |  |  | Active | Hard Spec |  | 0 | inches | days | 0 | US Dollars |  |  |  | 0 | US Dollars |  |  | EQ-1000302 |  |  |  | 0 | pounds-mass
EQ-1000302 | WATER PURIFICATION - REVERSE OSMOSI |  |  |  | WATER PURIFICATION - REVERSE OSMOSI | 10008240 |  | Facilities | [8 empty] | 1001050 | MODEL TYPE | TYPE |  | Text | 0 |  |  |  | 0 | inches |  |  |  | Active | Hard Spec |  | 0 | inches | days | 0 | US Dollars |  |  |  | 0 | US Dollars |  |  | EQ-1000302 |  |  |  | 0 | pounds-mass
EQ-1000302 | WATER PURIFICATION - REVERSE OSMOSI |  |  |  | WATER PURIFICATION - REVERSE OSMOSI | 10008240 |  | Facilities | [8 empty] | 1001039 | RUNNING TIME | DUTY |  | Text | 0 |  |  |  | 0 | inches |  |  |  | Active | Hard Spec |  | 0 | inches | days | 0 | US Dollars |  |  |  | 0 | US Dollars |  |  | EQ-1000302 |  |  |  | 0 | pounds-mass
EQ-1000302 | WATER PURIFICATION - REVERSE OSMOSI |  |  |  | WATER PURIFICATION - REVERSE OSMOSI | 10008240 |  | Facilities | [8 empty] | 1001048 | AMPS | AMPS |  | Number | 0 |  |  |  | 0 | inches |  |  |  | Active | Hard Spec |  | 0 | inches | days | 0 | US Dollars |  |  |  | 0 | US Dollars |  |  | EQ-1000302 |  |  |  | 0 | pounds-mass
EQ-1000302 | WATER PURIFICATION - REVERSE OSMOSI |  |  |  | WATER PURIFICATION - REVERSE OSMOSI | 10008240 |  | Facilities | [8 empty] | 1001049 | SYSTEM | SYS |  | Text | 0 |  |  |  | 0 | inches |  |  |  | Active | Hard Spec |  | 0 | inches | days | 0 | US Dollars |  |  |  | 0 | US Dollars |  |  | EQ-1000302 |  |  |  | 0 | pounds-mass
EQ-1000303 | WATER SOFTENER |  |  |  | WATER SOFTENER | 10008240 |  | Facilities | [8 empty] | 1001085 | MODEL TYPE | TYPE |  | Text | 0 |  |  |  | 0 | inches |  |  |  | Active | Hard Spec |  | 0 | inches | days | 0 | US Dollars |  |  |  | 0 | US Dollars |  |  | EQ-1000303 |  |  |  | 0 | pounds-mass
EQ-1000303 | WATER SOFTENER |  |  |  | WATER SOFTENER | 10008240 |  | Facilities | [8 empty] | 1001076 | SYSTEM | SYS |  | Text | 0 |  |  |  | 0 | inches |  |  |  | Active | Hard Spec |  | 0 | inches | days | 0 | US Dollars |  |  |  | 0 | US Dollars |  |  | EQ-1000303 |  |  |  | 0 | pounds-mass
EQ-1000303 | WATER SOFTENER |  |  |  | WATER SOFTENER | 10008240 |  | Facilities | [8 empty] | 1001071 | VOLTS | VT |  | Number | 0 |  |  |  | 0 | inches |  |  |  | Active | Hard Spec |  | 0 | inches | days | 0 | US Dollars |  |  |  | 0 | US Dollars |  |  | EQ-1000303 |  |  |  | 0 | pounds-mass
EQ-1000303 | WATER SOFTENER |  |  |  | WATER SOFTENER | 10008240 |  | Facilities | [8 empty] | 1001077 | RUNNING TIME | DUTY |  | Text | 0 |  |  |  | 0 | inches |  |  |  | Active | Hard Spec |  | 0 | inches | days | 0 | US Dollars |  |  |  | 0 | US Dollars |  |  | EQ-1000303 |  |  |  | 0 | pounds-mass
EQ-1000303 | WATER SOFTENER |  |  |  | WATER SOFTENER | 10008240 |  | Facilities | [8 empty] | 1001079 | SIZE | SZ |  | Text | 0 |  |  |  | 0 | inches |  |  |  | Active | Hard Spec |  | 0 | inches | days | 0 | US Dollars |  |  |  | 0 | US Dollars |  |  | EQ-1000303 |  |  |  | 0 | pounds-mass
EQ-1000303 | WATER SOFTENER |  |  |  | WATER SOFTENER | 10008240 |  | Facilities | [8 empty] | 1001083 | CAPACITY | CAP |  | Number | 0 |  |  |  | 0 | inches |  |  |  | Active | Hard Spec |  | 0 | inches | days | 0 | US Dollars |  |  |  | 0 | US Dollars |  |  | EQ-1000303 |  |  |  | 0 | pounds-mass
EQ-1000303 | WATER SOFTENER |  |  |  | WATER SOFTENER | 10008240 |  | Facilities | [8 empty] | 1001081 | AMPS | AMPS |  | Number | 0 |  |  |  | 0 | inches |  |  |  | Active | Hard Spec |  | 0 | inches | days | 0 | US Dollars |  |  |  | 0 | US Dollars |  |  | EQ-1000303 |  |  |  | 0 | pounds-mass
EQ-1000304 | WATER TREATMENT |  |  |  | WATER TREATMENT | 10008240 |  | Facilities | [13 empty] | 0 |  |  |  | 0 | inches |  |  |  | Active | Hard Spec |  | 0 | inches | days | 0 | US Dollars |  |  |  | 0 | US Dollars |  |  | EQ-1000304 |  |  |  | 0 | pounds-mass
EQ-1000305 | WATER WAY LOCK |  |  |  | WATER WAY LOCK | 10008240 |  | Facilities | [8 empty] | 1001072 | GALLONS PER MINUTE | GPM |  | Number | 0 |  |  |  | 0 | inches |  |  |  | Active | Hard Spec |  | 0 | inches | days | 0 | US Dollars |  |  |  | 0 | US Dollars |  |  | EQ-1000305 |  |  |  | 0 | pounds-mass
EQ-1000305 | WATER WAY LOCK |  |  |  | WATER WAY LOCK | 10008240 |  | Facilities | [8 empty] | 1001067 | SERVICE COMPANY | SERCO |  | Text | 0 |  |  |  | 0 | inches |  |  |  | Active | Hard Spec |  | 0 | inches | days | 0 | US Dollars |  |  |  | 0 | US Dollars |  |  | EQ-1000305 |  |  |  | 0 | pounds-mass
EQ-1000305 | WATER WAY LOCK |  |  |  | WATER WAY LOCK | 10008240 |  | Facilities | [8 empty] | 1001070 | CAPACITY | CAP |  | Number | 0 |  |  |  | 0 | inches |  |  |  | Active | Hard Spec |  | 0 | inches | days | 0 | US Dollars |  |  |  | 0 | US Dollars |  |  | EQ-1000305 |  |  |  | 0 | pounds-mass
EQ-1000305 | WATER WAY LOCK |  |  |  | WATER WAY LOCK | 10008240 |  | Facilities | [8 empty] | 1001060 | MODEL TYPE | TYPE |  | Text | 0 |  |  |  | 0 | inches |  |  |  | Active | Hard Spec |  | 0 | inches | days | 0 | US Dollars |  |  |  | 0 | US Dollars |  |  | EQ-1000305 |  |  |  | 0 | pounds-mass
EQ-1000305 | WATER WAY LOCK |  |  |  | WATER WAY LOCK | 10008240 |  | Facilities | [8 empty] | 1001069 | HORSEPOWER | HP |  | Number | 0 |  |  |  | 0 | inches |  |  |  | Active | Hard Spec |  | 0 | inches | days | 0 | US Dollars |  |  |  | 0 | US Dollars |  |  | EQ-1000305 |  |  |  | 0 | pounds-mass
EQ-1000305 | WATER WAY LOCK |  |  |  | WATER WAY LOCK | 10008240 |  | Facilities | [8 empty] | 1001080 | ZONE | ZONE |  | Text | 0 |  |  |  | 0 | inches |  |  |  | Active | Hard Spec |  | 0 | inches | days | 0 | US Dollars |  |  |  | 0 | US Dollars |  |  | EQ-1000305 |  |  |  | 0 | pounds-mass
EQ-1000306 | WELL PUMP |  |  |  | WELL PUMP | 10008240 |  | Facilities | [8 empty] | 1000757 | RUNNING TIME | DUTY |  | Text | 0 |  |  |  | 0 | inches |  |  |  | Active | Hard Spec |  | 0 | inches | days | 0 | US Dollars |  |  |  | 0 | US Dollars |  |  | EQ-1000306 |  |  |  | 0 | pounds-mass
EQ-1000306 | WELL PUMP |  |  |  | WELL PUMP | 10008240 |  | Facilities | [8 empty] | 1000739 | POUNDS PER SQUARE INCH | PSI |  | Number | 0 |  |  |  | 0 | inches |  |  |  | Active | Hard Spec |  | 0 | inches | days | 0 | US Dollars |  |  |  | 0 | US Dollars |  |  | EQ-1000306 |  |  |  | 0 | pounds-mass
EQ-1000306 | WELL PUMP |  |  |  | WELL PUMP | 10008240 |  | Facilities | [8 empty] | 1000740 | BEARING TYPE | BEARING |  | Text | 0 |  |  |  | 0 | inches |  |  |  | Active | Hard Spec |  | 0 | inches | days | 0 | US Dollars |  |  |  | 0 | US Dollars |  |  | EQ-1000306 |  |  |  | 0 | pounds-mass
EQ-1000306 | WELL PUMP |  |  |  | WELL PUMP | 10008240 |  | Facilities | [8 empty] | 1000747 | GALLONS PER MINUTE | GPM |  | Number | 0 |  |  |  | 0 | inches |  |  |  | Active | Hard Spec |  | 0 | inches | days | 0 | US Dollars |  |  |  | 0 | US Dollars |  |  | EQ-1000306 |  |  |  | 0 | pounds-mass
EQ-1000306 | WELL PUMP |  |  |  | WELL PUMP | 10008240 |  | Facilities | [8 empty] | 1000737 | TYPE AND SIZE OF IMPELLER | IMPL |  | Text | 0 |  |  |  | 0 | inches |  |  |  | Active | Hard Spec |  | 0 | inches | days | 0 | US Dollars |  |  |  | 0 | US Dollars |  |  | EQ-1000306 |  |  |  | 0 | pounds-mass
EQ-1000306 | WELL PUMP |  |  |  | WELL PUMP | 10008240 |  | Facilities | [8 empty] | 1000736 | SIZE | SZ |  | Text | 0 |  |  |  | 0 | inches |  |  |  | Active | Hard Spec |  | 0 | inches | days | 0 | US Dollars |  |  |  | 0 | US Dollars |  |  | EQ-1000306 |  |  |  | 0 | pounds-mass
EQ-1000306 | WELL PUMP |  |  |  | WELL PUMP | 10008240 |  | Facilities | [8 empty] | 1000745 | HORSEPOWER | HP |  | Number | 0 |  |  |  | 0 | inches |  |  |  | Active | Hard Spec |  | 0 | inches | days | 0 | US Dollars |  |  |  | 0 | US Dollars |  |  | EQ-1000306 |  |  |  | 0 | pounds-mass
EQ-1000306 | WELL PUMP |  |  |  | WELL PUMP | 10008240 |  | Facilities | [8 empty] | 1000755 | SERVICE COMPANY | SERCO |  | Text | 0 |  |  |  | 0 | inches |  |  |  | Active | Hard Spec |  | 0 | inches | days | 0 | US Dollars |  |  |  | 0 | US Dollars |  |  | EQ-1000306 |  |  |  | 0 | pounds-mass
EQ-1000306 | WELL PUMP |  |  |  | WELL PUMP | 10008240 |  | Facilities | [8 empty] | 1000746 | TYPE AND SIZE OF PACKING | PACK |  | Text | 0 |  |  |  | 0 | inches |  |  |  | Active | Hard Spec |  | 0 | inches | days | 0 | US Dollars |  |  |  | 0 | US Dollars |  |  | EQ-1000306 |  |  |  | 0 | pounds-mass
EQ-1000307 | WET FIRE SUPPRESSION SYSTEM |  |  |  | WET FIRE SUPPRESSION SYSTEM | 10008240 |  | Facilities | [8 empty] | 1000909 | CAPACITY | CAP |  | Number | 0 |  |  |  | 0 | inches |  |  |  | Active | Hard Spec |  | 0 | inches | days | 0 | US Dollars |  |  |  | 0 | US Dollars |  |  | EQ-1000307 |  |  |  | 0 | pounds-mass
EQ-1000307 | WET FIRE SUPPRESSION SYSTEM |  |  |  | WET FIRE SUPPRESSION SYSTEM | 10008240 |  | Facilities | [8 empty] | 1000904 | EQUIPMENT LOCATION | LOC |  | Text | 0 |  |  |  | 0 | inches |  |  |  | Active | Hard Spec |  | 0 | inches | days | 0 | US Dollars |  |  |  | 0 | US Dollars |  |  | EQ-1000307 |  |  |  | 0 | pounds-mass
EQ-1000307 | WET FIRE SUPPRESSION SYSTEM |  |  |  | WET FIRE SUPPRESSION SYSTEM | 10008240 |  | Facilities | [8 empty] | 1000910 | RUNNING TIME | DUTY |  | Text | 0 |  |  |  | 0 | inches |  |  |  | Active | Hard Spec |  | 0 | inches | days | 0 | US Dollars |  |  |  | 0 | US Dollars |  |  | EQ-1000307 |  |  |  | 0 | pounds-mass
EQ-1000307 | WET FIRE SUPPRESSION SYSTEM |  |  |  | WET FIRE SUPPRESSION SYSTEM | 10008240 |  | Facilities | [8 empty] | 1000900 | SERVICE COMPANY | SERCO |  | Text | 0 |  |  |  | 0 | inches |  |  |  | Active | Hard Spec |  | 0 | inches | days | 0 | US Dollars |  |  |  | 0 | US Dollars |  |  | EQ-1000307 |  |  |  | 0 | pounds-mass
EQ-1000307 | WET FIRE SUPPRESSION SYSTEM |  |  |  | WET FIRE SUPPRESSION SYSTEM | 10008240 |  | Facilities | [8 empty] | 1000896 | PRESSURE | PRESS |  | Number | 0 |  |  |  | 0 | inches |  |  |  | Active | Hard Spec |  | 0 | inches | days | 0 | US Dollars |  |  |  | 0 | US Dollars |  |  | EQ-1000307 |  |  |  | 0 | pounds-mass
EQ-1000308 | WET/DRY FIRE SUPPRESSION SYSTEM |  |  |  | WET/DRY FIRE SUPPRESSION SYSTEM | 10008240 |  | Facilities | [8 empty] | 1000903 | RUNNING TIME | DUTY |  | Text | 0 |  |  |  | 0 | inches |  |  |  | Active | Hard Spec |  | 0 | inches | days | 0 | US Dollars |  |  |  | 0 | US Dollars |  |  | EQ-1000308 |  |  |  | 0 | pounds-mass
EQ-1000308 | WET/DRY FIRE SUPPRESSION SYSTEM |  |  |  | WET/DRY FIRE SUPPRESSION SYSTEM | 10008240 |  | Facilities | [8 empty] | 1000897 | CAPACITY | CAP |  | Number | 0 |  |  |  | 0 | inches |  |  |  | Active | Hard Spec |  | 0 | inches | days | 0 | US Dollars |  |  |  | 0 | US Dollars |  |  | EQ-1000308 |  |  |  | 0 | pounds-mass
EQ-1000308 | WET/DRY FIRE SUPPRESSION SYSTEM |  |  |  | WET/DRY FIRE SUPPRESSION SYSTEM | 10008240 |  | Facilities | [8 empty] | 1000895 | PRESSURE | PRESS |  | Number | 0 |  |  |  | 0 | inches |  |  |  | Active | Hard Spec |  | 0 | inches | days | 0 | US Dollars |  |  |  | 0 | US Dollars |  |  | EQ-1000308 |  |  |  | 0 | pounds-mass
EQ-1000308 | WET/DRY FIRE SUPPRESSION SYSTEM |  |  |  | WET/DRY FIRE SUPPRESSION SYSTEM | 10008240 |  | Facilities | [8 empty] | 1000906 | SERVICE COMPANY | SERCO |  | Text | 0 |  |  |  | 0 | inches |  |  |  | Active | Hard Spec |  | 0 | inches | days | 0 | US Dollars |  |  |  | 0 | US Dollars |  |  | EQ-1000308 |  |  |  | 0 | pounds-mass
EQ-1000308 | WET/DRY FIRE SUPPRESSION SYSTEM |  |  |  | WET/DRY FIRE SUPPRESSION SYSTEM | 10008240 |  | Facilities | [8 empty] | 1000899 | EQUIPMENT LOCATION | LOC |  | Text | 0 |  |  |  | 0 | inches |  |  |  | Active | Hard Spec |  | 0 | inches | days | 0 | US Dollars |  |  |  | 0 | US Dollars |  |  | EQ-1000308 |  |  |  | 0 | pounds-mass
EQ-1000309 | WET WELL |  |  |  | WET WELL | 10008240 |  | Facilities | [13 empty] | 0 |  |  |  | 0 | inches |  |  |  | Active | Hard Spec |  | 0 | inches | days | 0 | US Dollars |  |  |  | 0 | US Dollars |  |  | EQ-1000309 |  |  |  | 0 | pounds-mass
EQ-1000310 | WHEELCHAIR |  |  |  | WHEELCHAIR | 10008240 |  | Facilities | [8 empty] | 1001037 | SERVICE COMPANY | SERCO |  | Text | 0 |  |  |  | 0 | inches |  |  |  | Active | Hard Spec |  | 0 | inches | days | 0 | US Dollars |  |  |  | 0 | US Dollars |  |  | EQ-1000310 |  |  |  | 0 | pounds-mass
EQ-1000310 | WHEELCHAIR |  |  |  | WHEELCHAIR | 10008240 |  | Facilities | [8 empty] | 1001033 | MODEL TYPE | TYPE |  | Text | 0 |  |  |  | 0 | inches |  |  |  | Active | Hard Spec |  | 0 | inches | days | 0 | US Dollars |  |  |  | 0 | US Dollars |  |  | EQ-1000310 |  |  |  | 0 | pounds-mass
EQ-1000311 | WIND ENERGY SYSTEM |  |  |  | WIND ENERGY SYSTEM | 10008240 | D5030 - General Purpose Electrical Power | Facilities | [13 empty] | 0 |  |  |  | 0 | inches |  |  |  | Revision In Progress | Hard Spec |  | 0 | inches | days | 0 | US Dollars |  |  |  | 0 | US Dollars |  |  | EQ-1000311 |  |  |  | 0 | pounds-mass
EQ-1000312 | WHITE ROOF |  |  |  | WHITE ROOF | 10008240 | B3010 - Roofing | Facilities | [13 empty] | 0 |  |  |  | 0 | inches |  |  |  | Revision In Progress | Hard Spec |  | 0 | inches | days | 0 | US Dollars |  |  |  | 0 | US Dollars |  |  | EQ-1000312 |  |  |  | 0 | pounds-mass
EQ-1000313 | WIND TOWERS |  |  |  | WIND TOWER - POWER GENERATION | 10008240 |  | Facilities | [13 empty] | 0 |  |  |  | 0 | inches |  |  |  | Active | Hard Spec |  | 0 | inches | days | 0 | US Dollars |  |  |  | 0 | US Dollars |  |  | EQ-1000313 |  |  |  | 0 | pounds-mass
EQ-1000314 | WINDOW AIR CONDITIONER |  |  |  | WINDOW AIR CONDITIONER | 10008240 |  | Facilities | [8 empty] | 1000005 | TONS | TONS |  | Number | 0 |  |  |  | 0 | inches |  |  |  | Active | Hard Spec |  | 0 | inches | days | 0 | US Dollars |  |  |  | 0 | US Dollars |  |  | EQ-1000314 |  |  |  | 0 | pounds-mass
EQ-1000314 | WINDOW AIR CONDITIONER |  |  |  | WINDOW AIR CONDITIONER | 10008240 |  | Facilities | [8 empty] | 1000032 | REFRIGERANT TYPE | REFG |  | Text | 0 |  |  |  | 0 | inches |  |  |  | Active | Hard Spec |  | 0 | inches | days | 0 | US Dollars |  |  |  | 0 | US Dollars |  |  | EQ-1000314 |  |  |  | 0 | pounds-mass
EQ-1000314 | WINDOW AIR CONDITIONER |  |  |  | WINDOW AIR CONDITIONER | 10008240 |  | Facilities | [8 empty] | 1000034 | SERVICE COMPANY | SERCO |  | Text | 0 |  |  |  | 0 | inches |  |  |  | Active | Hard Spec |  | 0 | inches | days | 0 | US Dollars |  |  |  | 0 | US Dollars |  |  | EQ-1000314 |  |  |  | 0 | pounds-mass
EQ-1000314 | WINDOW AIR CONDITIONER |  |  |  | WINDOW AIR CONDITIONER | 10008240 |  | Facilities | [8 empty] | 1000041 | VOLTS | VT |  | Number | 0 |  |  |  | 0 | inches |  |  |  | Active | Hard Spec |  | 0 | inches | days | 0 | US Dollars |  |  |  | 0 | US Dollars |  |  | EQ-1000314 |  |  |  | 0 | pounds-mass
EQ-1000314 | WINDOW AIR CONDITIONER |  |  |  | WINDOW AIR CONDITIONER | 10008240 |  | Facilities | [8 empty] | 1000043 | AMPS | AMPS |  | Number | 0 |  |  |  | 0 | inches |  |  |  | Active | Hard Spec |  | 0 | inches | days | 0 | US Dollars |  |  |  | 0 | US Dollars |  |  | EQ-1000314 |  |  |  | 0 | pounds-mass
EQ-1000315 | PM Rounds |  |  |  | PM Rounds | 10008240 | PM Rounds | Facilities | [13 empty] | 0 |  |  |  | 0 | feet |  |  |  | Active | Hard Spec |  | 0 | feet | days | 0 | US Dollars |  |  |  | 0 | US Dollars |  |  | EQ-1000315 |  |  |  | 0 | pounds-mass
EQ-1000316 | ELECTRICAL DISCONNECT | FOR ISOLATING INDIVIUDAL EQUIPMENT. Disconnect switches may be categorized as fusible, non-fusible, enclosed fusible, and enclosed non-fusible switches. |  |  | MAIN SECONDARY DISCONNECT | 10008240 | D5020.90 - Electrical Service and Distribution Supplementary Components | Facilities | [13 empty] | 0 |  |  |  | 0 | feet |  |  |  | Active | Hard Spec |  | 0 | feet | days | 0 | US Dollars |  |  |  | 0 | US Dollars |  |  | EQ-1000316 |  |  |  | 0 | pounds-mass
EQ-1000317 | METER-UTILITY |  |  |  | METER-UTILITY | 10008240 |  | Facilities | [8 empty] | 1008302 | Service Provider |  |  | Text | 0 |  |  |  | 0 | feet |  |  |  | Draft | Hard Spec |  | 0 | feet | days | 0 | US Dollars |  |  |  | 0 | US Dollars |  |  | EQ-1000317 |  |  |  | 0 | pounds-mass
EQ-1000317 | METER-UTILITY |  |  |  | METER-UTILITY | 10008240 |  | Facilities | [8 empty] | 1008298 | Account Number |  |  | Text | 0 |  |  |  | 0 | feet |  |  |  | Draft | Hard Spec |  | 0 | feet | days | 0 | US Dollars |  |  |  | 0 | US Dollars |  |  | EQ-1000317 |  |  |  | 0 | pounds-mass
EQ-1000317 | METER-UTILITY |  |  |  | METER-UTILITY | 10008240 |  | Facilities | [8 empty] | 1008301 | Service Provider Address |  |  | Text | 0 |  |  |  | 0 | feet |  |  |  | Draft | Hard Spec |  | 0 | feet | days | 0 | US Dollars |  |  |  | 0 | US Dollars |  |  | EQ-1000317 |  |  |  | 0 | pounds-mass
EQ-1000317 | METER-UTILITY |  |  |  | METER-UTILITY | 10008240 |  | Facilities | [8 empty] | 1008306 | Contact Number |  |  | Text | 0 |  |  |  | 0 | feet |  |  |  | Draft | Hard Spec |  | 0 | feet | days | 0 | US Dollars |  |  |  | 0 | US Dollars |  |  | EQ-1000317 |  |  |  | 0 | pounds-mass
EQ-1000317 | METER-UTILITY |  |  |  | METER-UTILITY | 10008240 |  | Facilities | [8 empty] | 1008305 | Meter Number |  |  | Text | 0 |  |  |  | 0 | feet |  |  |  | Draft | Hard Spec |  | 0 | feet | days | 0 | US Dollars |  |  |  | 0 | US Dollars |  |  | EQ-1000317 |  |  |  | 0 | pounds-mass
EQ-1000317 | METER-UTILITY |  |  |  | METER-UTILITY | 10008240 |  | Facilities | [8 empty] | 1008304 | Meter Location |  |  | Text | 0 |  |  |  | 0 | feet |  |  |  | Draft | Hard Spec |  | 0 | feet | days | 0 | US Dollars |  |  |  | 0 | US Dollars |  |  | EQ-1000317 |  |  |  | 0 | pounds-mass
EQ-1000317 | METER-UTILITY |  |  |  | METER-UTILITY | 10008240 |  | Facilities | [8 empty] | 1008303 | Meter Address |  |  | Text | 0 |  |  |  | 0 | feet |  |  |  | Draft | Hard Spec |  | 0 | feet | days | 0 | US Dollars |  |  |  | 0 | US Dollars |  |  | EQ-1000317 |  |  |  | 0 | pounds-mass
EQ-1000317 | METER-UTILITY |  |  |  | METER-UTILITY | 10008240 |  | Facilities | [8 empty] | 1008307 | Contact Name |  |  | Text | 0 |  |  |  | 0 | feet |  |  |  | Draft | Hard Spec |  | 0 | feet | days | 0 | US Dollars |  |  |  | 0 | US Dollars |  |  | EQ-1000317 |  |  |  | 0 | pounds-mass
EQ-1000318 | INSTRUMENTATION | CATEGORY - ELECTRONICS [SOLAR EQUIPMENT] |  |  | SOLAR ENERGY SYSTEM | 10008240 |  | Facilities | [13 empty] | 0 |  |  |  | 0 | inches |  |  |  | Draft | Hard Spec |  | 0 | inches | days | 0 | US Dollars |  |  |  | 0 | US Dollars |  |  | EQ-1000318 |  |  |  | 0 | pounds-mass
EQ-1000319 | STRUCTURAL EQUIPMENT FRAME-SOLAR | MOUNTING STRUCTURES FOR PHOTO-VOLTAIC HARDWARE EQUIPMENT (SOLAR PANELS) -COMMERCIAL/BALLASTED -POLE MOUNTS -ROOF & GROUND MOUNTS |  |  | SOLAR ENERGY SYSTEM | 10008240 | F1020.40 - Manufacturer-Engineered Structures | Facilities | [13 empty] | 0 |  |  | 05 10 00-Structural Metal Framing | 0 | feet |  |  | Equipment | Revision In Progress | Hard Spec |  | 0 | feet | days | 0 | US Dollars |  |  |  | 0 | US Dollars |  |  | EQ-1000319 |  |  |  | 0 | pounds-mass
EQ-1000320 | INVERTER | A solar inverter or PV inverter, is a type of electrical converter which converts the variable direct current (DC) output of a photovoltaic (PV) solar panel into a utility frequency alternating current (AC) that is fed into a commercial electrical grid or used by an off-grid electrical network. |  |  | SOLAR ENERGY SYSTEM | 10008240 | D5010.30 - Photovoltaic Collectors | Facilities | [13 empty] | 0 |  |  |  | 0 | feet |  |  |  | Active | Hard Spec |  | 0 | feet | days | 0 | US Dollars |  |  |  | 0 | US Dollars |  |  | EQ-1000320 |  |  |  | 0 | pounds-mass
EQ-1000321 | GAS METER | GAS METER |  |  | GAS METER | 10008240 | D3010 - Facility Fuel Systems | Facilities | [13 empty] | 0 |  |  |  | 0 | feet |  |  |  | Active | Hard Spec |  | 0 | feet | days | 0 | US Dollars |  |  |  | 0 | US Dollars |  |  | EQ-1000321 |  |  |  | 0 | pounds-mass
EQ-1000322 | RENEWABLE METER | RENEWABLE METER |  |  | RENEWABLE METER | 10008240 | D5020.10 - Electrical Service | Facilities | [13 empty] | 0 |  |  |  | 0 | feet |  |  |  | Revision In Progress | Hard Spec |  | 0 | feet | days | 0 | US Dollars |  |  |  | 0 | US Dollars |  |  | EQ-1000322 |  |  |  | 0 | pounds-mass
EQ-1000323 | HOT WATER METER | HOT WATER METER |  |  | HOT WATER METER | 10008240 | G3010.10 - SITE DOMESTIC WATER DISTRIBUTION | Facilities | [13 empty] | 0 |  |  |  | 0 | feet |  |  |  | Revision In Progress | Hard Spec |  | 0 | feet | days | 0 | US Dollars |  |  |  | 0 | US Dollars |  |  | EQ-1000323 |  |  |  | 0 | pounds-mass
EQ-1000324 | OIL METER | OIL METER |  |  | OIL METER | 10008240 |  | Facilities | [13 empty] | 0 |  |  |  | 0 | feet |  |  |  | Active | Hard Spec |  | 0 | feet | days | 0 | US Dollars |  |  |  | 0 | US Dollars |  |  | EQ-1000324 |  |  |  | 0 | pounds-mass
EQ-1000325 | PROPANE METER | PROPANE METER |  |  | PROPANE METER | 10008240 |  | Facilities | [13 empty] | 0 |  |  |  | 0 | feet |  |  |  | Active | Hard Spec |  | 0 | feet | days | 0 | US Dollars |  |  |  | 0 | US Dollars |  |  | EQ-1000325 |  |  |  | 0 | pounds-mass
EQ-1000326 | TANK, UNDERGROUND STORAGE (UST) FUEL | FUEL [OIL, GASOLINE] In accordance with Massachusetts general law, 310 CMR 80.00, an underground storage tank (UST) system is defined as: “Any underground structure, including without limitation, underground pipes connected thereto, that contains regulated substance and the volume of which, including the volume of underground pipes connected thereto, is 10% or more beneath the surface of the ground.” |  |  | FUEL TANK - UST | 10008240 | D3010.50 - Fuel Storage Tanks | Facilities | [8 empty] | 1021474 | 02b) FUEL [DETAILS] | SELECT ALL THAT APPLY: (1) FUEL OIL NUMBER, (2) ULTRA-LOW SULFUR DIESEL, (3) TYPE OF HAZARDOUS MATERIAL _________________ |  | Text | 0 |  |  | 33 56 16-Underground Fuel-Storage Tanks | 0 | feet |  |  |  | Active | Hard Spec |  | 0 | feet | days | 0 | US Dollars |  |  |  | 0 | US Dollars |  |  | EQ-1000326 |  |  |  | 0 | pounds-mass
EQ-1000326 | TANK, UNDERGROUND STORAGE (UST) FUEL | FUEL [OIL, GASOLINE] In accordance with Massachusetts general law, 310 CMR 80.00, an underground storage tank (UST) system is defined as: “Any underground structure, including without limitation, underground pipes connected thereto, that contains regulated substance and the volume of which, including the volume of underground pipes connected thereto, is 10% or more beneath the surface of the ground.” |  |  | FUEL TANK - UST | 10008240 | D3010.50 - Fuel Storage Tanks | Facilities | [8 empty] | 1021475 | 01b) TANK [NUMBER OF WALLS] | SELECT ONE: (1) DOUBLE-WALL, (2) SINGLE-WALL |  | Text | 0 |  |  | 33 56 16-Underground Fuel-Storage Tanks | 0 | feet |  |  |  | Active | Hard Spec |  | 0 | feet | days | 0 | US Dollars |  |  |  | 0 | US Dollars |  |  | EQ-1000326 |  |  |  | 0 | pounds-mass
EQ-1000326 | TANK, UNDERGROUND STORAGE (UST) FUEL | FUEL [OIL, GASOLINE] In accordance with Massachusetts general law, 310 CMR 80.00, an underground storage tank (UST) system is defined as: “Any underground structure, including without limitation, underground pipes connected thereto, that contains regulated substance and the volume of which, including the volume of underground pipes connected thereto, is 10% or more beneath the surface of the ground.” |  |  | FUEL TANK - UST | 10008240 | D3010.50 - Fuel Storage Tanks | Facilities | [8 empty] | 1021476 | 10b) OVERFILL PREVENTION DEVICE [INSTALL DATE] | DOCUMENT FORMAT: MM / DD / YYYY |  | Text | 0 |  |  | 33 56 16-Underground Fuel-Storage Tanks | 0 | feet |  |  |  | Active | Hard Spec |  | 0 | feet | days | 0 | US Dollars |  |  |  | 0 | US Dollars |  |  | EQ-1000326 |  |  |  | 0 | pounds-mass
EQ-1000326 | TANK, UNDERGROUND STORAGE (UST) FUEL | FUEL [OIL, GASOLINE] In accordance with Massachusetts general law, 310 CMR 80.00, an underground storage tank (UST) system is defined as: “Any underground structure, including without limitation, underground pipes connected thereto, that contains regulated substance and the volume of which, including the volume of underground pipes connected thereto, is 10% or more beneath the surface of the ground.” |  |  | FUEL TANK - UST | 10008240 | D3010.50 - Fuel Storage Tanks | Facilities | [8 empty] | 1021477 | 16) RTC PLAN REQUIRED? | SELECT ONE: YES, NO |  | Text | 0 |  |  | 33 56 16-Underground Fuel-Storage Tanks | 0 | feet |  |  |  | Active | Hard Spec |  | 0 | feet | days | 0 | US Dollars |  |  |  | 0 | US Dollars |  |  | EQ-1000326 |  |  |  | 0 | pounds-mass
EQ-1000326 | TANK, UNDERGROUND STORAGE (UST) FUEL | FUEL [OIL, GASOLINE] In accordance with Massachusetts general law, 310 CMR 80.00, an underground storage tank (UST) system is defined as: “Any underground structure, including without limitation, underground pipes connected thereto, that contains regulated substance and the volume of which, including the volume of underground pipes connected thereto, is 10% or more beneath the surface of the ground.” |  |  | FUEL TANK - UST | 10008240 | D3010.50 - Fuel Storage Tanks | Facilities | [8 empty] | 1021478 | 15) TPI REPORT REQUIRED? | SELECT ONE: YES, NO |  | Text | 0 |  |  | 33 56 16-Underground Fuel-Storage Tanks | 0 | feet |  |  |  | Active | Hard Spec |  | 0 | feet | days | 0 | US Dollars |  |  |  | 0 | US Dollars |  |  | EQ-1000326 |  |  |  | 0 | pounds-mass
EQ-1000326 | TANK, UNDERGROUND STORAGE (UST) FUEL | FUEL [OIL, GASOLINE] In accordance with Massachusetts general law, 310 CMR 80.00, an underground storage tank (UST) system is defined as: “Any underground structure, including without limitation, underground pipes connected thereto, that contains regulated substance and the volume of which, including the volume of underground pipes connected thereto, is 10% or more beneath the surface of the ground.” |  |  | FUEL TANK - UST | 10008240 | D3010.50 - Fuel Storage Tanks | Facilities | [8 empty] | 1021479 | 17) COMPLIANCE CERTIFICATION REQUIRED? | SELECT ONE: YES, NO |  | Text | 0 |  |  | 33 56 16-Underground Fuel-Storage Tanks | 0 | feet |  |  |  | Active | Hard Spec |  | 0 | feet | days | 0 | US Dollars |  |  |  | 0 | US Dollars |  |  | EQ-1000326 |  |  |  | 0 | pounds-mass
EQ-1000326 | TANK, UNDERGROUND STORAGE (UST) FUEL | FUEL [OIL, GASOLINE] In accordance with Massachusetts general law, 310 CMR 80.00, an underground storage tank (UST) system is defined as: “Any underground structure, including without limitation, underground pipes connected thereto, that contains regulated substance and the volume of which, including the volume of underground pipes connected thereto, is 10% or more beneath the surface of the ground.” |  |  | FUEL TANK - UST | 10008240 | D3010.50 - Fuel Storage Tanks | Facilities | [8 empty] | 1021480 | 26) _________________________________ | _________________________________ |  | Text | 0 |  |  | 33 56 16-Underground Fuel-Storage Tanks | 0 | feet |  |  |  | Active | Hard Spec |  | 0 | feet | days | 0 | US Dollars |  |  |  | 0 | US Dollars |  |  | EQ-1000326 |  |  |  | 0 | pounds-mass
EQ-1000326 | TANK, UNDERGROUND STORAGE (UST) FUEL | FUEL [OIL, GASOLINE] In accordance with Massachusetts general law, 310 CMR 80.00, an underground storage tank (UST) system is defined as: “Any underground structure, including without limitation, underground pipes connected thereto, that contains regulated substance and the volume of which, including the volume of underground pipes connected thereto, is 10% or more beneath the surface of the ground.” |  |  | FUEL TANK - UST | 10008240 | D3010.50 - Fuel Storage Tanks | Facilities | [8 empty] | 1021481 | 11) CORROSION PREVENTION [TANK] | SELECT TYPE: (1) IMPRESSED CURRENT, (2) ANODE - FIELD, (3) ANODE - MANUFACTURED, (4) N/A, (5) OTHER ___________ |  | Text | 0 |  |  | 33 56 16-Underground Fuel-Storage Tanks | 0 | feet |  |  |  | Active | Hard Spec |  | 0 | feet | days | 0 | US Dollars |  |  |  | 0 | US Dollars |  |  | EQ-1000326 |  |  |  | 0 | pounds-mass
EQ-1000326 | TANK, UNDERGROUND STORAGE (UST) FUEL | FUEL [OIL, GASOLINE] In accordance with Massachusetts general law, 310 CMR 80.00, an underground storage tank (UST) system is defined as: “Any underground structure, including without limitation, underground pipes connected thereto, that contains regulated substance and the volume of which, including the volume of underground pipes connected thereto, is 10% or more beneath the surface of the ground.” |  |  | FUEL TANK - UST | 10008240 | D3010.50 - Fuel Storage Tanks | Facilities | [8 empty] | 1021482 | 12) CORROSION PREVENTION [PIPING] | SELECT TYPE: (1) IMPRESSED CURRENT, (2) ANODE - FIELD, (3) ANODE - MANUFACTURED, (4) N/A, (5) OTHER ___________ |  | Text | 0 |  |  | 33 56 16-Underground Fuel-Storage Tanks | 0 | feet |  |  |  | Active | Hard Spec |  | 0 | feet | days | 0 | US Dollars |  |  |  | 0 | US Dollars |  |  | EQ-1000326 |  |  |  | 0 | pounds-mass
EQ-1000326 | TANK, UNDERGROUND STORAGE (UST) FUEL | FUEL [OIL, GASOLINE] In accordance with Massachusetts general law, 310 CMR 80.00, an underground storage tank (UST) system is defined as: “Any underground structure, including without limitation, underground pipes connected thereto, that contains regulated substance and the volume of which, including the volume of underground pipes connected thereto, is 10% or more beneath the surface of the ground.” |  |  | FUEL TANK - UST | 10008240 | D3010.50 - Fuel Storage Tanks | Facilities | [8 empty] | 1021483 | 06) SPILL BUCKET [INSTALLED ?] | SELECT ONE: YES, NO, N/A |  | Text | 0 |  |  | 33 56 16-Underground Fuel-Storage Tanks | 0 | feet |  |  |  | Active | Hard Spec |  | 0 | feet | days | 0 | US Dollars |  |  |  | 0 | US Dollars |  |  | EQ-1000326 |  |  |  | 0 | pounds-mass
EQ-1000326 | TANK, UNDERGROUND STORAGE (UST) FUEL | FUEL [OIL, GASOLINE] In accordance with Massachusetts general law, 310 CMR 80.00, an underground storage tank (UST) system is defined as: “Any underground structure, including without limitation, underground pipes connected thereto, that contains regulated substance and the volume of which, including the volume of underground pipes connected thereto, is 10% or more beneath the surface of the ground.” |  |  | FUEL TANK - UST | 10008240 | D3010.50 - Fuel Storage Tanks | Facilities | [8 empty] | 1021484 | 06b) SPILL BUCKET [HAS SENSOR ?] | SELECT ONE: YES, NO, N/A |  | Text | 0 |  |  | 33 56 16-Underground Fuel-Storage Tanks | 0 | feet |  |  |  | Active | Hard Spec |  | 0 | feet | days | 0 | US Dollars |  |  |  | 0 | US Dollars |  |  | EQ-1000326 |  |  |  | 0 | pounds-mass
EQ-1000326 | TANK, UNDERGROUND STORAGE (UST) FUEL | FUEL [OIL, GASOLINE] In accordance with Massachusetts general law, 310 CMR 80.00, an underground storage tank (UST) system is defined as: “Any underground structure, including without limitation, underground pipes connected thereto, that contains regulated substance and the volume of which, including the volume of underground pipes connected thereto, is 10% or more beneath the surface of the ground.” |  |  | FUEL TANK - UST | 10008240 | D3010.50 - Fuel Storage Tanks | Facilities | [8 empty] | 1021485 | 08) LEAK DETECTION - TANK [TYPE] | SELECT ONE: (1) INTERSTITIAL, (2) STATIC IN-TANK, (3) CONTINUOUS IN-TANK, (4) SIR, (5) SOIL VAPOR, (6) MANUAL TANK GAUGING, (7) OTHER _____________ |  | Text | 0 |  |  | 33 56 16-Underground Fuel-Storage Tanks | 0 | feet |  |  |  | Active | Hard Spec |  | 0 | feet | days | 0 | US Dollars |  |  |  | 0 | US Dollars |  |  | EQ-1000326 |  |  |  | 0 | pounds-mass
EQ-1000326 | TANK, UNDERGROUND STORAGE (UST) FUEL | FUEL [OIL, GASOLINE] In accordance with Massachusetts general law, 310 CMR 80.00, an underground storage tank (UST) system is defined as: “Any underground structure, including without limitation, underground pipes connected thereto, that contains regulated substance and the volume of which, including the volume of underground pipes connected thereto, is 10% or more beneath the surface of the ground.” |  |  | FUEL TANK - UST | 10008240 | D3010.50 - Fuel Storage Tanks | Facilities | [8 empty] | 1021486 | 08a) LEAK DETECTION -TANK [INSTALL DATE] | DOCUMENT FORMAT: MM / DD / YYYY |  | Text | 0 |  |  | 33 56 16-Underground Fuel-Storage Tanks | 0 | feet |  |  |  | Active | Hard Spec |  | 0 | feet | days | 0 | US Dollars |  |  |  | 0 | US Dollars |  |  | EQ-1000326 |  |  |  | 0 | pounds-mass
EQ-1000326 | TANK, UNDERGROUND STORAGE (UST) FUEL | FUEL [OIL, GASOLINE] In accordance with Massachusetts general law, 310 CMR 80.00, an underground storage tank (UST) system is defined as: “Any underground structure, including without limitation, underground pipes connected thereto, that contains regulated substance and the volume of which, including the volume of underground pipes connected thereto, is 10% or more beneath the surface of the ground.” |  |  | FUEL TANK - UST | 10008240 | D3010.50 - Fuel Storage Tanks | Facilities | [8 empty] | 1021487 | 05c) SUMP PUMP [HAS CONTINUOUSLY MONITORED SENSOR] | SELECT ONE: YES, NO, N/A |  | Text | 0 |  |  | 33 56 16-Underground Fuel-Storage Tanks | 0 | feet |  |  |  | Active | Hard Spec |  | 0 | feet | days | 0 | US Dollars |  |  |  | 0 | US Dollars |  |  | EQ-1000326 |  |  |  | 0 | pounds-mass
EQ-1000326 | TANK, UNDERGROUND STORAGE (UST) FUEL | FUEL [OIL, GASOLINE] In accordance with Massachusetts general law, 310 CMR 80.00, an underground storage tank (UST) system is defined as: “Any underground structure, including without limitation, underground pipes connected thereto, that contains regulated substance and the volume of which, including the volume of underground pipes connected thereto, is 10% or more beneath the surface of the ground.” |  |  | FUEL TANK - UST | 10008240 | D3010.50 - Fuel Storage Tanks | Facilities | [8 empty] | 1021488 | 03b) PIPING [MATERIAL OF CONSTRUCTION] | SELECT ONE: (1) METAL, (2) NON-CORRODIBLE MATERIAL, (3) METAL IN TRENCH WITH IMPERVIOUS LINER |  | Text | 0 |  |  | 33 56 16-Underground Fuel-Storage Tanks | 0 | feet |  |  |  | Active | Hard Spec |  | 0 | feet | days | 0 | US Dollars |  |  |  | 0 | US Dollars |  |  | EQ-1000326 |  |  |  | 0 | pounds-mass
EQ-1000326 | TANK, UNDERGROUND STORAGE (UST) FUEL | FUEL [OIL, GASOLINE] In accordance with Massachusetts general law, 310 CMR 80.00, an underground storage tank (UST) system is defined as: “Any underground structure, including without limitation, underground pipes connected thereto, that contains regulated substance and the volume of which, including the volume of underground pipes connected thereto, is 10% or more beneath the surface of the ground.” |  |  | FUEL TANK - UST | 10008240 | D3010.50 - Fuel Storage Tanks | Facilities | [8 empty] | 1021489 | 10) OVERFILL PREVENTION DEVICE [INSTALLED ?] | SELECT ONE: YES, NO, N/A |  | Text | 0 |  |  | 33 56 16-Underground Fuel-Storage Tanks | 0 | feet |  |  |  | Active | Hard Spec |  | 0 | feet | days | 0 | US Dollars |  |  |  | 0 | US Dollars |  |  | EQ-1000326 |  |  |  | 0 | pounds-mass
EQ-1000326 | TANK, UNDERGROUND STORAGE (UST) FUEL | FUEL [OIL, GASOLINE] In accordance with Massachusetts general law, 310 CMR 80.00, an underground storage tank (UST) system is defined as: “Any underground structure, including without limitation, underground pipes connected thereto, that contains regulated substance and the volume of which, including the volume of underground pipes connected thereto, is 10% or more beneath the surface of the ground.” |  |  | FUEL TANK - UST | 10008240 | D3010.50 - Fuel Storage Tanks | Facilities | [8 empty] | 1021490 | 05b) SUMP PUMP TYPE | SELECT ONE: (1) SUBMERSIBLE, (2) TURBINE, (3) INTERMEDIATE, (4) NONE, (5) OTHER ____________ |  | Text | 0 |  |  | 33 56 16-Underground Fuel-Storage Tanks | 0 | feet |  |  |  | Active | Hard Spec |  | 0 | feet | days | 0 | US Dollars |  |  |  | 0 | US Dollars |  |  | EQ-1000326 |  |  |  | 0 | pounds-mass
EQ-1000326 | TANK, UNDERGROUND STORAGE (UST) FUEL | FUEL [OIL, GASOLINE] In accordance with Massachusetts general law, 310 CMR 80.00, an underground storage tank (UST) system is defined as: “Any underground structure, including without limitation, underground pipes connected thereto, that contains regulated substance and the volume of which, including the volume of underground pipes connected thereto, is 10% or more beneath the surface of the ground.” |  |  | FUEL TANK - UST | 10008240 | D3010.50 - Fuel Storage Tanks | Facilities | [8 empty] | 1021491 | 06a) SPILL BUCKET [INSTALL DATE] | DOCUMENT FORMAT: MM / DD / YYYY |  | Text | 0 |  |  | 33 56 16-Underground Fuel-Storage Tanks | 0 | feet |  |  |  | Active | Hard Spec |  | 0 | feet | days | 0 | US Dollars |  |  |  | 0 | US Dollars |  |  | EQ-1000326 |  |  |  | 0 | pounds-mass
EQ-1000326 | TANK, UNDERGROUND STORAGE (UST) FUEL | FUEL [OIL, GASOLINE] In accordance with Massachusetts general law, 310 CMR 80.00, an underground storage tank (UST) system is defined as: “Any underground structure, including without limitation, underground pipes connected thereto, that contains regulated substance and the volume of which, including the volume of underground pipes connected thereto, is 10% or more beneath the surface of the ground.” |  |  | FUEL TANK - UST | 10008240 | D3010.50 - Fuel Storage Tanks | Facilities | [8 empty] | 1021492 | 09a) TANK MONITORING SYSTEM [INSTALL DATE] | DOCUMENT FORMAT: MM / DD / YYYY |  | Text | 0 |  |  | 33 56 16-Underground Fuel-Storage Tanks | 0 | feet |  |  |  | Active | Hard Spec |  | 0 | feet | days | 0 | US Dollars |  |  |  | 0 | US Dollars |  |  | EQ-1000326 |  |  |  | 0 | pounds-mass
EQ-1000326 | TANK, UNDERGROUND STORAGE (UST) FUEL | FUEL [OIL, GASOLINE] In accordance with Massachusetts general law, 310 CMR 80.00, an underground storage tank (UST) system is defined as: “Any underground structure, including without limitation, underground pipes connected thereto, that contains regulated substance and the volume of which, including the volume of underground pipes connected thereto, is 10% or more beneath the surface of the ground.” |  |  | FUEL TANK - UST | 10008240 | D3010.50 - Fuel Storage Tanks | Facilities | [8 empty] | 1021493 | 09b) TANK MONITORING SYSTEM- MANUFACTURER | IDENTIFY |  | Text | 0 |  |  | 33 56 16-Underground Fuel-Storage Tanks | 0 | feet |  |  |  | Active | Hard Spec |  | 0 | feet | days | 0 | US Dollars |  |  |  | 0 | US Dollars |  |  | EQ-1000326 |  |  |  | 0 | pounds-mass
EQ-1000326 | TANK, UNDERGROUND STORAGE (UST) FUEL | FUEL [OIL, GASOLINE] In accordance with Massachusetts general law, 310 CMR 80.00, an underground storage tank (UST) system is defined as: “Any underground structure, including without limitation, underground pipes connected thereto, that contains regulated substance and the volume of which, including the volume of underground pipes connected thereto, is 10% or more beneath the surface of the ground.” |  |  | FUEL TANK - UST | 10008240 | D3010.50 - Fuel Storage Tanks | Facilities | [8 empty] | 1021494 | 09c) TANK MONITORING SYSTEM- MODEL | IDENTIFY |  | Text | 0 |  |  | 33 56 16-Underground Fuel-Storage Tanks | 0 | feet |  |  |  | Active | Hard Spec |  | 0 | feet | days | 0 | US Dollars |  |  |  | 0 | US Dollars |  |  | EQ-1000326 |  |  |  | 0 | pounds-mass
EQ-1000326 | TANK, UNDERGROUND STORAGE (UST) FUEL | FUEL [OIL, GASOLINE] In accordance with Massachusetts general law, 310 CMR 80.00, an underground storage tank (UST) system is defined as: “Any underground structure, including without limitation, underground pipes connected thereto, that contains regulated substance and the volume of which, including the volume of underground pipes connected thereto, is 10% or more beneath the surface of the ground.” |  |  | FUEL TANK - UST | 10008240 | D3010.50 - Fuel Storage Tanks | Facilities | [8 empty] | 1021495 | 09d) TANK MONITORING SYSTEM- SERIAL# | IDENTIFY |  | Text | 0 |  |  | 33 56 16-Underground Fuel-Storage Tanks | 0 | feet |  |  |  | Active | Hard Spec |  | 0 | feet | days | 0 | US Dollars |  |  |  | 0 | US Dollars |  |  | EQ-1000326 |  |  |  | 0 | pounds-mass
EQ-1000326 | TANK, UNDERGROUND STORAGE (UST) FUEL | FUEL [OIL, GASOLINE] In accordance with Massachusetts general law, 310 CMR 80.00, an underground storage tank (UST) system is defined as: “Any underground structure, including without limitation, underground pipes connected thereto, that contains regulated substance and the volume of which, including the volume of underground pipes connected thereto, is 10% or more beneath the surface of the ground.” |  |  | FUEL TANK - UST | 10008240 | D3010.50 - Fuel Storage Tanks | Facilities | [8 empty] | 1021496 | 25) UPON PHYSICAL REMOVAL OF TANK, RECORD DATE | DOCUMENT FORMAT: MM / DD / YYYY |  | Text | 0 |  |  | 33 56 16-Underground Fuel-Storage Tanks | 0 | feet |  |  |  | Active | Hard Spec |  | 0 | feet | days | 0 | US Dollars |  |  |  | 0 | US Dollars |  |  | EQ-1000326 |  |  |  | 0 | pounds-mass
EQ-1000326 | TANK, UNDERGROUND STORAGE (UST) FUEL | FUEL [OIL, GASOLINE] In accordance with Massachusetts general law, 310 CMR 80.00, an underground storage tank (UST) system is defined as: “Any underground structure, including without limitation, underground pipes connected thereto, that contains regulated substance and the volume of which, including the volume of underground pipes connected thereto, is 10% or more beneath the surface of the ground.” |  |  | FUEL TANK - UST | 10008240 | D3010.50 - Fuel Storage Tanks | Facilities | [8 empty] | 1021497 | 09) TANK MONITORING SYSTEM [INSTALLED ?] | SELECT ONE: YES, NO, N/A |  | Text | 0 |  |  | 33 56 16-Underground Fuel-Storage Tanks | 0 | feet |  |  |  | Active | Hard Spec |  | 0 | feet | days | 0 | US Dollars |  |  |  | 0 | US Dollars |  |  | EQ-1000326 |  |  |  | 0 | pounds-mass
EQ-1000326 | TANK, UNDERGROUND STORAGE (UST) FUEL | FUEL [OIL, GASOLINE] In accordance with Massachusetts general law, 310 CMR 80.00, an underground storage tank (UST) system is defined as: “Any underground structure, including without limitation, underground pipes connected thereto, that contains regulated substance and the volume of which, including the volume of underground pipes connected thereto, is 10% or more beneath the surface of the ground.” |  |  | FUEL TANK - UST | 10008240 | D3010.50 - Fuel Storage Tanks | Facilities | [8 empty] | 1021498 | 05) SUMP PUMP [INSTALLED ?] | SELECT ONE: YES, NO, N/A |  | Text | 0 |  |  | 33 56 16-Underground Fuel-Storage Tanks | 0 | feet |  |  |  | Active | Hard Spec |  | 0 | feet | days | 0 | US Dollars |  |  |  | 0 | US Dollars |  |  | EQ-1000326 |  |  |  | 0 | pounds-mass
EQ-1000326 | TANK, UNDERGROUND STORAGE (UST) FUEL | FUEL [OIL, GASOLINE] In accordance with Massachusetts general law, 310 CMR 80.00, an underground storage tank (UST) system is defined as: “Any underground structure, including without limitation, underground pipes connected thereto, that contains regulated substance and the volume of which, including the volume of underground pipes connected thereto, is 10% or more beneath the surface of the ground.” |  |  | FUEL TANK - UST | 10008240 | D3010.50 - Fuel Storage Tanks | Facilities | [8 empty] | 1021499 | 05a) SUMP PUMP [INSTALL DATE] | DOCUMENT FORMAT: MM / DD / YYYY |  | Text | 0 |  |  | 33 56 16-Underground Fuel-Storage Tanks | 0 | feet |  |  |  | Active | Hard Spec |  | 0 | feet | days | 0 | US Dollars |  |  |  | 0 | US Dollars |  |  | EQ-1000326 |  |  |  | 0 | pounds-mass
EQ-1000326 | TANK, UNDERGROUND STORAGE (UST) FUEL | FUEL [OIL, GASOLINE] In accordance with Massachusetts general law, 310 CMR 80.00, an underground storage tank (UST) system is defined as: “Any underground structure, including without limitation, underground pipes connected thereto, that contains regulated substance and the volume of which, including the volume of underground pipes connected thereto, is 10% or more beneath the surface of the ground.” |  |  | FUEL TANK - UST | 10008240 | D3010.50 - Fuel Storage Tanks | Facilities | [8 empty] | 1021458 | 02) FUEL [USE] | SELECT ONE: (1) AVIATION, (2) BULK OIL & WASTE OIL STORAGE, (3) EMERGENCY ENGINE DRIVEN PUMPS, (4) EMERGENCY OVERFILL, (5) EMERGENCY POWER GENERATOR, (6) MANUFACTURING MATERIAL STORAGE, (7) MARINA, (8) MOTOR VEHICLE |  | Text | 0 |  |  | 33 56 16-Underground Fuel-Storage Tanks | 0 | feet |  |  |  | Active | Hard Spec |  | 0 | feet | days | 0 | US Dollars |  |  |  | 0 | US Dollars |  |  | EQ-1000326 |  |  |  | 0 | pounds-mass
EQ-1000326 | TANK, UNDERGROUND STORAGE (UST) FUEL | FUEL [OIL, GASOLINE] In accordance with Massachusetts general law, 310 CMR 80.00, an underground storage tank (UST) system is defined as: “Any underground structure, including without limitation, underground pipes connected thereto, that contains regulated substance and the volume of which, including the volume of underground pipes connected thereto, is 10% or more beneath the surface of the ground.” |  |  | FUEL TANK - UST | 10008240 | D3010.50 - Fuel Storage Tanks | Facilities | [8 empty] | 1021459 | 04b) IF PIPING SYSTEM = PRESSURIZED | SELECT LEAK DETECTION TYPE: (1) ELECTRONIC, (2) MECHANICAL, (3) N/A, (4) OTHER _____________ |  | Text | 0 |  |  | 33 56 16-Underground Fuel-Storage Tanks | 0 | feet |  |  |  | Active | Hard Spec |  | 0 | feet | days | 0 | US Dollars |  |  |  | 0 | US Dollars |  |  | EQ-1000326 |  |  |  | 0 | pounds-mass
EQ-1000326 | TANK, UNDERGROUND STORAGE (UST) FUEL | FUEL [OIL, GASOLINE] In accordance with Massachusetts general law, 310 CMR 80.00, an underground storage tank (UST) system is defined as: “Any underground structure, including without limitation, underground pipes connected thereto, that contains regulated substance and the volume of which, including the volume of underground pipes connected thereto, is 10% or more beneath the surface of the ground.” |  |  | FUEL TANK - UST | 10008240 | D3010.50 - Fuel Storage Tanks | Facilities | [8 empty] | 1021460 | 03a) PIPING [NUMBER OF WALLS] | SELECT ONE: (1) DOUBLE-WALL, (2) SINGLE-WALL |  | Text | 0 |  |  | 33 56 16-Underground Fuel-Storage Tanks | 0 | feet |  |  |  | Active | Hard Spec |  | 0 | feet | days | 0 | US Dollars |  |  |  | 0 | US Dollars |  |  | EQ-1000326 |  |  |  | 0 | pounds-mass
EQ-1000326 | TANK, UNDERGROUND STORAGE (UST) FUEL | FUEL [OIL, GASOLINE] In accordance with Massachusetts general law, 310 CMR 80.00, an underground storage tank (UST) system is defined as: “Any underground structure, including without limitation, underground pipes connected thereto, that contains regulated substance and the volume of which, including the volume of underground pipes connected thereto, is 10% or more beneath the surface of the ground.” |  |  | FUEL TANK - UST | 10008240 | D3010.50 - Fuel Storage Tanks | Facilities | [8 empty] | 1021461 | 07) LEAK DETECTION - PIPING [TYPE] | SELECT ONE: (1) INTERSTITIAL, (2) ANNUAL AUTOMATIC, (3) ANNUAL TIGHTNESS, (4) 3-YEAR TIGHTNESS, (5) SIR, (6) QUARTERLY VISUAL, (7) OTHER _____________ |  | Text | 0 |  |  | 33 56 16-Underground Fuel-Storage Tanks | 0 | feet |  |  |  | Active | Hard Spec |  | 0 | feet | days | 0 | US Dollars |  |  |  | 0 | US Dollars |  |  | EQ-1000326 |  |  |  | 0 | pounds-mass
EQ-1000326 | TANK, UNDERGROUND STORAGE (UST) FUEL | FUEL [OIL, GASOLINE] In accordance with Massachusetts general law, 310 CMR 80.00, an underground storage tank (UST) system is defined as: “Any underground structure, including without limitation, underground pipes connected thereto, that contains regulated substance and the volume of which, including the volume of underground pipes connected thereto, is 10% or more beneath the surface of the ground.” |  |  | FUEL TANK - UST | 10008240 | D3010.50 - Fuel Storage Tanks | Facilities | [8 empty] | 1021462 | 07a) LEAK DETECTION - PIPING [INSTALL DATE] | DOCUMENT FORMAT: MM / DD / YYYY |  | Text | 0 |  |  | 33 56 16-Underground Fuel-Storage Tanks | 0 | feet |  |  |  | Active | Hard Spec |  | 0 | feet | days | 0 | US Dollars |  |  |  | 0 | US Dollars |  |  | EQ-1000326 |  |  |  | 0 | pounds-mass
EQ-1000326 | TANK, UNDERGROUND STORAGE (UST) FUEL | FUEL [OIL, GASOLINE] In accordance with Massachusetts general law, 310 CMR 80.00, an underground storage tank (UST) system is defined as: “Any underground structure, including without limitation, underground pipes connected thereto, that contains regulated substance and the volume of which, including the volume of underground pipes connected thereto, is 10% or more beneath the surface of the ground.” |  |  | FUEL TANK - UST | 10008240 | D3010.50 - Fuel Storage Tanks | Facilities | [8 empty] | 1021463 | 10a) OVERFILL PREVENTION DEVICE [TYPE] | SELECT TYPE: (1) AUTOMATIC SHUT-OFF, (2) BALL FLOAT, (3) HIGH LEVEL ALARM |  | Text | 0 |  |  | 33 56 16-Underground Fuel-Storage Tanks | 0 | feet |  |  |  | Active | Hard Spec |  | 0 | feet | days | 0 | US Dollars |  |  |  | 0 | US Dollars |  |  | EQ-1000326 |  |  |  | 0 | pounds-mass
EQ-1000326 | TANK, UNDERGROUND STORAGE (UST) FUEL | FUEL [OIL, GASOLINE] In accordance with Massachusetts general law, 310 CMR 80.00, an underground storage tank (UST) system is defined as: “Any underground structure, including without limitation, underground pipes connected thereto, that contains regulated substance and the volume of which, including the volume of underground pipes connected thereto, is 10% or more beneath the surface of the ground.” |  |  | FUEL TANK - UST | 10008240 | D3010.50 - Fuel Storage Tanks | Facilities | [8 empty] | 1021464 | 04a) IF PIPING SYSTEM = SUCTION | SELECT TYPE: (1) EUROPEAN, (2) NON-EUROPEAN, (3) N/A, (4) OTHER _________________ |  | Text | 0 |  |  | 33 56 16-Underground Fuel-Storage Tanks | 0 | feet |  |  |  | Active | Hard Spec |  | 0 | feet | days | 0 | US Dollars |  |  |  | 0 | US Dollars |  |  | EQ-1000326 |  |  |  | 0 | pounds-mass
EQ-1000326 | TANK, UNDERGROUND STORAGE (UST) FUEL | FUEL [OIL, GASOLINE] In accordance with Massachusetts general law, 310 CMR 80.00, an underground storage tank (UST) system is defined as: “Any underground structure, including without limitation, underground pipes connected thereto, that contains regulated substance and the volume of which, including the volume of underground pipes connected thereto, is 10% or more beneath the surface of the ground.” |  |  | FUEL TANK - UST | 10008240 | D3010.50 - Fuel Storage Tanks | Facilities | [8 empty] | 1021465 | 01a) TANK [STATUS DETAIL] | SELECT ONE: (1) IN USE, (2) CLOSED IN PLACE, (3) TEMPORARILY OUT OF SERVICE, (4) REMOVED |  | Text | 0 |  |  | 33 56 16-Underground Fuel-Storage Tanks | 0 | feet |  |  |  | Active | Hard Spec |  | 0 | feet | days | 0 | US Dollars |  |  |  | 0 | US Dollars |  |  | EQ-1000326 |  |  |  | 0 | pounds-mass
EQ-1000326 | TANK, UNDERGROUND STORAGE (UST) FUEL | FUEL [OIL, GASOLINE] In accordance with Massachusetts general law, 310 CMR 80.00, an underground storage tank (UST) system is defined as: “Any underground structure, including without limitation, underground pipes connected thereto, that contains regulated substance and the volume of which, including the volume of underground pipes connected thereto, is 10% or more beneath the surface of the ground.” |  |  | FUEL TANK - UST | 10008240 | D3010.50 - Fuel Storage Tanks | Facilities | [8 empty] | 1021466 | 01) TANK [LOCATION] | UNDERGROUND STORAGE TANK (UST) IS 10% OR MORE BENEATH SURFACE OF THE GROUND | UST | Text | 0 |  |  | 33 56 16-Underground Fuel-Storage Tanks | 0 | feet |  |  |  | Active | Hard Spec |  | 0 | feet | days | 0 | US Dollars |  |  |  | 0 | US Dollars |  |  | EQ-1000326 |  |  |  | 0 | pounds-mass
EQ-1000326 | TANK, UNDERGROUND STORAGE (UST) FUEL | FUEL [OIL, GASOLINE] In accordance with Massachusetts general law, 310 CMR 80.00, an underground storage tank (UST) system is defined as: “Any underground structure, including without limitation, underground pipes connected thereto, that contains regulated substance and the volume of which, including the volume of underground pipes connected thereto, is 10% or more beneath the surface of the ground.” |  |  | FUEL TANK - UST | 10008240 | D3010.50 - Fuel Storage Tanks | Facilities | [8 empty] | 1021467 | 19) TPI REQUIRED? | SELECT ONE: YES, NO |  | Text | 0 |  |  | 33 56 16-Underground Fuel-Storage Tanks | 0 | feet |  |  |  | Active | Hard Spec |  | 0 | feet | days | 0 | US Dollars |  |  |  | 0 | US Dollars |  |  | EQ-1000326 |  |  |  | 0 | pounds-mass
EQ-1000326 | TANK, UNDERGROUND STORAGE (UST) FUEL | FUEL [OIL, GASOLINE] In accordance with Massachusetts general law, 310 CMR 80.00, an underground storage tank (UST) system is defined as: “Any underground structure, including without limitation, underground pipes connected thereto, that contains regulated substance and the volume of which, including the volume of underground pipes connected thereto, is 10% or more beneath the surface of the ground.” |  |  | FUEL TANK - UST | 10008240 | D3010.50 - Fuel Storage Tanks | Facilities | [8 empty] | 1021468 | 20) MONTHLY INSPECTION REQUIRED? | IF TANK STATUS IS ACTIVE/IN USE- SELECT YES. IF TANK IS ANY OTHER STATUS- SELECT NO |  | Text | 0 |  |  | 33 56 16-Underground Fuel-Storage Tanks | 0 | feet |  |  |  | Active | Hard Spec |  | 0 | feet | days | 0 | US Dollars |  |  |  | 0 | US Dollars |  |  | EQ-1000326 |  |  |  | 0 | pounds-mass
EQ-1000326 | TANK, UNDERGROUND STORAGE (UST) FUEL | FUEL [OIL, GASOLINE] In accordance with Massachusetts general law, 310 CMR 80.00, an underground storage tank (UST) system is defined as: “Any underground structure, including without limitation, underground pipes connected thereto, that contains regulated substance and the volume of which, including the volume of underground pipes connected thereto, is 10% or more beneath the surface of the ground.” |  |  | FUEL TANK - UST | 10008240 | D3010.50 - Fuel Storage Tanks | Facilities | [8 empty] | 1021469 | 04) PIPING [SYSTEM TYPE/CATEGORY] | SELECT ONE: (1) SUCTION, (2) PRESSURIZED |  | Text | 0 |  |  | 33 56 16-Underground Fuel-Storage Tanks | 0 | feet |  |  |  | Active | Hard Spec |  | 0 | feet | days | 0 | US Dollars |  |  |  | 0 | US Dollars |  |  | EQ-1000326 |  |  |  | 0 | pounds-mass
EQ-1000326 | TANK, UNDERGROUND STORAGE (UST) FUEL | FUEL [OIL, GASOLINE] In accordance with Massachusetts general law, 310 CMR 80.00, an underground storage tank (UST) system is defined as: “Any underground structure, including without limitation, underground pipes connected thereto, that contains regulated substance and the volume of which, including the volume of underground pipes connected thereto, is 10% or more beneath the surface of the ground.” |  |  | FUEL TANK - UST | 10008240 | D3010.50 - Fuel Storage Tanks | Facilities | [8 empty] | 1021470 | 02a) FUEL [TYPE] | SELECT ONE: (1) AVIATION GASOLINE, (2) FUEL OIL, (3) DIESEL, (4) E85, (5) GASOLINE, (6) HAZARDOUS MATERIAL, (7) JET FUEL, (8) KEROSENE, (9) UNREGULATED CONTENT, (10) VIRGIN MOTOR OIL, (11) WASTE OIL, (12) OTHER _________ |  | Text | 0 |  |  | 33 56 16-Underground Fuel-Storage Tanks | 0 | feet |  |  |  | Active | Hard Spec |  | 0 | feet | days | 0 | US Dollars |  |  |  | 0 | US Dollars |  |  | EQ-1000326 |  |  |  | 0 | pounds-mass
EQ-1000326 | TANK, UNDERGROUND STORAGE (UST) FUEL | FUEL [OIL, GASOLINE] In accordance with Massachusetts general law, 310 CMR 80.00, an underground storage tank (UST) system is defined as: “Any underground structure, including without limitation, underground pipes connected thereto, that contains regulated substance and the volume of which, including the volume of underground pipes connected thereto, is 10% or more beneath the surface of the ground.” |  |  | FUEL TANK - UST | 10008240 | D3010.50 - Fuel Storage Tanks | Facilities | [8 empty] | 1021471 | 03) PIPING [INSTALL DATE] | DOCUMENT FORMAT: MM / DD / YYYY |  | Text | 0 |  |  | 33 56 16-Underground Fuel-Storage Tanks | 0 | feet |  |  |  | Active | Hard Spec |  | 0 | feet | days | 0 | US Dollars |  |  |  | 0 | US Dollars |  |  | EQ-1000326 |  |  |  | 0 | pounds-mass
EQ-1000326 | TANK, UNDERGROUND STORAGE (UST) FUEL | FUEL [OIL, GASOLINE] In accordance with Massachusetts general law, 310 CMR 80.00, an underground storage tank (UST) system is defined as: “Any underground structure, including without limitation, underground pipes connected thereto, that contains regulated substance and the volume of which, including the volume of underground pipes connected thereto, is 10% or more beneath the surface of the ground.” |  |  | FUEL TANK - UST | 10008240 | D3010.50 - Fuel Storage Tanks | Facilities | [8 empty] | 1021472 | 01c) TANK [MATERIAL OF CONSTRUCTION] | SELECT ONE: (1) CONCRETE, (2) METAL, (3) METAL WITH INTERNAL LINER, (4) NON-CORRODIBLE MATERIAL |  | Text | 0 |  |  | 33 56 16-Underground Fuel-Storage Tanks | 0 | feet |  |  |  | Active | Hard Spec |  | 0 | feet | days | 0 | US Dollars |  |  |  | 0 | US Dollars |  |  | EQ-1000326 |  |  |  | 0 | pounds-mass
EQ-1000326 | TANK, UNDERGROUND STORAGE (UST) FUEL | FUEL [OIL, GASOLINE] In accordance with Massachusetts general law, 310 CMR 80.00, an underground storage tank (UST) system is defined as: “Any underground structure, including without limitation, underground pipes connected thereto, that contains regulated substance and the volume of which, including the volume of underground pipes connected thereto, is 10% or more beneath the surface of the ground.” |  |  | FUEL TANK - UST | 10008240 | D3010.50 - Fuel Storage Tanks | Facilities | [8 empty] | 1021473 | 18) RTC PLAN CERTIFICATION REQUIRED? | SELECT ONE: YES, NO |  | Text | 0 |  |  | 33 56 16-Underground Fuel-Storage Tanks | 0 | feet |  |  |  | Active | Hard Spec |  | 0 | feet | days | 0 | US Dollars |  |  |  | 0 | US Dollars |  |  | EQ-1000326 |  |  |  | 0 | pounds-mass
EQ-1000327 | UNDER GROUND FUEL TANK |  |  |  | FUEL TANK - UST | 10008240 |  | Facilities | [8 empty] | 1020642 | 17) COMPLIANCE CERTIFICATION REQUIRED? | SELECT ONE: YES, NO |  | Text | 0 |  |  |  | 0 | feet |  |  |  | Retired | Hard Spec |  | 0 | feet | days | 0 | US Dollars |  |  |  | 0 | US Dollars |  |  | EQ-1000327 |  |  |  | 0 | pounds-mass
EQ-1000327 | UNDER GROUND FUEL TANK |  |  |  | FUEL TANK - UST | 10008240 |  | Facilities | [8 empty] | 1020638 | 01b) TANK [NUMBER OF WALLS] | SELECT ONE: (1) DOUBLE-WALL, (2) SINGLE-WALL |  | Text | 0 |  |  |  | 0 | feet |  |  |  | Retired | Hard Spec |  | 0 | feet | days | 0 | US Dollars |  |  |  | 0 | US Dollars |  |  | EQ-1000327 |  |  |  | 0 | pounds-mass
EQ-1000327 | UNDER GROUND FUEL TANK |  |  |  | FUEL TANK - UST | 10008240 |  | Facilities | [8 empty] | 1020637 | 02b) FUEL [DETAILS] | SELECT ALL THAT APPLY: (1) FUEL OIL NUMBER, (2) ULTRA-LOW SULFUR DIESEL, (3) TYPE OF HAZARDOUS MATERIAL _________________ |  | Text | 0 |  |  |  | 0 | feet |  |  |  | Retired | Hard Spec |  | 0 | feet | days | 0 | US Dollars |  |  |  | 0 | US Dollars |  |  | EQ-1000327 |  |  |  | 0 | pounds-mass
EQ-1000327 | UNDER GROUND FUEL TANK |  |  |  | FUEL TANK - UST | 10008240 |  | Facilities | [8 empty] | 1020636 | 18) RTC PLAN CERTIFICATION REQUIRED? | SELECT ONE: YES, NO |  | Text | 0 |  |  |  | 0 | feet |  |  |  | Retired | Hard Spec |  | 0 | feet | days | 0 | US Dollars |  |  |  | 0 | US Dollars |  |  | EQ-1000327 |  |  |  | 0 | pounds-mass
EQ-1000327 | UNDER GROUND FUEL TANK |  |  |  | FUEL TANK - UST | 10008240 |  | Facilities | [8 empty] | 1020635 | 01c) TANK [MATERIAL OF CONSTRUCTION] | SELECT ONE: (1) CONCRETE, (2) METAL, (3) METAL WITH INTERNAL LINER, (4) NON-CORRODIBLE MATERIAL |  | Text | 0 |  |  |  | 0 | feet |  |  |  | Retired | Hard Spec |  | 0 | feet | days | 0 | US Dollars |  |  |  | 0 | US Dollars |  |  | EQ-1000327 |  |  |  | 0 | pounds-mass
EQ-1000327 | UNDER GROUND FUEL TANK |  |  |  | FUEL TANK - UST | 10008240 |  | Facilities | [8 empty] | 1020634 | 03) PIPING [INSTALL DATE] | DOCUMENT FORMAT: MM / DD / YYYY |  | Text | 0 |  |  |  | 0 | feet |  |  |  | Retired | Hard Spec |  | 0 | feet | days | 0 | US Dollars |  |  |  | 0 | US Dollars |  |  | EQ-1000327 |  |  |  | 0 | pounds-mass
EQ-1000327 | UNDER GROUND FUEL TANK |  |  |  | FUEL TANK - UST | 10008240 |  | Facilities | [8 empty] | 1020633 | 02a) FUEL [TYPE] | SELECT ONE: (1) AVIATION GASOLINE, (2) FUEL OIL, (3) DIESEL, (4) E85, (5) GASOLINE, (6) HAZARDOUS MATERIAL, (7) JET FUEL, (8) KEROSENE, (9) UNREGULATED CONTENT, (10) VIRGIN MOTOR OIL, (11) WASTE OIL, (12) OTHER _________ |  | Text | 0 |  |  |  | 0 | feet |  |  |  | Retired | Hard Spec |  | 0 | feet | days | 0 | US Dollars |  |  |  | 0 | US Dollars |  |  | EQ-1000327 |  |  |  | 0 | pounds-mass
EQ-1000327 | UNDER GROUND FUEL TANK |  |  |  | FUEL TANK - UST | 10008240 |  | Facilities | [8 empty] | 1020632 | 04) PIPING [SYSTEM TYPE/CATEGORY] | SELECT ONE: (1) SUCTION, (2) PRESSURIZED |  | Text | 0 |  |  |  | 0 | feet |  |  |  | Retired | Hard Spec |  | 0 | feet | days | 0 | US Dollars |  |  |  | 0 | US Dollars |  |  | EQ-1000327 |  |  |  | 0 | pounds-mass
EQ-1000327 | UNDER GROUND FUEL TANK |  |  |  | FUEL TANK - UST | 10008240 |  | Facilities | [8 empty] | 1020631 | 20) MONTHLY INSPECTION REQUIRED? | IF TANK STATUS IS ACTIVE/IN USE- SELECT YES. IF TANK IS ANY OTHER STATUS- SELECT NO |  | Text | 0 |  |  |  | 0 | feet |  |  |  | Retired | Hard Spec |  | 0 | feet | days | 0 | US Dollars |  |  |  | 0 | US Dollars |  |  | EQ-1000327 |  |  |  | 0 | pounds-mass
EQ-1000327 | UNDER GROUND FUEL TANK |  |  |  | FUEL TANK - UST | 10008240 |  | Facilities | [8 empty] | 1020630 | 19) TPI REQUIRED? | SELECT ONE: YES, NO |  | Text | 0 |  |  |  | 0 | feet |  |  |  | Retired | Hard Spec |  | 0 | feet | days | 0 | US Dollars |  |  |  | 0 | US Dollars |  |  | EQ-1000327 |  |  |  | 0 | pounds-mass
EQ-1000327 | UNDER GROUND FUEL TANK |  |  |  | FUEL TANK - UST | 10008240 |  | Facilities | [8 empty] | 1020629 | 01) TANK [LOCATION] | UNDERGROUND STORAGE TANK (UST) IS 10% OR MORE BENEATH SURFACE OF THE GROUND | UST | Text | 0 |  |  |  | 0 | feet |  |  |  | Retired | Hard Spec |  | 0 | feet | days | 0 | US Dollars |  |  |  | 0 | US Dollars |  |  | EQ-1000327 |  |  |  | 0 | pounds-mass
EQ-1000327 | UNDER GROUND FUEL TANK |  |  |  | FUEL TANK - UST | 10008240 |  | Facilities | [8 empty] | 1020628 | ABOVE GROUND (AST) | IF YES- ENTER YES, IF NO- ENTER NO | IF YES- ENTER YES, IF NO- ENTER NO | Text | 0 |  |  |  | 0 | feet |  |  |  | Retired | Hard Spec |  | 0 | feet | days | 0 | US Dollars |  |  |  | 0 | US Dollars |  |  | EQ-1000327 |  |  |  | 0 | pounds-mass
EQ-1000327 | UNDER GROUND FUEL TANK |  |  |  | FUEL TANK - UST | 10008240 |  | Facilities | [8 empty] | 1020627 | 01a) TANK [STATUS DETAIL] | SELECT ONE: (1) IN USE, (2) CLOSED IN PLACE, (3) TEMPORARILY OUT OF SERVICE, (4) REMOVED |  | Text | 0 |  |  |  | 0 | feet |  |  |  | Retired | Hard Spec |  | 0 | feet | days | 0 | US Dollars |  |  |  | 0 | US Dollars |  |  | EQ-1000327 |  |  |  | 0 | pounds-mass
EQ-1000327 | UNDER GROUND FUEL TANK |  |  |  | FUEL TANK - UST | 10008240 |  | Facilities | [8 empty] | 1020641 | 15) TPI REPORT REQUIRED? | SELECT ONE: YES, NO |  | Text | 0 |  |  |  | 0 | feet |  |  |  | Retired | Hard Spec |  | 0 | feet | days | 0 | US Dollars |  |  |  | 0 | US Dollars |  |  | EQ-1000327 |  |  |  | 0 | pounds-mass
EQ-1000327 | UNDER GROUND FUEL TANK |  |  |  | FUEL TANK - UST | 10008240 |  | Facilities | [8 empty] | 1020639 | 10b) OVERFILL PREVENTION DEVICE [INSTALL DATE] | DOCUMENT FORMAT: MM / DD / YYYY |  | Text | 0 |  |  |  | 0 | feet |  |  |  | Retired | Hard Spec |  | 0 | feet | days | 0 | US Dollars |  |  |  | 0 | US Dollars |  |  | EQ-1000327 |  |  |  | 0 | pounds-mass
EQ-1000327 | UNDER GROUND FUEL TANK |  |  |  | FUEL TANK - UST | 10008240 |  | Facilities | [8 empty] | 1020640 | 16) RTC PLAN REQUIRED? | SELECT ONE: YES, NO |  | Text | 0 |  |  |  | 0 | feet |  |  |  | Retired | Hard Spec |  | 0 | feet | days | 0 | US Dollars |  |  |  | 0 | US Dollars |  |  | EQ-1000327 |  |  |  | 0 | pounds-mass
EQ-1000328 | TANK, ABOVEGROUND STORAGE (AST) FUEL | FUEL [OIL, GASOLINE] In accordance with Massachusetts general law 502 CMR 5.00, an aboveground storage tank is defined as: • “A horizontal or vertical tank that is listed and intended for fixed installation, without backfill, above or below grade and is used within the scope of its approval or listing, including to the first appurtenance (valve or fitting) either on the shell, or immediately after the shell. Mounded tanks shall be considered aboveground storage tanks.” |  |  | FUEL TANK-AST | 10008240 | D3010.50 - Fuel Storage Tanks | Facilities | [8 empty] | 1020939 | X4) RTC PLAN CERTIFICATION REQUIRED? | IF YES- ENTER YES, IF NO- ENTER NO | IF YES- ENTER YES, IF NO- ENTER NO | Text | 0 |  |  | 33 56 13-Aboveground Fuel-Storage Tanks | 0 | feet |  |  | Maintenance & Operations | Revision In Progress | Hard Spec |  | 0 | feet | days | 0 | US Dollars |  |  |  | 0 | US Dollars |  |  | EQ-1000328 |  |  |  | 0 | pounds-mass
EQ-1000328 | TANK, ABOVEGROUND STORAGE (AST) FUEL | FUEL [OIL, GASOLINE] In accordance with Massachusetts general law 502 CMR 5.00, an aboveground storage tank is defined as: • “A horizontal or vertical tank that is listed and intended for fixed installation, without backfill, above or below grade and is used within the scope of its approval or listing, including to the first appurtenance (valve or fitting) either on the shell, or immediately after the shell. Mounded tanks shall be considered aboveground storage tanks.” |  |  | FUEL TANK-AST | 10008240 | D3010.50 - Fuel Storage Tanks | Facilities | [8 empty] | 1020938 | X3) COMPLIANCE CERTIFICATION REQUIRED? | IF YES- ENTER YES, IF NO- ENTER NO | IF YES- ENTER YES, IF NO- ENTER NO | Text | 0 |  |  | 33 56 13-Aboveground Fuel-Storage Tanks | 0 | feet |  |  | Maintenance & Operations | Revision In Progress | Hard Spec |  | 0 | feet | days | 0 | US Dollars |  |  |  | 0 | US Dollars |  |  | EQ-1000328 |  |  |  | 0 | pounds-mass
EQ-1000328 | TANK, ABOVEGROUND STORAGE (AST) FUEL | FUEL [OIL, GASOLINE] In accordance with Massachusetts general law 502 CMR 5.00, an aboveground storage tank is defined as: • “A horizontal or vertical tank that is listed and intended for fixed installation, without backfill, above or below grade and is used within the scope of its approval or listing, including to the first appurtenance (valve or fitting) either on the shell, or immediately after the shell. Mounded tanks shall be considered aboveground storage tanks.” |  |  | FUEL TANK-AST | 10008240 | D3010.50 - Fuel Storage Tanks | Facilities | [8 empty] | 1020937 | X2) RTC PLAN REQUIRED? | IF YES- ENTER YES, IF NO- ENTER NO | IF YES- ENTER YES, IF NO- ENTER NO | Text | 0 |  |  | 33 56 13-Aboveground Fuel-Storage Tanks | 0 | feet |  |  | Maintenance & Operations | Revision In Progress | Hard Spec |  | 0 | feet | days | 0 | US Dollars |  |  |  | 0 | US Dollars |  |  | EQ-1000328 |  |  |  | 0 | pounds-mass
EQ-1000328 | TANK, ABOVEGROUND STORAGE (AST) FUEL | FUEL [OIL, GASOLINE] In accordance with Massachusetts general law 502 CMR 5.00, an aboveground storage tank is defined as: • “A horizontal or vertical tank that is listed and intended for fixed installation, without backfill, above or below grade and is used within the scope of its approval or listing, including to the first appurtenance (valve or fitting) either on the shell, or immediately after the shell. Mounded tanks shall be considered aboveground storage tanks.” |  |  | FUEL TANK-AST | 10008240 | D3010.50 - Fuel Storage Tanks | Facilities | [8 empty] | 1020936 | X1) TPI REPORT REQUIRED? | IF YES- ENTER YES, IF NO- ENTER NO | IF YES- ENTER YES, IF NO- ENTER NO | Text | 0 |  |  | 33 56 13-Aboveground Fuel-Storage Tanks | 0 | feet |  |  | Maintenance & Operations | Revision In Progress | Hard Spec |  | 0 | feet | days | 0 | US Dollars |  |  |  | 0 | US Dollars |  |  | EQ-1000328 |  |  |  | 0 | pounds-mass
EQ-1000328 | TANK, ABOVEGROUND STORAGE (AST) FUEL | FUEL [OIL, GASOLINE] In accordance with Massachusetts general law 502 CMR 5.00, an aboveground storage tank is defined as: • “A horizontal or vertical tank that is listed and intended for fixed installation, without backfill, above or below grade and is used within the scope of its approval or listing, including to the first appurtenance (valve or fitting) either on the shell, or immediately after the shell. Mounded tanks shall be considered aboveground storage tanks.” |  |  | FUEL TANK-AST | 10008240 | D3010.50 - Fuel Storage Tanks | Facilities | [8 empty] | 1020935 | CONSTRUCTION-DOUBLE WALL FIBER RESIN POLYMER [FRP] | IF YES- ENTER YES, IF NO- ENTER NO | IF YES- ENTER YES, IF NO- ENTER NO | Text | 0 |  |  | 33 56 13-Aboveground Fuel-Storage Tanks | 0 | feet |  |  | Maintenance & Operations | Revision In Progress | Hard Spec |  | 0 | feet | days | 0 | US Dollars |  |  |  | 0 | US Dollars |  |  | EQ-1000328 |  |  |  | 0 | pounds-mass
EQ-1000328 | TANK, ABOVEGROUND STORAGE (AST) FUEL | FUEL [OIL, GASOLINE] In accordance with Massachusetts general law 502 CMR 5.00, an aboveground storage tank is defined as: • “A horizontal or vertical tank that is listed and intended for fixed installation, without backfill, above or below grade and is used within the scope of its approval or listing, including to the first appurtenance (valve or fitting) either on the shell, or immediately after the shell. Mounded tanks shall be considered aboveground storage tanks.” |  |  | FUEL TANK-AST | 10008240 | D3010.50 - Fuel Storage Tanks | Facilities | [8 empty] | 1020934 | X6) COMPLIANCE CERTIFICATION REQUIRED? | IF YES- ENTER YES, IF NO- ENTER NO | IF YES- ENTER YES, IF NO- ENTER NO | Text | 0 |  |  | 33 56 13-Aboveground Fuel-Storage Tanks | 0 | feet |  |  | Maintenance & Operations | Revision In Progress | Hard Spec |  | 0 | feet | days | 0 | US Dollars |  |  |  | 0 | US Dollars |  |  | EQ-1000328 |  |  |  | 0 | pounds-mass
EQ-1000328 | TANK, ABOVEGROUND STORAGE (AST) FUEL | FUEL [OIL, GASOLINE] In accordance with Massachusetts general law 502 CMR 5.00, an aboveground storage tank is defined as: • “A horizontal or vertical tank that is listed and intended for fixed installation, without backfill, above or below grade and is used within the scope of its approval or listing, including to the first appurtenance (valve or fitting) either on the shell, or immediately after the shell. Mounded tanks shall be considered aboveground storage tanks.” |  |  | FUEL TANK-AST | 10008240 | D3010.50 - Fuel Storage Tanks | Facilities | [8 empty] | 1020933 | CONSTRUCTION - SINGLE WALL STEEL | IF YES- ENTER YES, IF NO- ENTER NO | IF YES- ENTER YES, IF NO- ENTER NO | Text | 0 |  |  | 33 56 13-Aboveground Fuel-Storage Tanks | 0 | feet |  |  | Maintenance & Operations | Revision In Progress | Hard Spec |  | 0 | feet | days | 0 | US Dollars |  |  |  | 0 | US Dollars |  |  | EQ-1000328 |  |  |  | 0 | pounds-mass
EQ-1000328 | TANK, ABOVEGROUND STORAGE (AST) FUEL | FUEL [OIL, GASOLINE] In accordance with Massachusetts general law 502 CMR 5.00, an aboveground storage tank is defined as: • “A horizontal or vertical tank that is listed and intended for fixed installation, without backfill, above or below grade and is used within the scope of its approval or listing, including to the first appurtenance (valve or fitting) either on the shell, or immediately after the shell. Mounded tanks shall be considered aboveground storage tanks.” |  |  | FUEL TANK-AST | 10008240 | D3010.50 - Fuel Storage Tanks | Facilities | [8 empty] | 1020932 | FUEL TYPE - DIESEL | IF YES- ENTER YES, IF NO- ENTER NO | IF YES- ENTER YES, IF NO- ENTER NO | Text | 0 |  |  | 33 56 13-Aboveground Fuel-Storage Tanks | 0 | feet |  |  | Maintenance & Operations | Revision In Progress | Hard Spec |  | 0 | feet | days | 0 | US Dollars |  |  |  | 0 | US Dollars |  |  | EQ-1000328 |  |  |  | 0 | pounds-mass
EQ-1000328 | TANK, ABOVEGROUND STORAGE (AST) FUEL | FUEL [OIL, GASOLINE] In accordance with Massachusetts general law 502 CMR 5.00, an aboveground storage tank is defined as: • “A horizontal or vertical tank that is listed and intended for fixed installation, without backfill, above or below grade and is used within the scope of its approval or listing, including to the first appurtenance (valve or fitting) either on the shell, or immediately after the shell. Mounded tanks shall be considered aboveground storage tanks.” |  |  | FUEL TANK-AST | 10008240 | D3010.50 - Fuel Storage Tanks | Facilities | [8 empty] | 1020931 | FUEL TYPE - GASOLINE | IF YES- ENTER YES, IF NO- ENTER NO | IF YES- ENTER YES, IF NO- ENTER NO | Text | 0 |  |  | 33 56 13-Aboveground Fuel-Storage Tanks | 0 | feet |  |  | Maintenance & Operations | Revision In Progress | Hard Spec |  | 0 | feet | days | 0 | US Dollars |  |  |  | 0 | US Dollars |  |  | EQ-1000328 |  |  |  | 0 | pounds-mass
EQ-1000328 | TANK, ABOVEGROUND STORAGE (AST) FUEL | FUEL [OIL, GASOLINE] In accordance with Massachusetts general law 502 CMR 5.00, an aboveground storage tank is defined as: • “A horizontal or vertical tank that is listed and intended for fixed installation, without backfill, above or below grade and is used within the scope of its approval or listing, including to the first appurtenance (valve or fitting) either on the shell, or immediately after the shell. Mounded tanks shall be considered aboveground storage tanks.” |  |  | FUEL TANK-AST | 10008240 | D3010.50 - Fuel Storage Tanks | Facilities | [8 empty] | 1020930 | CONSTRUCTION - DOUBLE WALL STEEL (NON-CORRODING) | IF YES- ENTER YES, IF NO- ENTER NO | IF YES- ENTER YES, IF NO- ENTER NO | Text | 0 |  |  | 33 56 13-Aboveground Fuel-Storage Tanks | 0 | feet |  |  | Maintenance & Operations | Revision In Progress | Hard Spec |  | 0 | feet | days | 0 | US Dollars |  |  |  | 0 | US Dollars |  |  | EQ-1000328 |  |  |  | 0 | pounds-mass
EQ-1000328 | TANK, ABOVEGROUND STORAGE (AST) FUEL | FUEL [OIL, GASOLINE] In accordance with Massachusetts general law 502 CMR 5.00, an aboveground storage tank is defined as: • “A horizontal or vertical tank that is listed and intended for fixed installation, without backfill, above or below grade and is used within the scope of its approval or listing, including to the first appurtenance (valve or fitting) either on the shell, or immediately after the shell. Mounded tanks shall be considered aboveground storage tanks.” |  |  | FUEL TANK-AST | 10008240 | D3010.50 - Fuel Storage Tanks | Facilities | [8 empty] | 1020929 | EMERGENCY POWER | IF YES- ENTER YES, IF NO- ENTER NO | IF YES- ENTER YES, IF NO- ENTER NO | Text | 0 |  |  | 33 56 13-Aboveground Fuel-Storage Tanks | 0 | feet |  |  | Maintenance & Operations | Revision In Progress | Hard Spec |  | 0 | feet | days | 0 | US Dollars |  |  |  | 0 | US Dollars |  |  | EQ-1000328 |  |  |  | 0 | pounds-mass
EQ-1000328 | TANK, ABOVEGROUND STORAGE (AST) FUEL | FUEL [OIL, GASOLINE] In accordance with Massachusetts general law 502 CMR 5.00, an aboveground storage tank is defined as: • “A horizontal or vertical tank that is listed and intended for fixed installation, without backfill, above or below grade and is used within the scope of its approval or listing, including to the first appurtenance (valve or fitting) either on the shell, or immediately after the shell. Mounded tanks shall be considered aboveground storage tanks.” |  |  | FUEL TANK-AST | 10008240 | D3010.50 - Fuel Storage Tanks | Facilities | [8 empty] | 1020928 | HEATING OIL | IF YES- ENTER YES, IF NO- ENTER NO | IF YES- ENTER YES, IF NO- ENTER NO | Text | 0 |  |  | 33 56 13-Aboveground Fuel-Storage Tanks | 0 | feet |  |  | Maintenance & Operations | Revision In Progress | Hard Spec |  | 0 | feet | days | 0 | US Dollars |  |  |  | 0 | US Dollars |  |  | EQ-1000328 |  |  |  | 0 | pounds-mass
EQ-1000328 | TANK, ABOVEGROUND STORAGE (AST) FUEL | FUEL [OIL, GASOLINE] In accordance with Massachusetts general law 502 CMR 5.00, an aboveground storage tank is defined as: • “A horizontal or vertical tank that is listed and intended for fixed installation, without backfill, above or below grade and is used within the scope of its approval or listing, including to the first appurtenance (valve or fitting) either on the shell, or immediately after the shell. Mounded tanks shall be considered aboveground storage tanks.” |  |  | FUEL TANK-AST | 10008240 | D3010.50 - Fuel Storage Tanks | Facilities | [8 empty] | 1020927 | CAPACITY - GALLONS | ________ | 0 | Number | 0 |  |  | 33 56 13-Aboveground Fuel-Storage Tanks | 0 | feet |  |  | Maintenance & Operations | Revision In Progress | Hard Spec |  | 0 | feet | days | 0 | US Dollars |  |  |  | 0 | US Dollars |  |  | EQ-1000328 |  |  |  | 0 | pounds-mass
EQ-1000328 | TANK, ABOVEGROUND STORAGE (AST) FUEL | FUEL [OIL, GASOLINE] In accordance with Massachusetts general law 502 CMR 5.00, an aboveground storage tank is defined as: • “A horizontal or vertical tank that is listed and intended for fixed installation, without backfill, above or below grade and is used within the scope of its approval or listing, including to the first appurtenance (valve or fitting) either on the shell, or immediately after the shell. Mounded tanks shall be considered aboveground storage tanks.” |  |  | FUEL TANK-AST | 10008240 | D3010.50 - Fuel Storage Tanks | Facilities | [8 empty] | 1020926 | ABOVE GROUND (AST) | YES | YES | Text | 0 |  |  | 33 56 13-Aboveground Fuel-Storage Tanks | 0 | feet |  |  | Maintenance & Operations | Revision In Progress | Hard Spec |  | 0 | feet | days | 0 | US Dollars |  |  |  | 0 | US Dollars |  |  | EQ-1000328 |  |  |  | 0 | pounds-mass
EQ-1000328 | TANK, ABOVEGROUND STORAGE (AST) FUEL | FUEL [OIL, GASOLINE] In accordance with Massachusetts general law 502 CMR 5.00, an aboveground storage tank is defined as: • “A horizontal or vertical tank that is listed and intended for fixed installation, without backfill, above or below grade and is used within the scope of its approval or listing, including to the first appurtenance (valve or fitting) either on the shell, or immediately after the shell. Mounded tanks shall be considered aboveground storage tanks.” |  |  | FUEL TANK-AST | 10008240 | D3010.50 - Fuel Storage Tanks | Facilities | [8 empty] | 1020925 | TANK LENGTH | ________ | ________ | Text | 0 |  |  | 33 56 13-Aboveground Fuel-Storage Tanks | 0 | feet |  |  | Maintenance & Operations | Revision In Progress | Hard Spec |  | 0 | feet | days | 0 | US Dollars |  |  |  | 0 | US Dollars |  |  | EQ-1000328 |  |  |  | 0 | pounds-mass
EQ-1000328 | TANK, ABOVEGROUND STORAGE (AST) FUEL | FUEL [OIL, GASOLINE] In accordance with Massachusetts general law 502 CMR 5.00, an aboveground storage tank is defined as: • “A horizontal or vertical tank that is listed and intended for fixed installation, without backfill, above or below grade and is used within the scope of its approval or listing, including to the first appurtenance (valve or fitting) either on the shell, or immediately after the shell. Mounded tanks shall be considered aboveground storage tanks.” |  |  | FUEL TANK-AST | 10008240 | D3010.50 - Fuel Storage Tanks | Facilities | [8 empty] | 1020924 | TANK DIAMETER | ________ | ________ | Text | 0 |  |  | 33 56 13-Aboveground Fuel-Storage Tanks | 0 | feet |  |  | Maintenance & Operations | Revision In Progress | Hard Spec |  | 0 | feet | days | 0 | US Dollars |  |  |  | 0 | US Dollars |  |  | EQ-1000328 |  |  |  | 0 | pounds-mass
EQ-1000328 | TANK, ABOVEGROUND STORAGE (AST) FUEL | FUEL [OIL, GASOLINE] In accordance with Massachusetts general law 502 CMR 5.00, an aboveground storage tank is defined as: • “A horizontal or vertical tank that is listed and intended for fixed installation, without backfill, above or below grade and is used within the scope of its approval or listing, including to the first appurtenance (valve or fitting) either on the shell, or immediately after the shell. Mounded tanks shall be considered aboveground storage tanks.” |  |  | FUEL TANK-AST | 10008240 | D3010.50 - Fuel Storage Tanks | Facilities | [8 empty] | 1020923 | CONSTRUCTION: MATERIAL - OTHER | ________ | ________ | Text | 0 |  |  | 33 56 13-Aboveground Fuel-Storage Tanks | 0 | feet |  |  | Maintenance & Operations | Revision In Progress | Hard Spec |  | 0 | feet | days | 0 | US Dollars |  |  |  | 0 | US Dollars |  |  | EQ-1000328 |  |  |  | 0 | pounds-mass
EQ-1000328 | TANK, ABOVEGROUND STORAGE (AST) FUEL | FUEL [OIL, GASOLINE] In accordance with Massachusetts general law 502 CMR 5.00, an aboveground storage tank is defined as: • “A horizontal or vertical tank that is listed and intended for fixed installation, without backfill, above or below grade and is used within the scope of its approval or listing, including to the first appurtenance (valve or fitting) either on the shell, or immediately after the shell. Mounded tanks shall be considered aboveground storage tanks.” |  |  | FUEL TANK-AST | 10008240 | D3010.50 - Fuel Storage Tanks | Facilities | [8 empty] | 1020940 | X5) TPI REQUIRED? | IF YES- ENTER YES, IF NO- ENTER NO | IF YES- ENTER YES, IF NO- ENTER NO | Text | 0 |  |  | 33 56 13-Aboveground Fuel-Storage Tanks | 0 | feet |  |  | Maintenance & Operations | Revision In Progress | Hard Spec |  | 0 | feet | days | 0 | US Dollars |  |  |  | 0 | US Dollars |  |  | EQ-1000328 |  |  |  | 0 | pounds-mass
EQ-1000329 | PROJECTOR |  |  |  | MULTIMEDIA EQUIPMENT | 10008240 | E1030 - Commercial Equipment | Facilities | [13 empty] | 0 |  |  |  | 0 | feet |  |  |  | Draft | Hard Spec |  | 0 | feet | days | 0 | US Dollars |  |  |  | 0 | US Dollars |  |  | EQ-1000329 |  |  |  | 0 | pounds-mass
EQ-1000330 | TELEPHONE | TELECOMMUNICATION Device |  |  | TELECOMMUNICATIONS | 10008240 |  | Facilities | [13 empty] | 0 |  |  |  | 0 | feet |  |  |  | Active | Hard Spec |  | 0 | feet | days | 0 | US Dollars |  |  |  | 0 | US Dollars |  |  | EQ-1000330 |  |  |  | 0 | pounds-mass
EQ-1000331 | DC INVERTER |  |  |  | Electrical Equipment | 10008240 | D50 - ELECTRICAL | Facilities | [13 empty] | 0 |  |  |  | 0 | feet |  |  |  | Active | Hard Spec |  | 0 | feet | days | 0 | US Dollars |  |  |  | 0 | US Dollars |  |  | EQ-1000331 |  |  |  | 0 | pounds-mass
EQ-1000332 | WATER FILTRATION SYSTEM |  |  |  | WATER TREATMENT | 10008240 | D2010.20 - Domestic Water Equipment | Facilities | [13 empty] | 0 |  |  |  | 0 | feet |  |  |  | Active | Hard Spec |  | 0 | feet | days | 0 | US Dollars |  |  |  | 0 | US Dollars |  |  | EQ-1000332 |  |  |  | 0 | pounds-mass
EQ-1000333 | TANK, DOMESTIC HOT WATER | DOMESTIC WATER STORAGE |  |  | HOT WATER HEATER | 10008240 | D2010 - DOMESTIC WATER DISTRIBUTION | Facilities | [13 empty] | 0 |  |  |  | 0 | feet |  |  |  | Active | Hard Spec |  | 0 | feet | days | 0 | US Dollars |  |  |  | 0 | US Dollars |  |  | EQ-1000333 |  |  |  | 0 | pounds-mass
EQ-1000334 | OZONE EQUIPMENT | LAUNDRY APPLICATIONS |  |  | WATER TREATMENT | 10008240 | D2030.60 - Gray Water Systems | Facilities | [13 empty] | 0 |  |  |  | 0 | feet |  |  |  | Draft | Hard Spec |  | 0 | feet | days | 0 | US Dollars |  |  |  | 0 | US Dollars |  |  | EQ-1000334 |  |  |  | 0 | pounds-mass
EQ-1000335 | PROCESSED WATER PUMP | Applications HVAC-system pumping; light industrial/ process pumping (water or glycol based) |  |  | PUMP | 10008240 | D2060.50 - Processed Water Systems | Facilities | [13 empty] | 0 |  |  |  | 0 | feet |  |  |  | Active | Hard Spec |  | 0 | feet | days | 0 | US Dollars |  |  |  | 0 | US Dollars |  |  | EQ-1000335 |  |  |  | 0 | pounds-mass
EQ-1000336 | CHARGING STATION | EQUIPMENT INCLUDES: SOLAR-POWERED ELECTRIC VEHICLE CHARGER STATION |  |  | Electrical Equipment | 10008240 | D5020 - Electrical Service and Distribution | Facilities | [13 empty] | 0 |  |  |  | 0 | feet |  |  |  | Active | Hard Spec |  | 0 | feet | days | 0 | US Dollars |  |  |  | 0 | US Dollars |  |  | EQ-1000336 |  |  |  | 0 | pounds-mass
EQ-1000337 | LIQUID-SOLID SEPARATOR | (SOLIDS INTERCEPTOR) FILTRATION EQUIPMENT |  |  | WATER TREATMENT | 10008240 |  | Facilities | [13 empty] | 0 |  |  |  | 0 | feet |  |  |  | Draft | Hard Spec |  | 0 | feet | days | 0 | US Dollars |  |  |  | 0 | US Dollars |  |  | EQ-1000337 |  |  |  | 0 | pounds-mass
EQ-1000338 | OFFICE LIGHTING | DOES NOT INCLUDE EMERGENCY LIGHTING EQUIPMENT AND ACCESSORIES |  |  | Electrical Equipment | 10008240 | D5040.50 - Lighting Fixtures | Facilities | [13 empty] | 0 |  |  |  | 0 | feet |  |  |  | Active | Hard Spec |  | 0 | feet | days | 0 | US Dollars |  |  |  | 0 | US Dollars |  |  | EQ-1000338 |  |  |  | 0 | pounds-mass
EQ-1000339 | SPRINKLER HEAD |  |  |  | WET FIRE SUPPRESSION SYSTEM | 10008240 | D4010.10 - Water-Based Fire Suppression | Facilities | [13 empty] | 0 |  |  |  | 0 | feet |  |  |  | Active | Hard Spec |  | 0 | feet | days | 0 | US Dollars |  |  |  | 0 | US Dollars |  |  | EQ-1000339 |  |  |  | 0 | pounds-mass
EQ-1000340 | FURNISHINGS | E20 - FURNISHINGS E2010 - Fixed Furnishings E2010.10 - Fixed Art E2010.20 - Window Treatments E2010.30 - Casework E2010.70 - Fixed Multiple Seating E2010.90 - Other Fixed Furnishings E2050 - Movable Furnishings E2050.10 - Movable Art E2050.30 - Furniture E2050.40 - Accessories E2050.60 - Movable Multiple Seating E2050.90 - Other Movable Furnishings |  |  | MISC. EQUIPMENT | 10008240 |  | Facilities | [13 empty] | 0 |  |  |  | 0 | feet |  |  |  | Active | Hard Spec |  | 0 | feet | days | 0 | US Dollars |  |  |  | 0 | US Dollars |  |  | EQ-1000340 |  |  |  | 0 | pounds-mass
EQ-1000341 | VFD - VARIABLE FREQUENCY DRIVE |  |  |  | VARIABLE FREQUENCY DRIVE | 10008240 |  | Facilities | [13 empty] | 0 |  |  |  | 0 | feet |  |  |  | Revision In Progress | Hard Spec |  | 0 | feet | days | 0 | US Dollars |  |  |  | 0 | US Dollars |  |  | EQ-1000341 |  |  |  | 0 | pounds-mass
EQ-1000342 | VARIABLE AIR VOLUME BOX / EQ-1000342 | Digital Single Duct Terminal TITUS MODEL DESV SIZE: ________ | TITUS | DESV | VARIABLE AIR VOLUME BOX | 10008240 | D3050.50 - HVAC Air Distribution | Facilities | TITUS VAV MODEL DESV Q-ESV.txt | TITUS VAV MODEL DESV; SPECIFICATION DETAILS | User/Operating Manual | SPECIFICATION DETAILS | \ROOT\_OEM Documentation\TITUS\TITUS VAV MODEL DESV Q-ESV.txt | 10537 | TITUS VAV MODEL DESV Q-ESV.txt | TITUS VAV MODEL DESV Q-ESV.txt | [5 empty] | 0 |  |  |  | 0 | feet |  | 1002464 |  | Revision In Progress | Hard Spec |  | 0 | feet | days | 0 | US Dollars | Digital Single Duct Terminal |  |  | 0 | US Dollars |  |  | EQ-1000342 |  |  |  | 0 | pounds-mass
EQ-1000342 | VARIABLE AIR VOLUME BOX / EQ-1000342 | Digital Single Duct Terminal TITUS MODEL DESV SIZE: ________ | TITUS | DESV | VARIABLE AIR VOLUME BOX | 10008240 | D3050.50 - HVAC Air Distribution | Facilities | TITUS VAV DESV.pptx | Equipment Image DESV DIGITAL SINGLE DUCT TERMINAL MANUFACTURER: TITUS | Equipment Image | Equipment Image | \ROOT\_OEM Documentation\TITUS\TITUS VAV DESV.pptx | 702859 | TITUS VAV DESV.pptx | TITUS VAV DESV.pptx | [5 empty] | 0 |  |  |  | 0 | feet |  | 1002464 |  | Revision In Progress | Hard Spec |  | 0 | feet | days | 0 | US Dollars | Digital Single Duct Terminal |  |  | 0 | US Dollars |  |  | EQ-1000342 |  |  |  | 0 | pounds-mass
EQ-1000342 | VARIABLE AIR VOLUME BOX / EQ-1000342 | Digital Single Duct Terminal TITUS MODEL DESV SIZE: ________ | TITUS | DESV | VARIABLE AIR VOLUME BOX | 10008240 | D3050.50 - HVAC Air Distribution | Facilities | Titus DESV VAV Specs.pdf | Specification Sheet | User/Operating Manual | TITUS DESV SINGLE DIGITAL SUBMITTAL | \ROOT\Object Attachments\Vernon Stitt\triBuildingEquipment\Titus DESV VAV Specs.pdf | 168712 | Titus DESV VAV Specs.pdf | Titus DESV VAV Specs.pdf | [5 empty] | 0 |  |  |  | 0 | feet |  | 1002464 |  | Revision In Progress | Hard Spec |  | 0 | feet | days | 0 | US Dollars | Digital Single Duct Terminal |  |  | 0 | US Dollars |  |  | EQ-1000342 |  |  |  | 0 | pounds-mass
EQ-1000342 | VARIABLE AIR VOLUME BOX / EQ-1000342 | Digital Single Duct Terminal TITUS MODEL DESV SIZE: ________ | TITUS | DESV | VARIABLE AIR VOLUME BOX | 10008240 | D3050.50 - HVAC Air Distribution | Facilities | TITUS VAV DESV.jpg | Equipment Image DESV DIGITAL SINGLE DUCT TERMINAL MANUFACTURER: TITUS | Equipment Image | Equipment Image | \ROOT\_OEM Documentation\TITUS\TITUS VAV DESV.jpg | 63124 | TITUS VAV DESV.jpg | TITUS VAV DESV.jpg | [5 empty] | 0 |  |  |  | 0 | feet |  | 1002464 |  | Revision In Progress | Hard Spec |  | 0 | feet | days | 0 | US Dollars | Digital Single Duct Terminal |  |  | 0 | US Dollars |  |  | EQ-1000342 |  |  |  | 0 | pounds-mass
EQ-1000343 | VARIABLE AIR VOLUME BOX / EQ-1000343 | ROUND DUCT BYPASS TITUS MODEL ZECV | TITUS | ZECV | VARIABLE AIR VOLUME BOX | 10008240 | D3050.50 - HVAC Air Distribution | Facilities | TITUS VAV ZECV.jpg | TITUS VAV ZECV - Equipment Image | Equipment Image | TITUS VAV ZECV - Equipment Image | \ROOT\_OEM Documentation\TITUS\TITUS VAV ZECV.jpg | 92314 | TITUS VAV ZECV.jpg | TITUS VAV ZECV.jpg | [5 empty] | 0 |  |  |  | 0 | feet |  | 1002464 |  | Revision In Progress | Hard Spec |  | 0 | feet | days | 0 | US Dollars | ROUND DUCT BYPASS |  |  | 0 | US Dollars |  |  | EQ-1000343 |  |  |  | 0 | pounds-mass
EQ-1000343 | VARIABLE AIR VOLUME BOX / EQ-1000343 | ROUND DUCT BYPASS TITUS MODEL ZECV | TITUS | ZECV | VARIABLE AIR VOLUME BOX | 10008240 | D3050.50 - HVAC Air Distribution | Facilities | TITUS VAV ZECV.pptx | TITUS VAV ZECV - Round duct bypass Equipment Image & Features | Equipment Image | TITUS VAV ZECV - Equipment Image & Features | \ROOT\_OEM Documentation\TITUS\TITUS VAV ZECV.pptx | 311081 | TITUS VAV ZECV.pptx | TITUS VAV ZECV.pptx | [5 empty] | 0 |  |  |  | 0 | feet |  | 1002464 |  | Revision In Progress | Hard Spec |  | 0 | feet | days | 0 | US Dollars | ROUND DUCT BYPASS |  |  | 0 | US Dollars |  |  | EQ-1000343 |  |  |  | 0 | pounds-mass
EQ-1000343 | VARIABLE AIR VOLUME BOX / EQ-1000343 | ROUND DUCT BYPASS TITUS MODEL ZECV | TITUS | ZECV | VARIABLE AIR VOLUME BOX | 10008240 | D3050.50 - HVAC Air Distribution | Facilities | TITUS ZECV T-ECV-PECX-EXX.txt | Suggested Specifications-External Round Duct Retrofit | User/Operating Manual | TITUS ZECV spec data | \ROOT\_OEM Documentation\TITUS\TITUS ZECV T-ECV-PECX-EXX.txt | 2544 | TITUS ZECV T-ECV-PECX-EXX.txt | TITUS ZECV T-ECV-PECX-EXX.txt | [5 empty] | 0 |  |  |  | 0 | feet |  | 1002464 |  | Revision In Progress | Hard Spec |  | 0 | feet | days | 0 | US Dollars | ROUND DUCT BYPASS |  |  | 0 | US Dollars |  |  | EQ-1000343 |  |  |  | 0 | pounds-mass
EQ-1000343 | VARIABLE AIR VOLUME BOX / EQ-1000343 | ROUND DUCT BYPASS TITUS MODEL ZECV | TITUS | ZECV | VARIABLE AIR VOLUME BOX | 10008240 | D3050.50 - HVAC Air Distribution | Facilities | zecvperf_miscellaneous_2017.pdf | TITUS ZECV UNIT DIMENSIONS PERFORMANCE DATA | User/Operating Manual | TITUS ZECV / RADIATED SOUND PERFORMANCE | \ROOT\Object Attachments\Noel Jordan\triBuildingEquipmentSpec\zecvperf_miscellaneous_2017.pdf | 252388 | zecvperf_miscellaneous_2017.pdf | zecvperf_miscellaneous_2017.pdf | [5 empty] | 0 |  |  |  | 0 | feet |  | 1002464 |  | Revision In Progress | Hard Spec |  | 0 | feet | days | 0 | US Dollars | ROUND DUCT BYPASS |  |  | 0 | US Dollars |  |  | EQ-1000343 |  |  |  | 0 | pounds-mass
EQ-1000343 | VARIABLE AIR VOLUME BOX / EQ-1000343 | ROUND DUCT BYPASS TITUS MODEL ZECV | TITUS | ZECV | VARIABLE AIR VOLUME BOX | 10008240 | D3050.50 - HVAC Air Distribution | Facilities | zecvdims_miscellaneous_2017.pdf | TITUS ZECV UNIT DIMENSIONS SPEC SHEET | User/Operating Manual | TITUS ZECV | \ROOT\Object Attachments\Noel Jordan\triBuildingEquipmentSpec\zecvdims_miscellaneous_2017.pdf | 133586 | zecvdims_miscellaneous_2017.pdf | zecvdims_miscellaneous_2017.pdf | [5 empty] | 0 |  |  |  | 0 | feet |  | 1002464 |  | Revision In Progress | Hard Spec |  | 0 | feet | days | 0 | US Dollars | ROUND DUCT BYPASS |  |  | 0 | US Dollars |  |  | EQ-1000343 |  |  |  | 0 | pounds-mass
EQ-1000343 | VARIABLE AIR VOLUME BOX / EQ-1000343 | ROUND DUCT BYPASS TITUS MODEL ZECV | TITUS | ZECV | VARIABLE AIR VOLUME BOX | 10008240 | D3050.50 - HVAC Air Distribution | Facilities | ZECV_miscellaneous_2017.pdf | OVERVIEW Bypass / Pressure Terminal Round Duct | User/Operating Manual | ZECV SPEC DATA | \ROOT\Object Attachments\Noel Jordan\triBuildingEquipmentSpec\ZECV_miscellaneous_2017.pdf | 227344 | zecv_miscellaneous_2017.pdf | ZECV_miscellaneous_2017.pdf | [5 empty] | 0 |  |  |  | 0 | feet |  | 1002464 |  | Revision In Progress | Hard Spec |  | 0 | feet | days | 0 | US Dollars | ROUND DUCT BYPASS |  |  | 0 | US Dollars |  |  | EQ-1000343 |  |  |  | 0 | pounds-mass
EQ-1000343 | VARIABLE AIR VOLUME BOX / EQ-1000343 | ROUND DUCT BYPASS TITUS MODEL ZECV | TITUS | ZECV | VARIABLE AIR VOLUME BOX | 10008240 | D3050.50 - HVAC Air Distribution | Facilities | TITUS ZECV IOM.pdf | TITUS ZECV- Installation, Operation & Maintenance of the ZECV Analog Pressure Controller 3-1-03 | User/Operating Manual | ZECV-IOM-1.0 | \ROOT\_OEM Documentation\TITUS\TITUS ZECV IOM.pdf | 801595 | TITUS ZECV IOM.pdf | TITUS ZECV IOM.pdf | [5 empty] | 0 |  |  |  | 0 | feet |  | 1002464 |  | Revision In Progress | Hard Spec |  | 0 | feet | days | 0 | US Dollars | ROUND DUCT BYPASS |  |  | 0 | US Dollars |  |  | EQ-1000343 |  |  |  | 0 | pounds-mass
EQ-1000344 | AUTOMATED EXTERNAL DEFIBRILLATOR | AED | ZOLL Medical Corporation | AEDPLUS | MEDICAL EQUIPMENT | 10008240 | C1090.60 - Safety Specialties | Facilities | ZOLL AED-plus SERVICE MANUAL | 9650-0308-01 Rev. A ISSUE DATE: March 2005 | User/Operating Manual | 9650-0308-01 Rev. A | \ROOT\Object Attachments\Noel Jordan\triProcedure\ZOLL AED-plus SERVICE MANUAL | 4937365 | zoll-AED-plus_manual.pdf | ZOLL AED-plus SERVICE MANUAL | [5 empty] | 0 |  |  |  | 0 | feet |  | 1003117 |  | Revision In Progress | Hard Spec |  | 0 | feet | days | 0 | US Dollars | AEDPLUS |  |  | 0 | US Dollars |  |  | EQ-1000344 |  |  |  | 0 | pounds-mass
EQ-1000345 | Air Purifier |  |  |  | AIR HANDLER UNIT | 10008240 |  | Mechanical | [13 empty] | 0 |  |  |  | 0 | feet |  |  |  | Active | Hard Spec |  | 0 | feet | days | 0 | US Dollars |  |  |  | 0 | US Dollars |  |  | EQ-1000345 |  |  |  | 0 | pounds-mass
EQ-1000346 | PLUMBING FIXTURES - non safety related | INCLUDES: Spigot, Faucet, Shower, Hoses, Footwash |  |  | Plumbing Equipment | 10008240 | D20 - PLUMBING | Facilities | [13 empty] | 0 |  |  |  | 0 | feet |  |  | Equipment | Revision In Progress | Hard Spec |  | 0 | feet | days | 0 | US Dollars |  |  |  | 0 | US Dollars |  |  | EQ-1000346 |  |  |  | 0 | pounds-mass
EQ-1000347 | BACKFLOW PREVENTER - POTABLE WATER SYSTEM | Device used to protect potable water supplies from contamination or pollution due to backflow. Also used in Fire Sprinkler System. |  |  | Plumbing Equipment | 10008240 | D2030 - Building Support Plumbing Systems | Facilities | [13 empty] | 0 |  |  |  | 0 | feet |  |  |  | Revision In Progress | Hard Spec |  | 0 | feet | days | 0 | US Dollars |  |  |  | 0 | US Dollars |  |  | EQ-1000347 |  |  |  | 0 | pounds-mass
EQ-1000348 | FUEL OIL TANK - AST | HOME HEATING OIL, |  |  | FUEL TANK-AST | 10008240 | D3010.50 - Fuel Storage Tanks | Facilities | [8 empty] | 1047507 | TANK LENGTH | ________ | ________ | Text | 0 |  |  | Division-23-Heating, Ventilating, and Air Conditioning (HVAC) | 0 | feet |  |  |  | Draft | Hard Spec |  | 0 | feet | days | 0 | US Dollars |  |  |  | 0 | US Dollars |  |  | EQ-1000348 |  |  |  | 0 | pounds-mass
EQ-1000348 | FUEL OIL TANK - AST | HOME HEATING OIL, |  |  | FUEL TANK-AST | 10008240 | D3010.50 - Fuel Storage Tanks | Facilities | [8 empty] | 1047522 | X5) TPI REQUIRED? | IF YES- ENTER YES, IF NO- ENTER NO | IF YES- ENTER YES, IF NO- ENTER NO | Text | 0 |  |  | Division-23-Heating, Ventilating, and Air Conditioning (HVAC) | 0 | feet |  |  |  | Draft | Hard Spec |  | 0 | feet | days | 0 | US Dollars |  |  |  | 0 | US Dollars |  |  | EQ-1000348 |  |  |  | 0 | pounds-mass
EQ-1000348 | FUEL OIL TANK - AST | HOME HEATING OIL, |  |  | FUEL TANK-AST | 10008240 | D3010.50 - Fuel Storage Tanks | Facilities | [8 empty] | 1047521 | X1) TPI REPORT REQUIRED? | IF YES- ENTER YES, IF NO- ENTER NO | IF YES- ENTER YES, IF NO- ENTER NO | Text | 0 |  |  | Division-23-Heating, Ventilating, and Air Conditioning (HVAC) | 0 | feet |  |  |  | Draft | Hard Spec |  | 0 | feet | days | 0 | US Dollars |  |  |  | 0 | US Dollars |  |  | EQ-1000348 |  |  |  | 0 | pounds-mass
EQ-1000348 | FUEL OIL TANK - AST | HOME HEATING OIL, |  |  | FUEL TANK-AST | 10008240 | D3010.50 - Fuel Storage Tanks | Facilities | [8 empty] | 1047520 | X2) RTC PLAN REQUIRED? | IF YES- ENTER YES, IF NO- ENTER NO | IF YES- ENTER YES, IF NO- ENTER NO | Text | 0 |  |  | Division-23-Heating, Ventilating, and Air Conditioning (HVAC) | 0 | feet |  |  |  | Draft | Hard Spec |  | 0 | feet | days | 0 | US Dollars |  |  |  | 0 | US Dollars |  |  | EQ-1000348 |  |  |  | 0 | pounds-mass
EQ-1000348 | FUEL OIL TANK - AST | HOME HEATING OIL, |  |  | FUEL TANK-AST | 10008240 | D3010.50 - Fuel Storage Tanks | Facilities | [8 empty] | 1047519 | CONSTRUCTION-DOUBLE WALL FIBER RESIN POLYMER [FRP] | IF YES- ENTER YES, IF NO- ENTER NO | IF YES- ENTER YES, IF NO- ENTER NO | Text | 0 |  |  | Division-23-Heating, Ventilating, and Air Conditioning (HVAC) | 0 | feet |  |  |  | Draft | Hard Spec |  | 0 | feet | days | 0 | US Dollars |  |  |  | 0 | US Dollars |  |  | EQ-1000348 |  |  |  | 0 | pounds-mass
EQ-1000348 | FUEL OIL TANK - AST | HOME HEATING OIL, |  |  | FUEL TANK-AST | 10008240 | D3010.50 - Fuel Storage Tanks | Facilities | [8 empty] | 1047518 | CONSTRUCTION - DOUBLE WALL STEEL (NON-CORRODING) | IF YES- ENTER YES, IF NO- ENTER NO | IF YES- ENTER YES, IF NO- ENTER NO | Text | 0 |  |  | Division-23-Heating, Ventilating, and Air Conditioning (HVAC) | 0 | feet |  |  |  | Draft | Hard Spec |  | 0 | feet | days | 0 | US Dollars |  |  |  | 0 | US Dollars |  |  | EQ-1000348 |  |  |  | 0 | pounds-mass
EQ-1000348 | FUEL OIL TANK - AST | HOME HEATING OIL, |  |  | FUEL TANK-AST | 10008240 | D3010.50 - Fuel Storage Tanks | Facilities | [8 empty] | 1047517 | FUEL TYPE - DIESEL | IF YES- ENTER YES, IF NO- ENTER NO | IF YES- ENTER YES, IF NO- ENTER NO | Text | 0 |  |  | Division-23-Heating, Ventilating, and Air Conditioning (HVAC) | 0 | feet |  |  |  | Draft | Hard Spec |  | 0 | feet | days | 0 | US Dollars |  |  |  | 0 | US Dollars |  |  | EQ-1000348 |  |  |  | 0 | pounds-mass
EQ-1000348 | FUEL OIL TANK - AST | HOME HEATING OIL, |  |  | FUEL TANK-AST | 10008240 | D3010.50 - Fuel Storage Tanks | Facilities | [8 empty] | 1047516 | X4) RTC PLAN CERTIFICATION REQUIRED? | IF YES- ENTER YES, IF NO- ENTER NO | IF YES- ENTER YES, IF NO- ENTER NO | Text | 0 |  |  | Division-23-Heating, Ventilating, and Air Conditioning (HVAC) | 0 | feet |  |  |  | Draft | Hard Spec |  | 0 | feet | days | 0 | US Dollars |  |  |  | 0 | US Dollars |  |  | EQ-1000348 |  |  |  | 0 | pounds-mass
EQ-1000348 | FUEL OIL TANK - AST | HOME HEATING OIL, |  |  | FUEL TANK-AST | 10008240 | D3010.50 - Fuel Storage Tanks | Facilities | [8 empty] | 1047515 | CONSTRUCTION - SINGLE WALL STEEL | IF YES- ENTER YES, IF NO- ENTER NO | IF YES- ENTER YES, IF NO- ENTER NO | Text | 0 |  |  | Division-23-Heating, Ventilating, and Air Conditioning (HVAC) | 0 | feet |  |  |  | Draft | Hard Spec |  | 0 | feet | days | 0 | US Dollars |  |  |  | 0 | US Dollars |  |  | EQ-1000348 |  |  |  | 0 | pounds-mass
EQ-1000348 | FUEL OIL TANK - AST | HOME HEATING OIL, |  |  | FUEL TANK-AST | 10008240 | D3010.50 - Fuel Storage Tanks | Facilities | [8 empty] | 1047514 | FUEL TYPE - GASOLINE | IF YES- ENTER YES, IF NO- ENTER NO | IF YES- ENTER YES, IF NO- ENTER NO | Text | 0 |  |  | Division-23-Heating, Ventilating, and Air Conditioning (HVAC) | 0 | feet |  |  |  | Draft | Hard Spec |  | 0 | feet | days | 0 | US Dollars |  |  |  | 0 | US Dollars |  |  | EQ-1000348 |  |  |  | 0 | pounds-mass
EQ-1000348 | FUEL OIL TANK - AST | HOME HEATING OIL, |  |  | FUEL TANK-AST | 10008240 | D3010.50 - Fuel Storage Tanks | Facilities | [8 empty] | 1047508 | ABOVE GROUND (AST) | YES | YES | Text | 0 |  |  | Division-23-Heating, Ventilating, and Air Conditioning (HVAC) | 0 | feet |  |  |  | Draft | Hard Spec |  | 0 | feet | days | 0 | US Dollars |  |  |  | 0 | US Dollars |  |  | EQ-1000348 |  |  |  | 0 | pounds-mass
EQ-1000348 | FUEL OIL TANK - AST | HOME HEATING OIL, |  |  | FUEL TANK-AST | 10008240 | D3010.50 - Fuel Storage Tanks | Facilities | [8 empty] | 1047512 | HEATING OIL | IF YES- ENTER YES, IF NO- ENTER NO | IF YES- ENTER YES, IF NO- ENTER NO | Text | 0 |  |  | Division-23-Heating, Ventilating, and Air Conditioning (HVAC) | 0 | feet |  |  |  | Draft | Hard Spec |  | 0 | feet | days | 0 | US Dollars |  |  |  | 0 | US Dollars |  |  | EQ-1000348 |  |  |  | 0 | pounds-mass
EQ-1000348 | FUEL OIL TANK - AST | HOME HEATING OIL, |  |  | FUEL TANK-AST | 10008240 | D3010.50 - Fuel Storage Tanks | Facilities | [8 empty] | 1047513 | EMERGENCY POWER | IF YES- ENTER YES, IF NO- ENTER NO | IF YES- ENTER YES, IF NO- ENTER NO | Text | 0 |  |  | Division-23-Heating, Ventilating, and Air Conditioning (HVAC) | 0 | feet |  |  |  | Draft | Hard Spec |  | 0 | feet | days | 0 | US Dollars |  |  |  | 0 | US Dollars |  |  | EQ-1000348 |  |  |  | 0 | pounds-mass
EQ-1000348 | FUEL OIL TANK - AST | HOME HEATING OIL, |  |  | FUEL TANK-AST | 10008240 | D3010.50 - Fuel Storage Tanks | Facilities | [8 empty] | 1047505 | CONSTRUCTION: MATERIAL - OTHER | ________ | ________ | Text | 0 |  |  | Division-23-Heating, Ventilating, and Air Conditioning (HVAC) | 0 | feet |  |  |  | Draft | Hard Spec |  | 0 | feet | days | 0 | US Dollars |  |  |  | 0 | US Dollars |  |  | EQ-1000348 |  |  |  | 0 | pounds-mass
EQ-1000348 | FUEL OIL TANK - AST | HOME HEATING OIL, |  |  | FUEL TANK-AST | 10008240 | D3010.50 - Fuel Storage Tanks | Facilities | [8 empty] | 1047511 | CAPACITY - GALLONS | ________ | 0 | Number | 0 |  |  | Division-23-Heating, Ventilating, and Air Conditioning (HVAC) | 0 | feet |  |  |  | Draft | Hard Spec |  | 0 | feet | days | 0 | US Dollars |  |  |  | 0 | US Dollars |  |  | EQ-1000348 |  |  |  | 0 | pounds-mass
EQ-1000348 | FUEL OIL TANK - AST | HOME HEATING OIL, |  |  | FUEL TANK-AST | 10008240 | D3010.50 - Fuel Storage Tanks | Facilities | [8 empty] | 1047510 | X3) COMPLIANCE CERTIFICATION REQUIRED? | IF YES- ENTER YES, IF NO- ENTER NO | IF YES- ENTER YES, IF NO- ENTER NO | Text | 0 |  |  | Division-23-Heating, Ventilating, and Air Conditioning (HVAC) | 0 | feet |  |  |  | Draft | Hard Spec |  | 0 | feet | days | 0 | US Dollars |  |  |  | 0 | US Dollars |  |  | EQ-1000348 |  |  |  | 0 | pounds-mass
EQ-1000348 | FUEL OIL TANK - AST | HOME HEATING OIL, |  |  | FUEL TANK-AST | 10008240 | D3010.50 - Fuel Storage Tanks | Facilities | [8 empty] | 1047509 | X6) COMPLIANCE CERTIFICATION REQUIRED? | IF YES- ENTER YES, IF NO- ENTER NO | IF YES- ENTER YES, IF NO- ENTER NO | Text | 0 |  |  | Division-23-Heating, Ventilating, and Air Conditioning (HVAC) | 0 | feet |  |  |  | Draft | Hard Spec |  | 0 | feet | days | 0 | US Dollars |  |  |  | 0 | US Dollars |  |  | EQ-1000348 |  |  |  | 0 | pounds-mass
EQ-1000348 | FUEL OIL TANK - AST | HOME HEATING OIL, |  |  | FUEL TANK-AST | 10008240 | D3010.50 - Fuel Storage Tanks | Facilities | [8 empty] | 1047506 | TANK DIAMETER | ________ | ________ | Text | 0 |  |  | Division-23-Heating, Ventilating, and Air Conditioning (HVAC) | 0 | feet |  |  |  | Draft | Hard Spec |  | 0 | feet | days | 0 | US Dollars |  |  |  | 0 | US Dollars |  |  | EQ-1000348 |  |  |  | 0 | pounds-mass
EQ-1000349 | FOUNTAIN - DECORATIVE | A. Types 1. Indoor Fountains 2. Garden Fountains 3. Spouting Fountains 4. Japanese Fountains 5. Swimming Pool Fountain 6. Endless Fountains/Disappearing Fountains 7. Cascading Fountains 8. Wall Fountains 9. Self-Contained Fountains B. Styles 1. Tabletop Fountain 2. LED Fountains 3. Waterfall Fountain 4. Birdbath Fountain 5. Decorative Statue Fountains 6. Solar Fountains 7. Classic Greek Fountains C. Materials 1. Cast Stone 2. Metal 3. Ceramic 4. Fiberglass 5. Plastic/Lightweight Resin |  |  | Plumbing Equipment | 10008240 | D2010.20 - Domestic Water Equipment | Facilities | [13 empty] | 0 |  |  |  | 0 | feet |  |  | Equipment | Draft | Hard Spec |  | 0 | feet | days | 0 | US Dollars |  |  |  | 0 | US Dollars |  |  | EQ-1000349 |  |  |  | 0 | pounds-mass
EQ-1000350 | CHILLER, WATER FOUNTAIN |  | HALSEY TAYLOR STANDING | SJ8 | Plumbing Equipment | 10008240 | D2010.20 - Domestic Water Equipment | Facilities | sj8_spec.pdf | Halsey Taylor Remote Chiller Non-Filtered 8 GPH Model SJ8 | Addendum | HALSEY TAYLOR REMOTE CHILLER SPEC | \ROOT\Object Attachments\Noel Jordan\triBuildingEquipmentSpec - 78019887\sj8_spec.pdf | 430328 | sj8_spec.pdf | sj8_spec.pdf | [5 empty] | 0 |  |  |  | 0 | feet |  |  |  | Draft | Hard Spec |  | 0 | feet | days | 0 | US Dollars |  |  |  | 0 | US Dollars |  |  | EQ-1000350 |  |  |  | 0 | pounds-mass
EQ-1000351 | PARKING METER | PAY & DISPLAY |  |  | REVENUE METER | 10008240 |  | Facilities | [13 empty] | 0 |  |  |  | 0 | feet |  |  |  | Draft | Hard Spec |  | 0 | feet | days | 0 | US Dollars |  |  |  | 0 | US Dollars |  |  | EQ-1000351 |  |  |  | 0 | pounds-mass
EQ-1000352 | DIFFERENTIAL PRESSURE TRANSMITTER |  | FOXBORO | DP10 | DIFFERENTIAL PRESSURE TRANSMITTER | 10008240 | D7070 - Electronic Monitoring and Control | Facilities | [8 empty] | 1047535 | 03) OUTPUT SIGNAL AND CONFIGURATION |  |  | Text | 0 |  |  |  | 0 | feet |  | 1003721 |  | Draft | Hard Spec |  | 0 | feet | days | 0 | US Dollars |  |  |  | 0 | US Dollars |  |  | EQ-1000352 |  |  |  | 0 | pounds-mass
EQ-1000352 | DIFFERENTIAL PRESSURE TRANSMITTER |  | FOXBORO | DP10 | DIFFERENTIAL PRESSURE TRANSMITTER | 10008240 | D7070 - Electronic Monitoring and Control | Facilities | [8 empty] | 1047536 | 04) SPAN LIMIT |  |  | Text | 0 |  |  |  | 0 | feet |  | 1003721 |  | Draft | Hard Spec |  | 0 | feet | days | 0 | US Dollars |  |  |  | 0 | US Dollars |  |  | EQ-1000352 |  |  |  | 0 | pounds-mass
EQ-1000352 | DIFFERENTIAL PRESSURE TRANSMITTER |  | FOXBORO | DP10 | DIFFERENTIAL PRESSURE TRANSMITTER | 10008240 | D7070 - Electronic Monitoring and Control | Facilities | [8 empty] | 1047534 | 02) OUTPUT SIGNAL AND CONFIGURATION |  |  | Text | 0 |  |  |  | 0 | feet |  | 1003721 |  | Draft | Hard Spec |  | 0 | feet | days | 0 | US Dollars |  |  |  | 0 | US Dollars |  |  | EQ-1000352 |  |  |  | 0 | pounds-mass
EQ-1000352 | DIFFERENTIAL PRESSURE TRANSMITTER |  | FOXBORO | DP10 | DIFFERENTIAL PRESSURE TRANSMITTER | 10008240 | D7070 - Electronic Monitoring and Control | Facilities | [8 empty] | 1047533 | 01) OUTPUT SIGNAL AND CONFIGURATION |  |  | Text | 0 |  |  |  | 0 | feet |  | 1003721 |  | Draft | Hard Spec |  | 0 | feet | days | 0 | US Dollars |  |  |  | 0 | US Dollars |  |  | EQ-1000352 |  |  |  | 0 | pounds-mass
EQ-1000352 | DIFFERENTIAL PRESSURE TRANSMITTER |  | FOXBORO | DP10 | DIFFERENTIAL PRESSURE TRANSMITTER | 10008240 | D7070 - Electronic Monitoring and Control | Facilities | [8 empty] | 1047537 | 05) RANGE LIMIT |  |  | Text | 0 |  |  |  | 0 | feet |  | 1003721 |  | Draft | Hard Spec |  | 0 | feet | days | 0 | US Dollars |  |  |  | 0 | US Dollars |  |  | EQ-1000352 |  |  |  | 0 | pounds-mass
EQ-1000353 | PARKING PAY STATION (AUTOMATED) |  | VENTEK INT'L | venSTATION | REVENUE CONTROL SYSTEM- UNATTENDED (PARKING) | 10008240 | E1010 - Vehicle and Pedestrian Equipment | Facilities | venSTATION Product Highlight.pdf |  |  |  | \ROOT\Object Attachments\Noel Jordan\triBuildingEquipmentSpec - 78034874\venSTATION Product Highlight.pdf | 187624 | venSTATION Product Highlight.pdf | venSTATION Product Highlight.pdf | [5 empty] | 0 |  |  |  | 0 | feet |  | 1003232 |  | Draft | Hard Spec |  | 0 | feet | days | 0 | US Dollars | venSTATION |  |  | 0 | US Dollars |  |  | EQ-1000353 |  |  |  | 0 | pounds-mass
EQ-1000354 | AIR PURIFIER (PORTABLE) | oem: DAYTON model: 2HPC3A | DAYTON | 2HPC3A | AIR SYSTEM | 10008240 | D3060.70 - HVAC Air Cleaning | Facilities | Dayton-Air-Purifier-2HPC3-and-2HPC4-OIPM Operating Instructions | Operating Instruction Manual Dayton-Air-Purifier-2HPC3-and-2HPC4-OIPM | User/Operating Manual | Dayton-Air-Purifier-2HPC3-and-2HPC4-OIPM.pdf | \ROOT\_OEM Documentation\DAYTON\DAYTON AIR PURIFIER\Dayton-Air-Purifier-2HPC3-and-2HPC4-OIPM Operating Instructions | 400114 | Dayton-Air-Purifier-2HPC3-and-2HPC4-OIPM.pdf | Dayton-Air-Purifier-2HPC3-and-2HPC4-OIPM Operating Instructions | [5 empty] | 0 |  |  |  | 0 | feet |  |  |  | Draft | Hard Spec |  | 0 | feet | days | 0 | US Dollars | DAYTON AIR PURIFIER |  |  | 0 | US Dollars |  |  | EQ-1000354 |  |  |  | 0 | pounds-mass
EQ-1000355 | WELL TANK | PRESSURIZED (WATER) |  |  | TANK | 10008240 |  | Facilities | [13 empty] | 0 |  |  |  | 0 | feet |  |  |  | Draft | Hard Spec |  | 0 | feet | days | 0 | US Dollars |  |  |  | 0 | US Dollars |  |  | EQ-1000355 |  |  |  | 0 | pounds-mass
EQ-1000356 | DEMAND RESPONSE METER / EQ-1000356 | DATA LOGGER MODEL A7810 SEE NOTES TAB FOR DOCUMENTATION Data Collection The AcquiLite – EMB collects and logs data from connected pulse output or Modbus TCP devices based on user selected intervals. Data from downstream devices are time stamped and stored in non-volatile memory. This interval data is stored locally until the next scheduled upload or manual download. Using an Ethernet (LAN) connection you can push or pull data via HTTP, XML, FTP or any custom protocol utilizing our AcquiSuite Module to build your own application, including integrated cellular communication options. | OBVIUS | A7810 | METER-UTILITY | 10008240 | G4010.10 - Electrical Utility Services | Facilities | A7810_iNSTALLATION Manual.pdf | AcquiLite EMB – Data Acquisition Server [Obvius, LLC] Installation and Operation Manual Model A7810; Date Aug 10, 2011 | User/Operating Manual |  | \ROOT\Object Attachments\Noel Jordan\triBuildingEquipmentSpec - 82817698\A7810_iNSTALLATION Manual.pdf | 608183 | A7810_iNSTALLATION Manual.pdf | A7810_iNSTALLATION Manual.pdf | [5 empty] | 0 |  |  |  | 0 | feet |  | 1002085 | Equipment | Revision In Progress | Hard Spec |  | 0 | feet | days | 0 | US Dollars |  |  |  | 0 | US Dollars |  |  | EQ-1000356 |  |  |  | 0 | pounds-mass
EQ-1000356 | DEMAND RESPONSE METER / EQ-1000356 | DATA LOGGER MODEL A7810 SEE NOTES TAB FOR DOCUMENTATION Data Collection The AcquiLite – EMB collects and logs data from connected pulse output or Modbus TCP devices based on user selected intervals. Data from downstream devices are time stamped and stored in non-volatile memory. This interval data is stored locally until the next scheduled upload or manual download. Using an Ethernet (LAN) connection you can push or pull data via HTTP, XML, FTP or any custom protocol utilizing our AcquiSuite Module to build your own application, including integrated cellular communication options. | OBVIUS | A7810 | METER-UTILITY | 10008240 | G4010.10 - Electrical Utility Services | Facilities | Datasheet_AcquiLite_EMB_A7810.pdf |  |  |  | \ROOT\Object Attachments\Noel Jordan\triBuildingEquipmentSpec - 82817698\Datasheet_AcquiLite_EMB_A7810.pdf | 494913 | Datasheet_AcquiLite_EMB_A7810.pdf | Datasheet_AcquiLite_EMB_A7810.pdf | [5 empty] | 0 |  |  |  | 0 | feet |  | 1002085 | Equipment | Revision In Progress | Hard Spec |  | 0 | feet | days | 0 | US Dollars |  |  |  | 0 | US Dollars |  |  | EQ-1000356 |  |  |  | 0 | pounds-mass
EQ-1000356 | DEMAND RESPONSE METER / EQ-1000356 | DATA LOGGER MODEL A7810 SEE NOTES TAB FOR DOCUMENTATION Data Collection The AcquiLite – EMB collects and logs data from connected pulse output or Modbus TCP devices based on user selected intervals. Data from downstream devices are time stamped and stored in non-volatile memory. This interval data is stored locally until the next scheduled upload or manual download. Using an Ethernet (LAN) connection you can push or pull data via HTTP, XML, FTP or any custom protocol utilizing our AcquiSuite Module to build your own application, including integrated cellular communication options. | OBVIUS | A7810 | METER-UTILITY | 10008240 | G4010.10 - Electrical Utility Services | Facilities | Obvius Firmware and Software Modules - Oct 2016_6.pdf |  |  |  | \ROOT\Object Attachments\Noel Jordan\triBuildingEquipmentSpec - 82817698\Obvius Firmware and Software Modules - Oct 2016_6.pdf | 66461 | Obvius Firmware and Software Modules - Oct 2016_6.pdf | Obvius Firmware and Software Modules - Oct 2016_6.pdf | [5 empty] | 0 |  |  |  | 0 | feet |  | 1002085 | Equipment | Revision In Progress | Hard Spec |  | 0 | feet | days | 0 | US Dollars |  |  |  | 0 | US Dollars |  |  | EQ-1000356 |  |  |  | 0 | pounds-mass
EQ-1000357 | DEMAND RESPONSE METER / EQ-1000357 | DATA LOGGER MODEL A8810 SEE NOTES TAB FOR DOCUMENTATION Data Collection The AcquiLite – EMB collects and logs data from connected pulse output or Modbus TCP devices based on user selected intervals. Data from downstream devices are time stamped and stored in non-volatile memory. This interval data is stored locally until the next scheduled upload or manual download. Using an Ethernet (LAN) connection you can push or pull data via HTTP, XML, FTP or any custom protocol utilizing our AcquiSuite Module to build your own application, including integrated cellular communication options. | OBVIUS | A8810 | METER-UTILITY | 10008240 | G4010.10 - Electrical Utility Services | Facilities | Obvius Firmware and Software Modules - Oct 2016_5.pdf |  |  |  | \ROOT\Object Attachments\Noel Jordan\triBuildingEquipmentSpec - 82834069\Obvius Firmware and Software Modules - Oct 2016_5.pdf | 66461 | Obvius Firmware and Software Modules - Oct 2016_5.pdf | Obvius Firmware and Software Modules - Oct 2016_5.pdf | [5 empty] | 0 |  |  |  | 0 | feet |  | 1002085 | Equipment | Draft | Hard Spec |  | 0 | feet | days | 0 | US Dollars |  |  |  | 0 | US Dollars |  |  | EQ-1000357 |  |  |  | 0 | pounds-mass
EQ-1000357 | DEMAND RESPONSE METER / EQ-1000357 | DATA LOGGER MODEL A8810 SEE NOTES TAB FOR DOCUMENTATION Data Collection The AcquiLite – EMB collects and logs data from connected pulse output or Modbus TCP devices based on user selected intervals. Data from downstream devices are time stamped and stored in non-volatile memory. This interval data is stored locally until the next scheduled upload or manual download. Using an Ethernet (LAN) connection you can push or pull data via HTTP, XML, FTP or any custom protocol utilizing our AcquiSuite Module to build your own application, including integrated cellular communication options. | OBVIUS | A8810 | METER-UTILITY | 10008240 | G4010.10 - Electrical Utility Services | Facilities | A8810_iNSTALLATION Manual.pdf |  |  |  | \ROOT\Object Attachments\Noel Jordan\triBuildingEquipmentSpec - 82834069\A8810_iNSTALLATION Manual.pdf | 614425 | A8810_iNSTALLATION Manual.pdf | A8810_iNSTALLATION Manual.pdf | [5 empty] | 0 |  |  |  | 0 | feet |  | 1002085 | Equipment | Draft | Hard Spec |  | 0 | feet | days | 0 | US Dollars |  |  |  | 0 | US Dollars |  |  | EQ-1000357 |  |  |  | 0 | pounds-mass
EQ-1000357 | DEMAND RESPONSE METER / EQ-1000357 | DATA LOGGER MODEL A8810 SEE NOTES TAB FOR DOCUMENTATION Data Collection The AcquiLite – EMB collects and logs data from connected pulse output or Modbus TCP devices based on user selected intervals. Data from downstream devices are time stamped and stored in non-volatile memory. This interval data is stored locally until the next scheduled upload or manual download. Using an Ethernet (LAN) connection you can push or pull data via HTTP, XML, FTP or any custom protocol utilizing our AcquiSuite Module to build your own application, including integrated cellular communication options. | OBVIUS | A8810 | METER-UTILITY | 10008240 | G4010.10 - Electrical Utility Services | Facilities | Datasheet_A8810_EMB_1.pdf |  |  |  | \ROOT\Object Attachments\Noel Jordan\triBuildingEquipmentSpec - 82834069\Datasheet_A8810_EMB_1.pdf | 783643 | Datasheet_A8810_EMB_1.pdf | Datasheet_A8810_EMB_1.pdf | [5 empty] | 0 |  |  |  | 0 | feet |  | 1002085 | Equipment | Draft | Hard Spec |  | 0 | feet | days | 0 | US Dollars |  |  |  | 0 | US Dollars |  |  | EQ-1000357 |  |  |  | 0 | pounds-mass
EQ-1000357 | DEMAND RESPONSE METER / EQ-1000357 | DATA LOGGER MODEL A8810 SEE NOTES TAB FOR DOCUMENTATION Data Collection The AcquiLite – EMB collects and logs data from connected pulse output or Modbus TCP devices based on user selected intervals. Data from downstream devices are time stamped and stored in non-volatile memory. This interval data is stored locally until the next scheduled upload or manual download. Using an Ethernet (LAN) connection you can push or pull data via HTTP, XML, FTP or any custom protocol utilizing our AcquiSuite Module to build your own application, including integrated cellular communication options. | OBVIUS | A8810 | METER-UTILITY | 10008240 | G4010.10 - Electrical Utility Services | Facilities | A8810 G-10146 AcquiSuite SunSpec Certification Solution Sheet - REV7.pdf |  |  |  | \ROOT\Object Attachments\Noel Jordan\triBuildingEquipmentSpec - 82834069\A8810 G-10146 AcquiSuite SunSpec Certification Solution Sheet - REV7.pdf | 1761785 | A8810 G-10146 AcquiSuite SunSpec Certification Solution Sheet - REV7.pdf | A8810 G-10146 AcquiSuite SunSpec Certification Solution Sheet - REV7.pdf | [5 empty] | 0 |  |  |  | 0 | feet |  | 1002085 | Equipment | Draft | Hard Spec |  | 0 | feet | days | 0 | US Dollars |  |  |  | 0 | US Dollars |  |  | EQ-1000357 |  |  |  | 0 | pounds-mass
EQ-1000358 | DEMAND RESPONSE METER |  | OBVIUS | A9810 | METER-UTILITY | 10008240 |  | Facilities | [13 empty] | 0 |  |  |  | 0 | feet |  | 1002085 |  | Draft | Hard Spec |  | 0 | feet | days | 0 | US Dollars |  |  |  | 0 | US Dollars |  |  | EQ-1000358 |  |  |  | 0 | pounds-mass
EQ-1000359 | WATER METER |  |  |  | METER - WATER | 10008240 |  | Facilities | [13 empty] | 0 |  |  |  | 0 | feet |  |  |  | Draft | Hard Spec |  | 0 | feet | days | 0 | US Dollars |  |  |  | 0 | US Dollars |  |  | EQ-1000359 |  |  |  | 0 | pounds-mass
EQ-1000360 | PROP: CUSTOM | PROPERTY OF VARIOUS TYPES CONSTRUCTED FOR FIRE RESCUE TRAINING PURPOSES. DFS: INCLUDING, BUT NOT LIMITED TO WOOD STRUCTURES, METAL FABRICATION, PIPING, CONCRETE, ETC |  |  | MISC. EQUIPMENT | 10008240 | E1040.10 - Educational and Scientific Equipment | Facilities | [13 empty] | 0 |  |  |  | 0 | feet |  |  |  | Revision In Progress | Hard Spec |  | 0 | feet | days | 0 | US Dollars |  |  |  | 0 | US Dollars |  |  | EQ-1000360 |  |  |  | 0 | pounds-mass
EQ-1000361 | TELEPHONE - EMERGENCY CALLBOX |  | CODE BLUE CORP. |  | TELECOMMUNICATIONS | 10008240 |  | Facilities | [13 empty] | 0 |  |  |  | 0 | feet |  | 1003541 |  | Draft | Hard Spec |  | 0 | feet | days | 0 | US Dollars |  |  |  | 0 | US Dollars |  |  | EQ-1000361 |  |  |  | 0 | pounds-mass
EQ-1000362 | TELEPHONE - EMERGENCY CALLBOX |  |  |  | TELECOMMUNICATIONS | 10008240 |  | Facilities | [13 empty] | 0 |  |  |  | 0 | feet |  |  |  | Active | Hard Spec |  | 0 | feet | days | 0 | US Dollars |  |  |  | 0 | US Dollars |  |  | EQ-1000362 |  |  |  | 0 | pounds-mass
EQ-1000363 | AIR PURIFIER (PORTABLE) | oem: Envirco model: Isoclean 800 spec sheet attached | ENVIRCO | ISOCLEAN 800 | AIR SYSTEM | 10008240 | D3060.70 - HVAC Air Cleaning | Facilities | IsoClean 800 Bulletin and Data Feb 2021 | ENVIRCO IsoClean800 Portable HEPA Air Cleaning System | User/Operating Manual | Envirco Isoclean 800 | \ROOT\Object Attachments\Noel Jordan\triBuildingEquipment - 87034736\IsoClean 800 Bulletin and Data Feb 2021 | 261475 | IsoClean 800 Bulletin and Data Feb 2021.pdf | IsoClean 800 Bulletin and Data Feb 2021 | [5 empty] | 0 |  |  |  | 0 | feet |  | 1003773 |  | Draft | Hard Spec |  | 0 | feet | days | 0 | US Dollars | ISOCLEAN 800 |  |  | 0 | US Dollars |  |  | EQ-1000363 |  |  |  | 0 | pounds-mass
EQ-1000363 | AIR PURIFIER (PORTABLE) | oem: Envirco model: Isoclean 800 spec sheet attached | ENVIRCO | ISOCLEAN 800 | AIR SYSTEM | 10008240 | D3060.70 - HVAC Air Cleaning | Facilities | isoclean 800 pic | isoclean 800 pic |  | isoclean 800 pic | \ROOT\Object Attachments\Noel Jordan\triBuildingEquipmentSpec - 87480061\isoclean 800 pic | 62005 | isoclean 800 pic.pdf | isoclean 800 pic | [5 empty] | 0 |  |  |  | 0 | feet |  | 1003773 |  | Draft | Hard Spec |  | 0 | feet | days | 0 | US Dollars | ISOCLEAN 800 |  |  | 0 | US Dollars |  |  | EQ-1000363 |  |  |  | 0 | pounds-mass
EQ-1000364 | HYDRONIC RADIATOR | TRIPLE FINNED PANEL RADIANT/CONVECTIVE Commercial Hydronic Radiator | RUNTAL RADIATORS |  | RADIANT AND REHEAT SYSTEMS | 10008240 | G3050.10 - Site Hydronic Heating Distribution | Facilities | RUNTAL type_r3f_index.pdf |  | User/Operating Manual |  | \ROOT\Object Attachments\Noel Jordan\triBuildingEquipmentSpec - 87882696\RUNTAL type_r3f_index.pdf | 50868 | RUNTAL type_r3f_index.pdf | RUNTAL type_r3f_index.pdf | [5 empty] | 0 |  |  |  | 0 | feet |  | 1003497 |  | Active | Hard Spec |  | 0 | feet | days | 0 | US Dollars | R3F- ____ |  |  | 0 | US Dollars |  |  | EQ-1000364 |  |  |  | 0 | pounds-mass
EQ-1000364 | HYDRONIC RADIATOR | TRIPLE FINNED PANEL RADIANT/CONVECTIVE Commercial Hydronic Radiator | RUNTAL RADIATORS |  | RADIANT AND REHEAT SYSTEMS | 10008240 | G3050.10 - Site Hydronic Heating Distribution | Facilities | RUNTAL Model-Type-R3F-Detailed-Specifications.pdf |  | Cut Sheets/Details |  | \ROOT\Object Attachments\Noel Jordan\triBuildingEquipmentSpec - 87882696\RUNTAL Model-Type-R3F-Detailed-Specifications.pdf | 77743 | RUNTAL Model-Type-R3F-Detailed-Specifications.pdf | RUNTAL Model-Type-R3F-Detailed-Specifications.pdf | [5 empty] | 0 |  |  |  | 0 | feet |  | 1003497 |  | Active | Hard Spec |  | 0 | feet | days | 0 | US Dollars | R3F- ____ |  |  | 0 | US Dollars |  |  | EQ-1000364 |  |  |  | 0 | pounds-mass
EQ-1000365 | WATER HEATER (CONDENSING TANKLESS GAS) | Models : NCC199DV (GQ-C3257WZ-FF US) NCC199OD (GQ-C3257WZ US) | NORITZ | NCC-199DV | WATER HEATER / EXCHANGER | 10008240 |  | Facilities | NCC199-Owners-Guide ON DEMAND TANKLESS GAS HOT WATER HEATER | BSD | User/Operating Manual | NORITZ ON DEMAND HOT WATER HEATER MODEL NCC-199DV | \ROOT\Object Attachments\Noel Jordan\triSystemNode - 87972782\NCC199-Owners-Guide ON DEMAND TANKLESS GAS HOT WATER HEATER | 10514399 | NCC199-Owners-Guide.pdf | NCC199-Owners-Guide ON DEMAND TANKLESS GAS HOT WATER HEATER | [5 empty] | 0 |  |  |  | 0 | feet |  | 1003681 |  | Draft | Hard Spec |  | 0 | feet | days | 0 | US Dollars |  |  |  | 0 | US Dollars |  |  | EQ-1000365 |  |  |  | 0 | pounds-mass
EQ-1000365 | WATER HEATER (CONDENSING TANKLESS GAS) | Models : NCC199DV (GQ-C3257WZ-FF US) NCC199OD (GQ-C3257WZ US) | NORITZ | NCC-199DV | WATER HEATER / EXCHANGER | 10008240 |  | Facilities | NCC199DV-Installation.pdf | ON DEMAND WATER HEATER DOCUMENTATION NORITZ MODEL NCC-199DV | User/Operating Manual | BSD1401E-EC1 | \ROOT\Object Attachments - BSD1401E-BSD-Energy/ Design Build- Construction- Non- CEIP-EC1\Noel Jordan\triCapitalProject - 38577882 - BSD1401E-BSD-Energy/ Design Build- Construction- Non- CEIP-EC1\NCC199DV-Installation.pdf | 5091775 | bsd bristol county sheriff NCC199DV-Installation.pdf | NCC199DV-Installation.pdf | [5 empty] | 0 |  |  |  | 0 | feet |  | 1003681 |  | Draft | Hard Spec |  | 0 | feet | days | 0 | US Dollars |  |  |  | 0 | US Dollars |  |  | EQ-1000365 |  |  |  | 0 | pounds-mass
EQ-1000366 | CULVERT |  |  |  | TRAIL STREAM CROSSING | 10008240 |  | Facilities | [13 empty] | 0 |  |  |  | 0 | feet |  |  |  | Draft | Hard Spec |  | 0 | feet | days | 0 | US Dollars |  |  |  | 0 | US Dollars |  |  | EQ-1000366 |  |  |  | 0 | pounds-mass
EQ-1000367 | BOG BRIDGE |  |  |  | TRAIL STREAM CROSSING | 10008240 |  | Facilities | [13 empty] | 0 |  |  |  | 0 | feet |  |  |  | Draft | Hard Spec |  | 0 | feet | days | 0 | US Dollars |  |  |  | 0 | US Dollars |  |  | EQ-1000367 |  |  |  | 0 | pounds-mass
EQ-1000368 | PEDESTRIAN BRIDGE |  |  |  | TRAIL STREAM CROSSING | 10008240 |  | Facilities | [13 empty] | 0 |  |  |  | 0 | feet |  |  |  | Draft | Hard Spec |  | 0 | feet | days | 0 | US Dollars |  |  |  | 0 | US Dollars |  |  | EQ-1000368 |  |  |  | 0 | pounds-mass
EQ-1000369 | BOARDWALK |  |  |  | TRAIL STREAM CROSSING | 10008240 |  | Facilities | [13 empty] | 0 |  |  |  | 0 | feet |  |  |  | Draft | Hard Spec |  | 0 | feet | days | 0 | US Dollars |  |  |  | 0 | US Dollars |  |  | EQ-1000369 |  |  |  | 0 | pounds-mass
EQ-1000370 | ORV BRIDGE |  |  |  | TRAIL STREAM CROSSING | 10008240 |  | Facilities | [13 empty] | 0 |  |  |  | 0 | feet |  |  |  | Draft | Hard Spec |  | 0 | feet | days | 0 | US Dollars |  |  |  | 0 | US Dollars |  |  | EQ-1000370 |  |  |  | 0 | pounds-mass
EQ-1000371 | BATTERY BANK - SOLAR | BATTERY BANK | ENERSYS |  | SOLAR ENERGY SYSTEM | 10008240 |  | Facilities | Enersys POWERSAFE DDM BATTERY us-ddm-im-aa-june-web.pdf | Battery Installation Manual | User/Operating Manual | DDm Battery Installation Manual | \ROOT\Object Attachments\Noel Jordan\triBuildingEquipmentSpec - 88335288\Enersys POWERSAFE DDM BATTERY us-ddm-im-aa-june-web.pdf | 2855115 | Enersys POWERSAFE DDM BATTERY us-ddm-im-aa-june-web.pdf | Enersys POWERSAFE DDM BATTERY us-ddm-im-aa-june-web.pdf | [5 empty] | 0 |  |  |  | 0 | feet |  | 1003786 |  | Draft | Hard Spec |  | 0 | feet | days | 0 | US Dollars | POWERSAFE DDM |  |  | 0 | US Dollars |  |  | EQ-1000371 |  |  |  | 0 | pounds-mass
EQ-1000371 | BATTERY BANK - SOLAR | BATTERY BANK | ENERSYS |  | SOLAR ENERGY SYSTEM | 10008240 |  | Facilities | Enersys Powersafe am-ddm-ups-rs-aa_0418.pdf | DDm UPS Battery Range Summary; PowerSafe® DDm Modular Battery Systems; https://www.enersys.com/en/products/batteries/?page=1&capacity=0&categories=&ranges=&industries=&applications=&techno | User/Operating Manual | DDm UBC System | \ROOT\Object Attachments\Noel Jordan\triBuildingEquipmentSpec - 88335288\Enersys Powersafe am-ddm-ups-rs-aa_0418.pdf | 331718 | Enersys Powersafe am-ddm-ups-rs-aa_0418.pdf | Enersys Powersafe am-ddm-ups-rs-aa_0418.pdf | [5 empty] | 0 |  |  |  | 0 | feet |  | 1003786 |  | Draft | Hard Spec |  | 0 | feet | days | 0 | US Dollars | POWERSAFE DDM |  |  | 0 | US Dollars |  |  | EQ-1000371 |  |  |  | 0 | pounds-mass
EQ-1000371 | BATTERY BANK - SOLAR | BATTERY BANK | ENERSYS |  | SOLAR ENERGY SYSTEM | 10008240 |  | Facilities | Enersys tech specs and details- DDm Battery | Technical Specs & Details | Cut Sheets/Details | Enersys tech specs and details- DDm Battery | \ROOT\Object Attachments\Noel Jordan\triBuildingEquipmentSpec - 88335288\Enersys tech specs and details- DDm Battery | 213809 | Enersys tech specs and details.pdf | Enersys tech specs and details- DDm Battery | [5 empty] | 0 |  |  |  | 0 | feet |  | 1003786 |  | Draft | Hard Spec |  | 0 | feet | days | 0 | US Dollars | POWERSAFE DDM |  |  | 0 | US Dollars |  |  | EQ-1000371 |  |  |  | 0 | pounds-mass
EQ-1000371 | BATTERY BANK - SOLAR | BATTERY BANK | ENERSYS |  | SOLAR ENERGY SYSTEM | 10008240 |  | Facilities | DDm Maintenance Manual | Installation, Operation & Maintenance Manual. | User/Operating Manual | Enersys Maintenance Manual en-ddm-nsas-iom-003_0614 | \ROOT\Object Attachments\Noel Jordan\triBuildingEquipmentSpec - 88335288\DDm Maintenance Manual | 475948 | Enersys Maintenance Manual en-ddm-nsas-iom-003_0614.pdf | DDm Maintenance Manual | [5 empty] | 0 |  |  |  | 0 | feet |  | 1003786 |  | Draft | Hard Spec |  | 0 | feet | days | 0 | US Dollars | POWERSAFE DDM |  |  | 0 | US Dollars |  |  | EQ-1000371 |  |  |  | 0 | pounds-mass
EQ-1000372 | CENTRIFUGAL PUMP | TACO MODEL 1611 | TACO, INC. | 1611 | PUMP | 10008240 |  | Facilities | Taco 1611 - 1-1_2_ Flgd Cast Iron 1_2HP 1PH Centrifugal Pump.pdf |  |  |  | \ROOT\Object Attachments\Noel Jordan\triBuildingEquipmentSpec - 88467714\Taco 1611 - 1-1_2_ Flgd Cast Iron 1_2HP 1PH Centrifugal Pump.pdf | 301371 | Taco 1611 - 1-1_2_ Flgd Cast Iron 1_2HP 1PH Centrifugal Pump.pdf | Taco 1611 - 1-1_2_ Flgd Cast Iron 1_2HP 1PH Centrifugal Pump.pdf | [5 empty] | 0 |  |  |  | 0 | feet |  | 1000789 |  | Active | Hard Spec |  | 0 | feet | days | 0 | US Dollars |  |  |  | 0 | US Dollars |  |  | EQ-1000372 |  |  |  | 0 | pounds-mass
EQ-1000372 | CENTRIFUGAL PUMP | TACO MODEL 1611 | TACO, INC. | 1611 | PUMP | 10008240 |  | Facilities | 30012015-taco_model-1611_submittal.pdf |  |  |  | \ROOT\Object Attachments\Noel Jordan\triBuildingEquipmentSpec - 88467714\30012015-taco_model-1611_submittal.pdf | 464719 | 30012015-taco_model-1611_submittal.pdf | 30012015-taco_model-1611_submittal.pdf | [5 empty] | 0 |  |  |  | 0 | feet |  | 1000789 |  | Active | Hard Spec |  | 0 | feet | days | 0 | US Dollars |  |  |  | 0 | US Dollars |  |  | EQ-1000372 |  |  |  | 0 | pounds-mass
EQ-1000372 | CENTRIFUGAL PUMP | TACO MODEL 1611 | TACO, INC. | 1611 | PUMP | 10008240 |  | Facilities | 30012015-taco_model-1611_curves.pdf |  |  |  | \ROOT\Object Attachments\Noel Jordan\triBuildingEquipmentSpec - 88467714\30012015-taco_model-1611_curves.pdf | 1172086 | 30012015-taco_model-1611_curves.pdf | 30012015-taco_model-1611_curves.pdf | [5 empty] | 0 |  |  |  | 0 | feet |  | 1000789 |  | Active | Hard Spec |  | 0 | feet | days | 0 | US Dollars |  |  |  | 0 | US Dollars |  |  | EQ-1000372 |  |  |  | 0 | pounds-mass
EQ-1000372 | CENTRIFUGAL PUMP | TACO MODEL 1611 | TACO, INC. | 1611 | PUMP | 10008240 |  | Facilities | TACO PUMP 1611 Overview.pdf |  |  |  | \ROOT\Object Attachments\Noel Jordan\triBuildingEquipmentSpec - 88467714\TACO PUMP 1611 Overview.pdf | 138435 | TACO PUMP 1611 Overview.pdf | TACO PUMP 1611 Overview.pdf | [5 empty] | 0 |  |  |  | 0 | feet |  | 1000789 |  | Active | Hard Spec |  | 0 | feet | days | 0 | US Dollars |  |  |  | 0 | US Dollars |  |  | EQ-1000372 |  |  |  | 0 | pounds-mass
EQ-1000372 | CENTRIFUGAL PUMP | TACO MODEL 1611 | TACO, INC. | 1611 | PUMP | 10008240 |  | Facilities | TACO Model 1611 Centrifugal Pump.jpg |  |  |  | \ROOT\Object Attachments\Noel Jordan\triBuildingEquipmentSpec - 88467714\TACO Model 1611 Centrifugal Pump.jpg | 46610 | TACO Model 1611 Centrifugal Pump.jpg | TACO Model 1611 Centrifugal Pump.jpg | [5 empty] | 0 |  |  |  | 0 | feet |  | 1000789 |  | Active | Hard Spec |  | 0 | feet | days | 0 | US Dollars |  |  |  | 0 | US Dollars |  |  | EQ-1000372 |  |  |  | 0 | pounds-mass
EQ-1000373 | MONITOR (DISPLAY) | COMPUTER SUPPLEMENTARY EQUIPMENT |  |  | Instrumentation and Controls | 10008240 | E1030.75 - Office Equipment | Hardware | [13 empty] | 0 |  |  |  | 0 | feet |  |  |  | Draft | Hard Spec |  | 0 | feet | days | 0 | US Dollars |  |  |  | 0 | US Dollars |  |  | EQ-1000373 |  |  |  | 0 | pounds-mass
EQ-1000374 | VARIABLE AIR VOLUME BOX | SINGLE DUCT VARIABLE VOLUME CONTROL ASSEMBLIES | PRICE VENTILATION | SDV5 | VARIABLE AIR VOLUME BOX | 10008240 | D3050.50 - HVAC Air Distribution | Mechanical | -sdv-single-duct-terminal-unit-specification.pdf |  |  | 10 PAGE | \ROOT\Object Attachments\Noel Jordan\triBuildingEquipmentSpec - 89278599\-sdv-single-duct-terminal-unit-specification.pdf | 164928 | -sdv-single-duct-terminal-unit-specification.pdf | -sdv-single-duct-terminal-unit-specification.pdf | [5 empty] | 0 |  |  |  | 0 | feet |  |  |  | Active | Hard Spec |  | 0 | feet | days | 0 | US Dollars | SDV5 SERIES |  |  | 0 | US Dollars |  |  | EQ-1000374 |  |  |  | 0 | pounds-mass
EQ-1000374 | VARIABLE AIR VOLUME BOX | SINGLE DUCT VARIABLE VOLUME CONTROL ASSEMBLIES | PRICE VENTILATION | SDV5 | VARIABLE AIR VOLUME BOX | 10008240 | D3050.50 - HVAC Air Distribution | Mechanical | SDV5 VAV.jpg |  | B/I - Image - Primary | SDV5 PIC | \ROOT\Object Attachments\Noel Jordan\triBuildingEquipmentSpec - 89278599\SDV5 VAV.jpg | 35888 | SDV5 VAV.jpg | SDV5 VAV.jpg | [5 empty] | 0 |  |  |  | 0 | feet |  |  |  | Active | Hard Spec |  | 0 | feet | days | 0 | US Dollars | SDV5 SERIES |  |  | 0 | US Dollars |  |  | EQ-1000374 |  |  |  | 0 | pounds-mass
EQ-1000374 | VARIABLE AIR VOLUME BOX | SINGLE DUCT VARIABLE VOLUME CONTROL ASSEMBLIES | PRICE VENTILATION | SDV5 | VARIABLE AIR VOLUME BOX | 10008240 | D3050.50 - HVAC Air Distribution | Mechanical | SDV5 VAV DETAILS.pdf | WEBSITE LINK: https://www.priceindustries.com/terminalunits/products/spv-sdv-single-duct-controller-type | Cut Sheets/Details | 2 PAGE SPECIFICATIONS | \ROOT\Object Attachments\Noel Jordan\triBuildingEquipmentSpec - 89278599\SDV5 VAV DETAILS.pdf | 211531 | SDV5 VAV DETAILS.pdf | SDV5 VAV DETAILS.pdf | [5 empty] | 0 |  |  |  | 0 | feet |  |  |  | Active | Hard Spec |  | 0 | feet | days | 0 | US Dollars | SDV5 SERIES |  |  | 0 | US Dollars |  |  | EQ-1000374 |  |  |  | 0 | pounds-mass
EQ-1000374 | VARIABLE AIR VOLUME BOX | SINGLE DUCT VARIABLE VOLUME CONTROL ASSEMBLIES | PRICE VENTILATION | SDV5 | VARIABLE AIR VOLUME BOX | 10008240 | D3050.50 - HVAC Air Distribution | Mechanical | SDV5-single-duct-variable-volume-submittal | SUBMITTAL | Cut Sheets/Details | REV 0 SDV-1-1 Sheet 1 of 1 | \ROOT\Object Attachments\Noel Jordan\triBuildingEquipmentSpec - 89278599\SDV5-single-duct-variable-volume-submittal | 105019 | -sdv---single-duct-variable-volume-submittal.pdf | SDV5-single-duct-variable-volume-submittal | [5 empty] | 0 |  |  |  | 0 | feet |  |  |  | Active | Hard Spec |  | 0 | feet | days | 0 | US Dollars | SDV5 SERIES |  |  | 0 | US Dollars |  |  | EQ-1000374 |  |  |  | 0 | pounds-mass
EQ-1000374 | VARIABLE AIR VOLUME BOX | SINGLE DUCT VARIABLE VOLUME CONTROL ASSEMBLIES | PRICE VENTILATION | SDV5 | VARIABLE AIR VOLUME BOX | 10008240 | D3050.50 - HVAC Air Distribution | Mechanical | PRICE VAV sdv5-manual | MANUAL – INSTALLATION Single Duct Variable Volume Control Assemblies - Direct Digital Controls SDV5 Series | User/Operating Manual | v200 – Issue Date: 01/05/17 | \ROOT\Object Attachments\Noel Jordan\triBuildingEquipmentSpec - 89278599\PRICE VAV sdv5-manual | 911942 | PRICE VAV sdv5-manual.pdf | PRICE VAV sdv5-manual | [5 empty] | 0 |  |  |  | 0 | feet |  |  |  | Active | Hard Spec |  | 0 | feet | days | 0 | US Dollars | SDV5 SERIES |  |  | 0 | US Dollars |  |  | EQ-1000374 |  |  |  | 0 | pounds-mass
EQ-1000375 | COMBINER BOX | A PV combiner box is an electrical distribution box where DC breakers are housed. Its main purpose is to combine multiple DC inputs from the panels in the system into a single DC output. This output is then connected to a charge controller or inverter, depending on the type of system. They also allow you to transition to larger wires between the array and the batteries or inverter to minimize transmission voltage drop. The number of strings determine the number of breakers that can be placed in the PV combiner box Ex: MNPV3 = 3 strings, 3 breakers Ex: SMA 12 = 12 strings, 12 breakers Overcurrent protection for each string Must meet UL 1741 |  |  | SOLAR ENERGY SYSTEM | 10008240 | D5010.30 - Photovoltaic Collectors | Mechanical | [13 empty] | 0 |  |  |  | 0 | feet |  |  |  | Active | Hard Spec |  | 0 | feet | days | 0 | US Dollars |  |  |  | 0 | US Dollars |  |  | EQ-1000375 |  |  |  | 0 | pounds-mass
EQ-1000376 | COMBINER BOX |  |  |  | STEAM ENERGY SYSTEM | 10008240 | G3050.20 - Site Steam Energy Distribution | Facilities | [13 empty] | 0 |  |  |  | 0 | feet |  |  |  | Active | Hard Spec |  | 0 | feet | days | 0 | US Dollars |  |  |  | 0 | US Dollars |  |  | EQ-1000376 |  |  |  | 0 | pounds-mass
EQ-1000377 | CENTRIFUGAL PUMP | GENERIC- NO MANUFACTURER OR MODEL INFO ASSOCIATED |  | GENERIC | PUMP | 10008240 |  | Facilities | [13 empty] | 0 |  |  |  | 0 | feet | GENERIC |  |  | Active | Hard Spec |  | 0 | feet | days | 0 | US Dollars | GENERIC |  |  | 0 | US Dollars |  |  | EQ-1000377 |  |  |  | 0 | pounds-mass
EQ-1000378 | CLAY TILE ROOFING |  |  |  | ROOFING SYSTEM | 10008240 | B3010 - Roofing | Facilities | [13 empty] | 0 |  |  |  | 0 | feet |  |  |  | Draft | Hard Spec |  | 0 | feet | days | 0 | US Dollars |  |  |  | 0 | US Dollars |  |  | EQ-1000378 |  |  |  | 0 | pounds-mass
EQ-1000379 | WATER HEATER (TANKLESS) |  |  |  | HOT WATER HEATER | 10008240 |  | Facilities | [13 empty] | 0 |  |  |  | 0 | feet |  |  |  | Draft | Hard Spec |  | 0 | feet | days | 0 | US Dollars |  |  |  | 0 | US Dollars |  |  | EQ-1000379 |  |  |  | 0 | pounds-mass
EQ-1000380 | WATER HEATER (TANKLESS) | Manufacturer: Navien MODELS NPE-180A, NPE180-S; NPE-240A, NPE-240S | Navien, Inc. | NPE-180A, NPE180-S; NPE-240A, NPE-240S | HOT WATER HEATER | 10008240 | D2010.20 - Domestic Water Equipment | Facilities | NPE Condensing Water Heaters Installation & Operation Manual | for Models: NPE-180A; NPE-210A; NPE240A; NPE-150S; NPE-180-S; NPE-210S; NPE-240S | User/Operating Manual | 200110_Version 5.4_EN (Jan,2020) | \ROOT\Object Attachments\Noel Jordan\triBuildingEquipmentSpec - 90872761\NPE Condensing Water Heaters Installation & Operation Manual | 33413137 | NPE_Installation and Operation Manual_200110_Ver5.4_EN.pdf | NPE Condensing Water Heaters Installation & Operation Manual | [5 empty] | 0 |  |  |  | 0 | feet |  | 1003510 | Equipment | Revision In Progress | Hard Spec |  | 0 | feet | days | 0 | US Dollars | Condensing Water Heater |  |  | 0 | US Dollars |  |  | EQ-1000380 |  |  |  | 0 | pounds-mass
EQ-1000381 | STOVE |  |  |  | RADIANT AND REHEAT SYSTEMS | 10008240 | D3020.10 - Heat Generation | Facilities | [13 empty] | 0 |  |  |  | 0 | feet |  |  |  | Active | Hard Spec |  | 0 | feet | days | 0 | US Dollars |  |  |  | 0 | US Dollars |  |  | EQ-1000381 |  |  |  | 0 | pounds-mass
EQ-1000382 | Air Purifier | OSOpure ADP-70 | OSO PURE |  | AIR SYSTEM | 10008240 |  | Mechanical | [13 empty] | 0 |  |  |  | 0 | feet |  | 1003844 |  | Active | Hard Spec |  | 0 | feet | days | 0 | US Dollars |  |  |  | 0 | US Dollars |  |  | EQ-1000382 |  |  |  | 0 | pounds-mass
EQ-1000383 | VFD - VARIABLE FREQUENCY DRIVE | MODEL HMX3D434NAM1: 2 hp, 3.4A, 480V, IntelliPass NEMA Type 1, No brake chopper, Software A, Options: Manual bypass, includes isolation contractor and pilot lights, Frame size 4 | EATON INDUSTRIES | HMX3D434NAM1 | VARIABLE FREQUENCY DRIVE | 10008240 | D3050.50 - HVAC Air Distribution | Facilities | EATON skuPage.HMX3D434NAM1.pdf | HMX3D434NAM1: https://www.eaton.com/us/en-us/skuPage.HMX3D434NAM1.html 2 hp, 3.4A | Equipment Specifications DataSheet | HMX3D434NAM1 | \ROOT\Object Attachments\Noel Jordan\triBuildingEquipmentSpec - 96648824\EATON skuPage.HMX3D434NAM1.pdf | 55415 | EATON skuPage.HMX3D434NAM1.pdf | EATON skuPage.HMX3D434NAM1.pdf | [5 empty] | 0 |  |  |  | 0 | feet |  |  | HVAC | Active | Hard Spec |  | 0 | feet | days | 0 | US Dollars | H-Max Drive, 2 hp, 3.4A |  |  | 0 | US Dollars |  |  | EQ-1000383 |  |  |  | 0 | pounds-mass
EQ-1000384 | VFD - VARIABLE FREQUENCY DRIVE | HMX7D634NAM1: 2 hp, 7.5A, 480V, IntelliPass NEMA Type 1, No brake chopper, Software A, Options: Manual bypass, includes isolation contractor and pilot lights, Frame size 4 | EATON INDUSTRIES | HMX7D634NAM1 | VARIABLE FREQUENCY DRIVE | 10008240 | D3050.50 - HVAC Air Distribution | Facilities | SPEC SHEET-HMX7D634NAM1.pdf | EATON VFD MODEL HMX7D634NAM1 H-Max Drive, 2 hp, 7.5A | Equipment Specifications DataSheet | EATON VFD MODEL HMX7D634NAM1 | \ROOT\Object Attachments\Noel Jordan\triBuildingEquipmentSpec - 96651191\SPEC SHEET-HMX7D634NAM1.pdf | 56169 | SPEC SHEET-HMX7D634NAM1.pdf | SPEC SHEET-HMX7D634NAM1.pdf | [5 empty] | 0 |  |  |  | 0 | feet |  |  | HVAC | Draft | Hard Spec |  | 0 | feet | days | 0 | US Dollars | H-Max Drive, 2 hp, 7.5A |  |  | 0 | US Dollars |  |  | EQ-1000384 |  |  |  | 0 | pounds-mass
EQ-1000385 | VFD - VARIABLE FREQUENCY DRIVE | HMX5D634NAM1 H-Max Drive, 3 hp, 5.6A, 480V, IntelliPass NEMA Type 1, No brake chopper, Software A, Options: Manual bypass, includes isolation contractor and pilot lights, Frame size 4 | EATON INDUSTRIES | HMX5D634NAM1 | VARIABLE FREQUENCY DRIVE | 10008240 | D3050.50 - HVAC Air Distribution | Facilities | EATON skuPage.HMX5D634NAM1.pdf | HMX5D634NAM1 H-Max Drive, 3 hp, 5.6A | Equipment Specifications DataSheet | EATON VFD MODEL# HMX5D634NAM1 | \ROOT\Object Attachments\Noel Jordan\triBuildingEquipmentSpec - 96652811\EATON skuPage.HMX5D634NAM1.pdf | 54229 | EATON skuPage.HMX5D634NAM1.pdf | EATON skuPage.HMX5D634NAM1.pdf | [5 empty] | 0 |  |  |  | 0 | feet |  |  |  | Draft | Hard Spec |  | 0 | feet | days | 0 | US Dollars | H-Max Drive, 3 hp, 5.6A |  |  | 0 | US Dollars |  |  | EQ-1000385 |  |  |  | 0 | pounds-mass
EQ-1000386 | VFD - VARIABLE FREQUENCY DRIVE | H-Max Drive, 10 hp, 14A, 480V, IntelliPass NEMA Type 1, No brake chopper, Software A, Options: Manual bypass, includes isolation contractor and pilot lights, Frame size 5 | EATON INDUSTRIES | HMX01434NAM1 | VARIABLE FREQUENCY DRIVE | 10008240 | D3050.50 - HVAC Air Distribution | Facilities | EATON skuPage.HMX01434NAM1.pdf | HMX01434NAM1 | Equipment Specifications DataSheet | HMX01434NAM1 | \ROOT\Object Attachments\Noel Jordan\triBuildingEquipmentSpec - 96655948\EATON skuPage.HMX01434NAM1.pdf | 52434 | EATON skuPage.HMX01434NAM1.pdf | EATON skuPage.HMX01434NAM1.pdf | [5 empty] | 0 |  |  |  | 0 | feet |  |  |  | Draft | Hard Spec |  | 0 | feet | days | 0 | US Dollars | H-Max Drive, 10 hp, 14A, 480V |  |  | 0 | US Dollars |  |  | EQ-1000386 |  |  |  | 0 | pounds-mass
EQ-1000387 | VFD - VARIABLE FREQUENCY DRIVE | HMX01134NAM1 H-Max Drive, 7.5 hp, 11A, 480V, IntelliPass NEMA Type 1, No brake chopper, Software A, Options: Manual bypass, includes isolation contractor and pilot lights, Frame size 4 | EATON INDUSTRIES | HMX01134NAM1 | VARIABLE FREQUENCY DRIVE | 10008240 | D3050.50 - HVAC Air Distribution | Facilities | EATON skuPage.HMX01134NAM1.pdf | HMX01134NAM1 | Equipment Specifications DataSheet | EATON Model# HMX01134NAM1 | \ROOT\Object Attachments\Noel Jordan\triBuildingEquipmentSpec - 96662746\EATON skuPage.HMX01134NAM1.pdf | 54289 | EATON skuPage.HMX01134NAM1.pdf | EATON skuPage.HMX01134NAM1.pdf | [5 empty] | 0 |  |  |  | 0 | feet |  |  | HVAC | Draft | Hard Spec |  | 0 | feet | days | 0 | US Dollars | H-Max Drive, 7.5 hp, 11A, 480V |  |  | 0 | US Dollars |  |  | EQ-1000387 |  |  |  | 0 | pounds-mass
EQ-1000388 | ROOF - TYPE UNKNOWN | SPECIFICS TO BE DETERMINED |  |  | ROOFING SYSTEM | 10008240 | B3010 - Roofing | Facilities | [13 empty] | 0 |  |  |  | 0 | feet |  |  |  | Draft | Hard Spec |  | 0 | feet | days | 0 | US Dollars |  |  |  | 0 | US Dollars |  |  | EQ-1000388 |  |  |  | 0 | pounds-mass
EQ-1000389 | HEATING OIL STORAGE TANK |  |  |  | FUEL OIL STORAGE TANK | 10008240 | D3020 - Heating Systems | Facilities | [13 empty] | 0 |  |  |  | 0 | inches |  |  |  | Active | Hard Spec |  | 0 | inches | days | 0 | US Dollars |  |  |  | 0 | US Dollars |  |  | EQ-1000389 |  |  |  | 0 | pounds-mass

## AllSpaceClass uses
USE - All Space Classes
01/31/2023 15:13:24
ID | Hierarchy Path | Name | Description | BOMA Type | Space Standard | Planning Level? | Workpoint | Measure Type | Exclude from Rentable | Exclude from Usable | Property Common | Building Common | Vacant Common | Floor Common
10 | \Classifications\Space Class Current | Space Class Current | Space Class Current | Not Applicable |  | FALSE | [6 empty] | FALSE
118 | \Classifications\Space Class Current\Alternative Workplace | Alternative Workplace | Space that is used to accommodate employees during the workday but which are not part of the institution's real estate portfolio. | Not Applicable |  | FALSE | TRUE |  | FALSE | FALSE |  |  | TRUE
268 | \Classifications\Space Class Current\Alternative Workplace\Customer Site | Customer Site | Specific dedicated space at a customer's site which is used by employees. | Not Applicable |  | FALSE |  |  | FALSE | FALSE |  |  | FALSE
266 | \Classifications\Space Class Current\Alternative Workplace\Home Office | Home Office | Space used as an office within the home of an employee. | Not Applicable |  | FALSE | FALSE |  | FALSE | FALSE |  |  | FALSE
269 | \Classifications\Space Class Current\Alternative Workplace\No Fixed Location | No Fixed Location | The implied space to support personnel who have no designed work location. | Not Applicable |  | FALSE |  |  | FALSE | FALSE |  |  | FALSE
271 | \Classifications\Space Class Current\Alternative Workplace\Other Alternative Workspace | Other Alternative Workspace | Space not adequately described by another Alternative Workspace category. | Not Applicable |  | FALSE | FALSE |  | FALSE | FALSE |  |  | FALSE
267 | \Classifications\Space Class Current\Alternative Workplace\Rent An office | Rent An office | A short-term office rental which is typically by the room and may have office services provided. | Not Applicable |  | FALSE | FALSE |  | FALSE | FALSE |  |  | FALSE
270 | \Classifications\Space Class Current\Alternative Workplace\Supplier Site | Supplier Site | Specific dedicated space at a supplier site which is used by employees. | Not Applicable |  | FALSE |  |  | FALSE | FALSE |  |  | FALSE
1000009 | \Classifications\Space Class Current\Building Common | Building Common | DCAMM place holder | Not Applicable |  | FALSE | FALSE | Capacity | FALSE | FALSE | FALSE | TRUE | FALSE | FALSE
1000026 | \Classifications\Space Class Current\BUILDING SERVICE | BUILDING SERVICE |  | Building Common |  | FALSE | FALSE | Capacity | FALSE | FALSE | FALSE | TRUE | FALSE | FALSE
106 | \Classifications\Space Class Current\Business Support | Business Support | Space housing functions supporting the business process or secondary business functions. | Building Common |  | FALSE | [5 empty] | TRUE | TRUE
281 | \Classifications\Space Class Current\Business Support\Auditorium | Auditorium | A room or theater with tiers of seats used for viewing presentations, performances or lectures. | Building Common |  | FALSE | TRUE |  |  | FALSE |  | TRUE | TRUE
280 | \Classifications\Space Class Current\Business Support\Lobby Non-circulation | Lobby Non-circulation | Portions of the Lobby, which are being used for purposes other than circulation and are not readily designated as another classification. | Building Common |  | FALSE | [5 empty] | TRUE | TRUE
282 | \Classifications\Space Class Current\Business Support\Mail | Mail | Mail sorting and distribution space including remote mail stops on floors. | Building Common |  | FALSE | [5 empty] | TRUE | TRUE
283 | \Classifications\Space Class Current\Business Support\Meeting | Meeting | Space specifically designed for groups of people to interact on a occasional basis having appropriate seating and other amenities to support this activity. | Building Common |  | TRUE | [5 empty] | TRUE | TRUE | FALSE
287 | \Classifications\Space Class Current\Business Support\Other Business Support | Other Business Support | Any other business service space that is not readily categorized into one of the other classes. | Building Common |  | FALSE | [5 empty] | TRUE | TRUE
284 | \Classifications\Space Class Current\Business Support\Print Shop | Print Shop | Space designed to accomplish the reproduction and distribution of documents. | Building Common |  | FALSE | [5 empty] | TRUE | TRUE
286 | \Classifications\Space Class Current\Business Support\Storage | Storage | Space that has been designed for general storage; usually not conducive for use as office space. | Building Common |  | FALSE | [5 empty] | TRUE | TRUE
285 | \Classifications\Space Class Current\Business Support\Waiting | Waiting | Space with seating where people wait prior to entering another space or receiving service. | Building Common |  | FALSE | [5 empty] | TRUE | TRUE
1000020 | \Classifications\Space Class Current\CIRCULATION | CIRCULATION |  | Not Applicable |  | FALSE | FALSE | Capacity | FALSE | FALSE | FALSE | FALSE | FALSE | FALSE
1000032 | \Classifications\Space Class Current\CLASSROOMS | CLASSROOMS |  | Not Applicable |  | FALSE | FALSE | Capacity | FALSE | FALSE | FALSE | FALSE | TRUE | FALSE
115 | \Classifications\Space Class Current\Commercial Space | Commercial Space | Spaces where customers or clients view, sample, purchase and return product. | Office |  | TRUE | FALSE |  |  | FALSE | TRUE |  | TRUE | FALSE
261 | \Classifications\Space Class Current\Commercial Space\Banking | Banking | Space specific to banking such as teller spaces, vaults, safety deposit space and automated teller machines. | Office |  | FALSE | [6 empty] | TRUE
263 | \Classifications\Space Class Current\Commercial Space\Commercail Service and Repair | Commercail Service and Repair | Space designed for the service or repair of product, including customer waiting and stockrooms for replacement parts as part of the customer-facing operation. | Office |  | FALSE | [6 empty] | TRUE
264 | \Classifications\Space Class Current\Commercial Space\Commercial Support | Commercial Support | Space for storage room, back office and other support functions required for Commercial Space. | Office |  | FALSE |  |  |  |  | FALSE |  | TRUE | FALSE
260 | \Classifications\Space Class Current\Commercial Space\Demonstration | Demonstration | Space where the product is demonstrated in an operational setting; often for large and/or complex operations and products. | Office |  | FALSE | [6 empty] | TRUE
265 | \Classifications\Space Class Current\Commercial Space\Other Commercial | Other Commercial | Customer-facing space not covered by other Commercial Space classifications. | Office |  | FALSE | [6 empty] | TRUE
262 | \Classifications\Space Class Current\Commercial Space\Sales | Sales | Space where customers or clients can view or purchase product. | Office |  | FALSE | [6 empty] | TRUE
259 | \Classifications\Space Class Current\Commercial Space\Trading Space | Trading Space | Open space used for security or commodity trading. | Office |  | FALSE | [6 empty] | TRUE
102 | \Classifications\Space Class Current\Core Building Service | Core Building Service | Space necessary to provide a working environment or to support operation of the building. | Building Common |  | FALSE |  |  |  | TRUE |  | TRUE | TRUE
133 | \Classifications\Space Class Current\Core Building Service\Control Room | Control Room | Space used for the control and monitoring of life safety and communication services. | Building Common |  | FALSE | FALSE |  | FALSE | TRUE | FALSE | TRUE | TRUE | FALSE
134 | \Classifications\Space Class Current\Core Building Service\Loading Dock | Loading Dock | A secondary building entrance space used to accommodate shipping and delivery of bulk materials to the structure. | Building Common |  | FALSE |  |  |  | TRUE |  | TRUE | TRUE
138 | \Classifications\Space Class Current\Core Building Service\Other Building Service | Other Building Service | Other building service space, such as space used for the building operator and custodian office, workshop and supplies. | Building Common |  | FALSE |  |  |  | TRUE |  | TRUE | TRUE
135 | \Classifications\Space Class Current\Core Building Service\Restroom | Restroom | A space with washing and toilet facilities. | Building Common |  | FALSE | FALSE |  | FALSE | TRUE | FALSE | TRUE | TRUE | FALSE
136 | \Classifications\Space Class Current\Core Building Service\Utility Equipment Room | Utility Equipment Room | Space provided for the general operation of heating, ventilating, and air conditioning, plumbing and electrical, life safety and communication services; including sections of tunnels which are dedicated to distribution of utilities. | Building Common |  | FALSE |  |  |  | TRUE | FALSE | TRUE | TRUE
137 | \Classifications\Space Class Current\Core Building Service\Waste and Recycling | Waste and Recycling | Space used for holding garbage and recyclable materials. | Building Common |  | FALSE |  |  |  | TRUE |  | TRUE | TRUE
1000033 | \Classifications\Space Class Current\Custom UML | Custom UML | UNCL | Not Applicable |  | FALSE | FALSE | Capacity | FALSE | FALSE | FALSE | FALSE | FALSE | FALSE
1000122 | \Classifications\Space Class Current\Custom UML\ACCT | ACCT |  | Not Applicable |  | FALSE | FALSE | Capacity | FALSE | FALSE | FALSE | FALSE | FALSE | FALSE
1001245 | \Classifications\Space Class Current\Custom UML\ADM | ADM |  | Not Applicable |  | FALSE | FALSE | Capacity | FALSE | FALSE | FALSE | FALSE | FALSE | FALSE
1000036 | \Classifications\Space Class Current\Custom UML\ALTERATION / CONVERSION | ALTERATION / CONVERSION |  | Not Applicable |  | FALSE | FALSE | Capacity | FALSE | FALSE | FALSE | FALSE | FALSE | FALSE
1000035 | \Classifications\Space Class Current\Custom UML\ANIMAL QUARTERS | ANIMAL QUARTERS |  | Not Applicable |  | FALSE | FALSE | Capacity | FALSE | FALSE | FALSE | FALSE | FALSE | FALSE
1000034 | \Classifications\Space Class Current\Custom UML\ANIMAL RESEARCH LAB | ANIMAL RESEARCH LAB |  | Not Applicable |  | FALSE | FALSE | Capacity | FALSE | FALSE | FALSE | FALSE | FALSE | FALSE
1000037 | \Classifications\Space Class Current\Custom UML\ANIMAL RESEARCH LAB SERVICE | ANIMAL RESEARCH LAB SERVICE |  | Not Applicable |  | FALSE | FALSE | Capacity | FALSE | FALSE | FALSE | FALSE | FALSE | FALSE
1000038 | \Classifications\Space Class Current\Custom UML\APARTMENT | APARTMENT |  | Not Applicable |  | FALSE | FALSE | Capacity | FALSE | FALSE | FALSE | FALSE | FALSE | FALSE
1000039 | \Classifications\Space Class Current\Custom UML\APARTMENT SERVICE | APARTMENT SERVICE |  | Not Applicable |  | FALSE | FALSE | Capacity | FALSE | FALSE | FALSE | FALSE | FALSE | FALSE
1000121 | \Classifications\Space Class Current\Custom UML\ART | ART |  |  |  | FALSE | FALSE | Capacity | FALSE | FALSE | FALSE | FALSE | FALSE | FALSE
1000041 | \Classifications\Space Class Current\Custom UML\ASSEMBLY SERVICE | ASSEMBLY SERVICE |  | Not Applicable |  | FALSE | FALSE | Capacity | FALSE | FALSE | FALSE | FALSE | FALSE | FALSE
1000275 | \Classifications\Space Class Current\Custom UML\ATH | ATH |  | Not Applicable |  | FALSE | FALSE | Capacity | FALSE | FALSE | FALSE | FALSE | FALSE | FALSE
1001442 | \Classifications\Space Class Current\Custom UML\ATH OFF | ATH OFF |  | Not Applicable |  | FALSE | FALSE | Capacity | FALSE | FALSE | FALSE | FALSE | FALSE | FALSE
1000042 | \Classifications\Space Class Current\Custom UML\ATHLETIC | ATHLETIC |  | Not Applicable |  | FALSE | FALSE | Capacity | FALSE | FALSE | FALSE | FALSE | FALSE | FALSE
1000043 | \Classifications\Space Class Current\Custom UML\ATHLETIC SEATING | ATHLETIC SEATING |  | Not Applicable |  | FALSE | FALSE | Capacity | FALSE | FALSE | FALSE | FALSE | FALSE | FALSE
1000044 | \Classifications\Space Class Current\Custom UML\ATHLETIC SERVICE | ATHLETIC SERVICE |  | Not Applicable |  | FALSE | FALSE | Capacity | FALSE | FALSE | FALSE | FALSE | FALSE | FALSE
1000120 | \Classifications\Space Class Current\Custom UML\BIO | BIO |  |  |  | FALSE | FALSE | Capacity | FALSE | FALSE | FALSE | FALSE | FALSE | FALSE
1000123 | \Classifications\Space Class Current\Custom UML\BIOMED ENG | BIOMED ENG |  |  |  | FALSE | FALSE | Capacity | FALSE | FALSE | FALSE | FALSE | FALSE | FALSE
1000193 | \Classifications\Space Class Current\Custom UML\BKSTR | BKSTR |  | Not Applicable |  | FALSE | FALSE | Capacity | FALSE | FALSE | FALSE | FALSE | FALSE | FALSE
1000125 | \Classifications\Space Class Current\Custom UML\BNS | BNS |  |  |  | FALSE | FALSE | Capacity | FALSE | FALSE | FALSE | FALSE | FALSE | FALSE
1000045 | \Classifications\Space Class Current\Custom UML\BRIDGE/TUNNEL | BRIDGE/TUNNEL |  | Not Applicable |  | FALSE | FALSE | Capacity | FALSE | FALSE | FALSE | FALSE | FALSE | FALSE
1000124 | \Classifications\Space Class Current\Custom UML\CAREER | CAREER |  |  |  | FALSE | FALSE | Capacity | FALSE | FALSE | FALSE | FALSE | FALSE | FALSE
1000126 | \Classifications\Space Class Current\Custom UML\CCE | CCE |  |  |  | FALSE | FALSE | Capacity | FALSE | FALSE | FALSE | FALSE | FALSE | FALSE
1000127 | \Classifications\Space Class Current\Custom UML\CCRE | CCRE |  |  |  | FALSE | FALSE | Capacity | FALSE | FALSE | FALSE | FALSE | FALSE | FALSE
1000047 | \Classifications\Space Class Current\Custom UML\CENTRAL SERVICE | CENTRAL SERVICE |  | Not Applicable |  | FALSE | FALSE | Capacity | FALSE | FALSE | FALSE | FALSE | FALSE | FALSE
1000046 | \Classifications\Space Class Current\Custom UML\CENTRAL SERVICE SUPPORT | CENTRAL SERVICE SUPPORT |  | Not Applicable |  | FALSE | FALSE | Capacity | FALSE | FALSE | FALSE | FALSE | FALSE | FALSE
1000048 | \Classifications\Space Class Current\Custom UML\CENTRAL STORAGE | CENTRAL STORAGE |  | Not Applicable |  | FALSE | FALSE | Capacity | FALSE | FALSE | FALSE | FALSE | FALSE | FALSE
1000049 | \Classifications\Space Class Current\Custom UML\CENTRAL STORAGE SERVICE | CENTRAL STORAGE SERVICE |  | Not Applicable |  | FALSE | FALSE | Capacity | FALSE | FALSE | FALSE | FALSE | FALSE | FALSE
1000050 | \Classifications\Space Class Current\Custom UML\CENTRAL UTILITY PLANT | CENTRAL UTILITY PLANT |  | Not Applicable |  | FALSE | FALSE | Capacity | FALSE | FALSE | FALSE | FALSE | FALSE | FALSE
1000128 | \Classifications\Space Class Current\Custom UML\CHAN | CHAN |  |  |  | FALSE | FALSE | Capacity | FALSE | FALSE | FALSE | FALSE | FALSE | FALSE
1000129 | \Classifications\Space Class Current\Custom UML\CHEM | CHEM |  |  |  | FALSE | FALSE | Capacity | FALSE | FALSE | FALSE | FALSE | FALSE | FALSE
1000130 | \Classifications\Space Class Current\Custom UML\CHEM E | CHEM E |  |  |  | FALSE | FALSE | Capacity | FALSE | FALSE | FALSE | FALSE | FALSE | FALSE
1000131 | \Classifications\Space Class Current\Custom UML\CIVIL | CIVIL |  |  |  | FALSE | FALSE | Capacity | FALSE | FALSE | FALSE | FALSE | FALSE | FALSE
1000203 | \Classifications\Space Class Current\Custom UML\CLASS | CLASS | CTRS FOR LRNG + ACAD SUPP SRVC | Not Applicable |  | FALSE | FALSE | Capacity | FALSE | FALSE | FALSE | FALSE | FALSE | FALSE
1000052 | \Classifications\Space Class Current\Custom UML\CLASS LABORATORY | CLASS LABORATORY |  | Not Applicable |  | FALSE | FALSE | Capacity | FALSE | FALSE | FALSE | FALSE | FALSE | FALSE
1000051 | \Classifications\Space Class Current\Custom UML\CLASS LABORATORY | CLASS LABORATORY |  | Not Applicable |  | FALSE | FALSE | Capacity | FALSE | FALSE | FALSE | FALSE | FALSE | FALSE
1000273 | \Classifications\Space Class Current\Custom UML\CLASSR | CLASSR |  | Not Applicable |  | FALSE | FALSE | Capacity | FALSE | FALSE | FALSE | FALSE | FALSE | FALSE
1000053 | \Classifications\Space Class Current\Custom UML\CLASSROOM | CLASSROOM |  | Not Applicable |  | FALSE | FALSE | Capacity | FALSE | FALSE | FALSE | FALSE | FALSE | FALSE
1000054 | \Classifications\Space Class Current\Custom UML\CLASSROOM SERVICE | CLASSROOM SERVICE |  | Not Applicable |  | FALSE | FALSE | Capacity | FALSE | FALSE | FALSE | FALSE | FALSE | FALSE
1001257 | \Classifications\Space Class Current\Custom UML\CNSLG | CNSLG |  | Not Applicable |  | FALSE | FALSE | Capacity | FALSE | FALSE | FALSE | FALSE | FALSE | FALSE
1001251 | \Classifications\Space Class Current\Custom UML\COE ORG | COE ORG |  | Not Applicable |  | FALSE | FALSE | Capacity | FALSE | FALSE | FALSE | FALSE | FALSE | FALSE
1000055 | \Classifications\Space Class Current\Custom UML\COMPUTER / TELECOMM | COMPUTER / TELECOMM |  | Not Applicable |  | FALSE | FALSE | Capacity | FALSE | FALSE | FALSE | FALSE | FALSE | FALSE
1000056 | \Classifications\Space Class Current\Custom UML\COMPUTER / TELECOMM SERVICE | COMPUTER / TELECOMM SERVICE |  | Not Applicable |  | FALSE | FALSE | Capacity | FALSE | FALSE | FALSE | FALSE | FALSE | FALSE
1000057 | \Classifications\Space Class Current\Custom UML\Conference | Conference |  | Not Applicable |  | FALSE | FALSE | Capacity | FALSE | FALSE | FALSE | FALSE | FALSE | FALSE
1000058 | \Classifications\Space Class Current\Custom UML\Conference Service | Conference Service |  | Not Applicable |  | FALSE | FALSE | Capacity | FALSE | FALSE | FALSE | FALSE | FALSE | FALSE
1000133 | \Classifications\Space Class Current\Custom UML\COS ORG | COS ORG |  |  |  | FALSE | FALSE | Capacity | FALSE | FALSE | FALSE | FALSE | FALSE | FALSE
1000194 | \Classifications\Space Class Current\Custom UML\CP | CP |  | Not Applicable |  | FALSE | FALSE | Capacity | FALSE | FALSE | FALSE | FALSE | FALSE | FALSE
1000209 | \Classifications\Space Class Current\Custom UML\CS | CS |  | Not Applicable |  | FALSE | FALSE | Capacity | FALSE | FALSE | FALSE | FALSE | FALSE | FALSE
1000134 | \Classifications\Space Class Current\Custom UML\CUL ST | CUL ST |  |  |  | FALSE | FALSE | Capacity | FALSE | FALSE | FALSE | FALSE | FALSE | FALSE
1000059 | \Classifications\Space Class Current\Custom UML\Custodial Supply | Custodial Supply |  | Not Applicable |  | FALSE | FALSE | Capacity | FALSE | FALSE | FALSE | FALSE | FALSE | FALSE
1000135 | \Classifications\Space Class Current\Custom UML\CWW | CWW |  |  |  | FALSE | FALSE | Capacity | FALSE | FALSE | FALSE | FALSE | FALSE | FALSE
1000060 | \Classifications\Space Class Current\Custom UML\Diagnostic Service Lab | Diagnostic Service Lab |  | Not Applicable |  | FALSE | FALSE | Capacity | FALSE | FALSE | FALSE | FALSE | FALSE | FALSE
1000136 | \Classifications\Space Class Current\Custom UML\Dining | Dining |  |  |  | FALSE | FALSE | Capacity | FALSE | FALSE | FALSE | FALSE | FALSE | FALSE
1001254 | \Classifications\Space Class Current\Custom UML\DISABL | DISABL |  | Not Applicable |  | FALSE | FALSE | Capacity | FALSE | FALSE | FALSE | FALSE | FALSE | FALSE
1000137 | \Classifications\Space Class Current\Custom UML\DN Engr | DN Engr |  |  |  | FALSE | FALSE | Capacity | FALSE | FALSE | FALSE | FALSE | FALSE | FALSE
1000138 | \Classifications\Space Class Current\Custom UML\DN ESS | DN ESS |  |  |  | FALSE | FALSE | Capacity | FALSE | FALSE | FALSE | FALSE | FALSE | FALSE
1001249 | \Classifications\Space Class Current\Custom UML\DN FAHSS | DN FAHSS |  | Not Applicable |  | FALSE | FALSE | Capacity | FALSE | FALSE | FALSE | FALSE | FALSE | FALSE
1000139 | \Classifications\Space Class Current\Custom UML\DN Health | DN Health |  |  |  | FALSE | FALSE | Capacity | FALSE | FALSE | FALSE | FALSE | FALSE | FALSE
1000140 | \Classifications\Space Class Current\Custom UML\DN Sci | DN Sci |  |  |  | FALSE | FALSE | Capacity | FALSE | FALSE | FALSE | FALSE | FALSE | FALSE
1000141 | \Classifications\Space Class Current\Custom UML\ECE | ECE |  |  |  | FALSE | FALSE | Capacity | FALSE | FALSE | FALSE | FALSE | FALSE | FALSE
1000195 | \Classifications\Space Class Current\Custom UML\Econ | Econ |  | Not Applicable |  | FALSE | FALSE | Capacity | FALSE | FALSE | FALSE | FALSE | FALSE | FALSE
1000142 | \Classifications\Space Class Current\Custom UML\Edu | Edu |  |  |  | FALSE | FALSE | Capacity | FALSE | FALSE | FALSE | FALSE | FALSE | FALSE
1000274 | \Classifications\Space Class Current\Custom UML\EDU OFF | EDU OFF |  | Not Applicable |  | FALSE | FALSE | Capacity | FALSE | FALSE | FALSE | FALSE | FALSE | FALSE
1000143 | \Classifications\Space Class Current\Custom UML\EEAS | EEAS |  |  |  | FALSE | FALSE | Capacity | FALSE | FALSE | FALSE | FALSE | FALSE | FALSE
1000144 | \Classifications\Space Class Current\Custom UML\EED | EED |  |  |  | FALSE | FALSE | Capacity | FALSE | FALSE | FALSE | FALSE | FALSE | FALSE
1000145 | \Classifications\Space Class Current\Custom UML\EEM | EEM |  |  |  | FALSE | FALSE | Capacity | FALSE | FALSE | FALSE | FALSE | FALSE | FALSE
1000146 | \Classifications\Space Class Current\Custom UML\EHS | EHS |  |  |  | FALSE | FALSE | Capacity | FALSE | FALSE | FALSE | FALSE | FALSE | FALSE
1000061 | \Classifications\Space Class Current\Custom UML\Elevator | Elevator |  | Not Applicable |  | FALSE | FALSE | Capacity | FALSE | FALSE | FALSE | FALSE | FALSE | FALSE
1000148 | \Classifications\Space Class Current\Custom UML\English | English |  |  |  | FALSE | FALSE | Capacity | FALSE | FALSE | FALSE | FALSE | FALSE | FALSE
1000062 | \Classifications\Space Class Current\Custom UML\Exhibition | Exhibition |  | Not Applicable |  | FALSE | FALSE | Capacity | FALSE | FALSE | FALSE | FALSE | FALSE | FALSE
1000063 | \Classifications\Space Class Current\Custom UML\Exhibition Service | Exhibition Service |  | Not Applicable |  | FALSE | FALSE | Capacity | FALSE | FALSE | FALSE | FALSE | FALSE | FALSE
1000210 | \Classifications\Space Class Current\Custom UML\Fac Sen | Fac Sen |  | Not Applicable |  | FALSE | FALSE | Capacity | FALSE | FALSE | FALSE | FALSE | FALSE | FALSE
1000211 | \Classifications\Space Class Current\Custom UML\Fac UN | Fac UN |  | Not Applicable |  | FALSE | FALSE | Capacity | FALSE | FALSE | FALSE | FALSE | FALSE | FALSE
FAHSS ORG | \Classifications\Space Class Current\Custom UML\FAHSS ORG | FAHSS ORG |  | Not Applicable |  | FALSE | FALSE | Capacity | FALSE | FALSE | FALSE | FALSE | FALSE | FALSE
1000147 | \Classifications\Space Class Current\Custom UML\Fin | Fin |  |  |  | FALSE | FALSE | Capacity | FALSE | FALSE | FALSE | FALSE | FALSE | FALSE
1001252 | \Classifications\Space Class Current\Custom UML\FIN AID | FIN AID |  | Not Applicable |  | FALSE | FALSE | Capacity | FALSE | FALSE | FALSE | FALSE | FALSE | FALSE
1000064 | \Classifications\Space Class Current\Custom UML\Flex Workspace | Flex Workspace |  | Not Applicable |  | FALSE | FALSE | Capacity | FALSE | FALSE | FALSE | FALSE | FALSE | FALSE
1000149 | \Classifications\Space Class Current\Custom UML\FMP | FMP |  |  |  | FALSE | FALSE | Capacity | FALSE | FALSE | FALSE | FALSE | FALSE | FALSE
1000065 | \Classifications\Space Class Current\Custom UML\Food Facility | Food Facility |  | Not Applicable |  | FALSE | FALSE | Capacity | FALSE | FALSE | FALSE | FALSE | FALSE | FALSE
1000066 | \Classifications\Space Class Current\Custom UML\Food Facility Service | Food Facility Service |  | Not Applicable |  | FALSE | FALSE | Capacity | FALSE | FALSE | FALSE | FALSE | FALSE | FALSE
1000067 | \Classifications\Space Class Current\Custom UML\Fuel Storage | Fuel Storage |  | Not Applicable |  | FALSE | FALSE | Capacity | FALSE | FALSE | FALSE | FALSE | FALSE | FALSE
1001259 | \Classifications\Space Class Current\Custom UML\GPS | GPS | GPS | Not Applicable |  | FALSE | FALSE | Capacity | FALSE | FALSE | FALSE | FALSE | FALSE | FALSE
1000151 | \Classifications\Space Class Current\Custom UML\GRAD ADM | GRAD ADM |  |  |  | FALSE | FALSE | Capacity | FALSE | FALSE | FALSE | FALSE | FALSE | FALSE
1001444 | \Classifications\Space Class Current\Custom UML\GREENHOUSE | GREENHOUSE |  | Not Applicable |  | FALSE | FALSE | Capacity | FALSE | FALSE | FALSE | FALSE | FALSE | FALSE
1000150 | \Classifications\Space Class Current\Custom UML\GSA | GSA |  |  |  | FALSE | FALSE | Capacity | FALSE | FALSE | FALSE | FALSE | FALSE | FALSE
1000152 | \Classifications\Space Class Current\Custom UML\GSSP | GSSP |  |  |  | FALSE | FALSE | Capacity | FALSE | FALSE | FALSE | FALSE | FALSE | FALSE
1000068 | \Classifications\Space Class Current\Custom UML\Hazardous Materials Storage | Hazardous Materials Storage |  | Not Applicable |  | FALSE | FALSE | Capacity | FALSE | FALSE | FALSE | FALSE | FALSE | FALSE
1000069 | \Classifications\Space Class Current\Custom UML\Hazardous Waste Storage | Hazardous Waste Storage |  | Not Applicable |  | FALSE | FALSE | Capacity | FALSE | FALSE | FALSE | FALSE | FALSE | FALSE
1000153 | \Classifications\Space Class Current\Custom UML\Health | Health |  |  |  | FALSE | FALSE | Capacity | FALSE | FALSE | FALSE | FALSE | FALSE | FALSE
1001253 | \Classifications\Space Class Current\Custom UML\HEALTH SV | HEALTH SV |  | Not Applicable |  | FALSE | FALSE | Capacity | FALSE | FALSE | FALSE | FALSE | FALSE | FALSE
1000154 | \Classifications\Space Class Current\Custom UML\HES | HES |  |  |  | FALSE | FALSE | Capacity | FALSE | FALSE | FALSE | FALSE | FALSE | FALSE
1000155 | \Classifications\Space Class Current\Custom UML\HIST | HIST |  |  |  | FALSE | FALSE | Capacity | FALSE | FALSE | FALSE | FALSE | FALSE | FALSE
1000071 | \Classifications\Space Class Current\Custom UML\Inactive | Inactive |  | Not Applicable |  | FALSE | FALSE | Capacity | FALSE | FALSE | FALSE | FALSE | FALSE | FALSE
1000156 | \Classifications\Space Class Current\Custom UML\IT | IT |  |  |  | FALSE | FALSE | Capacity | FALSE | FALSE | FALSE | FALSE | FALSE | FALSE
1000070 | \Classifications\Space Class Current\Custom UML\Janitor Closet | Janitor Closet |  | Not Applicable |  | FALSE | FALSE | Capacity | FALSE | FALSE | FALSE | FALSE | FALSE | FALSE
1000072 | \Classifications\Space Class Current\Custom UML\Lactation Room | Lactation Room |  | Not Applicable |  | FALSE | FALSE | Capacity | FALSE | FALSE | FALSE | FALSE | FALSE | FALSE
1000157 | \Classifications\Space Class Current\Custom UML\LCSP | LCSP |  |  |  | FALSE | FALSE | Capacity | FALSE | FALSE | FALSE | FALSE | FALSE | FALSE
1000202 | \Classifications\Space Class Current\Custom UML\LIB | LIB |  | Not Applicable |  | FALSE | FALSE | Capacity | FALSE | FALSE | FALSE | FALSE | FALSE | FALSE
1000073 | \Classifications\Space Class Current\Custom UML\Living/Kitchen | Living/Kitchen |  | Not Applicable |  | FALSE | FALSE | Capacity | FALSE | FALSE | FALSE | FALSE | FALSE | FALSE
1000075 | \Classifications\Space Class Current\Custom UML\Living/Study | Living/Study |  | Not Applicable |  | FALSE | FALSE | Capacity | FALSE | FALSE | FALSE | FALSE | FALSE | FALSE
1000078 | \Classifications\Space Class Current\Custom UML\Lobby | Lobby |  | Not Applicable |  | FALSE | FALSE | Capacity | FALSE | FALSE | FALSE | FALSE | FALSE | FALSE
1000076 | \Classifications\Space Class Current\Custom UML\Lounge | Lounge |  | Not Applicable |  | FALSE | FALSE | Capacity | FALSE | FALSE | FALSE | FALSE | FALSE | FALSE
1000077 | \Classifications\Space Class Current\Custom UML\Lounge Service | Lounge Service |  | Not Applicable |  | FALSE | FALSE | Capacity | FALSE | FALSE | FALSE | FALSE | FALSE | FALSE
1000158 | \Classifications\Space Class Current\Custom UML\M2D2 | M2D2 |  |  |  | FALSE | FALSE | Capacity | FALSE | FALSE | FALSE | FALSE | FALSE | FALSE
1000159 | \Classifications\Space Class Current\Custom UML\Match | Match |  | Not Applicable |  | FALSE | FALSE | Capacity | FALSE | FALSE | FALSE | FALSE | FALSE | FALSE
MATH | \Classifications\Space Class Current\Custom UML\MATH | MATH |  | Not Applicable |  | FALSE | FALSE | Capacity | FALSE | FALSE | FALSE | FALSE | FALSE | FALSE
1000160 | \Classifications\Space Class Current\Custom UML\Mech | Mech |  |  |  | FALSE | FALSE | Capacity | FALSE | FALSE | FALSE | FALSE | FALSE | FALSE
1000079 | \Classifications\Space Class Current\Custom UML\Media Production | Media Production |  | Not Applicable |  | FALSE | FALSE | Capacity | FALSE | FALSE | FALSE | FALSE | FALSE | FALSE
1000080 | \Classifications\Space Class Current\Custom UML\Media Production Service | Media Production Service |  | Not Applicable |  | FALSE | FALSE | Capacity | FALSE | FALSE | FALSE | FALSE | FALSE | FALSE
1000081 | \Classifications\Space Class Current\Custom UML\Meeting Room | Meeting Room |  | Not Applicable |  | FALSE | FALSE | Capacity | FALSE | FALSE | FALSE | FALSE | FALSE | FALSE
1000082 | \Classifications\Space Class Current\Custom UML\Meeting Room Service | Meeting Room Service |  | Not Applicable |  | FALSE | FALSE | Capacity | FALSE | FALSE | FALSE | FALSE | FALSE | FALSE
1000161 | \Classifications\Space Class Current\Custom UML\MEI | MEI |  |  |  | FALSE | FALSE | Capacity | FALSE | FALSE | FALSE | FALSE | FALSE | FALSE
1000083 | \Classifications\Space Class Current\Custom UML\Men's Restroom | Men's Restroom |  | Not Applicable |  | FALSE | FALSE | Capacity | FALSE | FALSE | FALSE | FALSE | FALSE | FALSE
1000084 | \Classifications\Space Class Current\Custom UML\Merchandising | Merchandising |  | Not Applicable |  | FALSE | FALSE | Capacity | FALSE | FALSE | FALSE | FALSE | FALSE | FALSE
1000085 | \Classifications\Space Class Current\Custom UML\Merchandising Service | Merchandising Service |  | Not Applicable |  | FALSE | FALSE | Capacity | FALSE | FALSE | FALSE | FALSE | FALSE | FALSE
1000162 | \Classifications\Space Class Current\Custom UML\Mgmt | Mgmt |  |  |  | FALSE | FALSE | Capacity | FALSE | FALSE | FALSE | FALSE | FALSE | FALSE
1001256 | \Classifications\Space Class Current\Custom UML\MINISTRY | MINISTRY |  | Not Applicable |  | FALSE | FALSE | Capacity | FALSE | FALSE | FALSE | FALSE | FALSE | FALSE
1000163 | \Classifications\Space Class Current\Custom UML\Msbdc | Msbdc |  |  |  | FALSE | FALSE | Capacity | FALSE | FALSE | FALSE | FALSE | FALSE | FALSE
1001258 | \Classifications\Space Class Current\Custom UML\MULT AFF | MULT AFF |  | Not Applicable |  | FALSE | FALSE | Capacity | FALSE | FALSE | FALSE | FALSE | FALSE | FALSE
1000164 | \Classifications\Space Class Current\Custom UML\Music | Music |  |  |  | FALSE | FALSE | Capacity | FALSE | FALSE | FALSE | FALSE | FALSE | FALSE
1001250 | \Classifications\Space Class Current\Custom UML\MVCIE | MVCIE |  | Not Applicable |  | FALSE | FALSE | Capacity | FALSE | FALSE | FALSE | FALSE | FALSE | FALSE
1000165 | \Classifications\Space Class Current\Custom UML\NEC | NEC |  |  |  | FALSE | FALSE | Capacity | FALSE | FALSE | FALSE | FALSE | FALSE | FALSE
1001441 | \Classifications\Space Class Current\Custom UML\NONE | NONE |  | Not Applicable |  | FALSE | FALSE | Capacity | FALSE | FALSE | FALSE | FALSE | FALSE | FALSE
1000166 | \Classifications\Space Class Current\Custom UML\OCR | OCR |  |  |  | FALSE | FALSE | Capacity | FALSE | FALSE | FALSE | FALSE | FALSE | FALSE
1000196 | \Classifications\Space Class Current\Custom UML\Off Svcs | Off Svcs |  | Not Applicable |  | FALSE | FALSE | Capacity | FALSE | FALSE | FALSE | FALSE | FALSE | FALSE
1000087 | \Classifications\Space Class Current\Custom UML\OFFICE | OFFICE |  | Not Applicable |  | FALSE | FALSE | Capacity | FALSE | FALSE | FALSE | FALSE | FALSE | FALSE
1000086 | \Classifications\Space Class Current\Custom UML\Office Service | Office Service |  | Not Applicable |  | FALSE | FALSE | Capacity | FALSE | FALSE | FALSE | FALSE | FALSE | FALSE
1000197 | \Classifications\Space Class Current\Custom UML\OIC | OIC |  | Not Applicable |  | FALSE | FALSE | Capacity | FALSE | FALSE | FALSE | FALSE | FALSE | FALSE
1000167 | \Classifications\Space Class Current\Custom UML\OIS | OIS |  |  |  | FALSE | FALSE | Capacity | FALSE | FALSE | FALSE | FALSE | FALSE | FALSE
1000088 | \Classifications\Space Class Current\Custom UML\Open Laboratory | Open Laboratory |  | Not Applicable |  | FALSE | FALSE | Capacity | FALSE | FALSE | FALSE | FALSE | FALSE | FALSE
1000089 | \Classifications\Space Class Current\Custom UML\Open Laboratory Service | Open Laboratory Service |  | Not Applicable |  | FALSE | FALSE | Capacity | FALSE | FALSE | FALSE | FALSE | FALSE | FALSE
1000168 | \Classifications\Space Class Current\Custom UML\Orien | Orien |  |  |  | FALSE | FALSE | Capacity | FALSE | FALSE | FALSE | FALSE | FALSE | FALSE
1000169 | \Classifications\Space Class Current\Custom UML\OTC | OTC |  |  |  | FALSE | FALSE | Capacity | FALSE | FALSE | FALSE | FALSE | FALSE | FALSE
1000198 | \Classifications\Space Class Current\Custom UML\P&T | P&T |  | Not Applicable |  | FALSE | FALSE | Capacity | FALSE | FALSE | FALSE | FALSE | FALSE | FALSE
1000170 | \Classifications\Space Class Current\Custom UML\PH | PH |  |  |  | FALSE | FALSE | Capacity | FALSE | FALSE | FALSE | FALSE | FALSE | FALSE
1000171 | \Classifications\Space Class Current\Custom UML\Phil | Phil |  |  |  | FALSE | FALSE | Capacity | FALSE | FALSE | FALSE | FALSE | FALSE | FALSE
1000172 | \Classifications\Space Class Current\Custom UML\Physics | Physics |  |  |  | FALSE | FALSE | Capacity | FALSE | FALSE | FALSE | FALSE | FALSE | FALSE
1000173 | \Classifications\Space Class Current\Custom UML\Plant | Plant |  |  |  | FALSE | FALSE | Capacity | FALSE | FALSE | FALSE | FALSE | FALSE | FALSE
1000174 | \Classifications\Space Class Current\Custom UML\Plastics | Plastics |  |  |  | FALSE | FALSE | Capacity | FALSE | FALSE | FALSE | FALSE | FALSE | FALSE
1000175 | \Classifications\Space Class Current\Custom UML\PROC | PROC |  |  |  | FALSE | FALSE | Capacity | FALSE | FALSE | FALSE | FALSE | FALSE | FALSE
1000176 | \Classifications\Space Class Current\Custom UML\PROV | PROV |  |  |  | FALSE | FALSE | Capacity | FALSE | FALSE | FALSE | FALSE | FALSE | FALSE
1000177 | \Classifications\Space Class Current\Custom UML\PROV ORG | PROV ORG |  |  |  | FALSE | FALSE | Capacity | FALSE | FALSE | FALSE | FALSE | FALSE | FALSE
1000178 | \Classifications\Space Class Current\Custom UML\PSYCH | PSYCH |  |  |  | FALSE | FALSE | Capacity | FALSE | FALSE | FALSE | FALSE | FALSE | FALSE
1000179 | \Classifications\Space Class Current\Custom UML\PT | PT |  |  |  | FALSE | FALSE | Capacity | FALSE | FALSE | FALSE | FALSE | FALSE | FALSE
1000090 | \Classifications\Space Class Current\Custom UML\Public Corridor | Public Corridor |  | Not Applicable |  | FALSE | FALSE | Capacity | FALSE | FALSE | FALSE | FALSE | FALSE | FALSE
1000091 | \Classifications\Space Class Current\Custom UML\Public Restroom | Public Restroom |  | Not Applicable |  | FALSE | FALSE | Capacity | FALSE | FALSE | FALSE | FALSE | FALSE | FALSE
1000092 | \Classifications\Space Class Current\Custom UML\Public Waiting | Public Waiting |  | Not Applicable |  | FALSE | FALSE | Capacity | FALSE | FALSE | FALSE | FALSE | FALSE | FALSE
1000180 | \Classifications\Space Class Current\Custom UML\R CODY | R CODY |  |  |  | FALSE | FALSE | Capacity | FALSE | FALSE | FALSE | FALSE | FALSE | FALSE
1000094 | \Classifications\Space Class Current\Custom UML\Recreation Service | Recreation Service |  | Not Applicable |  | FALSE | FALSE | Capacity | FALSE | FALSE | FALSE | FALSE | FALSE | FALSE
1000181 | \Classifications\Space Class Current\Custom UML\REG | REG |  |  |  | FALSE | FALSE | Capacity | FALSE | FALSE | FALSE | FALSE | FALSE | FALSE
1000095 | \Classifications\Space Class Current\Custom UML\Research Laboratory | Research Laboratory |  | Not Applicable |  | FALSE | FALSE | Capacity | FALSE | FALSE | FALSE | FALSE | FALSE | FALSE
1000096 | \Classifications\Space Class Current\Custom UML\Research Laboratory Service | Research Laboratory Service |  | Not Applicable |  | FALSE | FALSE | Capacity | FALSE | FALSE | FALSE | FALSE | FALSE | FALSE
1001445 | \Classifications\Space Class Current\Custom UML\RESEARCH OFFICE | RESEARCH OFFICE |  | Not Applicable |  | FALSE | FALSE | Capacity | FALSE | FALSE | FALSE | FALSE | FALSE | FALSE
1001446 | \Classifications\Space Class Current\Custom UML\RESEARCH OFFICE SERVICE | RESEARCH OFFICE SERVICE |  | Not Applicable |  | FALSE | FALSE | Capacity | FALSE | FALSE | FALSE | FALSE | FALSE | FALSE
1001443 | \Classifications\Space Class Current\Custom UML\Restroom | Restroom | Restroom | Not Applicable |  | FALSE | FALSE | Capacity | FALSE | FALSE | FALSE | FALSE | FALSE | FALSE
1000182 | \Classifications\Space Class Current\Custom UML\RL | RL |  |  |  | FALSE | FALSE | Capacity | FALSE | FALSE | FALSE | FALSE | FALSE | FALSE
1000183 | \Classifications\Space Class Current\Custom UML\ROTC | ROTC |  |  |  | FALSE | FALSE | Capacity | FALSE | FALSE | FALSE | FALSE | FALSE | FALSE
1000213 | \Classifications\Space Class Current\Custom UML\S - BioMed | S - BioMed |  | Not Applicable |  | FALSE | FALSE | Capacity | FALSE | FALSE | FALSE | FALSE | FALSE | FALSE
1000217 | \Classifications\Space Class Current\Custom UML\S - BioMfg | S - BioMfg |  | Not Applicable |  | FALSE | FALSE | Capacity | FALSE | FALSE | FALSE | FALSE | FALSE | FALSE
1000214 | \Classifications\Space Class Current\Custom UML\S - Chem | S - Chem |  | Not Applicable |  | FALSE | FALSE | Capacity | FALSE | FALSE | FALSE | FALSE | FALSE | FALSE
1000215 | \Classifications\Space Class Current\Custom UML\S - Enviro | S - Enviro |  | Not Applicable |  | FALSE | FALSE | Capacity | FALSE | FALSE | FALSE | FALSE | FALSE | FALSE
1000212 | \Classifications\Space Class Current\Custom UML\S -ALT EN | S -ALT EN |  | Not Applicable |  | FALSE | FALSE | Capacity | FALSE | FALSE | FALSE | FALSE | FALSE | FALSE
1001440 | \Classifications\Space Class Current\Custom UML\SFS | SFS | SFS | Not Applicable |  | FALSE | FALSE | Capacity | FALSE | FALSE | FALSE | FALSE | FALSE | FALSE
1000097 | \Classifications\Space Class Current\Custom UML\Shaft | Shaft |  | Not Applicable |  | FALSE | FALSE | Capacity | FALSE | FALSE | FALSE | FALSE | FALSE | FALSE
1000098 | \Classifications\Space Class Current\Custom UML\Shop | Shop |  | Not Applicable |  | FALSE | FALSE | Capacity | FALSE | FALSE | FALSE | FALSE | FALSE | FALSE
1000099 | \Classifications\Space Class Current\Custom UML\Shop Service | Shop Service |  | Not Applicable |  | FALSE | FALSE | Capacity | FALSE | FALSE | FALSE | FALSE | FALSE | FALSE
1000101 | \Classifications\Space Class Current\Custom UML\Sleep/Study | Sleep/Study |  | Not Applicable |  | FALSE | FALSE | Capacity | FALSE | FALSE | FALSE | FALSE | FALSE | FALSE
1000102 | \Classifications\Space Class Current\Custom UML\Sleep/Study Service | Sleep/Study Service |  | Not Applicable |  | FALSE | FALSE | Capacity | FALSE | FALSE | FALSE | FALSE | FALSE | FALSE
1000100 | \Classifications\Space Class Current\Custom UML\Sleep/Study/Bath | Sleep/Study/Bath |  | Not Applicable |  | FALSE | FALSE | Capacity | FALSE | FALSE | FALSE | FALSE | FALSE | FALSE
1000184 | \Classifications\Space Class Current\Custom UML\SOB ORG | SOB ORG |  |  |  | FALSE | FALSE | Capacity | FALSE | FALSE | FALSE | FALSE | FALSE | FALSE
1000199 | \Classifications\Space Class Current\Custom UML\SOLN CTR | SOLN CTR |  | Not Applicable |  | FALSE | FALSE | Capacity | FALSE | FALSE | FALSE | FALSE | FALSE | FALSE
1000185 | \Classifications\Space Class Current\Custom UML\Son | Son |  |  |  | FALSE | FALSE | Capacity | FALSE | FALSE | FALSE | FALSE | FALSE | FALSE
1001244 | \Classifications\Space Class Current\Custom UML\ST ABRD | ST ABRD |  | Not Applicable |  | FALSE | FALSE | Capacity | FALSE | FALSE | FALSE | FALSE | FALSE | FALSE
1000103 | \Classifications\Space Class Current\Custom UML\Stack | Stack |  | Not Applicable |  | FALSE | FALSE | Capacity | FALSE | FALSE | FALSE | FALSE | FALSE | FALSE
1000104 | \Classifications\Space Class Current\Custom UML\Stack Study | Stack Study |  | Not Applicable |  | FALSE | FALSE | Capacity | FALSE | FALSE | FALSE | FALSE | FALSE | FALSE
1000105 | \Classifications\Space Class Current\Custom UML\STAIRWAY | STAIRWAY |  | Not Applicable |  | FALSE | FALSE | Capacity | FALSE | FALSE | FALSE | FALSE | FALSE | FALSE
1000187 | \Classifications\Space Class Current\Custom UML\STD AFF | STD AFF |  |  |  | FALSE | FALSE | Capacity | FALSE | FALSE | FALSE | FALSE | FALSE | FALSE
1000200 | \Classifications\Space Class Current\Custom UML\STU ACT | STU ACT |  | Not Applicable |  | FALSE | FALSE | Capacity | FALSE | FALSE | FALSE | FALSE | FALSE | FALSE
1001447 | \Classifications\Space Class Current\Custom UML\STUDENT OFFICE | STUDENT OFFICE |  | Not Applicable |  | FALSE | FALSE | Capacity | FALSE | FALSE | FALSE | FALSE | FALSE | FALSE
1000219 | \Classifications\Space Class Current\Custom UML\STUDY | STUDY |  | Not Applicable |  | FALSE | FALSE | Capacity | FALSE | FALSE | FALSE | FALSE | FALSE | FALSE
1000106 | \Classifications\Space Class Current\Custom UML\Study Processing | Study Processing |  | Not Applicable |  | FALSE | FALSE | Capacity | FALSE | FALSE | FALSE | FALSE | FALSE | FALSE
1000108 | \Classifications\Space Class Current\Custom UML\Study Service | Study Service |  | Not Applicable |  | FALSE | FALSE | Capacity | FALSE | FALSE | FALSE | FALSE | FALSE | FALSE
1000220 | \Classifications\Space Class Current\Custom UML\STUDY\ASSEMBLY | ASSEMBLY |  | Not Applicable |  | FALSE | FALSE | Capacity | FALSE | FALSE | FALSE | FALSE | FALSE | FALSE
1000221 | \Classifications\Space Class Current\Custom UML\STUDY\LOADING DOCK | LOADING DOCK |  | Not Applicable |  | FALSE | FALSE | Capacity | FALSE | FALSE | FALSE | FALSE | FALSE | FALSE
1000222 | \Classifications\Space Class Current\Custom UML\STUDY\RECREATION | RECREATION |  | Not Applicable |  | FALSE | FALSE | Capacity | FALSE | FALSE | FALSE | FALSE | FALSE | FALSE
1000109 | \Classifications\Space Class Current\Custom UML\Toilet or Bath | Toilet or Bath |  | Not Applicable |  | FALSE | FALSE | Capacity | FALSE | FALSE | FALSE | FALSE | FALSE | FALSE
1000110 | \Classifications\Space Class Current\Custom UML\Trash Storage | Trash Storage |  | Not Applicable |  | FALSE | FALSE | Capacity | FALSE | FALSE | FALSE | FALSE | FALSE | FALSE
1000111 | \Classifications\Space Class Current\Custom UML\Treatment/Examination Clinic | Treatment/Examination Clinic |  | Not Applicable |  | FALSE | FALSE | Capacity | FALSE | FALSE | FALSE | FALSE | FALSE | FALSE
1000112 | \Classifications\Space Class Current\Custom UML\Treatment/Examination Clinic Service | Treatment/Examination Clinic Service |  | Not Applicable |  | FALSE | FALSE | Capacity | FALSE | FALSE | FALSE | FALSE | FALSE | FALSE
1000186 | \Classifications\Space Class Current\Custom UML\TURI | TURI |  |  |  | FALSE | FALSE | Capacity | FALSE | FALSE | FALSE | FALSE | FALSE | FALSE
1000188 | \Classifications\Space Class Current\Custom UML\U ADV | U ADV |  |  |  | FALSE | FALSE | Capacity | FALSE | FALSE | FALSE | FALSE | FALSE | FALSE
1000201 | \Classifications\Space Class Current\Custom UML\UCAPS | UCAPS |  | Not Applicable |  | FALSE | FALSE | Capacity | FALSE | FALSE | FALSE | FALSE | FALSE | FALSE
1000189 | \Classifications\Space Class Current\Custom UML\UGRAD ADM | UGRAD ADM |  |  |  | FALSE | FALSE | Capacity | FALSE | FALSE | FALSE | FALSE | FALSE | FALSE
1000113 | \Classifications\Space Class Current\Custom UML\Unclassified(To Do) | Unclassified(To Do) |  | Not Applicable |  | FALSE | FALSE | Capacity | FALSE | FALSE | FALSE | FALSE | FALSE | FALSE
1000114 | \Classifications\Space Class Current\Custom UML\Unfinished | Unfinished |  | Not Applicable |  | FALSE | FALSE | Capacity | FALSE | FALSE | FALSE | FALSE | FALSE | FALSE
1000216 | \Classifications\Space Class Current\Custom UML\UR | UR |  | Not Applicable |  | FALSE | FALSE | Capacity | FALSE | FALSE | FALSE | FALSE | FALSE | FALSE
1000190 | \Classifications\Space Class Current\Custom UML\USNPS | USNPS |  |  |  | FALSE | FALSE | Capacity | FALSE | FALSE | FALSE | FALSE | FALSE | FALSE
1000115 | \Classifications\Space Class Current\Custom UML\Utility/Mechanical | Utility/Mechanical |  | Not Applicable |  | FALSE | FALSE | Capacity | FALSE | FALSE | FALSE | FALSE | FALSE | FALSE
1000191 | \Classifications\Space Class Current\Custom UML\VC ORG | VC ORG |  |  |  | FALSE | FALSE | Capacity | FALSE | FALSE | FALSE | FALSE | FALSE | FALSE
1000192 | \Classifications\Space Class Current\Custom UML\VC RI | VC RI |  |  |  | FALSE | FALSE | Capacity | FALSE | FALSE | FALSE | FALSE | FALSE | FALSE
1000117 | \Classifications\Space Class Current\Custom UML\Vehicle Storage | Vehicle Storage |  | Not Applicable |  | FALSE | FALSE | Capacity | FALSE | FALSE | FALSE | FALSE | FALSE | FALSE
1000116 | \Classifications\Space Class Current\Custom UML\Vehicle Storage Service | Vehicle Storage Service |  | Not Applicable |  | FALSE | FALSE | Capacity | FALSE | FALSE | FALSE | FALSE | FALSE | FALSE
1000118 | \Classifications\Space Class Current\Custom UML\Vestibule | Vestibule |  | Not Applicable |  | FALSE | FALSE | Capacity | FALSE | FALSE | FALSE | FALSE | FALSE | FALSE
1001255 | \Classifications\Space Class Current\Custom UML\VETERAN | VETERAN |  | Not Applicable |  | FALSE | FALSE | Capacity | FALSE | FALSE | FALSE | FALSE | FALSE | FALSE
1000132 | \Classifications\Space Class Current\Custom UML\Wace | Wace |  | Not Applicable |  | FALSE | FALSE | Capacity | FALSE | FALSE | FALSE | FALSE | FALSE | FALSE
1000119 | \Classifications\Space Class Current\Custom UML\Women's Restroom | Women's Restroom |  | Not Applicable |  | FALSE | FALSE | Capacity | FALSE | FALSE | FALSE | FALSE | FALSE | FALSE
1000225 | \Classifications\Space Class Current\DCAMM Specific | DCAMM Specific |  | Not Applicable |  | FALSE | FALSE | Capacity | FALSE | FALSE | FALSE | FALSE | FALSE | FALSE
1001444 | \Classifications\Space Class Current\DCAMM Specific\Atrium | Atrium | A space inside the building where floor structure might otherwise be expected. The lowest floor of a multi-story void is classified based on the utilization at that level. | Not Applicable |  | FALSE | FALSE | Capacity | FALSE | TRUE | FALSE | TRUE | FALSE | TRUE
1000231 | \Classifications\Space Class Current\DCAMM Specific\Building Service | Building Service |  | Not Applicable |  | FALSE | FALSE | Capacity | FALSE | TRUE | FALSE | TRUE | FALSE | TRUE
1000232 | \Classifications\Space Class Current\DCAMM Specific\Circulation | Circulation |  | Not Applicable |  | FALSE | FALSE | Capacity | FALSE | FALSE | FALSE | FALSE | FALSE | FALSE
139 | \Classifications\Space Class Current\DCAMM Specific\Circulation (Building) | Circulation (Building) | Space required for floor occupants to access exits, stairs, elevators and washrooms. | Floor Common |  | FALSE |  |  |  | TRUE |  | TRUE | TRUE | TRUE
1000233 | \Classifications\Space Class Current\DCAMM Specific\Classroom/Training | Classroom/Training | Agency-based space used for trainings and learning | Not Applicable |  | FALSE | FALSE | Capacity | FALSE | FALSE | FALSE | FALSE | FALSE | FALSE
1000234 | \Classifications\Space Class Current\DCAMM Specific\Commercial Space | Commercial Space |  | Not Applicable |  | FALSE | FALSE | Capacity | FALSE | FALSE | FALSE | FALSE | FALSE | FALSE
1001246 | \Classifications\Space Class Current\DCAMM Specific\Computer/Telecomm | Computer/Telecomm | Telecomm dedicated for building function or multiple tenants/agencies | Not Applicable |  | FALSE | FALSE | Capacity | FALSE | TRUE | FALSE | TRUE | FALSE | TRUE
1000235 | \Classifications\Space Class Current\DCAMM Specific\Conference | Conference | Space used for Large/Formal Meetings (> 5 Seating) | Not Applicable |  | FALSE | FALSE | Capacity | FALSE | FALSE | FALSE | FALSE | FALSE | FALSE
1000258 | \Classifications\Space Class Current\DCAMM Specific\Court Room | Court Room |  | Not Applicable |  | FALSE | FALSE | Capacity | FALSE | FALSE | FALSE | FALSE | FALSE | FALSE
1000236 | \Classifications\Space Class Current\DCAMM Specific\Data Center Support | Data Center Support |  | Not Applicable |  | FALSE | FALSE | Capacity | FALSE | FALSE | FALSE | FALSE | FALSE | FALSE
1000237 | \Classifications\Space Class Current\DCAMM Specific\Dedicated Open Workstation - NOT IN USE | Dedicated Open Workstation - NOT IN USE | TO BE RETIRED | Not Applicable |  | FALSE | FALSE | Capacity | FALSE | FALSE | FALSE | FALSE | FALSE | FALSE
1000205 | \Classifications\Space Class Current\DCAMM Specific\Electrical | Electrical | Space containing Electrical (utilities) equipment | Building Common |  | FALSE | FALSE | Capacity | FALSE | TRUE | FALSE | TRUE | FALSE | TRUE
1000226 | \Classifications\Space Class Current\DCAMM Specific\Elevator | Elevator | Mechanical Circulation - Space used by mechanical modes of circulation (such as elevators and escalators) providing transportation between floors of a structure. | Not Applicable |  | FALSE | FALSE | Capacity | FALSE | TRUE | FALSE | TRUE | FALSE | TRUE
1000257 | \Classifications\Space Class Current\DCAMM Specific\Escalator | Escalator |  | Not Applicable |  | FALSE | FALSE | Capacity | FALSE | TRUE | FALSE | TRUE | FALSE | TRUE
1000238 | \Classifications\Space Class Current\DCAMM Specific\Exhibition | Exhibition |  | Not Applicable |  | FALSE | FALSE | Capacity | FALSE | FALSE | FALSE | FALSE | FALSE | FALSE
1000204 | \Classifications\Space Class Current\DCAMM Specific\Fire Protection | Fire Protection |  | Building Common |  | FALSE | FALSE | Capacity | FALSE | TRUE | FALSE | TRUE | FALSE | TRUE
1000239 | \Classifications\Space Class Current\DCAMM Specific\Food Service | Food Service |  | Not Applicable |  | FALSE | FALSE | Capacity | FALSE | FALSE | FALSE | FALSE | FALSE | FALSE
1000227 | \Classifications\Space Class Current\DCAMM Specific\Fuel Storage | Fuel Storage |  | Not Applicable |  | FALSE | FALSE | Capacity | FALSE | TRUE | FALSE | TRUE | FALSE | TRUE
1000240 | \Classifications\Space Class Current\DCAMM Specific\General File and Storage | General File and Storage |  | Not Applicable |  | FALSE | FALSE | Capacity | FALSE | FALSE | FALSE | FALSE | FALSE | FALSE
1000228 | \Classifications\Space Class Current\DCAMM Specific\Hazardous Waste Storage | Hazardous Waste Storage |  | Not Applicable |  | FALSE | FALSE | Capacity | FALSE | TRUE | FALSE | TRUE | FALSE | TRUE
1000259 | \Classifications\Space Class Current\DCAMM Specific\Hearing Room | Hearing Room |  | Not Applicable |  | FALSE | FALSE | Capacity | FALSE | FALSE | FALSE | FALSE | FALSE | FALSE
1000262 | \Classifications\Space Class Current\DCAMM Specific\Hotel | Hotel | Panel-based, non-assignable work area designated for temporary / short-term occupancy. | Not Applicable |  | FALSE | FALSE | Capacity | FALSE | FALSE | FALSE | FALSE | FALSE | FALSE
1001461 | \Classifications\Space Class Current\DCAMM Specific\Huddle Room | Huddle Room | Space used as a small meeting room equipped with AV capabilities (< 6 Seating) | Not Applicable |  | FALSE | FALSE | Capacity | FALSE | FALSE | FALSE | FALSE | FALSE | FALSE
1000241 | \Classifications\Space Class Current\DCAMM Specific\Interior Parking | Interior Parking |  | Not Applicable |  | FALSE | FALSE | Capacity | FALSE | TRUE | FALSE | TRUE | FALSE | TRUE
1000230 | \Classifications\Space Class Current\DCAMM Specific\Janitor Closet | Janitor Closet |  | Not Applicable |  | FALSE | FALSE | Capacity | FALSE | TRUE | FALSE | TRUE | FALSE | TRUE
1000242 | \Classifications\Space Class Current\DCAMM Specific\Kitchen | Kitchen |  | Not Applicable |  | FALSE | FALSE | Capacity | FALSE | FALSE | FALSE | FALSE | FALSE | FALSE
1000244 | \Classifications\Space Class Current\DCAMM Specific\Lecture and Classroom | Lecture and Classroom | NON-DCAMM | Not Applicable |  | FALSE | FALSE | Capacity | FALSE | FALSE | FALSE | FALSE | FALSE | FALSE
1000268 | \Classifications\Space Class Current\DCAMM Specific\Loading Dock | Loading Dock |  | Not Applicable |  | FALSE | FALSE | Capacity | FALSE | TRUE | FALSE | TRUE | FALSE | TRUE
1000267 | \Classifications\Space Class Current\DCAMM Specific\Lobby | Lobby | A room providing a space out of which one or more other rooms or corridors lead | Not Applicable |  | FALSE | FALSE | Capacity | FALSE | TRUE | FALSE | TRUE | FALSE | TRUE
1000229 | \Classifications\Space Class Current\DCAMM Specific\MDF/IDF/Server | MDF/IDF/Server | TeleComm that is specifically for a tenant | Not Applicable |  | FALSE | FALSE | Capacity | FALSE | FALSE | FALSE | FALSE | FALSE | FALSE
1000022 | \Classifications\Space Class Current\DCAMM Specific\Mechanical | Mechanical | Space containing Mechanical (utilities) equipment | Not Applicable |  | FALSE | FALSE | Capacity | FALSE | TRUE | FALSE | TRUE | FALSE | TRUE
1000272 | \Classifications\Space Class Current\DCAMM Specific\Medical | Medical |  | Not Applicable |  | FALSE | FALSE | Capacity | FALSE | FALSE | FALSE | FALSE | FALSE | FALSE
1000266 | \Classifications\Space Class Current\DCAMM Specific\Meeting Room | Meeting Room | Space used as a small meeting room (< 6 Seating) | Not Applicable |  | FALSE | FALSE | Capacity | FALSE | FALSE | FALSE | FALSE | FALSE | FALSE
1000264 | \Classifications\Space Class Current\DCAMM Specific\Men's Room (Building) | Men's Room (Building) | A space with washing and toilet facilities. | Not Applicable |  | FALSE | FALSE | Capacity | FALSE | TRUE | FALSE | TRUE | FALSE | TRUE
1000245 | \Classifications\Space Class Current\DCAMM Specific\Office | Office |  | Not Applicable |  | FALSE | FALSE | Capacity | FALSE | FALSE | FALSE | FALSE | FALSE | FALSE
1000246 | \Classifications\Space Class Current\DCAMM Specific\Open Team Seating | Open Team Seating | Space used for small meetings in an open environment (< 6 Seating) | Not Applicable |  | FALSE | FALSE | Capacity | FALSE | FALSE | FALSE | FALSE | FALSE | FALSE
1001445 | \Classifications\Space Class Current\DCAMM Specific\Parking | Parking |  | Not Applicable |  | FALSE | FALSE | Capacity | FALSE | TRUE | FALSE | TRUE | FALSE | TRUE
1001446 | \Classifications\Space Class Current\DCAMM Specific\Parking Circulation | Parking Circulation |  | Not Applicable |  | FALSE | FALSE | Capacity | FALSE | TRUE | FALSE | TRUE | FALSE | TRUE
1000206 | \Classifications\Space Class Current\DCAMM Specific\Plumbing | Plumbing |  | Building Common |  | FALSE | FALSE | Capacity | FALSE | TRUE | FALSE | TRUE | FALSE | TRUE
1000270 | \Classifications\Space Class Current\DCAMM Specific\Reception | Reception | Space located by the entrance of an office used to greet and guide visitors. | Not Applicable |  | FALSE | FALSE | Capacity | FALSE | FALSE | FALSE | FALSE | FALSE | FALSE
1000252 | \Classifications\Space Class Current\DCAMM Specific\Restroom(s) | Restroom(s) | A space with washing and toilet facilities. | Not Applicable |  | FALSE | FALSE | Capacity | FALSE | FALSE | FALSE | FALSE | FALSE | FALSE
135 | \Classifications\Space Class Current\DCAMM Specific\Restroom(s) (Building) | Restroom(s) (Building) | A space with washing and toilet facilities. | Building Common |  | FALSE | [5 empty] | FALSE | FALSE
1000247 | \Classifications\Space Class Current\DCAMM Specific\Security | Security |  | Not Applicable |  | FALSE | FALSE | Capacity | FALSE | TRUE | FALSE | TRUE | FALSE | TRUE
132 | \Classifications\Space Class Current\DCAMM Specific\Service Shaft | Service Shaft | Space used to accommodate intra-floor services such as flues, fire towers, fire hose cabinets (because of the pipes attached to them), stacks, pipe shafts, vertical air conditioning ducts and other vertical ducts. | Vertical Penetration |  | FALSE |  |  | FALSE | TRUE |  | TRUE | FALSE | TRUE
1000263 | \Classifications\Space Class Current\DCAMM Specific\Shaft | Shaft |  | Not Applicable |  | FALSE | FALSE | Capacity | FALSE | TRUE | FALSE | TRUE | FALSE | TRUE
1000248 | \Classifications\Space Class Current\DCAMM Specific\Shared Equipment Station | Shared Equipment Station | NON-DCAMM | Not Applicable |  | FALSE | FALSE | Capacity | FALSE | FALSE | FALSE | FALSE | FALSE | FALSE
1000249 | \Classifications\Space Class Current\DCAMM Specific\Shared Open Workstation | Shared Open Workstation | NON-DCAMM | Not Applicable |  | FALSE | FALSE | Capacity | FALSE | FALSE | FALSE | FALSE | FALSE | FALSE
1000269 | \Classifications\Space Class Current\DCAMM Specific\Showers | Showers |  | Not Applicable |  | FALSE | FALSE | Capacity | FALSE | FALSE | FALSE | FALSE | FALSE | FALSE
1000271 | \Classifications\Space Class Current\DCAMM Specific\Sleeping Quarters | Sleeping Quarters |  | Not Applicable |  | FALSE | FALSE | Capacity | FALSE | FALSE | FALSE | FALSE | FALSE | FALSE
130 | \Classifications\Space Class Current\DCAMM Specific\Stairway | Stairway | Space used by a static circulation path providing transportation between floors of a structure. | Vertical Penetration |  | FALSE |  |  | FALSE | TRUE |  | TRUE | FALSE | TRUE
1000250 | \Classifications\Space Class Current\DCAMM Specific\Storage | Storage | Tenant storage rooms/area | Not Applicable |  | FALSE | FALSE | Capacity | FALSE | FALSE | FALSE | FALSE | FALSE | FALSE
1001247 | \Classifications\Space Class Current\DCAMM Specific\Storage (Building) | Storage (Building) |  | Not Applicable |  | FALSE | FALSE | Capacity | FALSE | TRUE | FALSE | TRUE | FALSE | TRUE
1000251 | \Classifications\Space Class Current\DCAMM Specific\Support | Support | Office Space that supports Agency processes. (i.e copier areas, breakrooms, etc) | Not Applicable |  | FALSE | FALSE | Capacity | FALSE | FALSE | FALSE | FALSE | FALSE | FALSE
1001447 | \Classifications\Space Class Current\DCAMM Specific\Vehicle Circulation | Vehicle Circulation |  | Not Applicable |  | FALSE | FALSE | Capacity | FALSE | TRUE | FALSE | TRUE | FALSE | TRUE
1000253 | \Classifications\Space Class Current\DCAMM Specific\Vestibule | Vestibule | Small and contained space that directly connects the exterior to an interior space | Not Applicable |  | FALSE | FALSE | Capacity | FALSE | TRUE | FALSE | TRUE | FALSE | TRUE
100 | \Classifications\Space Class Current\DCAMM Specific\Void | Void | A space inside the building where floor structure might otherwise be expected. The lowest floor of a multi-story void is classified based on the utilization at that level. | Not Applicable |  | FALSE |  |  | FALSE | FALSE |  | FALSE | FALSE | FALSE
1000254 | \Classifications\Space Class Current\DCAMM Specific\Waiting | Waiting | Space used for people to sit while waiting for an appointment. | Not Applicable |  | FALSE | FALSE | Capacity | FALSE | FALSE | FALSE | FALSE | FALSE | FALSE
1000255 | \Classifications\Space Class Current\DCAMM Specific\Waste and Recycling | Waste and Recycling |  | Not Applicable |  | FALSE | FALSE | Capacity | FALSE | TRUE | FALSE | TRUE | FALSE | TRUE
1000256 | \Classifications\Space Class Current\DCAMM Specific\Wellness / Fitness | Wellness / Fitness |  | Not Applicable |  | FALSE | FALSE | Capacity | FALSE | FALSE | FALSE | FALSE | FALSE | FALSE
1000243 | \Classifications\Space Class Current\DCAMM Specific\Wellness Room | Wellness Room | A space dedicated within an agency for its employees for personal wellness (Lactation Room, Prayer Room, etc) | Not Applicable |  | FALSE | FALSE | Capacity | FALSE | FALSE | FALSE | FALSE | FALSE | FALSE
1001248 | \Classifications\Space Class Current\DCAMM Specific\Wellness Room (Building) | Wellness Room (Building) | A space dedicated for buildings users for personal wellness (Lactation Room, Prayer Room, etc) | Not Applicable |  | FALSE | FALSE | Capacity | FALSE | TRUE | FALSE | TRUE | FALSE | TRUE
1000265 | \Classifications\Space Class Current\DCAMM Specific\Women's Room (Building) | Women's Room (Building) | A space with washing and toilet facilities. | Not Applicable |  | FALSE | FALSE | Capacity | FALSE | TRUE | FALSE | TRUE | FALSE | TRUE
1000260 | \Classifications\Space Class Current\DCAMM Specific\Work Area | Work Area | Small non-enclosed space that can accommodate a variety of uses | Not Applicable |  | FALSE | FALSE | Capacity | FALSE | FALSE | FALSE | FALSE | FALSE | FALSE
1000261 | \Classifications\Space Class Current\DCAMM Specific\Workstation | Workstation | Panel-based work area in an open environment (Assigned or Unassigned) designated for long term and daily use. | Not Applicable |  | FALSE | FALSE | Capacity | FALSE | FALSE | FALSE | FALSE | FALSE | FALSE
104 | \Classifications\Space Class Current\Encroachment | Encroachment | The space assocaiated with base building elements that prevent the use of the space for furniture, equipment, circulation, or other occupant function. | Floor Common |  | FALSE |  |  |  | TRUE |  |  | TRUE | TRUE
142 | \Classifications\Space Class Current\Encroachment\Interior Encroachment | Interior Encroachment | The space associated with a base building element that is located inside the building but not on the outer wall. | Floor Common |  | FALSE |  |  |  | TRUE |  |  | TRUE | TRUE
143 | \Classifications\Space Class Current\Encroachment\Perimeter Encroachment | Perimeter Encroachment | The space associated with a base building element that is located on the outer wall. | Floor Common |  | FALSE |  |  |  | TRUE |  |  | TRUE | TRUE
112 | \Classifications\Space Class Current\Environmentally controlled | Environmentally controlled | Space with environments where such variables as humidity, temperature, pressure, sound, contamination are tightly controlled. These Spaces may be part of the research or production processes. | Office |  | TRUE | [6 empty] | TRUE
236 | \Classifications\Space Class Current\Environmentally controlled\Anechoic Chamber | Anechoic Chamber | Space that is isolated from external sound and electromagnetic radiation sources, using sound proofing and elecromagentic absorptive material to prevent the reflection of wave phenomena (reverberation). | Office |  | FALSE | [6 empty] | TRUE
235 | \Classifications\Space Class Current\Environmentally controlled\Clean Room | Clean Room | Space in which the air quality, temperature and humidity are highly regulated in order to protect sensitive equipment and materials from contamination. | Office |  | FALSE | [6 empty] | TRUE
244 | \Classifications\Space Class Current\Environmentally controlled\Clean Room\Class 1 | Class 1 | The ISO 14644-1 classification describes Clean rooms rated as ""Class 1,"" where there exists no more than 10 particles larger than 0.1 micrometer in any given cubic meter of air; | Office |  | FALSE | [6 empty] | TRUE
243 | \Classifications\Space Class Current\Environmentally controlled\Clean Room\Class 2 | Class 2 | The ISO 14644-1 classification describes Clean rooms rated as ""Class 2,"" where there exists no more than 100 particles larger than 0.1 micrometer in any given cubic meter of air; | Office |  | FALSE | [6 empty] | TRUE
247 | \Classifications\Space Class Current\Environmentally controlled\Clean Room\Class 3 | Class 3 | The ISO 14644-1 classification describes Clean rooms rated as ""Class 3,"" where there exists no more than 1,000 particles larger than 0.1 micrometer in any given cubic meter of air; | Office |  | FALSE | [6 empty] | TRUE
245 | \Classifications\Space Class Current\Environmentally controlled\Clean Room\Class 4 | Class 4 | The ISO 14644-1 classification describes Clean rooms rated as ""Class 4,"" where there exists no more than 10,000 particles larger than 0.1 micrometer in any given cubic meter of air; | Office |  | FALSE | [6 empty] | TRUE
246 | \Classifications\Space Class Current\Environmentally controlled\Clean Room\Class 5 | Class 5 | The ISO 14644-1 classification describes Clean rooms rated as ""Class 5,"" where there exists no more than 100,000 particles larger than 0.1 micrometer in any given cubic meter of air; | Office |  | FALSE | [6 empty] | TRUE
248 | \Classifications\Space Class Current\Environmentally controlled\Clean Room\Class 6 | Class 6 | The ISO 14644-1 classification describes Clean rooms rated as ""Class 6,"" where there exists no more than 1,000,000 particles larger than 0.1 micrometer in any given cubic meter of air; | Office |  | FALSE | [6 empty] | TRUE
249 | \Classifications\Space Class Current\Environmentally controlled\Clean Room\Class 7 | Class 7 | The ISO 14644-1 classification describes Clean rooms rated as ""Class 7,"" where there exists no more than 10,000,000 particles larger than 0.1 micrometer in any given cubic meter of air; | Office |  | FALSE | [6 empty] | TRUE
250 | \Classifications\Space Class Current\Environmentally controlled\Clean Room\Class 8 | Class 8 | The ISO 14644-1 classification describes Clean rooms rated as ""Class 8,"" where there exists no more than 100,000,000 particles larger than 0.1 micrometer in any given cubic meter of air; | Office |  | FALSE | [6 empty] | TRUE
251 | \Classifications\Space Class Current\Environmentally controlled\Clean Room\Class 9 | Class 9 | The ISO 14644-1 classification describes Clean rooms rated as ""Class 8,"" where there exists no more than 1,000,000,000 particles larger than 0.1 micrometer in any given cubic meter of air; | Office |  | FALSE | [6 empty] | TRUE
242 | \Classifications\Space Class Current\Environmentally controlled\Clean Room\Clean Room | Clean Room |  | Office |  | FALSE | [6 empty] | TRUE
253 | \Classifications\Space Class Current\Environmentally controlled\Clean Room\Clean Room Support | Clean Room Support | Support space for a classified room but not enclosed within a classified room. | Office |  | FALSE | [6 empty] | TRUE
239 | \Classifications\Space Class Current\Environmentally controlled\Controlled Space Support | Controlled Space Support | Support space directly involved with environmentally controlled spaces. | Office |  | FALSE | [6 empty] | TRUE
238 | \Classifications\Space Class Current\Environmentally controlled\Data Center | Data Center | Space designed to accommodate the needs of large quantities of co-located computer equipment. | Office |  | FALSE | [6 empty] | TRUE
257 | \Classifications\Space Class Current\Environmentally controlled\Data Center\Data Center Support | Data Center Support | Other space not readily classified in one of the other Data Center classes. | Office |  | FALSE | [6 empty] | TRUE
258 | \Classifications\Space Class Current\Environmentally controlled\Data Center\Other Data Center Area | Other Data Center Area |  | Office |  | FALSE | [6 empty] | TRUE
252 | \Classifications\Space Class Current\Environmentally controlled\Data Center\Tier I | Tier I | Redundant Capacity Components with single path distribution systems. | Office |  | FALSE | [6 empty] | TRUE
254 | \Classifications\Space Class Current\Environmentally controlled\Data Center\Tier II | Tier II | Concurrently Maintainable Infrastructure which provides redundant capacity and multiple distribution paths. | Office |  | FALSE | [6 empty] | TRUE
255 | \Classifications\Space Class Current\Environmentally controlled\Data Center\Tier III | Tier III | Fault Tolerant Infrastructure providing redundant capacity and multiple distribution paths simultaneously serving dual powered equipment. | Office |  | FALSE | [6 empty] | TRUE
256 | \Classifications\Space Class Current\Environmentally controlled\Data Center\Tier IV | Tier IV | Support space for a Data Center but not enclosed within a Data Center. | Office |  | FALSE | [6 empty] | TRUE
237 | \Classifications\Space Class Current\Environmentally controlled\Hazard Containment | Hazard Containment | Specialized containment space for hazardous agents such as biological, radiological and chemical hazards. | Office |  | FALSE | [6 empty] | TRUE
241 | \Classifications\Space Class Current\Environmentally controlled\Other Environmentally Controlled | Other Environmentally Controlled | Other Environmentally Controlled space not readily classified in one of the other classes. | Office |  | FALSE | [6 empty] | TRUE
240 | \Classifications\Space Class Current\Environmentally controlled\Temperature and Pressure Chamber | Temperature and Pressure Chamber | Space in which air or other gases can be added or removed to create low/ high air pressure environments. Chambers can also control the thermal environment. | Office |  | FALSE | [6 empty] | TRUE
97 | \Classifications\Space Class Current\Excluded | Excluded | Space that is intentionally not included in the management of space within a building. | Not Applicable |  | FALSE |  |  | TRUE | FALSE |  |  | TRUE
121 | \Classifications\Space Class Current\Excluded\Interstitial | Interstitial | The space above load-bearing surfaces which is not available for general occupancy, usually because of inadequate headroom. | Not Applicable |  | FALSE |  |  | TRUE | FALSE |  |  | TRUE
123 | \Classifications\Space Class Current\Excluded\Other Excluded | Other Excluded | Excluded Space not described well by any of the Other Excluded classes. | Not Applicable |  | FALSE |  |  | TRUE | FALSE |  |  | TRUE
122 | \Classifications\Space Class Current\Excluded\Unimproved Shell | Unimproved Shell | The portion of a building that has been constructed with mimimal enclosure for future use. | Not Applicable |  | FALSE |  |  | TRUE | FALSE |  |  | TRUE
105 | \Classifications\Space Class Current\Expansion | Expansion | Space that has not been fully constructed and would be usable if constructed. | Not Applicable |  | FALSE | [6 empty] | TRUE | FALSE
96 | \Classifications\Space Class Current\Exterior Wall | Exterior Wall | An enclosed space defined by the exterior wall of the building. | Exterior Walls |  | FALSE |  |  | TRUE | FALSE |  |  | TRUE
1000008 | \Classifications\Space Class Current\Floor Common | Floor Common | DCAMM place holder | Not Applicable |  | FALSE | FALSE | Capacity | FALSE | TRUE | FALSE | FALSE | FALSE | TRUE
1000029 | \Classifications\Space Class Current\GENERAL USE | GENERAL USE |  | Not Applicable |  | FALSE | FALSE | Capacity | FALSE | FALSE | FALSE | FALSE | FALSE | FALSE
1000027 | \Classifications\Space Class Current\HEALTH CARE | HEALTH CARE |  | Not Applicable |  | FALSE | FALSE | Capacity | FALSE | FALSE | FALSE | FALSE | TRUE | FALSE
98 | \Classifications\Space Class Current\Interior Parking | Interior Parking | Totally or partially enclosed space that is normally used to circulate and station vehicles. | Not Applicable |  | FALSE |  |  | TRUE | FALSE |  |  | TRUE
126 | \Classifications\Space Class Current\Interior Parking\Access Control Point | Access Control Point | Parking access control point space such as attendant booth, gate, card reader, or self serve ticket dispenser. | Not Applicable |  | FALSE |  |  | TRUE | FALSE |  |  | TRUE
128 | \Classifications\Space Class Current\Interior Parking\Other Interior Parking | Other Interior Parking | Interior parking space that is not described well by the other interior classes. | Not Applicable |  | FALSE |  |  | TRUE | FALSE |  |  | TRUE
124 | \Classifications\Space Class Current\Interior Parking\Ramp and Circulation | Ramp and Circulation | Space including ramps used to circulate vehicles and providing access to parking stalls. | Not Applicable |  | FALSE |  |  | TRUE | FALSE |  |  | TRUE
125 | \Classifications\Space Class Current\Interior Parking\Stall | Stall | Space provided for parking a vehicle (car, truck, bicycles or motorbikes). | Not Applicable |  | FALSE | FALSE |  | TRUE | FALSE |  |  | TRUE
127 | \Classifications\Space Class Current\Interior Parking\Vehicle Service | Vehicle Service | Parking stall and circulation space used to provide vehicle services. | Not Applicable |  | FALSE |  |  | TRUE | FALSE |  |  | TRUE
1000208 | \Classifications\Space Class Current\Kitchen | Kitchen |  | Not Applicable |  | FALSE | FALSE | Capacity | FALSE | FALSE | FALSE | FALSE | FALSE | FALSE
1000021 | \Classifications\Space Class Current\LABORATORIES | LABORATORIES |  | Building Common |  | FALSE | FALSE | Capacity | FALSE | FALSE | FALSE | FALSE | TRUE | FALSE
114 | \Classifications\Space Class Current\Laboratory | Laboratory | Space specifically designed to support hands-on experimentation and test. | Office |  | TRUE | [6 empty] | TRUE
195 | \Classifications\Space Class Current\Laboratory\Bench Lab | Bench Lab | Space specifically used in development and testing of equipment and circuitry. | Office |  | FALSE | [6 empty] | TRUE
196 | \Classifications\Space Class Current\Laboratory\Dry Lab | Dry Lab | Space used in the development and/or testing of hardware including semiconductors and optics. | Office |  | FALSE | TRUE | [5 empty] | TRUE
197 | \Classifications\Space Class Current\Laboratory\Intergration Lab | Intergration Lab | Laboratory designed for assembly and testing of components and sub assemblies, mechanical and electronic. | Office |  | FALSE | [6 empty] | TRUE
199 | \Classifications\Space Class Current\Laboratory\Laboratory Storage | Laboratory Storage | Storage space adjacent to laboratory facilities and is specifically designed for storage of lab materials such as gas canisters, etc. | Office |  | FALSE | [6 empty] | TRUE
200 | \Classifications\Space Class Current\Laboratory\Laboratory Support | Laboratory Support | Space which is used for support services directly related to the use of the laboratory. | Office |  | FALSE | [6 empty] | TRUE
201 | \Classifications\Space Class Current\Laboratory\Other Laboratory | Other Laboratory | Other laboratory space not reasonably categorized in another class. | Office |  | FALSE | [6 empty] | TRUE
198 | \Classifications\Space Class Current\Laboratory\Wet Lab | Wet Lab | Space used in the development of test materials, processes, or equipment that involve the use of liquids and gases; usually chemical and biotechnology work. | Office |  | FALSE | [6 empty] | TRUE
101 | \Classifications\Space Class Current\Lease Legal Area Reconciliation | Lease Legal Area Reconciliation | The difference between the space attributable as rentable by the measurement scheme being used and the legal area on the lease contract document. | Not Applicable |  | FALSE |  |  | TRUE | FALSE |  |  | TRUE
113 | \Classifications\Space Class Current\Medical Practice | Medical Practice | Space which is used for services directly related to the medical practice. | Office |  | TRUE | [6 empty] | TRUE
186 | \Classifications\Space Class Current\Medical Practice\Admission | Admission | Space used by the public to await admission, or undergo triage. | Office |  | FALSE | [6 empty] | TRUE
187 | \Classifications\Space Class Current\Medical Practice\Diagnostic Service | Diagnostic Service | Space that directly serves as a diagnostic service laboratory as an extension of the activities in the facility. | Office |  | FALSE | [6 empty] | TRUE
193 | \Classifications\Space Class Current\Medical Practice\Medical Practice Support | Medical Practice Support | Space which is used for support services directly related to the medical practice. Examples may include surgical prep rooms, equipment rooms. | Office |  | FALSE | [6 empty] | TRUE
188 | \Classifications\Space Class Current\Medical Practice\Nurse Station | Nurse Station | Space used by nurses and other patient care staff who are supervising or administering health care. | Office |  | FALSE | [6 empty] | TRUE
194 | \Classifications\Space Class Current\Medical Practice\Other Medical Practice | Other Medical Practice | Medical practice space not adequately described by another classification. | Office |  | FALSE | [6 empty] | TRUE
189 | \Classifications\Space Class Current\Medical Practice\Patient Room | Patient Room | Space equipped with a bed and used for patient care, both out-patient and in-patient. May also include patient bath and toilet facilities. | Office |  | FALSE | [6 empty] | TRUE
190 | \Classifications\Space Class Current\Medical Practice\Rehabilitation | Rehabilitation | Space used for rehabilitation activities, for restoration or re-learning of life skills. | Office |  | FALSE | [6 empty] | TRUE
192 | \Classifications\Space Class Current\Medical Practice\Surgery | Surgery | Space used for surgery. | Office |  | FALSE | [6 empty] | TRUE
191 | \Classifications\Space Class Current\Medical Practice\Treatment and Examination | Treatment and Examination | Space used for diagnostic and therapeutic treatment. | Office |  | FALSE | [6 empty] | TRUE
120 | \Classifications\Space Class Current\Non-enclosed Roof | Non-enclosed Roof | Space on the roof not included in the measured real estate portfolio but which provide functional space used for specific purposes. | Not Applicable |  | FALSE |  |  | TRUE | TRUE |  |  | TRUE
233 | \Classifications\Space Class Current\Non-enclosed Roof\Antenna Farm | Antenna Farm | Space designed to support communications antenna. | Not Applicable |  | FALSE |  |  | TRUE | TRUE |  |  | TRUE
234 | \Classifications\Space Class Current\Non-enclosed Roof\Heliport | Heliport | Space designed to support the arrival and departure of helicopters. | Not Applicable |  | FALSE |  |  | TRUE | TRUE |  |  | TRUE
1001460 | \Classifications\Space Class Current\Non-enclosed Roof\Photovoltaic System | Photovoltaic System | Photovoltaic System Equipment PV Collectors | Not Applicable |  | FALSE | FALSE | Capacity | TRUE | TRUE | FALSE | FALSE | TRUE | FALSE
232 | \Classifications\Space Class Current\Non-enclosed Roof\Recreation | Recreation | Roof space set aside for recreation use. | Not Applicable |  | FALSE |  |  | TRUE | TRUE |  |  | TRUE
111 | \Classifications\Space Class Current\Office | Office | Space in which business, clerical or professional activities are conducted. | Office |  | TRUE | TRUE |  | FALSE |  |  | FALSE
1000025 | \Classifications\Space Class Current\OFFICES | OFFICES |  | Office |  | FALSE | FALSE | Capacity | FALSE | FALSE | FALSE | FALSE | TRUE | FALSE
171 | \Classifications\Space Class Current\Office\Dedicated Enclosed Workstation | Dedicated Enclosed Workstation | An enclosed space used as one workstation occupied by a particular person on an ongoing basis. | Office |  | FALSE | TRUE
173 | \Classifications\Space Class Current\Office\Dedicated Open Workstation | Dedicated Open Workstation | An non-enclosed space used as one workstation occupied by a particular person on an ongoing basis. | Office |  | FALSE | TRUE
176 | \Classifications\Space Class Current\Office\General File and Storage | General File and Storage | Space set aside for storage of material that is used by an area, group of persons or department. | Office |  | FALSE | [6 empty] | TRUE
175 | \Classifications\Space Class Current\Office\Open Team Seating | Open Team Seating | A free-address space that is designed to be used by a group of people working together with no fixed workstation assignments. | Office |  | FALSE | TRUE |  | FALSE | FALSE | FALSE | FALSE | FALSE | FALSE
172 | \Classifications\Space Class Current\Office\Shared Enclosed Workstation | Shared Enclosed Workstation | An enclosed space used as one or more workstations by a variety of persons who are not specifically assigned to a particular workstation. | Office |  | FALSE | TRUE
179 | \Classifications\Space Class Current\Office\Shared Equipment Station | Shared Equipment Station | Space set aside for office equipment used jointly by the occupants in the immediate area. | Office |  | FALSE | [6 empty] | TRUE
174 | \Classifications\Space Class Current\Office\Shared Open Workstation | Shared Open Workstation | An non-enclosed space used as one or more workstations by variety of persons who are not specifically assigned to a particular workstation. | Office |  | FALSE | TRUE
177 | \Classifications\Space Class Current\Office\Shared Workstation File and Storage | Shared Workstation File and Storage | Space designated for the materials used by persons using shared workstations. | Office |  | FALSE | [6 empty] | TRUE
108 | \Classifications\Space Class Current\Personnel Service | Personnel Service | Space provided for the personal needs of employees and other personnel. | Building Common |  | FALSE | [5 empty] | TRUE | TRUE
154 | \Classifications\Space Class Current\Personnel Service\Food Service | Food Service | Space used for preparation and serving of food or providing seating for dining. | Building Common |  | FALSE | [5 empty] | TRUE | FALSE
157 | \Classifications\Space Class Current\Personnel Service\Other Personnel Service | Other Personnel Service | Any other Personal Service space which is not readily categorized into one of the other classes. | Building Common |  | FALSE | [5 empty] | TRUE | TRUE
155 | \Classifications\Space Class Current\Personnel Service\Smoking | Smoking | Space that is designed specifically for smoking. | Building Common |  | FALSE | [5 empty] | TRUE | TRUE
156 | \Classifications\Space Class Current\Personnel Service\Wellness | Wellness | Space that is related to medical and other wellness services provided to the personnel in a facility; such as first aid stations. | Building Common |  | FALSE | [5 empty] | TRUE | TRUE
103 | \Classifications\Space Class Current\Primary Circulation | Primary Circulation | The direct path on a floor necessary for access to egress stairs, elevator lobbies, toilet rooms, refuge space, building lobbies and entrances. | Floor Common |  | FALSE |  |  |  | TRUE |  |  | TRUE | TRUE
139 | \Classifications\Space Class Current\Primary Circulation\Corridor | Corridor | Space required for floor occupants to access exits, stairs, elevators and washrooms. | Floor Common |  | FALSE | FALSE |  | FALSE | TRUE | FALSE | FALSE | TRUE | TRUE
141 | \Classifications\Space Class Current\Primary Circulation\Inter-building Connector | Inter-building Connector | Totally enclosed, constructed space connecting two or more buildings. | Building Common |  | FALSE |  |  |  | TRUE |  | TRUE | TRUE
140 | \Classifications\Space Class Current\Primary Circulation\Transitional Circulation | Transitional Circulation | Space adjacent to the entry points such as lobbies. | Floor Common |  | FALSE |  |  |  | TRUE |  |  | TRUE | TRUE
116 | \Classifications\Space Class Current\Production | Production | Space where goods are created. | Office |  | TRUE | [6 empty] | TRUE
273 | \Classifications\Space Class Current\Production\Assembly | Assembly | Space where items are assembled from parts. | Office |  | FALSE | [6 empty] | TRUE
279 | \Classifications\Space Class Current\Production\Other Production | Other Production | Space not classified in another Production category. | Office |  | FALSE | [6 empty] | TRUE
275 | \Classifications\Space Class Current\Production\Process | Process | Space where items are produced using a materials process. | Office |  | FALSE | [6 empty] | TRUE
277 | \Classifications\Space Class Current\Production\Production and In-process Storage | Production and In-process Storage | Space for raw material or work in process within the production process. | Office |  | FALSE | [6 empty] | TRUE
276 | \Classifications\Space Class Current\Production\Production Service and Repair | Production Service and Repair | Space where items are corrected for defects. | Office |  | FALSE | [6 empty] | TRUE
278 | \Classifications\Space Class Current\Production\Production Support | Production Support | Space to support the functioning of other production space. | Office |  | FALSE | [6 empty] | TRUE
274 | \Classifications\Space Class Current\Production\Quality Control and Test | Quality Control and Test | Space where items are tested and inspected. | Office |  | FALSE | [6 empty] | TRUE
110 | \Classifications\Space Class Current\Public Space | Public Space | A place provided for general public access and use. | Office |  | TRUE | [6 empty] | TRUE
292 | \Classifications\Space Class Current\Public Space\Cultural area | Cultural area | Space generally open to the public that is used to exhibit works of art, accommodate public gatherings or house libraries and inventories of documents, film or other media. | Office |  | FALSE | [6 empty] | TRUE
288 | \Classifications\Space Class Current\Public Space\Judicial area | Judicial area | Space supporting the work of the justice system | Office |  | FALSE | [6 empty] | TRUE
293 | \Classifications\Space Class Current\Public Space\Legislative area | Legislative area | Space supporting the legislative assemblies of government. | Office |  | FALSE | [6 empty] | TRUE
295 | \Classifications\Space Class Current\Public Space\Other Public Space | Other Public Space | Any Public Space which is not readily categorized into one of the other classes. | Office |  | FALSE | [6 empty] | TRUE
291 | \Classifications\Space Class Current\Public Space\Performance Space | Performance Space | Space used for any performance type such as dance, music or theater. | Office |  | FALSE | [6 empty] | TRUE
289 | \Classifications\Space Class Current\Public Space\Recreation Athletic | Recreation Athletic | A recreational space such as a fitness space, a field in a stadium, basketball court, indoor tennis court, a bowling alley or other which is used for sport activities. | Office |  | FALSE | [6 empty] | TRUE
290 | \Classifications\Space Class Current\Public Space\Recreation Non-athletic | Recreation Non-athletic | A recreational space such as a video arcade, TV lounge, picnicing space that is not for athletics . | Office |  | FALSE | [6 empty] | TRUE
294 | \Classifications\Space Class Current\Public Space\Spiritual Area | Spiritual Area | Space designated for the practice of religion or meditation . | Office |  | FALSE | [6 empty] | TRUE
119 | \Classifications\Space Class Current\Residential | Residential | Space used to provide accommodation for people when not at work. The accommodation provides facilities for sleeping and relaxation and usually cooking, eating, cleaning, | Office |  | TRUE | [6 empty] | TRUE
219 | \Classifications\Space Class Current\Residential\Dormitory | Dormitory | Space where two or more persons are housed in the same room or share restroom facilites. | Office |  | FALSE | [6 empty] | TRUE
220 | \Classifications\Space Class Current\Residential\House | House | Single unit dwelling permanently installed on a property. | Office |  | FALSE | [6 empty] | TRUE
222 | \Classifications\Space Class Current\Residential\Mobile Home | Mobile Home | A single unit dwelling which is not permanently attached to a foundation. | Office |  | FALSE | [6 empty] | TRUE
221 | \Classifications\Space Class Current\Residential\Multi-unit | Multi-unit | Single dwelling units attached or amassed into a structure. | Office |  | FALSE | [6 empty] | TRUE
224 | \Classifications\Space Class Current\Residential\On-call Room | On-call Room | Space where workers on standby are able to sleep, such as in hospitals. | Office |  | FALSE | [6 empty] | TRUE
226 | \Classifications\Space Class Current\Residential\Other Residential | Other Residential | A space that is not readily categorized in another Residential class. | Office |  | FALSE | [6 empty] | TRUE
223 | \Classifications\Space Class Current\Residential\Trailer | Trailer | A single unit dwelling which is on wheels. | Office |  | FALSE | [6 empty] | TRUE
107 | \Classifications\Space Class Current\Secondary Circulation | Secondary Circulation | A portion of a floor required for access to some subdivision of the floor, that does not serve all occupants on a floor, and is not defined as primary circulation. | Floor Common |  | FALSE | [6 empty] | TRUE | TRUE
145 | \Classifications\Space Class Current\Secondary Circulation\Refuge | Refuge | An enclosed space that is protected from the effects of fire permitting a delay in required egress travel time. | Floor Common |  | FALSE | [6 empty] | TRUE | TRUE
144 | \Classifications\Space Class Current\Secondary Circulation\Restricted | Restricted | Space that is normally available for use but is set aside by regulatory authority, such as clear space requirements for electrical closets. | Floor Common |  | FALSE | [6 empty] | TRUE | TRUE
1000207 | \Classifications\Space Class Current\Security | Security |  | Not Applicable |  | FALSE | FALSE | Capacity | FALSE | FALSE | FALSE | FALSE | FALSE | FALSE
1000031 | \Classifications\Space Class Current\SPECIAL USE | SPECIAL USE |  | Not Applicable |  | FALSE | FALSE | Capacity | FALSE | FALSE | FALSE | FALSE | TRUE | FALSE
1000030 | \Classifications\Space Class Current\Study | Study |  | Not Applicable |  | FALSE | FALSE | Capacity | FALSE | FALSE | FALSE | FALSE | TRUE | FALSE
1000023 | \Classifications\Space Class Current\SUPPORT | SUPPORT |  | Not Applicable |  | FALSE | FALSE | Capacity | FALSE | FALSE | FALSE | FALSE | TRUE | FALSE
109 | \Classifications\Space Class Current\Training | Training | Space used for education. | Office |  | TRUE | [6 empty] | TRUE
158 | \Classifications\Space Class Current\Training\Breakout | Breakout | A space associated with a classroom or training room that is designated for discussions, side meetings, and breaks. | Office |  | FALSE | [6 empty] | TRUE
159 | \Classifications\Space Class Current\Training\Lecture and classroom | Lecture and classroom | Space used for classes, lectures, symposiums, and speeches. | Office |  | FALSE | [6 empty] | TRUE
162 | \Classifications\Space Class Current\Training\Other Training | Other Training | Any Training Space which is not readily categorized into one of the other classes. | Office |  | FALSE | [6 empty] | TRUE
160 | \Classifications\Space Class Current\Training\Training | Training | Space that is similar in configuration to a classroom but which contains specialized equipment or machinery used as part of a specific training activity. | Office |  | FALSE | [6 empty] | TRUE
161 | \Classifications\Space Class Current\Training\Training Support | Training Support | Space which is used for support services directly related to training activities. | Office |  | FALSE | [6 empty] | TRUE
1000024 | \Classifications\Space Class Current\UNCLASSIFIED | UNCLASSIFIED |  | Not Applicable |  | FALSE | FALSE | Capacity | FALSE | FALSE | FALSE | FALSE | TRUE | FALSE
99 | \Classifications\Space Class Current\Vertical Penetration | Vertical Penetration | Space without a floor that serves a general building and system circulation function, such as stairs, elevator and other shafts. | Vertical Penetration |  | FALSE |  |  | TRUE | FALSE |  |  | TRUE
129 | \Classifications\Space Class Current\Vertical Penetration\Mechanical Circulation | Mechanical Circulation | Space used by mechanical modes of circulation such as elevators and escalators providing transportation between floors of a structure. | Vertical Penetration |  | FALSE |  |  | TRUE | FALSE |  |  | TRUE
131 | \Classifications\Space Class Current\Vertical Penetration\Monumental Stairs | Monumental Stairs | Space occupied by a larger than necessary, architectural stair. Space with clear headroom under the stair may be classified differently. | Vertical Penetration |  | FALSE |  |  | TRUE | FALSE |  |  | TRUE
132 | \Classifications\Space Class Current\Vertical Penetration\Service Shaft | Service Shaft | Space used to accommodate intra-floor services such as flues, fire towers, fire hose cabinets (because of the pipes attached to them), stacks, pipe shafts, vertical air conditioning ducts and other vertical ducts. | Vertical Penetration |  | FALSE | FALSE |  | TRUE | FALSE | FALSE | FALSE | TRUE | FALSE
130 | \Classifications\Space Class Current\Vertical Penetration\Stairway | Stairway | Space used by a static circulation path providing transportation between floors of a structure. | Vertical Penetration |  | FALSE | FALSE |  | TRUE | FALSE | FALSE | FALSE | TRUE | FALSE
100 | \Classifications\Space Class Current\Void | Void | A space inside the building where floor structure might otherwise be expected. The lowest floor of a multi-story void is classified based on the utilization at that level. | Vertical Penetration |  | FALSE | FALSE |  | TRUE | FALSE | FALSE | FALSE | TRUE | FALSE
117 | \Classifications\Space Class Current\Warehouse | Warehouse | Spaces specifically designed for the storage of raw material, in process materials or finished goods. | Office |  | TRUE | [6 empty] | TRUE
216 | \Classifications\Space Class Current\Warehouse\High Bay | High Bay | Warehouse space with usable storage heights of less than 24 feet. | Office |  | FALSE | [6 empty] | TRUE
218 | \Classifications\Space Class Current\Warehouse\Other Warehouse space | Other Warehouse space | Space not classified in another Warehouse category. | Office |  | FALSE | [6 empty] | TRUE
217 | \Classifications\Space Class Current\Warehouse\Warehouse support | Warehouse support | Space that directly supports warehouse functions. | Office |  | FALSE | [6 empty] | TRUE

## RENOVATION EQUIPMENT-ASSETS
[001] Building Equipment export for Capital Project Template |  |  | RENOVATION
SENT TO REQUESTER WITH AS-FOUND INFO
01/31/2023 13:26:14
Site_Code | Site_Name | Building / Improvement Code | Building / Improvement Name | Floor_Name | Room # / Space ID | Room (Space) Name/Description | Equipment System Class | Equipment System Name | Equipment System Description | Tag IDentification | Equipment_Asset# | Legacy Equipment Id | Asset_Name | Asset Description | Manufacturer | Model Number | Serial Number | Asset Spec Class | Asset Spec ID | Specification Name | Asset Status | In Service Date | Equipment Flood Plain | Elevation (Feet NAVD88) |  | Capital Project Number | Vendor (Contractor) Warranty Start Date | Vendor (Contractor) Warranty End Date | Manufacturer Warranty Start Date | Manufacturer Warranty End Date | CAMIS Asset Record Status | Purchased Price | Life Expectancy (# of Years) | Maintenance Priority | Hierarchy Path - Add Keywords - Sort Results | GIS Latitude- Building/Improvement | GIS Longitude- Building/Improvement | Latitude -Equip | Longitude -Equip | Agency Hierarchy Path | System Organization | Building Class | Improvement Type
DFS01 | Massachusetts Firefighting Academy - Springfield | 268DFS1304 | Burn House |  | Burn House |  | E1040.10 - Educational and Scientific Equipment |  |  | PROP | EQ-1071735 |  | PROP: LIVE FIRE | CUSTOM-BUILT TRAINING EQUIPMENT/STRUCTURE - DFS01. | CUSTOM | NA | NA | MISC. EQUIPMENT | EQ-1000360 | PROP: CUSTOM | Available |  |  | 0 | feet |  | 2020-12-21 |  |  |  | Active | 0 | 0 |  | \Locations\Sites\Massachusetts Firefighting Academy - Springfield\268DFS1304 Burn House | 42.1564 | -72.5351 |  |  | \Organizations\Commonwealth of Massachusetts\Executive Branch\Executive Offices\Executive Office of Public Safety and Security\Department of Fire Services | \Organizations\Commonwealth of Massachusetts\Executive Branch\Executive Offices\Executive Office of Public Safety and Security\Department of Fire Services | 8300 - Training Facility | 2 - Minor Building
DFS01 | Massachusetts Firefighting Academy - Springfield | 268DFS1305 | Ladder Tower |  | Ladder Tower | 5 floors | E1040.10 - Educational and Scientific Equipment |  |  | PROP | EQ-1071734 |  | PROP: LADDER TOWER | CUSTOM-BUILT TRAINING EQUIPMENT/STRUCTURE - DFS01. | CUSTOM | NA | NA | MISC. EQUIPMENT | EQ-1000360 | PROP: CUSTOM | Available |  |  | 0 | feet |  | 2021-10-18 |  |  |  | Active | 0 | 0 |  | \Locations\Sites\Massachusetts Firefighting Academy - Springfield\268DFS1305 Ladder Tower | 42.156 | -72.5349 |  |  | \Organizations\Commonwealth of Massachusetts\Executive Branch\Executive Offices\Executive Office of Public Safety and Security\Department of Fire Services | \Organizations\Commonwealth of Massachusetts\Executive Branch\Executive Offices\Executive Office of Public Safety and Security\Department of Fire Services | 8200 - Tower | 4 - Vertical Improvement
DFS01 | Massachusetts Firefighting Academy - Springfield | 268DFS1307 | Administration Building |  | Administration Building |  | D5020 - Electrical Service and Distribution |  |  | [PPT] | EQ-1071830 |  | ELECTRICAL DISTRIBUTION PANEL [PPT] | TYPE 3 ENCLOSURE (208V/120 VAC) SERVES BDA SYSTEM, SECURITY, RADIO MASTER BOX & SERVER ROOM 109 & 110 | SQUARE D COMPANY | 12350425480050001 | NC38S | PANEL BOARD | EQ-1000194 | PANEL BOARD | Available |  |  | 0 | feet |  | 2021-11-03 |  |  |  | Active | 0 | 0 |  | \Locations\Sites\Massachusetts Firefighting Academy - Springfield\268DFS1307 Administration Building | 42.1562 | -72.534 |  |  | \Organizations\Commonwealth of Massachusetts\Executive Branch\Executive Offices\Executive Office of Public Safety and Security\Department of Fire Services | \Organizations\Commonwealth of Massachusetts\Executive Branch\Executive Offices\Executive Office of Public Safety and Security\Department of Fire Services | 0100 - Administration | 1 - Major Building
DFS01 | Massachusetts Firefighting Academy - Springfield | 268DFS1307 | Administration Building |  | Administration Building |  | D2030.60 - Gray Water Systems | SYSTEM: RECLAIM [DOLPHIN] SYSTEM | WESTERN MASSACHUSETTS FIRE TRAINING ACADEMY SPRINGFIELD |  | EQ-1072012 |  | FIRE PUMP - CONTROLLER [RECLAIM TANK) | Fire (Re-Claim Tank) Pump Controller CANARIIS Model# DV-1900-80-2VS; Serial# 14-0414; | CANARIIS CORPORATION | DV-1900-80-2VS | 14-0414 | CONTROLS | EQ-1000056 | CONTROLS | Available |  |  | 0 | feet |  | 2021-11-12 |  |  |  | Active | 0 | 0 |  | \Locations\Sites\Massachusetts Firefighting Academy - Springfield\268DFS1307 Administration Building | 42.1562 | -72.534 |  |  | \Organizations\Commonwealth of Massachusetts\Executive Branch\Executive Offices\Executive Office of Public Safety and Security\Department of Fire Services | \Organizations\Commonwealth of Massachusetts\Executive Branch\Executive Offices\Executive Office of Public Safety and Security\Department of Fire Services | 0100 - Administration | 1 - Major Building
DFS01 | Massachusetts Firefighting Academy - Springfield | 268DFS1307 | Administration Building |  | Administration Building |  | D2030.60 - Gray Water Systems | SYSTEM: RECLAIM [DOLPHIN] SYSTEM | WESTERN MASSACHUSETTS FIRE TRAINING ACADEMY SPRINGFIELD | M1 | EQ-1072013 |  | FIRE PUMP - MOTOR [RECLAIM TANK) | Fire (Re-Claim Tank) Pump Motor US MODEL DT95 SERIAL# V-117608171 | US ELECTRICAL MOTORS | DT95 | V-117608171 | MOTOR | EQ-1000186 | MOTOR | Available |  |  | 0 | feet |  | 2021-11-12 |  |  |  | Active | 0 | 0 |  | \Locations\Sites\Massachusetts Firefighting Academy - Springfield\268DFS1307 Administration Building | 42.1562 | -72.534 |  |  | \Organizations\Commonwealth of Massachusetts\Executive Branch\Executive Offices\Executive Office of Public Safety and Security\Department of Fire Services | \Organizations\Commonwealth of Massachusetts\Executive Branch\Executive Offices\Executive Office of Public Safety and Security\Department of Fire Services | 0100 - Administration | 1 - Major Building
DFS01 | Massachusetts Firefighting Academy - Springfield | 268DFS1307 | Administration Building |  | Administration Building |  | D2030.60 - Gray Water Systems | SYSTEM: RECLAIM [DOLPHIN] SYSTEM | WESTERN MASSACHUSETTS FIRE TRAINING ACADEMY SPRINGFIELD | M2 | EQ-1072016 |  | FIRE PUMP - PUMP MOTOR [RECLAIM TANK) M2 | Fire (Re-Claim Tank) Pump Motor (M2) US MODEL DT95; SERIAL# V-117608171 | US ELECTRICAL MOTORS | DT95 | V-117608171 | MOTOR | EQ-1000186 | MOTOR | Available |  |  | 0 | feet |  | 2021-11-12 |  |  |  | Active | 0 | 0 |  | \Locations\Sites\Massachusetts Firefighting Academy - Springfield\268DFS1307 Administration Building | 42.1562 | -72.534 |  |  | \Organizations\Commonwealth of Massachusetts\Executive Branch\Executive Offices\Executive Office of Public Safety and Security\Department of Fire Services | \Organizations\Commonwealth of Massachusetts\Executive Branch\Executive Offices\Executive Office of Public Safety and Security\Department of Fire Services | 0100 - Administration | 1 - Major Building
DFS01 | Massachusetts Firefighting Academy - Springfield | 268DFS1307 | Administration Building |  | Administration Building |  | D2030.60 - Gray Water Systems | SYSTEM: RECLAIM [DOLPHIN] SYSTEM | WESTERN MASSACHUSETTS FIRE TRAINING ACADEMY SPRINGFIELD | VFD1 | EQ-1072015 |  | FIRE PUMP - PUMP VFD [RECLAIM TANK) VFD1 | Fire (Re-Claim Tank) Pump VFD ABB MODEL # ACH550; SERIAL# _________ | ABB GROUP | ACH550 | tbd | VARIABLE FREQUENCY DRIVE | EQ-1000341 | VFD - VARIABLE FREQUENCY DRIVE | Available |  |  | 0 | feet |  | 2021-11-12 |  |  |  | Active | 0 | 0 |  | \Locations\Sites\Massachusetts Firefighting Academy - Springfield\268DFS1307 Administration Building | 42.1562 | -72.534 |  |  | \Organizations\Commonwealth of Massachusetts\Executive Branch\Executive Offices\Executive Office of Public Safety and Security\Department of Fire Services | \Organizations\Commonwealth of Massachusetts\Executive Branch\Executive Offices\Executive Office of Public Safety and Security\Department of Fire Services | 0100 - Administration | 1 - Major Building
DFS01 | Massachusetts Firefighting Academy - Springfield | 268DFS1307 | Administration Building |  | Administration Building |  | D2030.60 - Gray Water Systems | SYSTEM: RECLAIM [DOLPHIN] SYSTEM | WESTERN MASSACHUSETTS FIRE TRAINING ACADEMY SPRINGFIELD | P1 | EQ-1072014 |  | FIRE PUMP - PUMP [RECLAIM TANK) P1 | Fire (Re-Claim Tank) Pump Motor US MODEL DT95; SERIAL# V-117608171 | SIMMONS PUMP | SK12C | 5076-14KA | PUMP | EQ-1000201 | PUMP | Available |  |  | 0 | feet |  | 2021-11-12 |  |  |  | Active | 0 | 0 |  | \Locations\Sites\Massachusetts Firefighting Academy - Springfield\268DFS1307 Administration Building | 42.1562 | -72.534 |  |  | \Organizations\Commonwealth of Massachusetts\Executive Branch\Executive Offices\Executive Office of Public Safety and Security\Department of Fire Services | \Organizations\Commonwealth of Massachusetts\Executive Branch\Executive Offices\Executive Office of Public Safety and Security\Department of Fire Services | 0100 - Administration | 1 - Major Building
DFS01 | Massachusetts Firefighting Academy - Springfield | 268DFS1307 | Administration Building |  | Administration Building |  | D2030.60 - Gray Water Systems | SYSTEM: RECLAIM [DOLPHIN] SYSTEM | WESTERN MASSACHUSETTS FIRE TRAINING ACADEMY SPRINGFIELD | P2 | EQ-1072017 |  | FIRE PUMP - PUMP [RECLAIM TANK) P2 | Fire (Re-Claim Tank) Pump Motor (P2) SIMMONS MODEL SK12C; SERIAL# 5076-14KB | SIMMONS PUMP | SK12C | 5076-14KB | PUMP | EQ-1000201 | PUMP | Available |  |  | 0 | feet |  | 2021-11-12 |  |  |  | Active | 0 | 0 |  | \Locations\Sites\Massachusetts Firefighting Academy - Springfield\268DFS1307 Administration Building | 42.1562 | -72.534 |  |  | \Organizations\Commonwealth of Massachusetts\Executive Branch\Executive Offices\Executive Office of Public Safety and Security\Department of Fire Services | \Organizations\Commonwealth of Massachusetts\Executive Branch\Executive Offices\Executive Office of Public Safety and Security\Department of Fire Services | 0100 - Administration | 1 - Major Building
DFS01 | Massachusetts Firefighting Academy - Springfield | 268DFS1307 | Administration Building |  | Administration Building |  | D2030.60 - Gray Water Systems | SYSTEM: RECLAIM [DOLPHIN] SYSTEM | WESTERN MASSACHUSETTS FIRE TRAINING ACADEMY SPRINGFIELD | T | EQ-1072018 |  | FIRE PUMP - TANK [RECLAIM TANK) | Re-Claim Water Tank |  | tbd | tbd | TANK | EQ-1000261 | TANK | Available |  |  | 0 | feet |  | 2021-11-12 |  |  |  | Active | 0 | 0 |  | \Locations\Sites\Massachusetts Firefighting Academy - Springfield\268DFS1307 Administration Building | 42.1562 | -72.534 |  |  | \Organizations\Commonwealth of Massachusetts\Executive Branch\Executive Offices\Executive Office of Public Safety and Security\Department of Fire Services | \Organizations\Commonwealth of Massachusetts\Executive Branch\Executive Offices\Executive Office of Public Safety and Security\Department of Fire Services | 0100 - Administration | 1 - Major Building
DFS01 | Massachusetts Firefighting Academy - Springfield |  | Administration Building | FLOOR 01 | FLOOR 01 | FIRST FLOOR | D3030 - Cooling Systems | WATER SYSTEMS: CHILLED & HOT | FIRE TRAINING ACADEMY SPRINGFIELD [DFS01] CHILLER BOILERS 1-3 WATER CHEMISTRY TESTING PM | CH-01 | EQ-1071485 |  | CHILLER [CH-01] | Pad-mounted CHILLER [CH-01] Make: YORK # MA192685 Model: YCAL0046EE17 Serial: 11531G53972274 | YORK | YCAL0046EE17 | 11531G53972274 | CHILLER | EQ-1000036 | CHILLER | Available | 2008-09-03 |  | 0 | feet | DFS0901DC1 | 2017-03-27 |  |  |  | Active | 0 |  | Medium | \Locations\Sites\Massachusetts Firefighting Academy - Springfield\268DFS1307 Administration Building\FLOOR 01 | 0 | 0 |  |  | \Organizations\Commonwealth of Massachusetts\Executive Branch\Executive Offices\Executive Office of Public Safety and Security\Department of Fire Services | \Organizations\Commonwealth of Massachusetts\Executive Branch\Executive Offices\Executive Office of Public Safety and Security\Department of Fire Services
DFS01 | Massachusetts Firefighting Academy - Springfield |  | Administration Building | FLOOR 01 | FLOOR 01 | FIRST FLOOR | D3030 - Cooling Systems | SYSTEM: CHILLED WATER or CHILLER SYSTEM ? | DFS01- ADMINISTRATION BUILDING | CH-01 | EQ-1071485 |  | CHILLER [CH-01] | Pad-mounted CHILLER [CH-01] Make: YORK # MA192685 Model: YCAL0046EE17 Serial: 11531G53972274 | YORK | YCAL0046EE17 | 11531G53972274 | CHILLER | EQ-1000036 | CHILLER | Available | 2008-09-03 |  | 0 | feet | DFS0901DC1 | 2017-03-27 |  |  |  | Active | 0 |  | Medium | \Locations\Sites\Massachusetts Firefighting Academy - Springfield\268DFS1307 Administration Building\FLOOR 01 | 0 | 0 |  |  | \Organizations\Commonwealth of Massachusetts\Executive Branch\Executive Offices\Executive Office of Public Safety and Security\Department of Fire Services | \Organizations\Commonwealth of Massachusetts\Executive Branch\Executive Offices\Executive Office of Public Safety and Security\Department of Fire Services
DFS01 | Massachusetts Firefighting Academy - Springfield |  | Administration Building | FLOOR 01 | FLOOR 01 | FIRST FLOOR | D3030 - Cooling Systems | SYSTEM: CHILLED WATER or CHILLER SYSTEM ? | DFS01- ADMINISTRATION BUILDING | CH-01 | EQ-1046922 |  | COMPRESSOR [CH-01] | System component for pad-mounted CHILLER [CH-01] | COPELAND |  | 8090005 | COMPRESSOR | EQ-1000047 | COMPRESSOR | Available | 2008-09-03 |  | 0 | feet | DFS0901DC1 | 2017-03-27 |  |  |  | Active | 0 |  | Medium | \Locations\Sites\Massachusetts Firefighting Academy - Springfield\268DFS1307 Administration Building\FLOOR 01 | 0 | 0 |  |  | \Organizations\Commonwealth of Massachusetts\Executive Branch\Executive Offices\Executive Office of Public Safety and Security\Department of Fire Services | \Organizations\Commonwealth of Massachusetts\Executive Branch\Executive Offices\Executive Office of Public Safety and Security\Department of Fire Services
DFS01 | Massachusetts Firefighting Academy - Springfield |  | Administration Building | FLOOR 01 | 100 | VESTIBULE | D3020.10 - Heat Generation | SYSTEM: HVAC-AIR CONDITIONERS, UNIT HEATERS & INDUCTION FAN UNITS | DFS01- ADMINISTRATION BUILDING AIR CONDITIONERS, UNIT HEATERS & INDUCTION FAN UNITS |  | EQ-1052515 |  | UNIT HEATER [UH-02] |  | STERLING |  | 1336784 | UNIT HEATER | EQ-1000278 | UNIT HEATER | Available |  |  | 0 | feet | DFS0901DC1 | 2017-03-29 |  |  |  | Active | 0 | 0 | Medium | \Locations\Sites\Massachusetts Firefighting Academy - Springfield\268DFS1307 Administration Building\FLOOR 01\100 | 0 | 0 |  |  | \Organizations\Commonwealth of Massachusetts\Executive Branch\Executive Offices\Executive Office of Public Safety and Security\Department of Fire Services | \Organizations\Commonwealth of Massachusetts\Executive Branch\Executive Offices\Executive Office of Public Safety and Security\Department of Fire Services
DFS01 | Massachusetts Firefighting Academy - Springfield |  | Administration Building | FLOOR 01 | 101 | LOBBY | D3050.50 - HVAC Air Distribution | SYSTEM: HVAC-AIR CONDITIONERS, UNIT HEATERS & INDUCTION FAN UNITS | DFS01- ADMINISTRATION BUILDING AIR CONDITIONERS, UNIT HEATERS & INDUCTION FAN UNITS | [IU-01] | EQ-1046920 |  | INDUCTION FAN UNIT [IU-01] | Induction Unit (includes Hot Water valve & Chilled Water Valve) | NuClimate Air Quality Systems, Inc | Mini Q360-24 | 901991 | FAN | EQ-1000099 | FAN | Available |  |  | 0 | feet | DFS0901DC1 | 2017-03-20 |  |  |  | Active | 0 | 0 | Medium | \Locations\Sites\Massachusetts Firefighting Academy - Springfield\268DFS1307 Administration Building\FLOOR 01\101 | 0 | 0 |  |  | \Organizations\Commonwealth of Massachusetts\Executive Branch\Executive Offices\Executive Office of Public Safety and Security\Department of Fire Services | \Organizations\Commonwealth of Massachusetts\Executive Branch\Executive Offices\Executive Office of Public Safety and Security\Department of Fire Services
DFS01 | Massachusetts Firefighting Academy - Springfield |  | Administration Building | FLOOR 01 | 102 | ADMINISTRATION OFFICE | D3050.50 - HVAC Air Distribution | SYSTEM: HVAC-AIR CONDITIONERS, UNIT HEATERS & INDUCTION FAN UNITS | DFS01- ADMINISTRATION BUILDING AIR CONDITIONERS, UNIT HEATERS & INDUCTION FAN UNITS | [IU-02] | EQ-1052526 |  | INDUCTION FAN UNIT [IU-02] |  | NuClimate Air Quality Systems, Inc |  | TBD | FAN | EQ-1000099 | FAN | Available | 2011-10-14 |  | 0 | feet | DFS0901DC1 | 2017-03-20 |  |  |  | Active | 0 | 0 | Medium | \Locations\Sites\Massachusetts Firefighting Academy - Springfield\268DFS1307 Administration Building\FLOOR 01\102 | 0 | 0 |  |  | \Organizations\Commonwealth of Massachusetts\Executive Branch\Executive Offices\Executive Office of Public Safety and Security\Department of Fire Services | \Organizations\Commonwealth of Massachusetts\Executive Branch\Executive Offices\Executive Office of Public Safety and Security\Department of Fire Services
DFS01 | Massachusetts Firefighting Academy - Springfield |  | Administration Building | FLOOR 01 | 103 | WORK ROOM | D3050.50 - HVAC Air Distribution | SYSTEM: HVAC-AIR CONDITIONERS, UNIT HEATERS & INDUCTION FAN UNITS | DFS01- ADMINISTRATION BUILDING AIR CONDITIONERS, UNIT HEATERS & INDUCTION FAN UNITS | [IU-03] | EQ-1052527 |  | INDUCTION FAN UNIT [IU-03] |  | NuClimate Air Quality Systems, Inc |  | TBD | FAN | EQ-1000099 | FAN | Available | 2011-10-14 |  | 0 | feet | DFS0901DC1 | 2017-03-20 |  |  |  | Active | 0 | 0 | Medium | \Locations\Sites\Massachusetts Firefighting Academy - Springfield\268DFS1307 Administration Building\FLOOR 01\103 | 0 | 0 |  |  | \Organizations\Commonwealth of Massachusetts\Executive Branch\Executive Offices\Executive Office of Public Safety and Security\Department of Fire Services | \Organizations\Commonwealth of Massachusetts\Executive Branch\Executive Offices\Executive Office of Public Safety and Security\Department of Fire Services
DFS01 | Massachusetts Firefighting Academy - Springfield |  | Administration Building | FLOOR 01 | 104 | CORRIDOR (TO APPARATUS BAY) | E1030.80 - Foodservice Equipment | SYSTEM: KITCHEN EQUIPMENT | DFS01- ADMINISTRATION BUILDING |  | EQ-1046928 |  | ICE BIN |  | SCOTSMAN |  | 15081320013152 | ICE MACHINE | EQ-1000154 | ICE MACHINE | Available | 2011-10-14 |  | 0 | feet | DFS0901DC1 | 2017-03-28 |  |  |  | Active | 0 | 0 | Medium | \Locations\Sites\Massachusetts Firefighting Academy - Springfield\268DFS1307 Administration Building\FLOOR 01\104 | 0 | 0 |  |  | \Organizations\Commonwealth of Massachusetts\Executive Branch\Executive Offices\Executive Office of Public Safety and Security\Department of Fire Services | \Organizations\Commonwealth of Massachusetts\Executive Branch\Executive Offices\Executive Office of Public Safety and Security\Department of Fire Services
DFS01 | Massachusetts Firefighting Academy - Springfield |  | Administration Building | FLOOR 01 | 104 | CORRIDOR (TO APPARATUS BAY) | E1030.80 - Foodservice Equipment | SYSTEM: KITCHEN EQUIPMENT | DFS01- ADMINISTRATION BUILDING |  | EQ-1046927 |  | ICE MAKER |  | SCOTSMAN |  | 15071320012401 | ICE MACHINE | EQ-1000154 | ICE MACHINE | Available | 2011-10-14 |  | 0 | feet | DFS0901DC1 | 2017-03-28 |  |  |  | Active | 0 | 0 | Medium | \Locations\Sites\Massachusetts Firefighting Academy - Springfield\268DFS1307 Administration Building\FLOOR 01\104 | 0 | 0 |  |  | \Organizations\Commonwealth of Massachusetts\Executive Branch\Executive Offices\Executive Office of Public Safety and Security\Department of Fire Services | \Organizations\Commonwealth of Massachusetts\Executive Branch\Executive Offices\Executive Office of Public Safety and Security\Department of Fire Services
DFS01 | Massachusetts Firefighting Academy - Springfield |  | Administration Building | FLOOR 01 | 105 | DFS OFFICE | D3050.50 - HVAC Air Distribution | SYSTEM: HVAC-AIR CONDITIONERS, UNIT HEATERS & INDUCTION FAN UNITS | DFS01- ADMINISTRATION BUILDING AIR CONDITIONERS, UNIT HEATERS & INDUCTION FAN UNITS | [IU-04] | EQ-1052528 |  | INDUCTION FAN UNIT [IU-04] |  | NuClimate Air Quality Systems, Inc |  | TBD | FAN | EQ-1000099 | FAN | Available | 2011-10-14 |  | 0 | feet | DFS0901DC1 | 2017-03-20 |  |  |  | Active | 0 | 0 | Medium | \Locations\Sites\Massachusetts Firefighting Academy - Springfield\268DFS1307 Administration Building\FLOOR 01\105 | 0 | 0 |  |  | \Organizations\Commonwealth of Massachusetts\Executive Branch\Executive Offices\Executive Office of Public Safety and Security\Department of Fire Services | \Organizations\Commonwealth of Massachusetts\Executive Branch\Executive Offices\Executive Office of Public Safety and Security\Department of Fire Services
DFS01 | Massachusetts Firefighting Academy - Springfield |  | Administration Building | FLOOR 01 | 106 | MA STATE POLICE OFFICE | D3050.50 - HVAC Air Distribution | SYSTEM: HVAC-AIR CONDITIONERS, UNIT HEATERS & INDUCTION FAN UNITS | DFS01- ADMINISTRATION BUILDING AIR CONDITIONERS, UNIT HEATERS & INDUCTION FAN UNITS | [IU-05] | EQ-1052529 |  | INDUCTION FAN UNIT [IU-05] |  | NuClimate Air Quality Systems, Inc |  | TBD | FAN | EQ-1000099 | FAN | Available | 2011-10-14 |  | 0 | feet | DFS0901DC1 | 2017-03-20 |  |  |  | Active | 0 | 0 | Medium | \Locations\Sites\Massachusetts Firefighting Academy - Springfield\268DFS1307 Administration Building\FLOOR 01\106 | 0 | 0 |  |  | \Organizations\Commonwealth of Massachusetts\Executive Branch\Executive Offices\Executive Office of Public Safety and Security\Department of Fire Services | \Organizations\Commonwealth of Massachusetts\Executive Branch\Executive Offices\Executive Office of Public Safety and Security\Department of Fire Services
DFS01 | Massachusetts Firefighting Academy - Springfield |  | Administration Building | FLOOR 01 | 108 | OPEN OFFICE | D3060.70 - HVAC Air Cleaning | SYSTEM: HVAC-AIR PURIFIERS (5) | [DFS01] SERIES OF 5 AP/SP-01 THRU -05 | AP/SP-01 | EQ-1070824 |  | AIR PURIFIER, PORTABLE [AP/SP-01] | DAYTON MODEL 2HCP3A UNIT-01 | DAYTON | 2HCP3A | tbd | AIR SYSTEM | EQ-1000354 | AIR PURIFIER (PORTABLE) | Available | 2020-10-01 |  | 0 | feet |  | 2020-10-20 |  |  |  | Active | 0 | 0 |  | \Locations\Sites\Massachusetts Firefighting Academy - Springfield\268DFS1307 Administration Building\FLOOR 01\108 | 0 | 0 |  |  | \Organizations\Commonwealth of Massachusetts\Executive Branch\Executive Offices\Executive Office of Public Safety and Security\Department of Fire Services | \Organizations\Commonwealth of Massachusetts\Executive Branch\Executive Offices\Executive Office of Public Safety and Security\Department of Fire Services
DFS01 | Massachusetts Firefighting Academy - Springfield |  | Administration Building | FLOOR 01 | 108 | OPEN OFFICE | D3050.50 - HVAC Air Distribution | SYSTEM: HVAC-AIR CONDITIONERS, UNIT HEATERS & INDUCTION FAN UNITS | DFS01- ADMINISTRATION BUILDING AIR CONDITIONERS, UNIT HEATERS & INDUCTION FAN UNITS | [IU-06] | EQ-1052530 |  | INDUCTION FAN UNIT [IU-06] |  | NuClimate Air Quality Systems, Inc |  | TBD | FAN | EQ-1000099 | FAN | Available | 2011-10-14 |  | 0 | feet | DFS0901DC1 | 2017-03-20 |  |  |  | Active | 0 | 0 | Medium | \Locations\Sites\Massachusetts Firefighting Academy - Springfield\268DFS1307 Administration Building\FLOOR 01\108 | 0 | 0 |  |  | \Organizations\Commonwealth of Massachusetts\Executive Branch\Executive Offices\Executive Office of Public Safety and Security\Department of Fire Services | \Organizations\Commonwealth of Massachusetts\Executive Branch\Executive Offices\Executive Office of Public Safety and Security\Department of Fire Services
DFS01 | Massachusetts Firefighting Academy - Springfield |  | Administration Building | FLOOR 01 | 108 | OPEN OFFICE | D3050.50 - HVAC Air Distribution | SYSTEM: HVAC-AIR CONDITIONERS, UNIT HEATERS & INDUCTION FAN UNITS | DFS01- ADMINISTRATION BUILDING AIR CONDITIONERS, UNIT HEATERS & INDUCTION FAN UNITS | [IU-07] | EQ-1052531 |  | INDUCTION FAN UNIT [IU-07] |  | NuClimate Air Quality Systems, Inc |  | TBD | FAN | EQ-1000099 | FAN | Available | 2011-10-14 |  | 0 | feet | DFS0901DC1 | 2017-03-20 |  |  |  | Active | 0 | 0 | Medium | \Locations\Sites\Massachusetts Firefighting Academy - Springfield\268DFS1307 Administration Building\FLOOR 01\108 | 0 | 0 |  |  | \Organizations\Commonwealth of Massachusetts\Executive Branch\Executive Offices\Executive Office of Public Safety and Security\Department of Fire Services | \Organizations\Commonwealth of Massachusetts\Executive Branch\Executive Offices\Executive Office of Public Safety and Security\Department of Fire Services
DFS01 | Massachusetts Firefighting Academy - Springfield |  | Administration Building | FLOOR 01 | 109 | SERVER ROOM | D3030.70 - Decentralized Cooling | SYSTEM: DUCTLESS COOLING UNITS | WESTERN MASSACHUSETTS FIRE TRAINING ACADEMY SPRINGFIELD | DCUe-01 | EQ-1061306 | 01 | AIR CONDITIONER [DCUe-01] | Ductless Cooling Unit - Evap Indoor Unit model 18 SEER HP DUCTLESS ID 2 TON | DAIKIN | FTX24NMVJU | G003450 | AIR CONDITIONING UNIT | EQ-1000242 | SPLIT AIR CONDITIONER | Available | 2011-10-14 |  | 0 | feet | DFS0901DC1 | 2017-04-05 |  |  |  | Active | 0 | 0 | Medium | \Locations\Sites\Massachusetts Firefighting Academy - Springfield\268DFS1307 Administration Building\FLOOR 01\109 | 0 | 0 |  |  | \Organizations\Commonwealth of Massachusetts\Executive Branch\Executive Offices\Executive Office of Public Safety and Security\Department of Fire Services | \Organizations\Commonwealth of Massachusetts\Executive Branch\Executive Offices\Executive Office of Public Safety and Security\Department of Fire Services
DFS01 | Massachusetts Firefighting Academy - Springfield |  | Administration Building | FLOOR 01 | 109 | SERVER ROOM | D3030.70 - Decentralized Cooling | SYSTEM: HVAC-AIR CONDITIONERS, UNIT HEATERS & INDUCTION FAN UNITS | DFS01- ADMINISTRATION BUILDING AIR CONDITIONERS, UNIT HEATERS & INDUCTION FAN UNITS | DCUe-01 | EQ-1061306 | 01 | AIR CONDITIONER [DCUe-01] | Ductless Cooling Unit - Evap Indoor Unit model 18 SEER HP DUCTLESS ID 2 TON | DAIKIN | FTX24NMVJU | G003450 | AIR CONDITIONING UNIT | EQ-1000242 | SPLIT AIR CONDITIONER | Available | 2011-10-14 |  | 0 | feet | DFS0901DC1 | 2017-04-05 |  |  |  | Active | 0 | 0 | Medium | \Locations\Sites\Massachusetts Firefighting Academy - Springfield\268DFS1307 Administration Building\FLOOR 01\109 | 0 | 0 |  |  | \Organizations\Commonwealth of Massachusetts\Executive Branch\Executive Offices\Executive Office of Public Safety and Security\Department of Fire Services | \Organizations\Commonwealth of Massachusetts\Executive Branch\Executive Offices\Executive Office of Public Safety and Security\Department of Fire Services
DFS01 | Massachusetts Firefighting Academy - Springfield |  | Administration Building | FLOOR 01 | 110 | SERVER ROOM | D3030.70 - Decentralized Cooling | SYSTEM: DUCTLESS COOLING UNITS | WESTERN MASSACHUSETTS FIRE TRAINING ACADEMY SPRINGFIELD | DCUe-05 | EQ-1061310 | 09 | AIR CONDITIONER [DCUe-05] | Ductless Cooling Unit - Evap Indoor Unit model 18 SEER HP DUCTLESS ID 1 TON | DAIKIN | FTX12NMVJU | G002151 | AIR CONDITIONING UNIT | EQ-1000242 | SPLIT AIR CONDITIONER | Available | 2011-10-14 |  | 0 | feet | DFS0901DC1 | 2017-04-05 |  |  |  | Active | 0 | 0 | Medium | \Locations\Sites\Massachusetts Firefighting Academy - Springfield\268DFS1307 Administration Building\FLOOR 01\110 | 0 | 0 |  |  | \Organizations\Commonwealth of Massachusetts\Executive Branch\Executive Offices\Executive Office of Public Safety and Security\Department of Fire Services | \Organizations\Commonwealth of Massachusetts\Executive Branch\Executive Offices\Executive Office of Public Safety and Security\Department of Fire Services
DFS01 | Massachusetts Firefighting Academy - Springfield |  | Administration Building | FLOOR 01 | 112 | VESTIBULE | D3020.10 - Heat Generation | SYSTEM: HVAC-AIR CONDITIONERS, UNIT HEATERS & INDUCTION FAN UNITS | DFS01- ADMINISTRATION BUILDING AIR CONDITIONERS, UNIT HEATERS & INDUCTION FAN UNITS |  | EQ-1052516 |  | UNIT HEATER [UH-03] |  | STERLING |  | 1336784 | UNIT HEATER | EQ-1000278 | UNIT HEATER | Available |  |  | 0 | feet | DFS0901DC1 | 2017-03-29 |  |  |  | Active | 0 | 0 | Medium | \Locations\Sites\Massachusetts Firefighting Academy - Springfield\268DFS1307 Administration Building\FLOOR 01\112 | 0 | 0 |  |  | \Organizations\Commonwealth of Massachusetts\Executive Branch\Executive Offices\Executive Office of Public Safety and Security\Department of Fire Services | \Organizations\Commonwealth of Massachusetts\Executive Branch\Executive Offices\Executive Office of Public Safety and Security\Department of Fire Services
DFS01 | Massachusetts Firefighting Academy - Springfield |  | Administration Building | FLOOR 01 | 113 | DIRECTOR'S OFFICE | D3050.50 - HVAC Air Distribution | SYSTEM: HVAC-AIR CONDITIONERS, UNIT HEATERS & INDUCTION FAN UNITS | DFS01- ADMINISTRATION BUILDING AIR CONDITIONERS, UNIT HEATERS & INDUCTION FAN UNITS | [IU-08] | EQ-1052532 |  | INDUCTION FAN UNIT [IU-08] |  | NuClimate Air Quality Systems, Inc |  | TBD | FAN | EQ-1000099 | FAN | Available | 2011-10-14 |  | 0 | feet | DFS0901DC1 | 2017-03-20 |  |  |  | Active | 0 | 0 | Medium | \Locations\Sites\Massachusetts Firefighting Academy - Springfield\268DFS1307 Administration Building\FLOOR 01\113 | 0 | 0 |  |  | \Organizations\Commonwealth of Massachusetts\Executive Branch\Executive Offices\Executive Office of Public Safety and Security\Department of Fire Services | \Organizations\Commonwealth of Massachusetts\Executive Branch\Executive Offices\Executive Office of Public Safety and Security\Department of Fire Services
DFS01 | Massachusetts Firefighting Academy - Springfield |  | Administration Building | FLOOR 01 | 114 | OPEN OFFICE | D3050.50 - HVAC Air Distribution | SYSTEM: HVAC-AIR CONDITIONERS, UNIT HEATERS & INDUCTION FAN UNITS | DFS01- ADMINISTRATION BUILDING AIR CONDITIONERS, UNIT HEATERS & INDUCTION FAN UNITS | [IU-09] | EQ-1052533 |  | INDUCTION FAN UNIT [IU-09] |  | NuClimate Air Quality Systems, Inc |  | TBD | FAN | EQ-1000099 | FAN | Available | 2011-10-14 |  | 0 | feet | DFS0901DC1 | 2017-03-20 |  |  |  | Active | 0 | 0 | Medium | \Locations\Sites\Massachusetts Firefighting Academy - Springfield\268DFS1307 Administration Building\FLOOR 01\114 | 0 | 0 |  |  | \Organizations\Commonwealth of Massachusetts\Executive Branch\Executive Offices\Executive Office of Public Safety and Security\Department of Fire Services | \Organizations\Commonwealth of Massachusetts\Executive Branch\Executive Offices\Executive Office of Public Safety and Security\Department of Fire Services
DFS01 | Massachusetts Firefighting Academy - Springfield |  | Administration Building | FLOOR 01 | 114 | OPEN OFFICE | D3050.50 - HVAC Air Distribution | SYSTEM: HVAC-AIR CONDITIONERS, UNIT HEATERS & INDUCTION FAN UNITS | DFS01- ADMINISTRATION BUILDING AIR CONDITIONERS, UNIT HEATERS & INDUCTION FAN UNITS | [IU-10] | EQ-1052534 |  | INDUCTION FAN UNIT [IU-10] |  | NuClimate Air Quality Systems, Inc |  | TBD | FAN | EQ-1000099 | FAN | Available | 2011-10-14 |  | 0 | feet | DFS0901DC1 | 2017-03-20 |  |  |  | Active | 0 | 0 | Medium | \Locations\Sites\Massachusetts Firefighting Academy - Springfield\268DFS1307 Administration Building\FLOOR 01\114 | 0 | 0 |  |  | \Organizations\Commonwealth of Massachusetts\Executive Branch\Executive Offices\Executive Office of Public Safety and Security\Department of Fire Services | \Organizations\Commonwealth of Massachusetts\Executive Branch\Executive Offices\Executive Office of Public Safety and Security\Department of Fire Services
DFS01 | Massachusetts Firefighting Academy - Springfield |  | Administration Building | FLOOR 01 | 115 | EQUIPMENT STORAGE | D3020.10 - Heat Generation | SYSTEM: HVAC-AIR CONDITIONERS, UNIT HEATERS & INDUCTION FAN UNITS | DFS01- ADMINISTRATION BUILDING AIR CONDITIONERS, UNIT HEATERS & INDUCTION FAN UNITS |  | EQ-1052517 |  | UNIT HEATER [UH-04] |  | STERLING |  | 1336784 | UNIT HEATER | EQ-1000278 | UNIT HEATER | Available |  |  | 0 | feet | DFS0901DC1 | 2017-03-29 |  |  |  | Active | 0 | 0 | Medium | \Locations\Sites\Massachusetts Firefighting Academy - Springfield\268DFS1307 Administration Building\FLOOR 01\115 | 0 | 0 |  |  | \Organizations\Commonwealth of Massachusetts\Executive Branch\Executive Offices\Executive Office of Public Safety and Security\Department of Fire Services | \Organizations\Commonwealth of Massachusetts\Executive Branch\Executive Offices\Executive Office of Public Safety and Security\Department of Fire Services
DFS01 | Massachusetts Firefighting Academy - Springfield |  | Administration Building | FLOOR 01 | 118 | LARGE TRAINING ROOM | D3060.70 - HVAC Air Cleaning | SYSTEM: HVAC-AIR PURIFIERS (5) | [DFS01] SERIES OF 5 AP/SP-01 THRU -05 | AP/SP-05 | EQ-1070828 |  | AIR PURIFIER, PORTABLE [AP/SP-05] | DAYTON MODEL 2HCP3A UNIT-05 | DAYTON | 2HCP3A | tbd | AIR SYSTEM | EQ-1000354 | AIR PURIFIER (PORTABLE) | Available | 2020-10-01 |  | 0 | feet |  | 2020-10-20 |  |  |  | Active | 0 | 0 |  | \Locations\Sites\Massachusetts Firefighting Academy - Springfield\268DFS1307 Administration Building\FLOOR 01\118 | 0 | 0 |  |  | \Organizations\Commonwealth of Massachusetts\Executive Branch\Executive Offices\Executive Office of Public Safety and Security\Department of Fire Services | \Organizations\Commonwealth of Massachusetts\Executive Branch\Executive Offices\Executive Office of Public Safety and Security\Department of Fire Services
DFS01 | Massachusetts Firefighting Academy - Springfield |  | Administration Building | FLOOR 01 | 118 | LARGE TRAINING ROOM | D3050.50 - HVAC Air Distribution | SYSTEM: HVAC-AIR CONDITIONERS, UNIT HEATERS & INDUCTION FAN UNITS | DFS01- ADMINISTRATION BUILDING AIR CONDITIONERS, UNIT HEATERS & INDUCTION FAN UNITS | [IU-11] | EQ-1052535 |  | INDUCTION FAN UNIT [IU-11] |  | NuClimate Air Quality Systems, Inc |  | TBD | FAN | EQ-1000099 | FAN | Available | 2011-10-14 |  | 0 | feet | DFS0901DC1 | 2017-03-20 |  |  |  | Active | 0 | 0 | Medium | \Locations\Sites\Massachusetts Firefighting Academy - Springfield\268DFS1307 Administration Building\FLOOR 01\118 | 0 | 0 |  |  | \Organizations\Commonwealth of Massachusetts\Executive Branch\Executive Offices\Executive Office of Public Safety and Security\Department of Fire Services | \Organizations\Commonwealth of Massachusetts\Executive Branch\Executive Offices\Executive Office of Public Safety and Security\Department of Fire Services
DFS01 | Massachusetts Firefighting Academy - Springfield |  | Administration Building | FLOOR 01 | 118 | LARGE TRAINING ROOM | D3050.50 - HVAC Air Distribution | SYSTEM: HVAC-AIR CONDITIONERS, UNIT HEATERS & INDUCTION FAN UNITS | DFS01- ADMINISTRATION BUILDING AIR CONDITIONERS, UNIT HEATERS & INDUCTION FAN UNITS | [IU-12] | EQ-1052536 |  | INDUCTION FAN UNIT [IU-12] |  | NuClimate Air Quality Systems, Inc |  | TBD | FAN | EQ-1000099 | FAN | Available | 2011-10-14 |  | 0 | feet | DFS0901DC1 | 2017-03-20 |  |  |  | Active | 0 | 0 | Medium | \Locations\Sites\Massachusetts Firefighting Academy - Springfield\268DFS1307 Administration Building\FLOOR 01\118 | 0 | 0 |  |  | \Organizations\Commonwealth of Massachusetts\Executive Branch\Executive Offices\Executive Office of Public Safety and Security\Department of Fire Services | \Organizations\Commonwealth of Massachusetts\Executive Branch\Executive Offices\Executive Office of Public Safety and Security\Department of Fire Services
DFS01 | Massachusetts Firefighting Academy - Springfield |  | Administration Building | FLOOR 01 | 118 | LARGE TRAINING ROOM | D3050.50 - HVAC Air Distribution | SYSTEM: HVAC-AIR CONDITIONERS, UNIT HEATERS & INDUCTION FAN UNITS | DFS01- ADMINISTRATION BUILDING AIR CONDITIONERS, UNIT HEATERS & INDUCTION FAN UNITS | [IU-13] | EQ-1052537 |  | INDUCTION FAN UNIT [IU-13] |  | NuClimate Air Quality Systems, Inc |  | TBD | FAN | EQ-1000099 | FAN | Available | 2011-10-14 |  | 0 | feet | DFS0901DC1 | 2017-03-20 |  |  |  | Active | 0 | 0 | Medium | \Locations\Sites\Massachusetts Firefighting Academy - Springfield\268DFS1307 Administration Building\FLOOR 01\118 | 0 | 0 |  |  | \Organizations\Commonwealth of Massachusetts\Executive Branch\Executive Offices\Executive Office of Public Safety and Security\Department of Fire Services | \Organizations\Commonwealth of Massachusetts\Executive Branch\Executive Offices\Executive Office of Public Safety and Security\Department of Fire Services
DFS01 | Massachusetts Firefighting Academy - Springfield |  | Administration Building | FLOOR 01 | 118 | LARGE TRAINING ROOM | D3050.50 - HVAC Air Distribution | SYSTEM: HVAC-AIR CONDITIONERS, UNIT HEATERS & INDUCTION FAN UNITS | DFS01- ADMINISTRATION BUILDING AIR CONDITIONERS, UNIT HEATERS & INDUCTION FAN UNITS | [IU-14] | EQ-1052538 |  | INDUCTION FAN UNIT [IU-14] |  | NuClimate Air Quality Systems, Inc |  | TBD | FAN | EQ-1000099 | FAN | Available | 2011-10-14 |  | 0 | feet | DFS0901DC1 | 2017-03-20 |  |  |  | Active | 0 | 0 | Medium | \Locations\Sites\Massachusetts Firefighting Academy - Springfield\268DFS1307 Administration Building\FLOOR 01\118 | 0 | 0 |  |  | \Organizations\Commonwealth of Massachusetts\Executive Branch\Executive Offices\Executive Office of Public Safety and Security\Department of Fire Services | \Organizations\Commonwealth of Massachusetts\Executive Branch\Executive Offices\Executive Office of Public Safety and Security\Department of Fire Services
DFS01 | Massachusetts Firefighting Academy - Springfield |  | Administration Building | FLOOR 01 | 118 | LARGE TRAINING ROOM | D3050.50 - HVAC Air Distribution | SYSTEM: HVAC-AIR CONDITIONERS, UNIT HEATERS & INDUCTION FAN UNITS | DFS01- ADMINISTRATION BUILDING AIR CONDITIONERS, UNIT HEATERS & INDUCTION FAN UNITS | [IU-15] | EQ-1052539 |  | INDUCTION FAN UNIT [IU-15] |  | NuClimate Air Quality Systems, Inc |  | TBD | FAN | EQ-1000099 | FAN | Available | 2011-10-14 |  | 0 | feet | DFS0901DC1 | 2017-03-20 |  |  |  | Active | 0 | 0 | Medium | \Locations\Sites\Massachusetts Firefighting Academy - Springfield\268DFS1307 Administration Building\FLOOR 01\118 | 0 | 0 |  |  | \Organizations\Commonwealth of Massachusetts\Executive Branch\Executive Offices\Executive Office of Public Safety and Security\Department of Fire Services | \Organizations\Commonwealth of Massachusetts\Executive Branch\Executive Offices\Executive Office of Public Safety and Security\Department of Fire Services
DFS01 | Massachusetts Firefighting Academy - Springfield |  | Administration Building | FLOOR 01 | 118 | LARGE TRAINING ROOM | D3050.50 - HVAC Air Distribution | SYSTEM: HVAC-AIR CONDITIONERS, UNIT HEATERS & INDUCTION FAN UNITS | DFS01- ADMINISTRATION BUILDING AIR CONDITIONERS, UNIT HEATERS & INDUCTION FAN UNITS | [IU-16] | EQ-1052540 |  | INDUCTION FAN UNIT [IU-16] |  | NuClimate Air Quality Systems, Inc |  | TBD | FAN | EQ-1000099 | FAN | Available | 2011-10-14 |  | 0 | feet | DFS0901DC1 | 2017-03-20 |  |  |  | Active | 0 | 0 | Medium | \Locations\Sites\Massachusetts Firefighting Academy - Springfield\268DFS1307 Administration Building\FLOOR 01\118 | 0 | 0 |  |  | \Organizations\Commonwealth of Massachusetts\Executive Branch\Executive Offices\Executive Office of Public Safety and Security\Department of Fire Services | \Organizations\Commonwealth of Massachusetts\Executive Branch\Executive Offices\Executive Office of Public Safety and Security\Department of Fire Services
DFS01 | Massachusetts Firefighting Academy - Springfield |  | Administration Building | FLOOR 01 | 118 | LARGE TRAINING ROOM | D3050.50 - HVAC Air Distribution | SYSTEM: HVAC-AIR CONDITIONERS, UNIT HEATERS & INDUCTION FAN UNITS | DFS01- ADMINISTRATION BUILDING AIR CONDITIONERS, UNIT HEATERS & INDUCTION FAN UNITS | [IU-17] | EQ-1052541 |  | INDUCTION FAN UNIT [IU-17] |  | NuClimate Air Quality Systems, Inc |  | TBD | FAN | EQ-1000099 | FAN | Available | 2011-10-14 |  | 0 | feet | DFS0901DC1 | 2017-03-20 |  |  |  | Active | 0 | 0 | Medium | \Locations\Sites\Massachusetts Firefighting Academy - Springfield\268DFS1307 Administration Building\FLOOR 01\118 | 0 | 0 |  |  | \Organizations\Commonwealth of Massachusetts\Executive Branch\Executive Offices\Executive Office of Public Safety and Security\Department of Fire Services | \Organizations\Commonwealth of Massachusetts\Executive Branch\Executive Offices\Executive Office of Public Safety and Security\Department of Fire Services
DFS01 | Massachusetts Firefighting Academy - Springfield |  | Administration Building | FLOOR 01 | 118 | LARGE TRAINING ROOM | D3050.50 - HVAC Air Distribution | SYSTEM: HVAC-AIR CONDITIONERS, UNIT HEATERS & INDUCTION FAN UNITS | DFS01- ADMINISTRATION BUILDING AIR CONDITIONERS, UNIT HEATERS & INDUCTION FAN UNITS | [IU-18] | EQ-1052542 |  | INDUCTION FAN UNIT [IU-18] |  | NuClimate Air Quality Systems, Inc |  | TBD | FAN | EQ-1000099 | FAN | Available | 2011-10-14 |  | 0 | feet | DFS0901DC1 | 2017-03-20 |  |  |  | Active | 0 | 0 | Medium | \Locations\Sites\Massachusetts Firefighting Academy - Springfield\268DFS1307 Administration Building\FLOOR 01\118 | 0 | 0 |  |  | \Organizations\Commonwealth of Massachusetts\Executive Branch\Executive Offices\Executive Office of Public Safety and Security\Department of Fire Services | \Organizations\Commonwealth of Massachusetts\Executive Branch\Executive Offices\Executive Office of Public Safety and Security\Department of Fire Services
DFS01 | Massachusetts Firefighting Academy - Springfield |  | Administration Building | FLOOR 01 | 119 | AUDITORIUM | D3050.50 - HVAC Air Distribution | SYSTEM: HVAC-AIR CONDITIONERS, UNIT HEATERS & INDUCTION FAN UNITS | DFS01- ADMINISTRATION BUILDING AIR CONDITIONERS, UNIT HEATERS & INDUCTION FAN UNITS | [IU-19] | EQ-1052543 |  | INDUCTION FAN UNIT [IU-19] |  | NuClimate Air Quality Systems, Inc |  | TBD | FAN | EQ-1000099 | FAN | Available | 2011-10-14 |  | 0 | feet | DFS0901DC1 | 2017-03-20 |  |  |  | Active | 0 | 0 | Medium | \Locations\Sites\Massachusetts Firefighting Academy - Springfield\268DFS1307 Administration Building\FLOOR 01\119 | 0 | 0 |  |  | \Organizations\Commonwealth of Massachusetts\Executive Branch\Executive Offices\Executive Office of Public Safety and Security\Department of Fire Services | \Organizations\Commonwealth of Massachusetts\Executive Branch\Executive Offices\Executive Office of Public Safety and Security\Department of Fire Services
DFS01 | Massachusetts Firefighting Academy - Springfield |  | Administration Building | FLOOR 01 | 119 | AUDITORIUM | D3050.50 - HVAC Air Distribution | SYSTEM: HVAC-AIR CONDITIONERS, UNIT HEATERS & INDUCTION FAN UNITS | DFS01- ADMINISTRATION BUILDING AIR CONDITIONERS, UNIT HEATERS & INDUCTION FAN UNITS | [IU-20] | EQ-1052544 |  | INDUCTION FAN UNIT [IU-20] |  | NuClimate Air Quality Systems, Inc |  | TBD | FAN | EQ-1000099 | FAN | Available | 2011-10-14 |  | 0 | feet | DFS0901DC1 | 2017-03-20 |  |  |  | Active | 0 | 0 | Medium | \Locations\Sites\Massachusetts Firefighting Academy - Springfield\268DFS1307 Administration Building\FLOOR 01\119 | 0 | 0 |  |  | \Organizations\Commonwealth of Massachusetts\Executive Branch\Executive Offices\Executive Office of Public Safety and Security\Department of Fire Services | \Organizations\Commonwealth of Massachusetts\Executive Branch\Executive Offices\Executive Office of Public Safety and Security\Department of Fire Services
DFS01 | Massachusetts Firefighting Academy - Springfield |  | Administration Building | FLOOR 01 | 119 | AUDITORIUM | D3050.50 - HVAC Air Distribution | SYSTEM: HVAC-AIR CONDITIONERS, UNIT HEATERS & INDUCTION FAN UNITS | DFS01- ADMINISTRATION BUILDING AIR CONDITIONERS, UNIT HEATERS & INDUCTION FAN UNITS | [IU-21] | EQ-1052545 |  | INDUCTION FAN UNIT [IU-21] |  | NuClimate Air Quality Systems, Inc |  | TBD | FAN | EQ-1000099 | FAN | Available | 2011-10-14 |  | 0 | feet | DFS0901DC1 | 2017-03-20 |  |  |  | Active | 0 | 0 | Medium | \Locations\Sites\Massachusetts Firefighting Academy - Springfield\268DFS1307 Administration Building\FLOOR 01\119 | 0 | 0 |  |  | \Organizations\Commonwealth of Massachusetts\Executive Branch\Executive Offices\Executive Office of Public Safety and Security\Department of Fire Services | \Organizations\Commonwealth of Massachusetts\Executive Branch\Executive Offices\Executive Office of Public Safety and Security\Department of Fire Services
DFS01 | Massachusetts Firefighting Academy - Springfield |  | Administration Building | FLOOR 01 | 119 | AUDITORIUM | D3050.50 - HVAC Air Distribution | SYSTEM: HVAC-AIR CONDITIONERS, UNIT HEATERS & INDUCTION FAN UNITS | DFS01- ADMINISTRATION BUILDING AIR CONDITIONERS, UNIT HEATERS & INDUCTION FAN UNITS | [IU-22] | EQ-1052546 |  | INDUCTION FAN UNIT [IU-22] |  | NuClimate Air Quality Systems, Inc |  | TBD | FAN | EQ-1000099 | FAN | Available | 2011-10-14 |  | 0 | feet | DFS0901DC1 | 2017-03-20 |  |  |  | Active | 0 | 0 | Medium | \Locations\Sites\Massachusetts Firefighting Academy - Springfield\268DFS1307 Administration Building\FLOOR 01\119 | 0 | 0 |  |  | \Organizations\Commonwealth of Massachusetts\Executive Branch\Executive Offices\Executive Office of Public Safety and Security\Department of Fire Services | \Organizations\Commonwealth of Massachusetts\Executive Branch\Executive Offices\Executive Office of Public Safety and Security\Department of Fire Services
DFS01 | Massachusetts Firefighting Academy - Springfield |  | Administration Building | FLOOR 01 | 119 | AUDITORIUM | D3050.50 - HVAC Air Distribution | SYSTEM: HVAC-AIR CONDITIONERS, UNIT HEATERS & INDUCTION FAN UNITS | DFS01- ADMINISTRATION BUILDING AIR CONDITIONERS, UNIT HEATERS & INDUCTION FAN UNITS | [IU-23] | EQ-1052547 |  | INDUCTION FAN UNIT [IU-23] |  | NuClimate Air Quality Systems, Inc |  | TBD | FAN | EQ-1000099 | FAN | Available | 2011-10-14 |  | 0 | feet | DFS0901DC1 | 2017-03-20 |  |  |  | Active | 0 | 0 | Medium | \Locations\Sites\Massachusetts Firefighting Academy - Springfield\268DFS1307 Administration Building\FLOOR 01\119 | 0 | 0 |  |  | \Organizations\Commonwealth of Massachusetts\Executive Branch\Executive Offices\Executive Office of Public Safety and Security\Department of Fire Services | \Organizations\Commonwealth of Massachusetts\Executive Branch\Executive Offices\Executive Office of Public Safety and Security\Department of Fire Services
DFS01 | Massachusetts Firefighting Academy - Springfield |  | Administration Building | FLOOR 01 | 119 | AUDITORIUM | D3050.50 - HVAC Air Distribution | SYSTEM: HVAC-AIR CONDITIONERS, UNIT HEATERS & INDUCTION FAN UNITS | DFS01- ADMINISTRATION BUILDING AIR CONDITIONERS, UNIT HEATERS & INDUCTION FAN UNITS | [IU-24] | EQ-1052548 |  | INDUCTION FAN UNIT [IU-24] |  | NuClimate Air Quality Systems, Inc |  | TBD | FAN | EQ-1000099 | FAN | Available | 2011-10-14 |  | 0 | feet | DFS0901DC1 | 2017-03-20 |  |  |  | Active | 0 | 0 | Medium | \Locations\Sites\Massachusetts Firefighting Academy - Springfield\268DFS1307 Administration Building\FLOOR 01\119 | 0 | 0 |  |  | \Organizations\Commonwealth of Massachusetts\Executive Branch\Executive Offices\Executive Office of Public Safety and Security\Department of Fire Services | \Organizations\Commonwealth of Massachusetts\Executive Branch\Executive Offices\Executive Office of Public Safety and Security\Department of Fire Services
DFS01 | Massachusetts Firefighting Academy - Springfield |  | Administration Building | FLOOR 01 | 119 | AUDITORIUM | D3050.50 - HVAC Air Distribution | SYSTEM: HVAC-AIR CONDITIONERS, UNIT HEATERS & INDUCTION FAN UNITS | DFS01- ADMINISTRATION BUILDING AIR CONDITIONERS, UNIT HEATERS & INDUCTION FAN UNITS | [IU-25] | EQ-1052549 |  | INDUCTION FAN UNIT [IU-25] |  | NuClimate Air Quality Systems, Inc |  | TBD | FAN | EQ-1000099 | FAN | Available | 2011-10-14 |  | 0 | feet | DFS0901DC1 | 2017-03-20 |  |  |  | Active | 0 | 0 | Medium | \Locations\Sites\Massachusetts Firefighting Academy - Springfield\268DFS1307 Administration Building\FLOOR 01\119 | 0 | 0 |  |  | \Organizations\Commonwealth of Massachusetts\Executive Branch\Executive Offices\Executive Office of Public Safety and Security\Department of Fire Services | \Organizations\Commonwealth of Massachusetts\Executive Branch\Executive Offices\Executive Office of Public Safety and Security\Department of Fire Services
DFS01 | Massachusetts Firefighting Academy - Springfield |  | Administration Building | FLOOR 01 | 119 | AUDITORIUM | D3050.50 - HVAC Air Distribution | SYSTEM: HVAC-AIR CONDITIONERS, UNIT HEATERS & INDUCTION FAN UNITS | DFS01- ADMINISTRATION BUILDING AIR CONDITIONERS, UNIT HEATERS & INDUCTION FAN UNITS | [IU-26] | EQ-1052550 |  | INDUCTION FAN UNIT [IU-26] |  | NuClimate Air Quality Systems, Inc |  | TBD | FAN | EQ-1000099 | FAN | Available | 2011-10-14 |  | 0 | feet | DFS0901DC1 | 2017-03-20 |  |  |  | Active | 0 | 0 | Medium | \Locations\Sites\Massachusetts Firefighting Academy - Springfield\268DFS1307 Administration Building\FLOOR 01\119 | 0 | 0 |  |  | \Organizations\Commonwealth of Massachusetts\Executive Branch\Executive Offices\Executive Office of Public Safety and Security\Department of Fire Services | \Organizations\Commonwealth of Massachusetts\Executive Branch\Executive Offices\Executive Office of Public Safety and Security\Department of Fire Services
DFS01 | Massachusetts Firefighting Academy - Springfield |  | Administration Building | FLOOR 01 | 119 | AUDITORIUM | D3050.50 - HVAC Air Distribution | SYSTEM: HVAC-AIR CONDITIONERS, UNIT HEATERS & INDUCTION FAN UNITS | DFS01- ADMINISTRATION BUILDING AIR CONDITIONERS, UNIT HEATERS & INDUCTION FAN UNITS | [IU-27] | EQ-1052551 |  | INDUCTION FAN UNIT [IU-27] |  | NuClimate Air Quality Systems, Inc |  | TBD | FAN | EQ-1000099 | FAN | Available | 2011-10-14 |  | 0 | feet | DFS0901DC1 | 2017-03-20 |  |  |  | Active | 0 | 0 | Medium | \Locations\Sites\Massachusetts Firefighting Academy - Springfield\268DFS1307 Administration Building\FLOOR 01\119 | 0 | 0 |  |  | \Organizations\Commonwealth of Massachusetts\Executive Branch\Executive Offices\Executive Office of Public Safety and Security\Department of Fire Services | \Organizations\Commonwealth of Massachusetts\Executive Branch\Executive Offices\Executive Office of Public Safety and Security\Department of Fire Services
DFS01 | Massachusetts Firefighting Academy - Springfield |  | Administration Building | FLOOR 01 | 119 | AUDITORIUM | D3050.50 - HVAC Air Distribution | SYSTEM: HVAC-AIR CONDITIONERS, UNIT HEATERS & INDUCTION FAN UNITS | DFS01- ADMINISTRATION BUILDING AIR CONDITIONERS, UNIT HEATERS & INDUCTION FAN UNITS | [IU-28] | EQ-1052552 |  | INDUCTION FAN UNIT [IU-28] |  | NuClimate Air Quality Systems, Inc |  | TBD | FAN | EQ-1000099 | FAN | Available | 2011-10-14 |  | 0 | feet | DFS0901DC1 | 2017-03-20 |  |  |  | Active | 0 | 0 | Medium | \Locations\Sites\Massachusetts Firefighting Academy - Springfield\268DFS1307 Administration Building\FLOOR 01\119 | 0 | 0 |  |  | \Organizations\Commonwealth of Massachusetts\Executive Branch\Executive Offices\Executive Office of Public Safety and Security\Department of Fire Services | \Organizations\Commonwealth of Massachusetts\Executive Branch\Executive Offices\Executive Office of Public Safety and Security\Department of Fire Services
DFS01 | Massachusetts Firefighting Academy - Springfield |  | Administration Building | FLOOR 01 | 119 | AUDITORIUM | D3050.50 - HVAC Air Distribution | SYSTEM: HVAC-AIR CONDITIONERS, UNIT HEATERS & INDUCTION FAN UNITS | DFS01- ADMINISTRATION BUILDING AIR CONDITIONERS, UNIT HEATERS & INDUCTION FAN UNITS | [IU-29] | EQ-1052553 |  | INDUCTION FAN UNIT [IU-29] |  | NuClimate Air Quality Systems, Inc |  | TBD | FAN | EQ-1000099 | FAN | Available | 2011-10-14 |  | 0 | feet | DFS0901DC1 | 2017-03-20 |  |  |  | Active | 0 | 0 | Medium | \Locations\Sites\Massachusetts Firefighting Academy - Springfield\268DFS1307 Administration Building\FLOOR 01\119 | 0 | 0 |  |  | \Organizations\Commonwealth of Massachusetts\Executive Branch\Executive Offices\Executive Office of Public Safety and Security\Department of Fire Services | \Organizations\Commonwealth of Massachusetts\Executive Branch\Executive Offices\Executive Office of Public Safety and Security\Department of Fire Services
DFS01 | Massachusetts Firefighting Academy - Springfield |  | Administration Building | FLOOR 01 | 119 | AUDITORIUM | D3050.50 - HVAC Air Distribution | SYSTEM: HVAC-AIR CONDITIONERS, UNIT HEATERS & INDUCTION FAN UNITS | DFS01- ADMINISTRATION BUILDING AIR CONDITIONERS, UNIT HEATERS & INDUCTION FAN UNITS | [IU-30] | EQ-1052554 |  | INDUCTION FAN UNIT [IU-30] |  | NuClimate Air Quality Systems, Inc |  | TBD | FAN | EQ-1000099 | FAN | Available | 2011-10-14 |  | 0 | feet | DFS0901DC1 | 2017-03-20 |  |  |  | Active | 0 | 0 | Medium | \Locations\Sites\Massachusetts Firefighting Academy - Springfield\268DFS1307 Administration Building\FLOOR 01\119 | 0 | 0 |  |  | \Organizations\Commonwealth of Massachusetts\Executive Branch\Executive Offices\Executive Office of Public Safety and Security\Department of Fire Services | \Organizations\Commonwealth of Massachusetts\Executive Branch\Executive Offices\Executive Office of Public Safety and Security\Department of Fire Services
DFS01 | Massachusetts Firefighting Academy - Springfield |  | Administration Building | FLOOR 01 | 120 | SMALL TRAINING ROOM | D3050.50 - HVAC Air Distribution | SYSTEM: HVAC-AIR CONDITIONERS, UNIT HEATERS & INDUCTION FAN UNITS | DFS01- ADMINISTRATION BUILDING AIR CONDITIONERS, UNIT HEATERS & INDUCTION FAN UNITS | [IU-31] | EQ-1052555 |  | INDUCTION FAN UNIT [IU-31] |  | NuClimate Air Quality Systems, Inc |  | TBD | FAN | EQ-1000099 | FAN | Available | 2011-10-14 |  | 0 | feet | DFS0901DC1 | 2017-03-20 |  |  |  | Active | 0 | 0 | Medium | \Locations\Sites\Massachusetts Firefighting Academy - Springfield\268DFS1307 Administration Building\FLOOR 01\120 | 0 | 0 |  |  | \Organizations\Commonwealth of Massachusetts\Executive Branch\Executive Offices\Executive Office of Public Safety and Security\Department of Fire Services | \Organizations\Commonwealth of Massachusetts\Executive Branch\Executive Offices\Executive Office of Public Safety and Security\Department of Fire Services
DFS01 | Massachusetts Firefighting Academy - Springfield |  | Administration Building | FLOOR 01 | 120 | SMALL TRAINING ROOM | D3050.50 - HVAC Air Distribution | SYSTEM: HVAC-AIR CONDITIONERS, UNIT HEATERS & INDUCTION FAN UNITS | DFS01- ADMINISTRATION BUILDING AIR CONDITIONERS, UNIT HEATERS & INDUCTION FAN UNITS | [IU-32] | EQ-1052556 |  | INDUCTION FAN UNIT [IU-32] |  | NuClimate Air Quality Systems, Inc |  | TBD | FAN | EQ-1000099 | FAN | Available | 2011-10-14 |  | 0 | feet | DFS0901DC1 | 2017-03-20 |  |  |  | Active | 0 | 0 | Medium | \Locations\Sites\Massachusetts Firefighting Academy - Springfield\268DFS1307 Administration Building\FLOOR 01\120 | 0 | 0 |  |  | \Organizations\Commonwealth of Massachusetts\Executive Branch\Executive Offices\Executive Office of Public Safety and Security\Department of Fire Services | \Organizations\Commonwealth of Massachusetts\Executive Branch\Executive Offices\Executive Office of Public Safety and Security\Department of Fire Services
DFS01 | Massachusetts Firefighting Academy - Springfield |  | Administration Building | FLOOR 01 | 120 | SMALL TRAINING ROOM | D3050.50 - HVAC Air Distribution | SYSTEM: HVAC-AIR CONDITIONERS, UNIT HEATERS & INDUCTION FAN UNITS | DFS01- ADMINISTRATION BUILDING AIR CONDITIONERS, UNIT HEATERS & INDUCTION FAN UNITS | [IU-33] | EQ-1052557 |  | INDUCTION FAN UNIT [IU-33] |  | NuClimate Air Quality Systems, Inc |  | TBD | FAN | EQ-1000099 | FAN | Available | 2011-10-14 |  | 0 | feet | DFS0901DC1 | 2017-03-20 |  |  |  | Active | 0 | 0 | Medium | \Locations\Sites\Massachusetts Firefighting Academy - Springfield\268DFS1307 Administration Building\FLOOR 01\120 | 0 | 0 |  |  | \Organizations\Commonwealth of Massachusetts\Executive Branch\Executive Offices\Executive Office of Public Safety and Security\Department of Fire Services | \Organizations\Commonwealth of Massachusetts\Executive Branch\Executive Offices\Executive Office of Public Safety and Security\Department of Fire Services
DFS01 | Massachusetts Firefighting Academy - Springfield |  | Administration Building | FLOOR 01 | 120 | SMALL TRAINING ROOM | D3050.50 - HVAC Air Distribution | SYSTEM: HVAC-AIR CONDITIONERS, UNIT HEATERS & INDUCTION FAN UNITS | DFS01- ADMINISTRATION BUILDING AIR CONDITIONERS, UNIT HEATERS & INDUCTION FAN UNITS | [IU-34] | EQ-1052558 |  | INDUCTION FAN UNIT [IU-34] |  | NuClimate Air Quality Systems, Inc |  | TBD | FAN | EQ-1000099 | FAN | Available | 2011-10-14 |  | 0 | feet | DFS0901DC1 | 2017-03-20 |  |  |  | Active | 0 | 0 | Medium | \Locations\Sites\Massachusetts Firefighting Academy - Springfield\268DFS1307 Administration Building\FLOOR 01\120 | 0 | 0 |  |  | \Organizations\Commonwealth of Massachusetts\Executive Branch\Executive Offices\Executive Office of Public Safety and Security\Department of Fire Services | \Organizations\Commonwealth of Massachusetts\Executive Branch\Executive Offices\Executive Office of Public Safety and Security\Department of Fire Services
DFS01 | Massachusetts Firefighting Academy - Springfield |  | Administration Building | FLOOR 01 | 121 | CORRIDOR | D3050.50 - HVAC Air Distribution | SYSTEM: HVAC-AIR CONDITIONERS, UNIT HEATERS & INDUCTION FAN UNITS | DFS01- ADMINISTRATION BUILDING AIR CONDITIONERS, UNIT HEATERS & INDUCTION FAN UNITS | [IU-50] | EQ-1052574 |  | INDUCTION FAN UNIT [IU-50] |  | NuClimate Air Quality Systems, Inc |  | TBD | FAN | EQ-1000099 | FAN | Available | 2011-10-14 |  | 0 | feet | DFS0901DC1 | 2017-03-20 |  |  |  | Active | 0 | 0 | Medium | \Locations\Sites\Massachusetts Firefighting Academy - Springfield\268DFS1307 Administration Building\FLOOR 01\121 | 0 | 0 |  |  | \Organizations\Commonwealth of Massachusetts\Executive Branch\Executive Offices\Executive Office of Public Safety and Security\Department of Fire Services | \Organizations\Commonwealth of Massachusetts\Executive Branch\Executive Offices\Executive Office of Public Safety and Security\Department of Fire Services
DFS01 | Massachusetts Firefighting Academy - Springfield |  | Administration Building | FLOOR 01 | 121 | CORRIDOR | D3050.50 - HVAC Air Distribution | SYSTEM: HVAC-AIR CONDITIONERS, UNIT HEATERS & INDUCTION FAN UNITS | DFS01- ADMINISTRATION BUILDING AIR CONDITIONERS, UNIT HEATERS & INDUCTION FAN UNITS | [IU-51] | EQ-1052575 |  | INDUCTION FAN UNIT [IU-51] |  | NuClimate Air Quality Systems, Inc |  | TBD | FAN | EQ-1000099 | FAN | Available | 2011-10-14 |  | 0 | feet | DFS0901DC1 | 2017-03-20 |  |  |  | Active | 0 | 0 | Medium | \Locations\Sites\Massachusetts Firefighting Academy - Springfield\268DFS1307 Administration Building\FLOOR 01\121 | 0 | 0 |  |  | \Organizations\Commonwealth of Massachusetts\Executive Branch\Executive Offices\Executive Office of Public Safety and Security\Department of Fire Services | \Organizations\Commonwealth of Massachusetts\Executive Branch\Executive Offices\Executive Office of Public Safety and Security\Department of Fire Services
DFS01 | Massachusetts Firefighting Academy - Springfield |  | Administration Building | FLOOR 01 | 121 | CORRIDOR | D3020.10 - Heat Generation | SYSTEM: HVAC-AIR CONDITIONERS, UNIT HEATERS & INDUCTION FAN UNITS | DFS01- ADMINISTRATION BUILDING AIR CONDITIONERS, UNIT HEATERS & INDUCTION FAN UNITS |  | EQ-1052518 |  | UNIT HEATER [UH-05] |  | STERLING |  | 1336784 | UNIT HEATER | EQ-1000278 | UNIT HEATER | Available |  |  | 0 | feet | DFS0901DC1 | 2017-03-29 |  |  |  | Active | 0 | 0 | Medium | \Locations\Sites\Massachusetts Firefighting Academy - Springfield\268DFS1307 Administration Building\FLOOR 01\121 | 0 | 0 |  |  | \Organizations\Commonwealth of Massachusetts\Executive Branch\Executive Offices\Executive Office of Public Safety and Security\Department of Fire Services | \Organizations\Commonwealth of Massachusetts\Executive Branch\Executive Offices\Executive Office of Public Safety and Security\Department of Fire Services
DFS01 | Massachusetts Firefighting Academy - Springfield |  | Administration Building | FLOOR 01 | 122 | CORRIDOR | D3050.50 - HVAC Air Distribution | SYSTEM: HVAC-AIR CONDITIONERS, UNIT HEATERS & INDUCTION FAN UNITS | DFS01- ADMINISTRATION BUILDING AIR CONDITIONERS, UNIT HEATERS & INDUCTION FAN UNITS | [IU-52] | EQ-1052576 |  | INDUCTION FAN UNIT [IU-52] |  | NuClimate Air Quality Systems, Inc |  | TBD | FAN | EQ-1000099 | FAN | Available | 2011-10-14 |  | 0 | feet | DFS0901DC1 | 2017-03-20 |  |  |  | Active | 0 | 0 | Medium | \Locations\Sites\Massachusetts Firefighting Academy - Springfield\268DFS1307 Administration Building\FLOOR 01\122 | 0 | 0 |  |  | \Organizations\Commonwealth of Massachusetts\Executive Branch\Executive Offices\Executive Office of Public Safety and Security\Department of Fire Services | \Organizations\Commonwealth of Massachusetts\Executive Branch\Executive Offices\Executive Office of Public Safety and Security\Department of Fire Services
DFS01 | Massachusetts Firefighting Academy - Springfield |  | Administration Building | FLOOR 01 | 122 | CORRIDOR | D3050.50 - HVAC Air Distribution | SYSTEM: HVAC-AIR CONDITIONERS, UNIT HEATERS & INDUCTION FAN UNITS | DFS01- ADMINISTRATION BUILDING AIR CONDITIONERS, UNIT HEATERS & INDUCTION FAN UNITS | [IU-53] | EQ-1052577 |  | INDUCTION FAN UNIT [IU-53] |  | NuClimate Air Quality Systems, Inc |  | TBD | FAN | EQ-1000099 | FAN | Available | 2011-10-14 |  | 0 | feet | DFS0901DC1 | 2017-03-20 |  |  |  | Active | 0 | 0 | Medium | \Locations\Sites\Massachusetts Firefighting Academy - Springfield\268DFS1307 Administration Building\FLOOR 01\122 | 0 | 0 |  |  | \Organizations\Commonwealth of Massachusetts\Executive Branch\Executive Offices\Executive Office of Public Safety and Security\Department of Fire Services | \Organizations\Commonwealth of Massachusetts\Executive Branch\Executive Offices\Executive Office of Public Safety and Security\Department of Fire Services
DFS01 | Massachusetts Firefighting Academy - Springfield |  | Administration Building | FLOOR 01 | 123 | VESTIBULE | D3020.10 - Heat Generation | SYSTEM: HVAC-AIR CONDITIONERS, UNIT HEATERS & INDUCTION FAN UNITS | DFS01- ADMINISTRATION BUILDING AIR CONDITIONERS, UNIT HEATERS & INDUCTION FAN UNITS |  | EQ-1052514 |  | UNIT HEATER [UH-01] |  | STERLING |  | 1336784 | UNIT HEATER | EQ-1000278 | UNIT HEATER | Available |  |  | 0 | feet | DFS0901DC1 | 2017-03-29 |  |  |  | Active | 0 | 0 | Medium | \Locations\Sites\Massachusetts Firefighting Academy - Springfield\268DFS1307 Administration Building\FLOOR 01\123 | 0 | 0 |  |  | \Organizations\Commonwealth of Massachusetts\Executive Branch\Executive Offices\Executive Office of Public Safety and Security\Department of Fire Services | \Organizations\Commonwealth of Massachusetts\Executive Branch\Executive Offices\Executive Office of Public Safety and Security\Department of Fire Services
DFS01 | Massachusetts Firefighting Academy - Springfield |  | Administration Building | FLOOR 01 | 124 | TOG STORAGE | E1030.80 - Foodservice Equipment | SYSTEM: KITCHEN EQUIPMENT | DFS01- ADMINISTRATION BUILDING |  | EQ-1046923 |  | REFRIGERATOR [RECRUIT] | RECRUIT REFRIGERATOR | TRAULSEN & CO, INC | G20010 | T08438¦15 | REACH-IN REFRIGERATOR/FREEZER (PROC | EQ-1000214 | REACH-IN REFRIGERATOR/FREEZER (PROC | Available |  |  | 0 | feet | DFS0901DC1 | 2017-03-27 |  |  |  | Active | 0 | 0 |  | \Locations\Sites\Massachusetts Firefighting Academy - Springfield\268DFS1307 Administration Building\FLOOR 01\124 | 0 | 0 |  |  | \Organizations\Commonwealth of Massachusetts\Executive Branch\Executive Offices\Executive Office of Public Safety and Security\Department of Fire Services | \Organizations\Commonwealth of Massachusetts\Executive Branch\Executive Offices\Executive Office of Public Safety and Security\Department of Fire Services
DFS01 | Massachusetts Firefighting Academy - Springfield |  | Administration Building | FLOOR 01 | 125 | MEN'S LOCKERS | D3050.50 - HVAC Air Distribution | SYSTEM: HVAC-AIR CONDITIONERS, UNIT HEATERS & INDUCTION FAN UNITS | DFS01- ADMINISTRATION BUILDING AIR CONDITIONERS, UNIT HEATERS & INDUCTION FAN UNITS | [IU-35] | EQ-1052559 |  | INDUCTION FAN UNIT [IU-35] |  | NuClimate Air Quality Systems, Inc |  | TBD | FAN | EQ-1000099 | FAN | Available | 2011-10-14 |  | 0 | feet | DFS0901DC1 | 2017-03-20 |  |  |  | Active | 0 | 0 | Medium | \Locations\Sites\Massachusetts Firefighting Academy - Springfield\268DFS1307 Administration Building\FLOOR 01\125 | 0 | 0 |  |  | \Organizations\Commonwealth of Massachusetts\Executive Branch\Executive Offices\Executive Office of Public Safety and Security\Department of Fire Services | \Organizations\Commonwealth of Massachusetts\Executive Branch\Executive Offices\Executive Office of Public Safety and Security\Department of Fire Services
DFS01 | Massachusetts Firefighting Academy - Springfield |  | Administration Building | FLOOR 01 | 125 | MEN'S LOCKERS | D3050.50 - HVAC Air Distribution | SYSTEM: HVAC-AIR CONDITIONERS, UNIT HEATERS & INDUCTION FAN UNITS | DFS01- ADMINISTRATION BUILDING AIR CONDITIONERS, UNIT HEATERS & INDUCTION FAN UNITS | [IU-36] | EQ-1052560 |  | INDUCTION FAN UNIT [IU-36] |  | NuClimate Air Quality Systems, Inc |  | TBD | FAN | EQ-1000099 | FAN | Available | 2011-10-14 |  | 0 | feet | DFS0901DC1 | 2017-03-20 |  |  |  | Active | 0 | 0 | Medium | \Locations\Sites\Massachusetts Firefighting Academy - Springfield\268DFS1307 Administration Building\FLOOR 01\125 | 0 | 0 |  |  | \Organizations\Commonwealth of Massachusetts\Executive Branch\Executive Offices\Executive Office of Public Safety and Security\Department of Fire Services | \Organizations\Commonwealth of Massachusetts\Executive Branch\Executive Offices\Executive Office of Public Safety and Security\Department of Fire Services
DFS01 | Massachusetts Firefighting Academy - Springfield |  | Administration Building | FLOOR 01 | 126 | MALE RECRUIT BATHROOM | D3050.50 - HVAC Air Distribution | SYSTEM: HVAC-AIR CONDITIONERS, UNIT HEATERS & INDUCTION FAN UNITS | DFS01- ADMINISTRATION BUILDING AIR CONDITIONERS, UNIT HEATERS & INDUCTION FAN UNITS | [IU-37] | EQ-1052561 |  | INDUCTION FAN UNIT [IU-37] |  | NuClimate Air Quality Systems, Inc |  | TBD | FAN | EQ-1000099 | FAN | Available | 2011-10-14 |  | 0 | feet | DFS0901DC1 | 2017-03-20 |  |  |  | Active | 0 | 0 | Medium | \Locations\Sites\Massachusetts Firefighting Academy - Springfield\268DFS1307 Administration Building\FLOOR 01\126 | 0 | 0 |  |  | \Organizations\Commonwealth of Massachusetts\Executive Branch\Executive Offices\Executive Office of Public Safety and Security\Department of Fire Services | \Organizations\Commonwealth of Massachusetts\Executive Branch\Executive Offices\Executive Office of Public Safety and Security\Department of Fire Services
DFS01 | Massachusetts Firefighting Academy - Springfield |  | Administration Building | FLOOR 01 | 126 | MALE RECRUIT BATHROOM | D3050.50 - HVAC Air Distribution | SYSTEM: HVAC-AIR CONDITIONERS, UNIT HEATERS & INDUCTION FAN UNITS | DFS01- ADMINISTRATION BUILDING AIR CONDITIONERS, UNIT HEATERS & INDUCTION FAN UNITS | [IU-38] | EQ-1052562 |  | INDUCTION FAN UNIT [IU-38] |  | NuClimate Air Quality Systems, Inc |  | TBD | FAN | EQ-1000099 | FAN | Available | 2011-10-14 |  | 0 | feet | DFS0901DC1 | 2017-03-20 |  |  |  | Active | 0 | 0 | Medium | \Locations\Sites\Massachusetts Firefighting Academy - Springfield\268DFS1307 Administration Building\FLOOR 01\126 | 0 | 0 |  |  | \Organizations\Commonwealth of Massachusetts\Executive Branch\Executive Offices\Executive Office of Public Safety and Security\Department of Fire Services | \Organizations\Commonwealth of Massachusetts\Executive Branch\Executive Offices\Executive Office of Public Safety and Security\Department of Fire Services
DFS01 | Massachusetts Firefighting Academy - Springfield |  | Administration Building | FLOOR 01 | 127 | MALE STAFF BATHROOM | D3050.50 - HVAC Air Distribution | SYSTEM: HVAC-AIR CONDITIONERS, UNIT HEATERS & INDUCTION FAN UNITS | DFS01- ADMINISTRATION BUILDING AIR CONDITIONERS, UNIT HEATERS & INDUCTION FAN UNITS | [IU-39] | EQ-1052563 |  | INDUCTION FAN UNIT [IU-39] |  | NuClimate Air Quality Systems, Inc |  | TBD | FAN | EQ-1000099 | FAN | Available | 2011-10-14 |  | 0 | feet | DFS0901DC1 | 2017-03-20 |  |  |  | Active | 0 | 0 | Medium | \Locations\Sites\Massachusetts Firefighting Academy - Springfield\268DFS1307 Administration Building\FLOOR 01\127 | 0 | 0 |  |  | \Organizations\Commonwealth of Massachusetts\Executive Branch\Executive Offices\Executive Office of Public Safety and Security\Department of Fire Services | \Organizations\Commonwealth of Massachusetts\Executive Branch\Executive Offices\Executive Office of Public Safety and Security\Department of Fire Services
DFS01 | Massachusetts Firefighting Academy - Springfield |  | Administration Building | FLOOR 01 | 127 | MALE STAFF BATHROOM | D3050.50 - HVAC Air Distribution | SYSTEM: HVAC-AIR CONDITIONERS, UNIT HEATERS & INDUCTION FAN UNITS | DFS01- ADMINISTRATION BUILDING AIR CONDITIONERS, UNIT HEATERS & INDUCTION FAN UNITS | [IU-40] | EQ-1052564 |  | INDUCTION FAN UNIT [IU-40] |  | NuClimate Air Quality Systems, Inc |  | TBD | FAN | EQ-1000099 | FAN | Available | 2011-10-14 |  | 0 | feet | DFS0901DC1 | 2017-03-20 |  |  |  | Active | 0 | 0 | Medium | \Locations\Sites\Massachusetts Firefighting Academy - Springfield\268DFS1307 Administration Building\FLOOR 01\127 | 0 | 0 |  |  | \Organizations\Commonwealth of Massachusetts\Executive Branch\Executive Offices\Executive Office of Public Safety and Security\Department of Fire Services | \Organizations\Commonwealth of Massachusetts\Executive Branch\Executive Offices\Executive Office of Public Safety and Security\Department of Fire Services
DFS01 | Massachusetts Firefighting Academy - Springfield |  | Administration Building | FLOOR 01 | 128 | WOMEN'S LOCKERS | D3050.50 - HVAC Air Distribution | SYSTEM: HVAC-AIR CONDITIONERS, UNIT HEATERS & INDUCTION FAN UNITS | DFS01- ADMINISTRATION BUILDING AIR CONDITIONERS, UNIT HEATERS & INDUCTION FAN UNITS | [IU-41] | EQ-1052565 |  | INDUCTION FAN UNIT [IU-41] |  | NuClimate Air Quality Systems, Inc |  | TBD | FAN | EQ-1000099 | FAN | Available | 2011-10-14 |  | 0 | feet | DFS0901DC1 | 2017-03-20 |  |  |  | Active | 0 | 0 | Medium | \Locations\Sites\Massachusetts Firefighting Academy - Springfield\268DFS1307 Administration Building\FLOOR 01\128 | 0 | 0 |  |  | \Organizations\Commonwealth of Massachusetts\Executive Branch\Executive Offices\Executive Office of Public Safety and Security\Department of Fire Services | \Organizations\Commonwealth of Massachusetts\Executive Branch\Executive Offices\Executive Office of Public Safety and Security\Department of Fire Services
DFS01 | Massachusetts Firefighting Academy - Springfield |  | Administration Building | FLOOR 01 | 128 | WOMEN'S LOCKERS | D3050.50 - HVAC Air Distribution | SYSTEM: HVAC-AIR CONDITIONERS, UNIT HEATERS & INDUCTION FAN UNITS | DFS01- ADMINISTRATION BUILDING AIR CONDITIONERS, UNIT HEATERS & INDUCTION FAN UNITS | [IU-42] | EQ-1052566 |  | INDUCTION FAN UNIT [IU-42] |  | NuClimate Air Quality Systems, Inc |  | TBD | FAN | EQ-1000099 | FAN | Available | 2011-10-14 |  | 0 | feet | DFS0901DC1 | 2017-03-20 |  |  |  | Active | 0 | 0 | Medium | \Locations\Sites\Massachusetts Firefighting Academy - Springfield\268DFS1307 Administration Building\FLOOR 01\128 | 0 | 0 |  |  | \Organizations\Commonwealth of Massachusetts\Executive Branch\Executive Offices\Executive Office of Public Safety and Security\Department of Fire Services | \Organizations\Commonwealth of Massachusetts\Executive Branch\Executive Offices\Executive Office of Public Safety and Security\Department of Fire Services
DFS01 | Massachusetts Firefighting Academy - Springfield |  | Administration Building | FLOOR 01 | 129 | FEMALE RECRUIT BATHROOM | D3050.50 - HVAC Air Distribution | SYSTEM: HVAC-AIR CONDITIONERS, UNIT HEATERS & INDUCTION FAN UNITS | DFS01- ADMINISTRATION BUILDING AIR CONDITIONERS, UNIT HEATERS & INDUCTION FAN UNITS | [IU-43] | EQ-1052567 |  | INDUCTION FAN UNIT [IU-43] |  | NuClimate Air Quality Systems, Inc |  | TBD | FAN | EQ-1000099 | FAN | Available | 2011-10-14 |  | 0 | feet | DFS0901DC1 | 2017-03-20 |  |  |  | Active | 0 | 0 | Medium | \Locations\Sites\Massachusetts Firefighting Academy - Springfield\268DFS1307 Administration Building\FLOOR 01\129 | 0 | 0 |  |  | \Organizations\Commonwealth of Massachusetts\Executive Branch\Executive Offices\Executive Office of Public Safety and Security\Department of Fire Services | \Organizations\Commonwealth of Massachusetts\Executive Branch\Executive Offices\Executive Office of Public Safety and Security\Department of Fire Services
DFS01 | Massachusetts Firefighting Academy - Springfield |  | Administration Building | FLOOR 01 | 130 | FEMALE STAFF BATHROOM | D3050.50 - HVAC Air Distribution | SYSTEM: HVAC-AIR CONDITIONERS, UNIT HEATERS & INDUCTION FAN UNITS | DFS01- ADMINISTRATION BUILDING AIR CONDITIONERS, UNIT HEATERS & INDUCTION FAN UNITS | [IU-44] | EQ-1052568 |  | INDUCTION FAN UNIT [IU-44] |  | NuClimate Air Quality Systems, Inc |  | TBD | FAN | EQ-1000099 | FAN | Available | 2011-10-14 |  | 0 | feet | DFS0901DC1 | 2017-03-20 |  |  |  | Active | 0 | 0 | Medium | \Locations\Sites\Massachusetts Firefighting Academy - Springfield\268DFS1307 Administration Building\FLOOR 01\130 | 0 | 0 |  |  | \Organizations\Commonwealth of Massachusetts\Executive Branch\Executive Offices\Executive Office of Public Safety and Security\Department of Fire Services | \Organizations\Commonwealth of Massachusetts\Executive Branch\Executive Offices\Executive Office of Public Safety and Security\Department of Fire Services
DFS01 | Massachusetts Firefighting Academy - Springfield |  | Administration Building | FLOOR 01 | 131 | STAFF BREAK ROOM | D3060.70 - HVAC Air Cleaning | SYSTEM: HVAC-AIR PURIFIERS (5) | [DFS01] SERIES OF 5 AP/SP-01 THRU -05 | AP/SP-02 | EQ-1070825 |  | AIR PURIFIER, PORTABLE [AP/SP-02] | DAYTON MODEL 2HCP3A UNIT-02 | DAYTON | 2HCP3A | tbd | AIR SYSTEM | EQ-1000354 | AIR PURIFIER (PORTABLE) | Available | 2020-10-01 |  | 0 | feet |  | 2020-10-20 |  |  |  | Active | 0 | 0 |  | \Locations\Sites\Massachusetts Firefighting Academy - Springfield\268DFS1307 Administration Building\FLOOR 01\131 | 0 | 0 |  |  | \Organizations\Commonwealth of Massachusetts\Executive Branch\Executive Offices\Executive Office of Public Safety and Security\Department of Fire Services | \Organizations\Commonwealth of Massachusetts\Executive Branch\Executive Offices\Executive Office of Public Safety and Security\Department of Fire Services
DFS01 | Massachusetts Firefighting Academy - Springfield |  | Administration Building | FLOOR 01 | 131 | STAFF BREAK ROOM | E1030.80 - Foodservice Equipment | SYSTEM: KITCHEN EQUIPMENT | DFS01- ADMINISTRATION BUILDING |  | EQ-1046926 |  | DISHWASHER |  | GENERAL ELECTRIC |  | MF800593C | DISHWASHER | EQ-1000069 | DISHWASHER | Available |  |  | 0 | feet | DFS0901DC1 | 2017-03-27 |  |  |  | Active | 0 | 0 | Medium | \Locations\Sites\Massachusetts Firefighting Academy - Springfield\268DFS1307 Administration Building\FLOOR 01\131 | 0 | 0 |  |  | \Organizations\Commonwealth of Massachusetts\Executive Branch\Executive Offices\Executive Office of Public Safety and Security\Department of Fire Services | \Organizations\Commonwealth of Massachusetts\Executive Branch\Executive Offices\Executive Office of Public Safety and Security\Department of Fire Services
DFS01 | Massachusetts Firefighting Academy - Springfield |  | Administration Building | FLOOR 01 | 131 | STAFF BREAK ROOM | D3050.50 - HVAC Air Distribution | SYSTEM: HVAC-AIR CONDITIONERS, UNIT HEATERS & INDUCTION FAN UNITS | DFS01- ADMINISTRATION BUILDING AIR CONDITIONERS, UNIT HEATERS & INDUCTION FAN UNITS | [IU-45] | EQ-1052569 |  | INDUCTION FAN UNIT [IU-45] |  | NuClimate Air Quality Systems, Inc |  | TBD | FAN | EQ-1000099 | FAN | Available | 2011-10-14 |  | 0 | feet | DFS0901DC1 | 2017-03-20 |  |  |  | Active | 0 | 0 | Medium | \Locations\Sites\Massachusetts Firefighting Academy - Springfield\268DFS1307 Administration Building\FLOOR 01\131 | 0 | 0 |  |  | \Organizations\Commonwealth of Massachusetts\Executive Branch\Executive Offices\Executive Office of Public Safety and Security\Department of Fire Services | \Organizations\Commonwealth of Massachusetts\Executive Branch\Executive Offices\Executive Office of Public Safety and Security\Department of Fire Services
DFS01 | Massachusetts Firefighting Academy - Springfield |  | Administration Building | FLOOR 01 | 131 | STAFF BREAK ROOM | D3050.50 - HVAC Air Distribution | SYSTEM: HVAC-AIR CONDITIONERS, UNIT HEATERS & INDUCTION FAN UNITS | DFS01- ADMINISTRATION BUILDING AIR CONDITIONERS, UNIT HEATERS & INDUCTION FAN UNITS | [IU-46] | EQ-1052570 |  | INDUCTION FAN UNIT [IU-46] |  | NuClimate Air Quality Systems, Inc |  | TBD | FAN | EQ-1000099 | FAN | Available | 2011-10-14 |  | 0 | feet | DFS0901DC1 | 2017-03-20 |  |  |  | Active | 0 | 0 | Medium | \Locations\Sites\Massachusetts Firefighting Academy - Springfield\268DFS1307 Administration Building\FLOOR 01\131 | 0 | 0 |  |  | \Organizations\Commonwealth of Massachusetts\Executive Branch\Executive Offices\Executive Office of Public Safety and Security\Department of Fire Services | \Organizations\Commonwealth of Massachusetts\Executive Branch\Executive Offices\Executive Office of Public Safety and Security\Department of Fire Services
DFS01 | Massachusetts Firefighting Academy - Springfield |  | Administration Building | FLOOR 01 | 131 | STAFF BREAK ROOM | D3050.50 - HVAC Air Distribution | SYSTEM: HVAC-AIR CONDITIONERS, UNIT HEATERS & INDUCTION FAN UNITS | DFS01- ADMINISTRATION BUILDING AIR CONDITIONERS, UNIT HEATERS & INDUCTION FAN UNITS | [IU-47] | EQ-1052571 |  | INDUCTION FAN UNIT [IU-47] |  | NuClimate Air Quality Systems, Inc |  | TBD | FAN | EQ-1000099 | FAN | Available | 2011-10-14 |  | 0 | feet | DFS0901DC1 | 2017-03-20 |  |  |  | Active | 0 | 0 | Medium | \Locations\Sites\Massachusetts Firefighting Academy - Springfield\268DFS1307 Administration Building\FLOOR 01\131 | 0 | 0 |  |  | \Organizations\Commonwealth of Massachusetts\Executive Branch\Executive Offices\Executive Office of Public Safety and Security\Department of Fire Services | \Organizations\Commonwealth of Massachusetts\Executive Branch\Executive Offices\Executive Office of Public Safety and Security\Department of Fire Services
DFS01 | Massachusetts Firefighting Academy - Springfield |  | Administration Building | FLOOR 01 | 131 | STAFF BREAK ROOM | D3050.50 - HVAC Air Distribution | SYSTEM: HVAC-AIR CONDITIONERS, UNIT HEATERS & INDUCTION FAN UNITS | DFS01- ADMINISTRATION BUILDING AIR CONDITIONERS, UNIT HEATERS & INDUCTION FAN UNITS | [IU-48] | EQ-1052572 |  | INDUCTION FAN UNIT [IU-48] |  | NuClimate Air Quality Systems, Inc |  | TBD | FAN | EQ-1000099 | FAN | Available | 2011-10-14 |  | 0 | feet | DFS0901DC1 | 2017-03-20 |  |  |  | Active | 0 | 0 | Medium | \Locations\Sites\Massachusetts Firefighting Academy - Springfield\268DFS1307 Administration Building\FLOOR 01\131 | 0 | 0 |  |  | \Organizations\Commonwealth of Massachusetts\Executive Branch\Executive Offices\Executive Office of Public Safety and Security\Department of Fire Services | \Organizations\Commonwealth of Massachusetts\Executive Branch\Executive Offices\Executive Office of Public Safety and Security\Department of Fire Services
DFS01 | Massachusetts Firefighting Academy - Springfield |  | Administration Building | FLOOR 01 | 131 | STAFF BREAK ROOM | E1030.80 - Foodservice Equipment | SYSTEM: KITCHEN EQUIPMENT | DFS01- ADMINISTRATION BUILDING | REF-01 | EQ-1046924 |  | REFRIGERATOR [REF-01] |  | GENERAL ELECTRIC |  | 7F739735 | REACH-IN REFRIGERATOR/FREEZER (PROC | EQ-1000214 | REACH-IN REFRIGERATOR/FREEZER (PROC | Available |  |  | 0 | feet | DFS0901DC1 | 2017-03-27 |  |  |  | Active | 0 | 0 | Medium | \Locations\Sites\Massachusetts Firefighting Academy - Springfield\268DFS1307 Administration Building\FLOOR 01\131 | 0 | 0 |  |  | \Organizations\Commonwealth of Massachusetts\Executive Branch\Executive Offices\Executive Office of Public Safety and Security\Department of Fire Services | \Organizations\Commonwealth of Massachusetts\Executive Branch\Executive Offices\Executive Office of Public Safety and Security\Department of Fire Services
DFS01 | Massachusetts Firefighting Academy - Springfield |  | Administration Building | FLOOR 01 | 131 | STAFF BREAK ROOM | E1030.80 - Foodservice Equipment | SYSTEM: KITCHEN EQUIPMENT | DFS01- ADMINISTRATION BUILDING | REF-02 | EQ-1046925 |  | REFRIGERATOR [REF-02] |  | GENERAL ELECTRIC |  | TF749990 | REACH-IN REFRIGERATOR/FREEZER (PROC | EQ-1000214 | REACH-IN REFRIGERATOR/FREEZER (PROC | Available |  |  | 0 | feet | DFS0901DC1 | 2017-03-27 |  |  |  | Active | 0 | 0 | Medium | \Locations\Sites\Massachusetts Firefighting Academy - Springfield\268DFS1307 Administration Building\FLOOR 01\131 | 0 | 0 |  |  | \Organizations\Commonwealth of Massachusetts\Executive Branch\Executive Offices\Executive Office of Public Safety and Security\Department of Fire Services | \Organizations\Commonwealth of Massachusetts\Executive Branch\Executive Offices\Executive Office of Public Safety and Security\Department of Fire Services
DFS01 | Massachusetts Firefighting Academy - Springfield |  | Administration Building | FLOOR 01 | 132 | EXAMINATION ROOM | C1090.60 - Safety Specialties | SYSTEM: LIFESAFETY- AEDS | DFS01 EQ-1046929 [8000160] EQ-1046930 [8000161] EQ-1046931 [8000163] EQ-1071738 [MFA-1070982] | DFS01# 8000160 | EQ-1046929 |  | DEFIBRILLATOR, AUTOMATED EXTERNAL [8000160] | BATTERY-POWERED LIFE SAFETY DEVICE | ZOLL Medical Corporation | AEDPLUS | X15C746784 | SPEC EQUIP | EQ-1000344 | AUTOMATED EXTERNAL DEFIBRILLATOR | Available |  |  | 0 | feet | DFS0901DC1 | 2017-03-28 |  |  |  | Active | 0 | 0 | High | \Locations\Sites\Massachusetts Firefighting Academy - Springfield\268DFS1307 Administration Building\FLOOR 01\132 | 0 | 0 |  |  | \Organizations\Commonwealth of Massachusetts\Executive Branch\Executive Offices\Executive Office of Public Safety and Security\Department of Fire Services | \Organizations\Commonwealth of Massachusetts\Executive Branch\Executive Offices\Executive Office of Public Safety and Security\Department of Fire Services
DFS01 | Massachusetts Firefighting Academy - Springfield |  | Administration Building | FLOOR 01 | 132 | EXAMINATION ROOM | C1090.60 - Safety Specialties | SYSTEM: LIFESAFETY- AEDS | DFS01 EQ-1046929 [8000160] EQ-1046930 [8000161] EQ-1046931 [8000163] EQ-1071738 [MFA-1070982] | DFS01# 8000161 | EQ-1046930 |  | DEFIBRILLATOR, AUTOMATED EXTERNAL [8000161] | BATTERY-POWERED LIFE SAFETY DEVICE | ZOLL Medical Corporation | AEDPLUS | X15C745419 | SPEC EQUIP | EQ-1000344 | AUTOMATED EXTERNAL DEFIBRILLATOR | Available |  |  | 0 | feet | DFS0901DC1 | 2017-03-28 |  |  |  | Active | 0 | 0 | High | \Locations\Sites\Massachusetts Firefighting Academy - Springfield\268DFS1307 Administration Building\FLOOR 01\132 | 0 | 0 |  |  | \Organizations\Commonwealth of Massachusetts\Executive Branch\Executive Offices\Executive Office of Public Safety and Security\Department of Fire Services | \Organizations\Commonwealth of Massachusetts\Executive Branch\Executive Offices\Executive Office of Public Safety and Security\Department of Fire Services
DFS01 | Massachusetts Firefighting Academy - Springfield |  | Administration Building | FLOOR 01 | 132 | EXAMINATION ROOM | C1090.60 - Safety Specialties | SYSTEM: LIFESAFETY- AEDS | DFS01 EQ-1046929 [8000160] EQ-1046930 [8000161] EQ-1046931 [8000163] EQ-1071738 [MFA-1070982] | DFS# 8000162 | EQ-1046931 |  | DEFIBRILLATOR, AUTOMATED EXTERNAL [8000162] | BATTERY-POWERED LIFE SAFETY DEVICE | ZOLL Medical Corporation | AEDPLUS | X15C796575 | SPEC EQUIP | EQ-1000344 | AUTOMATED EXTERNAL DEFIBRILLATOR | Available |  |  | 0 | feet | DFS0901DC1 | 2017-03-28 |  |  |  | Active | 0 | 0 | High | \Locations\Sites\Massachusetts Firefighting Academy - Springfield\268DFS1307 Administration Building\FLOOR 01\132 | 0 | 0 |  |  | \Organizations\Commonwealth of Massachusetts\Executive Branch\Executive Offices\Executive Office of Public Safety and Security\Department of Fire Services | \Organizations\Commonwealth of Massachusetts\Executive Branch\Executive Offices\Executive Office of Public Safety and Security\Department of Fire Services
DFS01 | Massachusetts Firefighting Academy - Springfield |  | Administration Building | FLOOR 01 | 132 | EXAMINATION ROOM | C1090.60 - Safety Specialties | SYSTEM: LIFESAFETY- AEDS | DFS01 EQ-1046929 [8000160] EQ-1046930 [8000161] EQ-1046931 [8000163] EQ-1071738 [MFA-1070982] | MFA-1070982 | EQ-1071738 |  | DEFIBRILLATOR, AUTOMATED EXTERNAL [MFA-1070982] | BATTERY-POWERED LIFE SAFETY DEVICE OFF-SITE EMS KIT | ZOLL Medical Corporation | AEDPLUS | X18E026144 | SPEC EQUIP | EQ-1000344 | AUTOMATED EXTERNAL DEFIBRILLATOR | Available |  |  | 0 | feet |  | 2017-03-28 |  |  |  | Active | 0 | 0 | High | \Locations\Sites\Massachusetts Firefighting Academy - Springfield\268DFS1307 Administration Building\FLOOR 01\132 | 0 | 0 |  |  | \Organizations\Commonwealth of Massachusetts\Executive Branch\Executive Offices\Executive Office of Public Safety and Security\Department of Fire Services | \Organizations\Commonwealth of Massachusetts\Executive Branch\Executive Offices\Executive Office of Public Safety and Security\Department of Fire Services
DFS01 | Massachusetts Firefighting Academy - Springfield |  | Administration Building | FLOOR 01 | 132 | EXAMINATION ROOM | D3050.50 - HVAC Air Distribution | SYSTEM: HVAC-AIR CONDITIONERS, UNIT HEATERS & INDUCTION FAN UNITS | DFS01- ADMINISTRATION BUILDING AIR CONDITIONERS, UNIT HEATERS & INDUCTION FAN UNITS | [IU-49] | EQ-1052573 |  | INDUCTION FAN UNIT [IU-49] |  | NuClimate Air Quality Systems, Inc |  | TBD | FAN | EQ-1000099 | FAN | Available | 2011-10-14 |  | 0 | feet | DFS0901DC1 | 2017-03-20 |  |  |  | Active | 0 | 0 | Medium | \Locations\Sites\Massachusetts Firefighting Academy - Springfield\268DFS1307 Administration Building\FLOOR 01\132 | 0 | 0 |  |  | \Organizations\Commonwealth of Massachusetts\Executive Branch\Executive Offices\Executive Office of Public Safety and Security\Department of Fire Services | \Organizations\Commonwealth of Massachusetts\Executive Branch\Executive Offices\Executive Office of Public Safety and Security\Department of Fire Services
DFS01 | Massachusetts Firefighting Academy - Springfield |  | Administration Building | FLOOR 01 | 134 | T.O.G. STORAGE ROOM | D3030.70 - Decentralized Cooling | SYSTEM: DUCTLESS COOLING UNITS | WESTERN MASSACHUSETTS FIRE TRAINING ACADEMY SPRINGFIELD | DCUe-03 | EQ-1061308 | 05 | AIR CONDITIONER [DCUe-03] | Ductless Cooling Unit - Evap Indoor Unit model 18 SEER HP DUCTLESS ID 1.5 TON | DAIKIN | FTX18NMVJU | G003257 | AIR CONDITIONING UNIT | EQ-1000242 | SPLIT AIR CONDITIONER | Available | 2011-10-14 |  | 0 | feet | DFS0901DC1 | 2017-04-05 |  |  |  | Active | 0 | 0 | Medium | \Locations\Sites\Massachusetts Firefighting Academy - Springfield\268DFS1307 Administration Building\FLOOR 01\134 | 0 | 0 |  |  | \Organizations\Commonwealth of Massachusetts\Executive Branch\Executive Offices\Executive Office of Public Safety and Security\Department of Fire Services | \Organizations\Commonwealth of Massachusetts\Executive Branch\Executive Offices\Executive Office of Public Safety and Security\Department of Fire Services
DFS01 | Massachusetts Firefighting Academy - Springfield |  | Administration Building | FLOOR 01 | 134 | T.O.G. STORAGE ROOM | D3030.70 - Decentralized Cooling | SYSTEM: DUCTLESS COOLING UNITS | WESTERN MASSACHUSETTS FIRE TRAINING ACADEMY SPRINGFIELD | DCUe-04 | EQ-1061309 | 07 | AIR CONDITIONER [DCUe-04] | Ductless Cooling Unit - Evap Indoor Unit model 18 SEER HP DUCTLESS ID 1.5 TON | DAIKIN | FTX18NMVJU | G003259 | AIR CONDITIONING UNIT | EQ-1000242 | SPLIT AIR CONDITIONER | Available | 2011-10-14 |  | 0 | feet | DFS0901DC1 | 2017-04-05 |  |  |  | Active | 0 | 0 | Medium | \Locations\Sites\Massachusetts Firefighting Academy - Springfield\268DFS1307 Administration Building\FLOOR 01\134 | 0 | 0 |  |  | \Organizations\Commonwealth of Massachusetts\Executive Branch\Executive Offices\Executive Office of Public Safety and Security\Department of Fire Services | \Organizations\Commonwealth of Massachusetts\Executive Branch\Executive Offices\Executive Office of Public Safety and Security\Department of Fire Services
DFS01 | Massachusetts Firefighting Academy - Springfield |  | Administration Building | FLOOR 01 | 138 | SCBA / CRIB | D3030.70 - Decentralized Cooling | SYSTEM: HVAC-AIR CONDITIONERS, UNIT HEATERS & INDUCTION FAN UNITS | DFS01- ADMINISTRATION BUILDING AIR CONDITIONERS, UNIT HEATERS & INDUCTION FAN UNITS | DCUe-02 | EQ-1061307 | 03 | AIR CONDITIONER [DCUe-02] | Ductless Cooling Unit - Evap Indoor Unit model 18 SEER HP DUCTLESS ID 2 TON | DAIKIN | FTX24NMVJU | G003457 | AIR CONDITIONING UNIT | EQ-1000242 | SPLIT AIR CONDITIONER | Available | 2011-10-14 |  | 0 | feet | DFS0901DC1 | 2017-04-05 |  |  |  | Active | 0 | 0 | Medium | \Locations\Sites\Massachusetts Firefighting Academy - Springfield\268DFS1307 Administration Building\FLOOR 01\138 | 0 | 0 |  |  | \Organizations\Commonwealth of Massachusetts\Executive Branch\Executive Offices\Executive Office of Public Safety and Security\Department of Fire Services | \Organizations\Commonwealth of Massachusetts\Executive Branch\Executive Offices\Executive Office of Public Safety and Security\Department of Fire Services
DFS01 | Massachusetts Firefighting Academy - Springfield |  | Administration Building | FLOOR 01 | 138 | SCBA / CRIB | D3030.70 - Decentralized Cooling | SYSTEM: DUCTLESS COOLING UNITS | WESTERN MASSACHUSETTS FIRE TRAINING ACADEMY SPRINGFIELD | DCUe-02 | EQ-1061307 | 03 | AIR CONDITIONER [DCUe-02] | Ductless Cooling Unit - Evap Indoor Unit model 18 SEER HP DUCTLESS ID 2 TON | DAIKIN | FTX24NMVJU | G003457 | AIR CONDITIONING UNIT | EQ-1000242 | SPLIT AIR CONDITIONER | Available | 2011-10-14 |  | 0 | feet | DFS0901DC1 | 2017-04-05 |  |  |  | Active | 0 | 0 | Medium | \Locations\Sites\Massachusetts Firefighting Academy - Springfield\268DFS1307 Administration Building\FLOOR 01\138 | 0 | 0 |  |  | \Organizations\Commonwealth of Massachusetts\Executive Branch\Executive Offices\Executive Office of Public Safety and Security\Department of Fire Services | \Organizations\Commonwealth of Massachusetts\Executive Branch\Executive Offices\Executive Office of Public Safety and Security\Department of Fire Services
DFS01 | Massachusetts Firefighting Academy - Springfield |  | Administration Building | FLOOR 01 | 138 | SCBA / CRIB | D3060.70 - HVAC Air Cleaning | SYSTEM: HVAC-AIR PURIFIERS (5) | [DFS01] SERIES OF 5 AP/SP-01 THRU -05 | AP/SP-03 | EQ-1070826 |  | AIR PURIFIER, PORTABLE [AP/SP-03] | DAYTON MODEL 2HCP3A UNIT-03 | DAYTON | 2HCP3A | tbd | AIR SYSTEM | EQ-1000354 | AIR PURIFIER (PORTABLE) | Available | 2020-10-01 |  | 0 | feet |  | 2020-10-20 |  |  |  | Active | 0 | 0 |  | \Locations\Sites\Massachusetts Firefighting Academy - Springfield\268DFS1307 Administration Building\FLOOR 01\138 | 0 | 0 |  |  | \Organizations\Commonwealth of Massachusetts\Executive Branch\Executive Offices\Executive Office of Public Safety and Security\Department of Fire Services | \Organizations\Commonwealth of Massachusetts\Executive Branch\Executive Offices\Executive Office of Public Safety and Security\Department of Fire Services
DFS01 | Massachusetts Firefighting Academy - Springfield |  | Administration Building | FLOOR 01 | 138 | SCBA / CRIB | C1090.60 - Safety Specialties |  |  | DFS# 1080144 | EQ-1072568 |  | DEFIBRILLATOR, AUTOMATED EXTERNAL [1080144] | BATTERY-POWERED LIFE SAFETY DEVICE | ZOLL Medical Corporation | AEDPLUS | X20B249450 | SPEC EQUIP | EQ-1000344 | AUTOMATED EXTERNAL DEFIBRILLATOR | Available | 2022-06-01 |  | 0 | feet | CRIB | 2017-01-10 |  |  |  | Draft | 0 | 0 | High | \Locations\Sites\Massachusetts Firefighting Academy - Springfield\268DFS1307 Administration Building\FLOOR 01\138 | 0 | 0 |  |  | \Organizations\Commonwealth of Massachusetts\Executive Branch\Executive Offices\Executive Office of Public Safety and Security\Department of Fire Services | \Organizations\Commonwealth of Massachusetts\Executive Branch\Executive Offices\Executive Office of Public Safety and Security\Department of Fire Services
DFS01 | Massachusetts Firefighting Academy - Springfield |  | Administration Building | FLOOR 01 | 139 | SCBA | D3060.70 - HVAC Air Cleaning | SYSTEM: HVAC-AIR PURIFIERS (5) | [DFS01] SERIES OF 5 AP/SP-01 THRU -05 | AP/SP-04 | EQ-1070827 |  | AIR PURIFIER, PORTABLE [AP/SP-04] | DAYTON MODEL 2HCP3A UNIT-04 | DAYTON | 2HCP3A | tbd | AIR SYSTEM | EQ-1000354 | AIR PURIFIER (PORTABLE) | Available | 2020-10-01 |  | 0 | feet |  | 2020-10-20 |  |  |  | Active | 0 | 0 |  | \Locations\Sites\Massachusetts Firefighting Academy - Springfield\268DFS1307 Administration Building\FLOOR 01\139 | 0 | 0 |  |  | \Organizations\Commonwealth of Massachusetts\Executive Branch\Executive Offices\Executive Office of Public Safety and Security\Department of Fire Services | \Organizations\Commonwealth of Massachusetts\Executive Branch\Executive Offices\Executive Office of Public Safety and Security\Department of Fire Services
DFS01 | Massachusetts Firefighting Academy - Springfield |  | Administration Building | FLOOR 01 | 139 | SCBA | D4030.50 - Breathing Air Replenishment Systems | SYSTEM: SELF CONTAINED BREATHING APPARATUS (SCBA) | DFS01- ADMINISTRATION BUILDING BAUER | SCBA | EQ-1046932 |  | FILL STATION [SCBA-01] | Breathing Air Replenishment System BAUER MODEL___________ SERIAL# 3S55ST3H | BAUER | tbd | 3S55ST3H | LABORATORY AIR COMPRESSOR | EQ-1000162 | LABORATORY AIR COMPRESSOR | Available |  |  | 0 | feet | DFS0901DC1 | 2017-03-28 |  |  |  | Active | 0 | 0 | High | \Locations\Sites\Massachusetts Firefighting Academy - Springfield\268DFS1307 Administration Building\FLOOR 01\139 | 0 | 0 |  |  | \Organizations\Commonwealth of Massachusetts\Executive Branch\Executive Offices\Executive Office of Public Safety and Security\Department of Fire Services | \Organizations\Commonwealth of Massachusetts\Executive Branch\Executive Offices\Executive Office of Public Safety and Security\Department of Fire Services
DFS01 | Massachusetts Firefighting Academy - Springfield |  | Administration Building | FLOOR 01 | 139 | SCBA | D4030.50 - Breathing Air Replenishment Systems | SYSTEM: SELF CONTAINED BREATHING APPARATUS (SCBA) | DFS01- ADMINISTRATION BUILDING BAUER | SCBA | EQ-1046933 |  | FILL STATION [SCBA-02] | Breathing Air Replenishment System BAUER MODEL___________ SERIAL# 35SEEEE | BAUER | tbd | 35SEEEE | LABORATORY AIR COMPRESSOR | EQ-1000162 | LABORATORY AIR COMPRESSOR | Available |  |  | 0 | feet | DFS0901DC1 | 2017-03-28 |  |  |  | Active | 0 | 0 | High | \Locations\Sites\Massachusetts Firefighting Academy - Springfield\268DFS1307 Administration Building\FLOOR 01\139 | 0 | 0 |  |  | \Organizations\Commonwealth of Massachusetts\Executive Branch\Executive Offices\Executive Office of Public Safety and Security\Department of Fire Services | \Organizations\Commonwealth of Massachusetts\Executive Branch\Executive Offices\Executive Office of Public Safety and Security\Department of Fire Services
DFS01 | Massachusetts Firefighting Academy - Springfield |  | Administration Building | FLOOR 01 | 139 | SCBA | D4030.50 - Breathing Air Replenishment Systems | SYSTEM: SELF CONTAINED BREATHING APPARATUS (SCBA) | DFS01- ADMINISTRATION BUILDING BAUER | SCBA | EQ-1046934 |  | FILL TANK ASSEMBLY [SCBA] | Breathing Air Replenishment System BAUER MODEL___________ SERIAL# 174972 | BAUER | tbd | 174972 | LABORATORY AIR COMPRESSOR | EQ-1000162 | LABORATORY AIR COMPRESSOR | Available |  |  | 0 | feet | DFS0901DC1 | 2017-03-28 |  |  |  | Active | 0 | 0 | High | \Locations\Sites\Massachusetts Firefighting Academy - Springfield\268DFS1307 Administration Building\FLOOR 01\139 | 0 | 0 |  |  | \Organizations\Commonwealth of Massachusetts\Executive Branch\Executive Offices\Executive Office of Public Safety and Security\Department of Fire Services | \Organizations\Commonwealth of Massachusetts\Executive Branch\Executive Offices\Executive Office of Public Safety and Security\Department of Fire Services
DFS01 | Massachusetts Firefighting Academy - Springfield |  | Administration Building | FLOOR 01 | 140 | MECHANICAL ROOM | D4030.50 - Breathing Air Replenishment Systems | SYSTEM: SELF CONTAINED BREATHING APPARATUS (SCBA) | DFS01- ADMINISTRATION BUILDING BAUER | SCBA DFS01# 8000195 | EQ-1046935 |  | AIR COMPRESSOR [AC-01] | Breathing Air Replenishment System BAUER MODEL___________ SERIAL# 174972 | BAUER | tbd | 174972 | AIR COMPRESSOR | EQ-1000000 | AIR COMPRESSOR | Available | 2011-10-14 |  | 0 | feet | DFS0901DC1 | 2017-03-28 |  |  |  | Active | 0 | 0 | High | \Locations\Sites\Massachusetts Firefighting Academy - Springfield\268DFS1307 Administration Building\FLOOR 01\140 | 0 | 0 |  |  | \Organizations\Commonwealth of Massachusetts\Executive Branch\Executive Offices\Executive Office of Public Safety and Security\Department of Fire Services | \Organizations\Commonwealth of Massachusetts\Executive Branch\Executive Offices\Executive Office of Public Safety and Security\Department of Fire Services
DFS01 | Massachusetts Firefighting Academy - Springfield |  | Administration Building | FLOOR 01 | 140 | MECHANICAL ROOM | D30 - HEATING, VENTILATION, AND AIR CONDITIONING (HVAC) | SYSTEM: HVAC-AIR HANDLER [AHU-01] | DFS01 BLDG 268DFS1307 |  | EQ-1061979 |  | AIR HANDLER [AHU-01] | VENMAR CES MODEL Energy Pack-WWd-2-05;-WW-HW-CW-X-P; SERIAL# 00799645-C06845 | VENMAR AIR | Energy Pack-WWd-2-05;-WW-HW-CW-X-P | 00799645-C06845 | AIR HANDLER UNIT | EQ-1000004 | AIR HANDLER UNIT | Available |  |  | 0 | feet | DFS0901DC1 | 2017-05-18 |  |  |  | Revision In Progress | 0 | 0 |  | \Locations\Sites\Massachusetts Firefighting Academy - Springfield\268DFS1307 Administration Building\FLOOR 01\140 | 0 | 0 |  |  | \Organizations\Commonwealth of Massachusetts\Executive Branch\Executive Offices\Executive Office of Public Safety and Security\Department of Fire Services | \Organizations\Commonwealth of Massachusetts\Executive Branch\Executive Offices\Executive Office of Public Safety and Security\Department of Fire Services
DFS01 | Massachusetts Firefighting Academy - Springfield |  | Administration Building | FLOOR 01 | 140 | MECHANICAL ROOM | D3020 - Heating Systems | WATER SYSTEMS: CHILLED & HOT | FIRE TRAINING ACADEMY SPRINGFIELD [DFS01] CHILLER BOILERS 1-3 WATER CHEMISTRY TESTING PM | [B-01] | EQ-1071739 |  | BOILER [B-01] | BUDERUS MODEL# GB-162-100; SERIAL# 080887811774601053A11; DPS# 192678 | BUDERUS | GB-162-100 | 080887811774601053A11 | BOILER | EQ-1000020 | BOILER | Available | 2017-08-16 |  | 0 | feet |  | 2021-11-01 |  |  |  | Revision In Progress | 0 | 0 |  | \Locations\Sites\Massachusetts Firefighting Academy - Springfield\268DFS1307 Administration Building\FLOOR 01\140 | 0 | 0 |  |  | \Organizations\Commonwealth of Massachusetts\Executive Branch\Executive Offices\Executive Office of Public Safety and Security\Department of Fire Services | \Organizations\Commonwealth of Massachusetts\Executive Branch\Executive Offices\Executive Office of Public Safety and Security\Department of Fire Services
DFS01 | Massachusetts Firefighting Academy - Springfield |  | Administration Building | FLOOR 01 | 140 | MECHANICAL ROOM | D3020 - Heating Systems | SYSTEM: BOILERS | BUDERUS DPS# 192678, 192679, 192680, EQ-1071739, EQ-1071740, EQ-1071741; DFS01 | [B-01] | EQ-1071739 |  | BOILER [B-01] | BUDERUS MODEL# GB-162-100; SERIAL# 080887811774601053A11; DPS# 192678 | BUDERUS | GB-162-100 | 080887811774601053A11 | BOILER | EQ-1000020 | BOILER | Available | 2017-08-16 |  | 0 | feet |  | 2021-11-01 |  |  |  | Revision In Progress | 0 | 0 |  | \Locations\Sites\Massachusetts Firefighting Academy - Springfield\268DFS1307 Administration Building\FLOOR 01\140 | 0 | 0 |  |  | \Organizations\Commonwealth of Massachusetts\Executive Branch\Executive Offices\Executive Office of Public Safety and Security\Department of Fire Services | \Organizations\Commonwealth of Massachusetts\Executive Branch\Executive Offices\Executive Office of Public Safety and Security\Department of Fire Services
DFS01 | Massachusetts Firefighting Academy - Springfield |  | Administration Building | FLOOR 01 | 140 | MECHANICAL ROOM | D3020 - Heating Systems | SYSTEM: BOILERS | BUDERUS DPS# 192678, 192679, 192680, EQ-1071739, EQ-1071740, EQ-1071741; DFS01 | [B-02] | EQ-1071740 |  | BOILER [B-02] | BUDERUS MODEL# GB-162-100; SERIAL# 01066587774601053A11; DPS# 192679 | BUDERUS | GB-162-100 | 01066587774601053A11 | BOILER | EQ-1000020 | BOILER | Available | 2017-08-16 |  | 0 | feet |  | 2021-11-01 |  |  |  | Revision In Progress | 0 | 0 |  | \Locations\Sites\Massachusetts Firefighting Academy - Springfield\268DFS1307 Administration Building\FLOOR 01\140 | 0 | 0 |  |  | \Organizations\Commonwealth of Massachusetts\Executive Branch\Executive Offices\Executive Office of Public Safety and Security\Department of Fire Services | \Organizations\Commonwealth of Massachusetts\Executive Branch\Executive Offices\Executive Office of Public Safety and Security\Department of Fire Services
DFS01 | Massachusetts Firefighting Academy - Springfield |  | Administration Building | FLOOR 01 | 140 | MECHANICAL ROOM | D3020 - Heating Systems | WATER SYSTEMS: CHILLED & HOT | FIRE TRAINING ACADEMY SPRINGFIELD [DFS01] CHILLER BOILERS 1-3 WATER CHEMISTRY TESTING PM | [B-02] | EQ-1071740 |  | BOILER [B-02] | BUDERUS MODEL# GB-162-100; SERIAL# 01066587774601053A11; DPS# 192679 | BUDERUS | GB-162-100 | 01066587774601053A11 | BOILER | EQ-1000020 | BOILER | Available | 2017-08-16 |  | 0 | feet |  | 2021-11-01 |  |  |  | Revision In Progress | 0 | 0 |  | \Locations\Sites\Massachusetts Firefighting Academy - Springfield\268DFS1307 Administration Building\FLOOR 01\140 | 0 | 0 |  |  | \Organizations\Commonwealth of Massachusetts\Executive Branch\Executive Offices\Executive Office of Public Safety and Security\Department of Fire Services | \Organizations\Commonwealth of Massachusetts\Executive Branch\Executive Offices\Executive Office of Public Safety and Security\Department of Fire Services
DFS01 | Massachusetts Firefighting Academy - Springfield |  | Administration Building | FLOOR 01 | 140 | MECHANICAL ROOM | D3020 - Heating Systems | WATER SYSTEMS: CHILLED & HOT | FIRE TRAINING ACADEMY SPRINGFIELD [DFS01] CHILLER BOILERS 1-3 WATER CHEMISTRY TESTING PM | [B-03] | EQ-1071741 |  | BOILER [B-03] | BUDERUS MODEL# GB-162-100; SERIAL# 01066625774601053A11; DPS# 192680 | BUDERUS | GB-162-100 | 01066625774601053A11 | BOILER | EQ-1000020 | BOILER | Available | 2017-08-16 |  | 0 | feet |  | 2021-11-01 |  |  |  | Revision In Progress | 0 | 0 |  | \Locations\Sites\Massachusetts Firefighting Academy - Springfield\268DFS1307 Administration Building\FLOOR 01\140 | 0 | 0 |  |  | \Organizations\Commonwealth of Massachusetts\Executive Branch\Executive Offices\Executive Office of Public Safety and Security\Department of Fire Services | \Organizations\Commonwealth of Massachusetts\Executive Branch\Executive Offices\Executive Office of Public Safety and Security\Department of Fire Services
DFS01 | Massachusetts Firefighting Academy - Springfield |  | Administration Building | FLOOR 01 | 140 | MECHANICAL ROOM | D3020 - Heating Systems | SYSTEM: BOILERS | BUDERUS DPS# 192678, 192679, 192680, EQ-1071739, EQ-1071740, EQ-1071741; DFS01 | [B-03] | EQ-1071741 |  | BOILER [B-03] | BUDERUS MODEL# GB-162-100; SERIAL# 01066625774601053A11; DPS# 192680 | BUDERUS | GB-162-100 | 01066625774601053A11 | BOILER | EQ-1000020 | BOILER | Available | 2017-08-16 |  | 0 | feet |  | 2021-11-01 |  |  |  | Revision In Progress | 0 | 0 |  | \Locations\Sites\Massachusetts Firefighting Academy - Springfield\268DFS1307 Administration Building\FLOOR 01\140 | 0 | 0 |  |  | \Organizations\Commonwealth of Massachusetts\Executive Branch\Executive Offices\Executive Office of Public Safety and Security\Department of Fire Services | \Organizations\Commonwealth of Massachusetts\Executive Branch\Executive Offices\Executive Office of Public Safety and Security\Department of Fire Services
DFS01 | Massachusetts Firefighting Academy - Springfield |  | Administration Building | FLOOR 01 | 140 | MECHANICAL ROOM | D2060.50 - Processed Water Systems | SYSTEM: CHILLED WATER or CHILLER SYSTEM ? | DFS01- ADMINISTRATION BUILDING | CWP-06 | EQ-1071736 |  | CHILLED WATER PUMP [CWP-06] | TACO MODEL# SKV2007R4C2EC3LX5; SERIAL# ED20508/4; Design GPM: 110; - BALDOR MOTOR Model# EJMM3611T-G; FRAME: 182JM; HP: 3; RPM: 1760; | TACO, INC. | SKV2007R4C2EC3LX5 | ED20508/4 | CHILLED WATER PUMP | EQ-1000035 | CHILLED WATER PUMP | Available |  |  | 0 | feet |  | 2021-10-18 |  |  |  | Active | 0 | 0 |  | \Locations\Sites\Massachusetts Firefighting Academy - Springfield\268DFS1307 Administration Building\FLOOR 01\140 | 0 | 0 |  |  | \Organizations\Commonwealth of Massachusetts\Executive Branch\Executive Offices\Executive Office of Public Safety and Security\Department of Fire Services | \Organizations\Commonwealth of Massachusetts\Executive Branch\Executive Offices\Executive Office of Public Safety and Security\Department of Fire Services
DFS01 | Massachusetts Firefighting Academy - Springfield |  | Administration Building | FLOOR 01 | 140 | MECHANICAL ROOM | D2060.50 - Processed Water Systems | SYSTEM: CHILLED WATER or CHILLER SYSTEM ? | DFS01- ADMINISTRATION BUILDING | CWP-07 | EQ-1071737 |  | CHILLED WATER PUMP [CWP-07] | TACO MODEL# SKV2007R4C2EC3LX5; SERIAL# ED20508/4; Design GPM: 110 - BALDOR MOTOR Model# EJMM3611T-G; FRAME: 182JM; HP: 3; RPM: 1760; | TACO, INC. | SKV2007R4C2EC3LX5 | ED20508/4 | CHILLED WATER PUMP | EQ-1000035 | CHILLED WATER PUMP | Available |  |  | 0 | feet |  | 2021-10-18 |  |  |  | Active | 0 | 0 |  | \Locations\Sites\Massachusetts Firefighting Academy - Springfield\268DFS1307 Administration Building\FLOOR 01\140 | 0 | 0 |  |  | \Organizations\Commonwealth of Massachusetts\Executive Branch\Executive Offices\Executive Office of Public Safety and Security\Department of Fire Services | \Organizations\Commonwealth of Massachusetts\Executive Branch\Executive Offices\Executive Office of Public Safety and Security\Department of Fire Services
DFS01 | Massachusetts Firefighting Academy - Springfield |  | Administration Building | FLOOR 01 | 140 | MECHANICAL ROOM | D3030 - Cooling Systems | SYSTEM: CHILLED WATER or CHILLER SYSTEM ? | DFS01- ADMINISTRATION BUILDING | CWP-03 | EQ-1061965 |  | PUMP [CWP-03] | CHILLED WATER PUMP [CWP-03] | TACO, INC. | VEJMM3211T | F1503210142 | CHILLED WATER PUMP | EQ-1000035 | CHILLED WATER PUMP | Available | 2011-10-14 |  | 0 | feet | DFS0901DC1 | 2017-04-07 |  |  |  | Active | 0 | 0 | Medium | \Locations\Sites\Massachusetts Firefighting Academy - Springfield\268DFS1307 Administration Building\FLOOR 01\140 | 0 | 0 |  |  | \Organizations\Commonwealth of Massachusetts\Executive Branch\Executive Offices\Executive Office of Public Safety and Security\Department of Fire Services | \Organizations\Commonwealth of Massachusetts\Executive Branch\Executive Offices\Executive Office of Public Safety and Security\Department of Fire Services
DFS01 | Massachusetts Firefighting Academy - Springfield |  | Administration Building | FLOOR 01 | 140 | MECHANICAL ROOM | D3030 - Cooling Systems | SYSTEM: CHILLED WATER or CHILLER SYSTEM ? | DFS01- ADMINISTRATION BUILDING | CWP-03 | EQ-1061966 |  | PUMP [CWP-04] | CHILLED WATER PUMP [CWP-04] | TACO, INC. | VEJMM3211T | F1503210157 | CHILLED WATER PUMP | EQ-1000035 | CHILLED WATER PUMP | Available | 2011-10-14 |  | 0 | feet | DFS0901DC1 | 2017-04-07 |  |  |  | Active | 0 | 0 | Medium | \Locations\Sites\Massachusetts Firefighting Academy - Springfield\268DFS1307 Administration Building\FLOOR 01\140 | 0 | 0 |  |  | \Organizations\Commonwealth of Massachusetts\Executive Branch\Executive Offices\Executive Office of Public Safety and Security\Department of Fire Services | \Organizations\Commonwealth of Massachusetts\Executive Branch\Executive Offices\Executive Office of Public Safety and Security\Department of Fire Services
DFS01 | Massachusetts Firefighting Academy - Springfield |  | Administration Building | FLOOR 01 | 140 | MECHANICAL ROOM | D2010.20 - Domestic Water Equipment | SYSTEM: DOMESTIC WATER | DFS01- ADMINISTRATION BUILDING | DHWP-01 | EQ-1061967 |  | PUMP [DHWP-01] | DOMESTIC HOT WATER RECIRCULATING PUMP | TACO, INC. | SA55JXFSN-3748 | J13C | CIRCULATING PUMP | EQ-1000038 | CIRCULATING PUMP | Available |  |  | 0 | feet | DFS0901DC1 | 2017-04-07 |  |  |  | Active | 0 | 0 | Medium | \Locations\Sites\Massachusetts Firefighting Academy - Springfield\268DFS1307 Administration Building\FLOOR 01\140 | 0 | 0 |  |  | \Organizations\Commonwealth of Massachusetts\Executive Branch\Executive Offices\Executive Office of Public Safety and Security\Department of Fire Services | \Organizations\Commonwealth of Massachusetts\Executive Branch\Executive Offices\Executive Office of Public Safety and Security\Department of Fire Services
DFS01 | Massachusetts Firefighting Academy - Springfield |  | Administration Building | FLOOR 01 | 140 | MECHANICAL ROOM | D3020.10 - Heat Generation |  |  | HWP-01 | EQ-1061963 |  | PUMP [HWP-01] | HOT WATER PUMP | TACO, INC. | VEJMM3211T | F1503210037 | PUMP | EQ-1000201 | PUMP | Available |  |  | 0 | feet | DFS0901DC1 | 2017-04-07 |  |  |  | Active | 0 | 0 | Medium | \Locations\Sites\Massachusetts Firefighting Academy - Springfield\268DFS1307 Administration Building\FLOOR 01\140 | 0 | 0 |  |  | \Organizations\Commonwealth of Massachusetts\Executive Branch\Executive Offices\Executive Office of Public Safety and Security\Department of Fire Services | \Organizations\Commonwealth of Massachusetts\Executive Branch\Executive Offices\Executive Office of Public Safety and Security\Department of Fire Services
DFS01 | Massachusetts Firefighting Academy - Springfield |  | Administration Building | FLOOR 01 | 140 | MECHANICAL ROOM | D3020.10 - Heat Generation |  |  | HWP-02 | EQ-1061964 |  | PUMP [HWP-02] | HEATING HOT WATER PUMP | TACO, INC. | VEJMM3211T | F1503210007 | PUMP | EQ-1000201 | PUMP | Available |  |  | 0 | feet | DFS0901DC1 | 2017-04-07 |  |  |  | Active | 0 | 0 | Medium | \Locations\Sites\Massachusetts Firefighting Academy - Springfield\268DFS1307 Administration Building\FLOOR 01\140 | 0 | 0 |  |  | \Organizations\Commonwealth of Massachusetts\Executive Branch\Executive Offices\Executive Office of Public Safety and Security\Department of Fire Services | \Organizations\Commonwealth of Massachusetts\Executive Branch\Executive Offices\Executive Office of Public Safety and Security\Department of Fire Services
DFS01 | Massachusetts Firefighting Academy - Springfield |  | Administration Building | FLOOR 01 | 140 | MECHANICAL ROOM | D3020.10 - Heat Generation | SYSTEM: RADIANT FLOOR HEATING | DFS01- ADMINISTRATION BUILDING |  | EQ-1061962 |  | PUMP [RFP-05] | RADIANT FLOOR PUMP | TACO, INC. | VR20-1 | 14-108724 | PUMP | EQ-1000201 | PUMP | Available |  |  | 0 | feet | DFS0901DC1 | 2017-04-07 |  |  |  | Active | 0 | 0 | Medium | \Locations\Sites\Massachusetts Firefighting Academy - Springfield\268DFS1307 Administration Building\FLOOR 01\140 | 0 | 0 |  |  | \Organizations\Commonwealth of Massachusetts\Executive Branch\Executive Offices\Executive Office of Public Safety and Security\Department of Fire Services | \Organizations\Commonwealth of Massachusetts\Executive Branch\Executive Offices\Executive Office of Public Safety and Security\Department of Fire Services
DFS01 | Massachusetts Firefighting Academy - Springfield |  | Administration Building | FLOOR 01 | 140 | MECHANICAL ROOM | D3020.10 - Heat Generation | SYSTEM: HVAC-AIR CONDITIONERS, UNIT HEATERS & INDUCTION FAN UNITS | DFS01- ADMINISTRATION BUILDING AIR CONDITIONERS, UNIT HEATERS & INDUCTION FAN UNITS |  | EQ-1052519 |  | UNIT HEATER [UH-06] |  | STERLING |  | M1401338780001001 | UNIT HEATER | EQ-1000278 | UNIT HEATER | Available |  |  | 0 | feet | DFS0901DC1 | 2017-03-29 |  |  |  | Active | 0 | 0 | Medium | \Locations\Sites\Massachusetts Firefighting Academy - Springfield\268DFS1307 Administration Building\FLOOR 01\140 | 0 | 0 |  |  | \Organizations\Commonwealth of Massachusetts\Executive Branch\Executive Offices\Executive Office of Public Safety and Security\Department of Fire Services | \Organizations\Commonwealth of Massachusetts\Executive Branch\Executive Offices\Executive Office of Public Safety and Security\Department of Fire Services
DFS01 | Massachusetts Firefighting Academy - Springfield |  | Administration Building | FLOOR 01 | 142 | EMERGENCY ELECTRICAL ROOM | D5010.70 - Transfer Switches | SYSTEM: LIGHTING | DFS01- ADMINISTRATION BUILDING |  | EQ-1046937 |  | AUTOMATIC TRANSFER SWITCH [ATS-LS] |  | KOHLER |  | TBD | AUTO TRANSFER SWITCH | EQ-1000011 | AUTO TRANSFER SWITCH | Available |  |  | 0 | feet | DFS0901DC1 | 2017-03-28 |  |  |  | Active | 0 | 0 | Medium | \Locations\Sites\Massachusetts Firefighting Academy - Springfield\268DFS1307 Administration Building\FLOOR 01\142 | 0 | 0 |  |  | \Organizations\Commonwealth of Massachusetts\Executive Branch\Executive Offices\Executive Office of Public Safety and Security\Department of Fire Services | \Organizations\Commonwealth of Massachusetts\Executive Branch\Executive Offices\Executive Office of Public Safety and Security\Department of Fire Services
DFS01 | Massachusetts Firefighting Academy - Springfield |  | Administration Building | FLOOR 01 | 142 | EMERGENCY ELECTRICAL ROOM | D5020.90 - Electrical Service and Distribution Supplementary Components | SYSTEM: ELECTRICAL | DFS01- ADMINISTRATION BUILDING |  | EQ-1047023 |  | ELECTRICAL DISTRIBUTION PANEL [ELP] |  | SIEMENS |  | 9106880967 | PANEL BOARD | EQ-1000194 | PANEL BOARD | Available |  |  | 0 | feet | DFS0901DC1 | 2017-03-29 |  |  |  | Active | 0 | 0 | Medium | \Locations\Sites\Massachusetts Firefighting Academy - Springfield\268DFS1307 Administration Building\FLOOR 01\142 | 0 | 0 |  |  | \Organizations\Commonwealth of Massachusetts\Executive Branch\Executive Offices\Executive Office of Public Safety and Security\Department of Fire Services | \Organizations\Commonwealth of Massachusetts\Executive Branch\Executive Offices\Executive Office of Public Safety and Security\Department of Fire Services
DFS01 | Massachusetts Firefighting Academy - Springfield |  | Administration Building | FLOOR 01 | 143 | ELECTRICAL ROOM | D5010.70 - Transfer Switches |  |  |  | EQ-1046938 |  | AUTOMATIC TRANSFER SWITCH [ATS-OS] |  | KOHLER |  | TBD | AUTO TRANSFER SWITCH | EQ-1000011 | AUTO TRANSFER SWITCH | Available |  |  | 0 | feet | DFS0901DC1 | 2017-03-28 |  |  |  | Active | 0 | 0 | Medium | \Locations\Sites\Massachusetts Firefighting Academy - Springfield\268DFS1307 Administration Building\FLOOR 01\143 | 0 | 0 |  |  | \Organizations\Commonwealth of Massachusetts\Executive Branch\Executive Offices\Executive Office of Public Safety and Security\Department of Fire Services | \Organizations\Commonwealth of Massachusetts\Executive Branch\Executive Offices\Executive Office of Public Safety and Security\Department of Fire Services
DFS01 | Massachusetts Firefighting Academy - Springfield |  | Administration Building | FLOOR 01 | 143 | ELECTRICAL ROOM | D5020.90 - Electrical Service and Distribution Supplementary Components | SYSTEM: ELECTRICAL | DFS01- ADMINISTRATION BUILDING |  | EQ-1047038 |  | ELECTRICAL DISTRIBUTION PANEL [LP] |  | SIEMENS |  | 9108182732 | PANEL BOARD | EQ-1000194 | PANEL BOARD | Available | 2011-10-14 |  | 0 | feet | DFS0901DC1 | 2017-03-29 |  |  |  | Active | 0 | 0 | Medium | \Locations\Sites\Massachusetts Firefighting Academy - Springfield\268DFS1307 Administration Building\FLOOR 01\143 | 0 | 0 |  |  | \Organizations\Commonwealth of Massachusetts\Executive Branch\Executive Offices\Executive Office of Public Safety and Security\Department of Fire Services | \Organizations\Commonwealth of Massachusetts\Executive Branch\Executive Offices\Executive Office of Public Safety and Security\Department of Fire Services
DFS01 | Massachusetts Firefighting Academy - Springfield |  | Administration Building | FLOOR 01 | 143 | ELECTRICAL ROOM | D5020.90 - Electrical Service and Distribution Supplementary Components |  |  |  | EQ-1049361 |  | ELECTRICAL DISTRIBUTION PANEL [MDP1] |  | SIEMENS |  | TBD | PANEL BOARD | EQ-1000194 | PANEL BOARD | Available | 2011-10-14 |  | 0 | feet | DFS0901DC1 | 2017-03-29 |  |  |  | Active | 0 | 0 | Medium | \Locations\Sites\Massachusetts Firefighting Academy - Springfield\268DFS1307 Administration Building\FLOOR 01\143 | 0 | 0 |  |  | \Organizations\Commonwealth of Massachusetts\Executive Branch\Executive Offices\Executive Office of Public Safety and Security\Department of Fire Services | \Organizations\Commonwealth of Massachusetts\Executive Branch\Executive Offices\Executive Office of Public Safety and Security\Department of Fire Services
DFS01 | Massachusetts Firefighting Academy - Springfield |  | Administration Building | FLOOR 01 | 143 | ELECTRICAL ROOM | D5020.90 - Electrical Service and Distribution Supplementary Components | SYSTEM: ELECTRICAL | DFS01- ADMINISTRATION BUILDING |  | EQ-1049938 |  | ELECTRICAL DISTRIBUTION PANEL [MP] |  | SIEMENS |  | TBD | PANEL BOARD | EQ-1000194 | PANEL BOARD | Available |  |  | 0 | feet | DFS0901DC1 | 2017-03-29 |  |  |  | Active | 0 | 0 |  | \Locations\Sites\Massachusetts Firefighting Academy - Springfield\268DFS1307 Administration Building\FLOOR 01\143 | 0 | 0 |  |  | \Organizations\Commonwealth of Massachusetts\Executive Branch\Executive Offices\Executive Office of Public Safety and Security\Department of Fire Services | \Organizations\Commonwealth of Massachusetts\Executive Branch\Executive Offices\Executive Office of Public Safety and Security\Department of Fire Services
DFS01 | Massachusetts Firefighting Academy - Springfield |  | Administration Building | FLOOR 01 | 143 | ELECTRICAL ROOM | D5020.90 - Electrical Service and Distribution Supplementary Components | SYSTEM: ELECTRICAL | DFS01- ADMINISTRATION BUILDING |  | EQ-1052510 |  | ELECTRICAL DISTRIBUTION PANEL [NEDP] |  | SIEMENS |  | TBD | PANEL BOARD | EQ-1000194 | PANEL BOARD | Available |  |  | 0 | feet | DFS0901DC1 | 2017-03-29 |  |  |  | Active | 0 | 0 | Medium | \Locations\Sites\Massachusetts Firefighting Academy - Springfield\268DFS1307 Administration Building\FLOOR 01\143 | 0 | 0 |  |  | \Organizations\Commonwealth of Massachusetts\Executive Branch\Executive Offices\Executive Office of Public Safety and Security\Department of Fire Services | \Organizations\Commonwealth of Massachusetts\Executive Branch\Executive Offices\Executive Office of Public Safety and Security\Department of Fire Services
DFS01 | Massachusetts Firefighting Academy - Springfield |  | Administration Building | FLOOR 01 | 143 | ELECTRICAL ROOM | D5020.90 - Electrical Service and Distribution Supplementary Components |  |  |  | EQ-1052512 |  | ELECTRICAL DISTRIBUTION PANEL [PP-1] |  | SIEMENS |  | TBD | PANEL BOARD | EQ-1000194 | PANEL BOARD | Available |  |  | 0 | feet | DFS0901DC1 | 2017-03-29 |  |  |  | Active | 0 | 0 | Medium | \Locations\Sites\Massachusetts Firefighting Academy - Springfield\268DFS1307 Administration Building\FLOOR 01\143 | 0 | 0 |  |  | \Organizations\Commonwealth of Massachusetts\Executive Branch\Executive Offices\Executive Office of Public Safety and Security\Department of Fire Services | \Organizations\Commonwealth of Massachusetts\Executive Branch\Executive Offices\Executive Office of Public Safety and Security\Department of Fire Services
DFS01 | Massachusetts Firefighting Academy - Springfield |  | Administration Building | FLOOR 01 | 143 | ELECTRICAL ROOM | D5020.90 - Electrical Service and Distribution Supplementary Components | SYSTEM: ELECTRICAL | DFS01- ADMINISTRATION BUILDING |  | EQ-1052511 |  | ELECTRICAL DISTRIBUTION PANEL [PP] |  |  |  | TBD | PANEL BOARD | EQ-1000194 | PANEL BOARD | Available |  |  | 0 | feet | DFS0901DC1 | 2017-03-29 |  |  |  | Active | 0 | 0 | Medium | \Locations\Sites\Massachusetts Firefighting Academy - Springfield\268DFS1307 Administration Building\FLOOR 01\143 | 0 | 0 |  |  | \Organizations\Commonwealth of Massachusetts\Executive Branch\Executive Offices\Executive Office of Public Safety and Security\Department of Fire Services | \Organizations\Commonwealth of Massachusetts\Executive Branch\Executive Offices\Executive Office of Public Safety and Security\Department of Fire Services
DFS01 | Massachusetts Firefighting Academy - Springfield |  | Administration Building | FLOOR 01 | 144 | APPARATUS BAY | E1010.10 - Vehicle Servicing Equipment | VEHICLES [DFS01] | WESTERN MASSACHUSETTS FIRE TRAINING ACADEMY SPRINGFIELD | GSO 10037 | EQ-1041278 | 15A-13-B | 2016 KME INTERNATIONAL PUMPER ENGINE 6 | DFS ID 15A-013; Plate 222K; VIN# 1HTMKAZRXGH139831; 2016 KME INTERNATIONAL PUMPER ENGINE# 6; |  | GSO 10037 | 0 | FIRE SUPPRESSION EQUIPMENT | EQ-1000105 | FIRE | Available | 2015-10-22 |  | 0 | feet |  | 2016-09-27 |  |  |  | Active | 0 |  |  | \Locations\Sites\Massachusetts Firefighting Academy - Springfield\268DFS1307 Administration Building\FLOOR 01\144 | 0 | 0 |  |  | \Organizations\Commonwealth of Massachusetts\Executive Branch\Executive Offices\Executive Office of Public Safety and Security\Department of Fire Services | \Organizations\Commonwealth of Massachusetts\Executive Branch\Executive Offices\Executive Office of Public Safety and Security\Department of Fire Services
DFS01 | Massachusetts Firefighting Academy - Springfield |  | Administration Building | FLOOR 01 | 144 | APPARATUS BAY | E1010.10 - Vehicle Servicing Equipment | VEHICLES [DFS01] | WESTERN MASSACHUSETTS FIRE TRAINING ACADEMY SPRINGFIELD | GSO 10038 | EQ-1041269 | 15A-14-B | 2016 KME INTERNATIONAL PUMPER ENGINE 7 | DFS ID 15A-014; Plate E837; VIN# 1HTMKAZRXGH139832; 2016 KME INTERNATIONAL PUMPER ENGINE# 7; |  | GSO 10038 | 0 | FIRE SUPPRESSION EQUIPMENT | EQ-1000105 | FIRE | Available | 2015-10-22 |  | 0 | feet |  | 2016-09-27 |  |  |  | Active | 0 |  |  | \Locations\Sites\Massachusetts Firefighting Academy - Springfield\268DFS1307 Administration Building\FLOOR 01\144 | 0 | 0 |  |  | \Organizations\Commonwealth of Massachusetts\Executive Branch\Executive Offices\Executive Office of Public Safety and Security\Department of Fire Services | \Organizations\Commonwealth of Massachusetts\Executive Branch\Executive Offices\Executive Office of Public Safety and Security\Department of Fire Services
DFS01 | Massachusetts Firefighting Academy - Springfield |  | Administration Building | FLOOR 01 | 144 | APPARATUS BAY | E1010.10 - Vehicle Servicing Equipment | VEHICLES [DFS01] | WESTERN MASSACHUSETTS FIRE TRAINING ACADEMY SPRINGFIELD | GSO 10039 | EQ-1041274 | 15A-5-B | 2016 KME INTERNATIONAL PUMPER ENGINE 8 | DFS ID 15A-005; Plate E835; VIN# 1HTMKAZRXGH139833; 2016 KME INTERNATIONAL PUMPER ENGINE# 8; |  | GSO 10039 | 0 | FIRE SUPPRESSION EQUIPMENT | EQ-1000105 | FIRE | Available | 2015-10-22 |  | 0 | feet |  | 2016-09-27 |  |  |  | Active | 0 |  |  | \Locations\Sites\Massachusetts Firefighting Academy - Springfield\268DFS1307 Administration Building\FLOOR 01\144 | 0 | 0 |  |  | \Organizations\Commonwealth of Massachusetts\Executive Branch\Executive Offices\Executive Office of Public Safety and Security\Department of Fire Services | \Organizations\Commonwealth of Massachusetts\Executive Branch\Executive Offices\Executive Office of Public Safety and Security\Department of Fire Services
DFS01 | Massachusetts Firefighting Academy - Springfield |  | Administration Building | FLOOR 01 | 144 | APPARATUS BAY | E1010 - Vehicle and Pedestrian Equipment | VEHICLES [DFS01] | WESTERN MASSACHUSETTS FIRE TRAINING ACADEMY SPRINGFIELD | DFS# 15A-024 | EQ-1072095 |  | 2017 MACK TRACTOR | MACK TRACTOR (2017); DFS# 15A-024; PLATE# H392; VIN# 1M1AW07YXJM089200 |  | TRACTOR [PLATE# H392] | VIN# 1M1AW07YXJM089200 | MISC. VEHICLES | EQ-1000182 | MISC. VEHICLES | Available |  |  | 0 | feet |  | 2021-12-28 |  |  |  | Active | 0 | 0 |  | \Locations\Sites\Massachusetts Firefighting Academy - Springfield\268DFS1307 Administration Building\FLOOR 01\144 | 0 | 0 |  |  | \Organizations\Commonwealth of Massachusetts\Executive Branch\Executive Offices\Executive Office of Public Safety and Security\Department of Fire Services | \Organizations\Commonwealth of Massachusetts\Executive Branch\Executive Offices\Executive Office of Public Safety and Security\Department of Fire Services
DFS01 | Massachusetts Firefighting Academy - Springfield |  | Administration Building | FLOOR 01 | 144 | APPARATUS BAY | D3020.10 - Heat Generation | SYSTEM: RADIANT FLOOR HEATING | DFS01- ADMINISTRATION BUILDING |  | EQ-1052513 |  | CONTROLLER, HOT WATER |  | HEAT TIMER CORPORATION |  | 929180UA | CONTROLS | EQ-1000056 | CONTROLS | Available |  |  | 0 | feet | DFS0901DC1 | 2017-03-29 |  |  |  | Active | 0 | 0 | Medium | \Locations\Sites\Massachusetts Firefighting Academy - Springfield\268DFS1307 Administration Building\FLOOR 01\144 | 0 | 0 |  |  | \Organizations\Commonwealth of Massachusetts\Executive Branch\Executive Offices\Executive Office of Public Safety and Security\Department of Fire Services | \Organizations\Commonwealth of Massachusetts\Executive Branch\Executive Offices\Executive Office of Public Safety and Security\Department of Fire Services
DFS01 | Massachusetts Firefighting Academy - Springfield |  | Administration Building | FLOOR 01 | 144 | APPARATUS BAY |  | VEHICLES [DFS01] | WESTERN MASSACHUSETTS FIRE TRAINING ACADEMY SPRINGFIELD | DFS # 15T-107 | EQ-1072097 |  | FLASHOVER SUPPORT TRAILER | FLASHOVER SUPPORT TRAILER DFS # 15T-107; PLATE # H640; VIN # 431EC2024J1000429; |  | NA | VIN # 431EC2024J1000429 | TRAILER UTILITY | EQ-1000269 | TRAILER, UTILITY | Available |  |  | 0 | feet |  | 2021-10-18 |  |  |  | Active | 0 | 0 |  | \Locations\Sites\Massachusetts Firefighting Academy - Springfield\268DFS1307 Administration Building\FLOOR 01\144 | 0 | 0 |  |  | \Organizations\Commonwealth of Massachusetts\Executive Branch\Executive Offices\Executive Office of Public Safety and Security\Department of Fire Services | \Organizations\Commonwealth of Massachusetts\Executive Branch\Executive Offices\Executive Office of Public Safety and Security\Department of Fire Services
DFS01 | Massachusetts Firefighting Academy - Springfield |  | Administration Building | FLOOR 01 | 144 | APPARATUS BAY | E1010 - Vehicle and Pedestrian Equipment | VEHICLES [DFS01] | WESTERN MASSACHUSETTS FIRE TRAINING ACADEMY SPRINGFIELD | DFS# 15T-145 | EQ-1072096 |  | HAZ MAT TRAILER | HAZMAT DFS# 15T-145; PLATE# M430; VIN# 542BB1214MB036416 |  | tbd | VIN# 542BB1214MB036416 | TRAILER UTILITY | EQ-1000269 | TRAILER, UTILITY | Available |  |  | 0 | feet |  | 2021-12-28 |  |  |  | Active | 0 | 0 |  | \Locations\Sites\Massachusetts Firefighting Academy - Springfield\268DFS1307 Administration Building\FLOOR 01\144 | 0 | 0 |  |  | \Organizations\Commonwealth of Massachusetts\Executive Branch\Executive Offices\Executive Office of Public Safety and Security\Department of Fire Services | \Organizations\Commonwealth of Massachusetts\Executive Branch\Executive Offices\Executive Office of Public Safety and Security\Department of Fire Services
DFS01 | Massachusetts Firefighting Academy - Springfield |  | Administration Building | FLOOR 01 | 144 | APPARATUS BAY | D3020.10 - Heat Generation | SYSTEM: HVAC-AIR CONDITIONERS, UNIT HEATERS & INDUCTION FAN UNITS | DFS01- ADMINISTRATION BUILDING AIR CONDITIONERS, UNIT HEATERS & INDUCTION FAN UNITS |  | EQ-1052520 |  | UNIT HEATER [UH-07] |  | STERLING | HS-204 | M1401338780002002 | UNIT HEATER | EQ-1000278 | UNIT HEATER | Available |  |  | 0 | feet | DFS0901DC1 | 2017-03-29 |  |  |  | Active | 0 | 0 | Medium | \Locations\Sites\Massachusetts Firefighting Academy - Springfield\268DFS1307 Administration Building\FLOOR 01\144 | 0 | 0 |  |  | \Organizations\Commonwealth of Massachusetts\Executive Branch\Executive Offices\Executive Office of Public Safety and Security\Department of Fire Services | \Organizations\Commonwealth of Massachusetts\Executive Branch\Executive Offices\Executive Office of Public Safety and Security\Department of Fire Services
DFS01 | Massachusetts Firefighting Academy - Springfield |  | Administration Building | FLOOR 01 | 144 | APPARATUS BAY | D3020.10 - Heat Generation | SYSTEM: HVAC-AIR CONDITIONERS, UNIT HEATERS & INDUCTION FAN UNITS | DFS01- ADMINISTRATION BUILDING AIR CONDITIONERS, UNIT HEATERS & INDUCTION FAN UNITS |  | EQ-1052522 |  | UNIT HEATER [UH-08] |  | STERLING |  | M1401338780002003 | UNIT HEATER | EQ-1000278 | UNIT HEATER | Available | 2011-10-14 |  | 0 | feet | DFS0901DC1 | 2017-03-29 |  |  |  | Active | 0 | 0 | Medium | \Locations\Sites\Massachusetts Firefighting Academy - Springfield\268DFS1307 Administration Building\FLOOR 01\144 | 0 | 0 |  |  | \Organizations\Commonwealth of Massachusetts\Executive Branch\Executive Offices\Executive Office of Public Safety and Security\Department of Fire Services | \Organizations\Commonwealth of Massachusetts\Executive Branch\Executive Offices\Executive Office of Public Safety and Security\Department of Fire Services
DFS01 | Massachusetts Firefighting Academy - Springfield |  | Administration Building | FLOOR 01 | 144 | APPARATUS BAY | D3020.10 - Heat Generation | SYSTEM: HVAC-AIR CONDITIONERS, UNIT HEATERS & INDUCTION FAN UNITS | DFS01- ADMINISTRATION BUILDING AIR CONDITIONERS, UNIT HEATERS & INDUCTION FAN UNITS |  | EQ-1052523 |  | UNIT HEATER [UH-09] |  | STERLING |  | M1401338780002001 | UNIT HEATER | EQ-1000278 | UNIT HEATER | Available | 2011-10-14 |  | 0 | feet | DFS0901DC1 | 2017-03-29 |  |  |  | Active | 0 | 0 | Medium | \Locations\Sites\Massachusetts Firefighting Academy - Springfield\268DFS1307 Administration Building\FLOOR 01\144 | 0 | 0 |  |  | \Organizations\Commonwealth of Massachusetts\Executive Branch\Executive Offices\Executive Office of Public Safety and Security\Department of Fire Services | \Organizations\Commonwealth of Massachusetts\Executive Branch\Executive Offices\Executive Office of Public Safety and Security\Department of Fire Services
DFS01 | Massachusetts Firefighting Academy - Springfield |  | Administration Building | FLOOR 02-ROOF | FLOOR 02-ROOF | ROOFTOP | D3030.70 - Decentralized Cooling | SYSTEM: HVAC-AIR CONDITIONERS, UNIT HEATERS & INDUCTION FAN UNITS | DFS01- ADMINISTRATION BUILDING AIR CONDITIONERS, UNIT HEATERS & INDUCTION FAN UNITS | DCUc-01 | EQ-1052578 | 02 | AIR CONDITIONER [DCUc-01] | Ductless Cooling Unit - Cond Outdoor Unit model 18 SEER HP DUCTLESS OD 2 TON | DAIKIN | RX24NMVJU | G003312 | AIR CONDITIONING UNIT | EQ-1000242 | SPLIT AIR CONDITIONER | Available | 2011-10-14 |  | 0 | feet | DFS0901DC1 | 2017-03-30 |  |  |  | Active | 0 | 0 | Medium | \Locations\Sites\Massachusetts Firefighting Academy - Springfield\268DFS1307 Administration Building\FLOOR 02-ROOF | 0 | 0 |  |  | \Organizations\Commonwealth of Massachusetts\Executive Branch\Executive Offices\Executive Office of Public Safety and Security\Department of Fire Services | \Organizations\Commonwealth of Massachusetts\Executive Branch\Executive Offices\Executive Office of Public Safety and Security\Department of Fire Services
DFS01 | Massachusetts Firefighting Academy - Springfield |  | Administration Building | FLOOR 02-ROOF | FLOOR 02-ROOF | ROOFTOP | D3030.70 - Decentralized Cooling | SYSTEM: DUCTLESS COOLING UNITS | WESTERN MASSACHUSETTS FIRE TRAINING ACADEMY SPRINGFIELD | DCUc-01 | EQ-1052578 | 02 | AIR CONDITIONER [DCUc-01] | Ductless Cooling Unit - Cond Outdoor Unit model 18 SEER HP DUCTLESS OD 2 TON | DAIKIN | RX24NMVJU | G003312 | AIR CONDITIONING UNIT | EQ-1000242 | SPLIT AIR CONDITIONER | Available | 2011-10-14 |  | 0 | feet | DFS0901DC1 | 2017-03-30 |  |  |  | Active | 0 | 0 | Medium | \Locations\Sites\Massachusetts Firefighting Academy - Springfield\268DFS1307 Administration Building\FLOOR 02-ROOF | 0 | 0 |  |  | \Organizations\Commonwealth of Massachusetts\Executive Branch\Executive Offices\Executive Office of Public Safety and Security\Department of Fire Services | \Organizations\Commonwealth of Massachusetts\Executive Branch\Executive Offices\Executive Office of Public Safety and Security\Department of Fire Services
DFS01 | Massachusetts Firefighting Academy - Springfield |  | Administration Building | FLOOR 02-ROOF | FLOOR 02-ROOF | ROOFTOP | D3030.70 - Decentralized Cooling | SYSTEM: DUCTLESS COOLING UNITS | WESTERN MASSACHUSETTS FIRE TRAINING ACADEMY SPRINGFIELD | DCUc-02 | EQ-1052579 | 04 | AIR CONDITIONER [DCUc-02] | Ductless Cooling Unit - Cond Outdoor Unit model 18 SEER HP DUCTLESS OD 1 TON | DAIKIN | RX12NMVJU | G003896 | AIR CONDITIONING UNIT | EQ-1000242 | SPLIT AIR CONDITIONER | Available | 2011-10-14 |  | 0 | feet | DFS0901DC1 | 2017-03-30 |  |  |  | Active | 0 | 0 | Medium | \Locations\Sites\Massachusetts Firefighting Academy - Springfield\268DFS1307 Administration Building\FLOOR 02-ROOF | 0 | 0 |  |  | \Organizations\Commonwealth of Massachusetts\Executive Branch\Executive Offices\Executive Office of Public Safety and Security\Department of Fire Services | \Organizations\Commonwealth of Massachusetts\Executive Branch\Executive Offices\Executive Office of Public Safety and Security\Department of Fire Services
DFS01 | Massachusetts Firefighting Academy - Springfield |  | Administration Building | FLOOR 02-ROOF | FLOOR 02-ROOF | ROOFTOP | D3030.70 - Decentralized Cooling | SYSTEM: HVAC-AIR CONDITIONERS, UNIT HEATERS & INDUCTION FAN UNITS | DFS01- ADMINISTRATION BUILDING AIR CONDITIONERS, UNIT HEATERS & INDUCTION FAN UNITS | DCUc-02 | EQ-1052579 | 04 | AIR CONDITIONER [DCUc-02] | Ductless Cooling Unit - Cond Outdoor Unit model 18 SEER HP DUCTLESS OD 1 TON | DAIKIN | RX12NMVJU | G003896 | AIR CONDITIONING UNIT | EQ-1000242 | SPLIT AIR CONDITIONER | Available | 2011-10-14 |  | 0 | feet | DFS0901DC1 | 2017-03-30 |  |  |  | Active | 0 | 0 | Medium | \Locations\Sites\Massachusetts Firefighting Academy - Springfield\268DFS1307 Administration Building\FLOOR 02-ROOF | 0 | 0 |  |  | \Organizations\Commonwealth of Massachusetts\Executive Branch\Executive Offices\Executive Office of Public Safety and Security\Department of Fire Services | \Organizations\Commonwealth of Massachusetts\Executive Branch\Executive Offices\Executive Office of Public Safety and Security\Department of Fire Services
DFS01 | Massachusetts Firefighting Academy - Springfield |  | Administration Building | FLOOR 02-ROOF | FLOOR 02-ROOF | ROOFTOP | D3030.70 - Decentralized Cooling | SYSTEM: HVAC-AIR CONDITIONERS, UNIT HEATERS & INDUCTION FAN UNITS | DFS01- ADMINISTRATION BUILDING AIR CONDITIONERS, UNIT HEATERS & INDUCTION FAN UNITS | DCUc-03 | EQ-1052580 | 06 | AIR CONDITIONER [DCUc-03] | Ductless Cooling Unit - Cond Outdoor Unit model 18 SEER HP DUCTLESS OD 1.5 TON | DAIKIN | RX18NMVJU | G003231 | AIR CONDITIONING UNIT | EQ-1000242 | SPLIT AIR CONDITIONER | Available | 2011-10-14 |  | 0 | feet | DFS0901DC1 | 2017-03-30 |  |  |  | Active | 0 | 0 | Medium | \Locations\Sites\Massachusetts Firefighting Academy - Springfield\268DFS1307 Administration Building\FLOOR 02-ROOF | 0 | 0 |  |  | \Organizations\Commonwealth of Massachusetts\Executive Branch\Executive Offices\Executive Office of Public Safety and Security\Department of Fire Services | \Organizations\Commonwealth of Massachusetts\Executive Branch\Executive Offices\Executive Office of Public Safety and Security\Department of Fire Services
DFS01 | Massachusetts Firefighting Academy - Springfield |  | Administration Building | FLOOR 02-ROOF | FLOOR 02-ROOF | ROOFTOP | D3030.70 - Decentralized Cooling | SYSTEM: DUCTLESS COOLING UNITS | WESTERN MASSACHUSETTS FIRE TRAINING ACADEMY SPRINGFIELD | DCUc-03 | EQ-1052580 | 06 | AIR CONDITIONER [DCUc-03] | Ductless Cooling Unit - Cond Outdoor Unit model 18 SEER HP DUCTLESS OD 1.5 TON | DAIKIN | RX18NMVJU | G003231 | AIR CONDITIONING UNIT | EQ-1000242 | SPLIT AIR CONDITIONER | Available | 2011-10-14 |  | 0 | feet | DFS0901DC1 | 2017-03-30 |  |  |  | Active | 0 | 0 | Medium | \Locations\Sites\Massachusetts Firefighting Academy - Springfield\268DFS1307 Administration Building\FLOOR 02-ROOF | 0 | 0 |  |  | \Organizations\Commonwealth of Massachusetts\Executive Branch\Executive Offices\Executive Office of Public Safety and Security\Department of Fire Services | \Organizations\Commonwealth of Massachusetts\Executive Branch\Executive Offices\Executive Office of Public Safety and Security\Department of Fire Services
DFS01 | Massachusetts Firefighting Academy - Springfield |  | Administration Building | FLOOR 02-ROOF | FLOOR 02-ROOF | ROOFTOP | D3030.70 - Decentralized Cooling | SYSTEM: DUCTLESS COOLING UNITS | WESTERN MASSACHUSETTS FIRE TRAINING ACADEMY SPRINGFIELD | DCUc-04 | EQ-1052581 | 08 | AIR CONDITIONER [DCUc-04] | Ductless Cooling Unit - Cond Outdoor Unit model 18 SEER HP DUCTLESS OD 1.5 TON | DAIKIN | RX18NMVJU | G003210 | AIR CONDITIONING UNIT | EQ-1000242 | SPLIT AIR CONDITIONER | Available | 2011-10-14 |  | 0 | feet | DFS0901DC1 | 2017-03-30 |  |  |  | Active | 0 | 0 | Medium | \Locations\Sites\Massachusetts Firefighting Academy - Springfield\268DFS1307 Administration Building\FLOOR 02-ROOF | 0 | 0 |  |  | \Organizations\Commonwealth of Massachusetts\Executive Branch\Executive Offices\Executive Office of Public Safety and Security\Department of Fire Services | \Organizations\Commonwealth of Massachusetts\Executive Branch\Executive Offices\Executive Office of Public Safety and Security\Department of Fire Services
DFS01 | Massachusetts Firefighting Academy - Springfield |  | Administration Building | FLOOR 02-ROOF | FLOOR 02-ROOF | ROOFTOP | D3030.70 - Decentralized Cooling | SYSTEM: HVAC-AIR CONDITIONERS, UNIT HEATERS & INDUCTION FAN UNITS | DFS01- ADMINISTRATION BUILDING AIR CONDITIONERS, UNIT HEATERS & INDUCTION FAN UNITS | DCUc-04 | EQ-1052581 | 08 | AIR CONDITIONER [DCUc-04] | Ductless Cooling Unit - Cond Outdoor Unit model 18 SEER HP DUCTLESS OD 1.5 TON | DAIKIN | RX18NMVJU | G003210 | AIR CONDITIONING UNIT | EQ-1000242 | SPLIT AIR CONDITIONER | Available | 2011-10-14 |  | 0 | feet | DFS0901DC1 | 2017-03-30 |  |  |  | Active | 0 | 0 | Medium | \Locations\Sites\Massachusetts Firefighting Academy - Springfield\268DFS1307 Administration Building\FLOOR 02-ROOF | 0 | 0 |  |  | \Organizations\Commonwealth of Massachusetts\Executive Branch\Executive Offices\Executive Office of Public Safety and Security\Department of Fire Services | \Organizations\Commonwealth of Massachusetts\Executive Branch\Executive Offices\Executive Office of Public Safety and Security\Department of Fire Services
DFS01 | Massachusetts Firefighting Academy - Springfield |  | Administration Building | FLOOR 02-ROOF | FLOOR 02-ROOF | ROOFTOP | D3030.70 - Decentralized Cooling | SYSTEM: HVAC-AIR CONDITIONERS, UNIT HEATERS & INDUCTION FAN UNITS | DFS01- ADMINISTRATION BUILDING AIR CONDITIONERS, UNIT HEATERS & INDUCTION FAN UNITS | DCUc-05 | EQ-1052582 | 10 | AIR CONDITIONER [DCUc-05] | Ductless Cooling Unit - Cond Outdoor Unit model 18 SEER HP DUCTLESS OD 2 TON | DAIKIN | RX24NMVJU | G003275 | AIR CONDITIONING UNIT | EQ-1000242 | SPLIT AIR CONDITIONER | Available | 2011-10-14 |  | 0 | feet | DFS0901DC1 | 2017-03-30 |  |  |  | Active | 0 | 0 | Medium | \Locations\Sites\Massachusetts Firefighting Academy - Springfield\268DFS1307 Administration Building\FLOOR 02-ROOF | 0 | 0 |  |  | \Organizations\Commonwealth of Massachusetts\Executive Branch\Executive Offices\Executive Office of Public Safety and Security\Department of Fire Services | \Organizations\Commonwealth of Massachusetts\Executive Branch\Executive Offices\Executive Office of Public Safety and Security\Department of Fire Services
DFS01 | Massachusetts Firefighting Academy - Springfield |  | Administration Building | FLOOR 02-ROOF | FLOOR 02-ROOF | ROOFTOP | D3030.70 - Decentralized Cooling | SYSTEM: DUCTLESS COOLING UNITS | WESTERN MASSACHUSETTS FIRE TRAINING ACADEMY SPRINGFIELD | DCUc-05 | EQ-1052582 | 10 | AIR CONDITIONER [DCUc-05] | Ductless Cooling Unit - Cond Outdoor Unit model 18 SEER HP DUCTLESS OD 2 TON | DAIKIN | RX24NMVJU | G003275 | AIR CONDITIONING UNIT | EQ-1000242 | SPLIT AIR CONDITIONER | Available | 2011-10-14 |  | 0 | feet | DFS0901DC1 | 2017-03-30 |  |  |  | Active | 0 | 0 | Medium | \Locations\Sites\Massachusetts Firefighting Academy - Springfield\268DFS1307 Administration Building\FLOOR 02-ROOF | 0 | 0 |  |  | \Organizations\Commonwealth of Massachusetts\Executive Branch\Executive Offices\Executive Office of Public Safety and Security\Department of Fire Services | \Organizations\Commonwealth of Massachusetts\Executive Branch\Executive Offices\Executive Office of Public Safety and Security\Department of Fire Services
DFS01 | Massachusetts Firefighting Academy - Springfield |  | Pump House | FLOOR 01 | FLOOR 01 | GROUND FLOOR | D3020.10 - Heat Generation | SYSTEM: HVAC-AIR CONDITIONERS, UNIT HEATERS & INDUCTION FAN UNITS | DFS01- ADMINISTRATION BUILDING AIR CONDITIONERS, UNIT HEATERS & INDUCTION FAN UNITS |  | EQ-1052524 |  | UNIT HEATER [UH-11] |  | QMARK |  | TBD | UNIT HEATER | EQ-1000278 | UNIT HEATER | Available | 2011-10-14 |  | 0 | feet | DFS0901DC1 | 2017-03-29 |  |  |  | Active | 0 | 0 | Medium | \Locations\Sites\Massachusetts Firefighting Academy - Springfield\268DFS1308 Pump House\FLOOR 01 | 0 | 0 |  |  | \Organizations\Commonwealth of Massachusetts\Executive Branch\Executive Offices\Executive Office of Public Safety and Security\Department of Fire Services | \Organizations\Commonwealth of Massachusetts\Executive Branch\Executive Offices\Executive Office of Public Safety and Security\Department of Fire Services
DFS01 | Massachusetts Firefighting Academy - Springfield |  | Pump House | FLOOR 01 | FLOOR 01 | GROUND FLOOR | D3020.10 - Heat Generation | SYSTEM: HVAC-AIR CONDITIONERS, UNIT HEATERS & INDUCTION FAN UNITS | DFS01- ADMINISTRATION BUILDING AIR CONDITIONERS, UNIT HEATERS & INDUCTION FAN UNITS |  | EQ-1052525 |  | UNIT HEATER [UH-12] |  | QMARK |  | TBD | UNIT HEATER | EQ-1000278 | UNIT HEATER | Available | 2011-10-14 |  | 0 | feet | DFS0901DC1 | 2017-03-29 |  |  |  | Active | 0 | 0 | Medium | \Locations\Sites\Massachusetts Firefighting Academy - Springfield\268DFS1308 Pump House\FLOOR 01 | 0 | 0 |  |  | \Organizations\Commonwealth of Massachusetts\Executive Branch\Executive Offices\Executive Office of Public Safety and Security\Department of Fire Services | \Organizations\Commonwealth of Massachusetts\Executive Branch\Executive Offices\Executive Office of Public Safety and Security\Department of Fire Services
DFS01 | Massachusetts Firefighting Academy - Springfield | 268DFS1602 | Meter Pit #1 |  | Meter Pit #1 | Valve Heated Enclosure located outside right at Front Entrance | D2030 - Building Support Plumbing Systems | SYSTEM: WET/DRY SPRINKLER SYSTEMS | WESTERN MASSACHUSETTS FIRE TRAINING ACADEMY SPRINGFIELD | BFP-01 | EQ-1072011 |  | BACKFLOW PREVENTER | DOUBLE CHECK BACKFLOW PREVENTER; WATTS NO. LF709 SIZE 8 INCH; MAX 175 PSI / MAX 110 DEGREES F; | WATTS REGULATOR CO. | LF709 | 10012xx | Plumbing Equipment | EQ-1000347 | BACKFLOW PREVENTER - POTABLE WATER SYSTEM | Available |  |  | 0 | feet | DFS0901DC1 | 2021-11-08 |  |  |  | Active | 0 | 0 |  | \Locations\Sites\Massachusetts Firefighting Academy - Springfield\268DFS1602 Meter Pit #1 | 42.1557 | -72.5341 |  |  | \Organizations\Commonwealth of Massachusetts\Executive Branch\Executive Offices\Executive Office of Public Safety and Security\Department of Fire Services | \Organizations\Commonwealth of Massachusetts\Executive Branch\Executive Offices\Executive Office of Public Safety and Security\Department of Fire Services | 7305 - Machinery Shed | 2 - Minor Building
DFS01 | Massachusetts Firefighting Academy - Springfield | 268DFS1604 | Emergency Generator Enclosure |  | Emergency Generator Enclosure |  | D5010.10 - Packaged Generator Assemblies | BLDG 268DFS1604: EMERGENCY GENERATOR | DFS01 - SPRINGFIELD | EG-01 | EQ-1046921 |  | EMERGENCY GENERATOR [EG-01] | KOHLER DECISION MAKER 550; MOSEL 150REZGC; NATURAL GAS; [KSS-ACTA-0100S] [KSS-ACTA-0600S] | KOHLER | 150REZGC | GM66560-GHI | EMERGENCY GENERATOR SET | EQ-1000088 | EMERGENCY GENERATOR SET | Available | 2011-10-14 |  | 0 | feet | DFS0901DC1 | 2017-03-27 |  |  |  | Active | 0 | 0 | High | \Locations\Sites\Massachusetts Firefighting Academy - Springfield\268DFS1604 Emergency Generator Enclosure | 42.1565 | -72.5339 |  |  | \Organizations\Commonwealth of Massachusetts\Executive Branch\Executive Offices\Executive Office of Public Safety and Security\Department of Fire Services | \Organizations\Commonwealth of Massachusetts\Executive Branch\Executive Offices\Executive Office of Public Safety and Security\Department of Fire Services | 7802 - Storage/Equipment (shed or garage) | 2 - Minor Building
DFS01 | Massachusetts Firefighting Academy - Springfield | 268DFS2001 | Training Structure - Search & Rescue Building |  | Training Structure - Search & Rescue Building | BLDG 268DFS2001: SEARCH & RESCUE BUILDING [TRAINING PROP] | E1040.10 - Educational and Scientific Equipment |  |  | PROP | EQ-1071033 |  | PROP: SEARCH AND RESCUE | CUSTOM-BUILT TRAINING EQUIPMENT/STRUCTURE - DFS01 | CUSTOM | NA | NA | MISC. EQUIPMENT | EQ-1000360 | PROP: CUSTOM | Available |  |  | 0 | feet |  | 2020-12-21 |  |  |  | Active | 0 | 0 |  | \Locations\Sites\Massachusetts Firefighting Academy - Springfield\268DFS2001 Training Structure - Search & Rescue Building | 42.1565 | -72.5348 |  |  | \Organizations\Commonwealth of Massachusetts\Executive Branch\Executive Offices\Executive Office of Public Safety and Security\Department of Fire Services | \Organizations\Commonwealth of Massachusetts\Executive Branch\Executive Offices\Executive Office of Public Safety and Security\Department of Fire Services | 8300 - Training Facility | 2 - Minor Building
DFS01 | Massachusetts Firefighting Academy - Springfield | 268DFS2101 | Drill Yard - Grounds |  | Drill Yard - Grounds | OUTDOOR AREA LOCATION FOR TRAINING PROPS - DFS01 | D3030 - Cooling Systems | SYSTEM: DUCTLESS COOLING UNITS | WESTERN MASSACHUSETTS FIRE TRAINING ACADEMY SPRINGFIELD |  | EQ-1072264 |  | AC SPLIT / Evaporator [UNIT-A] Maze 2 - Control Rm | Fujitsu Split Type Air Conditioner 208/230 V; 60Hz - 1-PH; INDOOR FAN LOAD 0.1 A; DRAEGER MAZE PROP: Maze 2 - Control Rm | FUJITSU | ASU7RLF1 ??? | MXA 085484 | SPLIT AIR CONDITIONER | EQ-1000242 | SPLIT AIR CONDITIONER | Available |  |  | 0 | feet |  | 2022-02-11 |  |  |  | Active | 0 | 0 |  | \Locations\Sites\Massachusetts Firefighting Academy - Springfield\268DFS2101 Drill Yard - Grounds | 42.1568 | -72.5352 |  |  | \Organizations\Commonwealth of Massachusetts\Executive Branch\Executive Offices\Executive Office of Public Safety and Security\Department of Fire Services | \Organizations\Commonwealth of Massachusetts\Executive Branch\Executive Offices\Executive Office of Public Safety and Security\Department of Fire Services | 8300 - Training Facility | 3 - Horizontal Improvement
DFS01 | Massachusetts Firefighting Academy - Springfield | 268DFS2101 | Drill Yard - Grounds |  | Drill Yard - Grounds | OUTDOOR AREA LOCATION FOR TRAINING PROPS - DFS01 | D3030 - Cooling Systems | SYSTEM: DUCTLESS COOLING UNITS | WESTERN MASSACHUSETTS FIRE TRAINING ACADEMY SPRINGFIELD |  | EQ-1072265 |  | AC SPLIT / Evaporator [UNIT-B] Maze 2 - Maze Rm Fwd | Fujitsu Split Type Air Conditioner 208/230 V; 60Hz - 1-PH; INDOOR FAN LOAD 0.1 A; DRAEGER MAZE PROP: Maze 2 - Maze Rm Fwd | FUJITSU | ASU7RLF1 ??? | MXA 087513 | SPLIT AIR CONDITIONER | EQ-1000242 | SPLIT AIR CONDITIONER | Available |  |  | 0 | feet |  | 2022-02-11 |  |  |  | Active | 0 | 0 |  | \Locations\Sites\Massachusetts Firefighting Academy - Springfield\268DFS2101 Drill Yard - Grounds | 42.1568 | -72.5352 |  |  | \Organizations\Commonwealth of Massachusetts\Executive Branch\Executive Offices\Executive Office of Public Safety and Security\Department of Fire Services | \Organizations\Commonwealth of Massachusetts\Executive Branch\Executive Offices\Executive Office of Public Safety and Security\Department of Fire Services | 8300 - Training Facility | 3 - Horizontal Improvement
DFS01 | Massachusetts Firefighting Academy - Springfield | 268DFS2101 | Drill Yard - Grounds |  | Drill Yard - Grounds | OUTDOOR AREA LOCATION FOR TRAINING PROPS - DFS01 | D3030 - Cooling Systems | SYSTEM: DUCTLESS COOLING UNITS | WESTERN MASSACHUSETTS FIRE TRAINING ACADEMY SPRINGFIELD |  | EQ-1072266 |  | AC SPLIT / Evaporator [UNIT-C] Maze 2 - Maze Rm Aft | Fujitsu Split Type Air Conditioner 208/230 V; 60Hz - 1-PH; INDOOR FAN LOAD 0.1 A; DRAEGER MAZE PROP: Maze 2 - Maze Rm Aft | FUJITSU | ASU7RLF1 ??? | MXA 098405 | SPLIT AIR CONDITIONER | EQ-1000242 | SPLIT AIR CONDITIONER | Available |  |  | 0 | feet |  | 2022-02-11 |  |  |  | Active | 0 | 0 |  | \Locations\Sites\Massachusetts Firefighting Academy - Springfield\268DFS2101 Drill Yard - Grounds | 42.1568 | -72.5352 |  |  | \Organizations\Commonwealth of Massachusetts\Executive Branch\Executive Offices\Executive Office of Public Safety and Security\Department of Fire Services | \Organizations\Commonwealth of Massachusetts\Executive Branch\Executive Offices\Executive Office of Public Safety and Security\Department of Fire Services | 8300 - Training Facility | 3 - Horizontal Improvement
DFS01 | Massachusetts Firefighting Academy - Springfield | 268DFS2101 | Drill Yard - Grounds |  | Drill Yard - Grounds | OUTDOOR AREA LOCATION FOR TRAINING PROPS - DFS01 | G3010.30 - Site Fire Protection Water Distribution | SYSTEM: HYDRANTS | DFS01 - SPRINGFIELD | RED-1 | EQ-1071976 |  | HYDRANT [RED-1] | 1. DFS RED Hydrant (1) “Manger” CONNECTIONS: 4.5" & 2.5" | AMERICAN DARLING VALVE | – B 84B-5 | 1R1 | FIRE HYDRANTS | EQ-1000110 | FIRE HYDRANT | Available |  |  | 0 | feet |  | 2021-11-04 |  |  |  | Active | 0 | 0 |  | \Locations\Sites\Massachusetts Firefighting Academy - Springfield\268DFS2101 Drill Yard - Grounds | 42.1568 | -72.5352 |  |  | \Organizations\Commonwealth of Massachusetts\Executive Branch\Executive Offices\Executive Office of Public Safety and Security\Department of Fire Services | \Organizations\Commonwealth of Massachusetts\Executive Branch\Executive Offices\Executive Office of Public Safety and Security\Department of Fire Services | 8300 - Training Facility | 3 - Horizontal Improvement
DFS01 | Massachusetts Firefighting Academy - Springfield | 268DFS2101 | Drill Yard - Grounds |  | Drill Yard - Grounds | OUTDOOR AREA LOCATION FOR TRAINING PROPS - DFS01 | G3010.30 - Site Fire Protection Water Distribution | SYSTEM: HYDRANTS | DFS01 - SPRINGFIELD | RED-2 | EQ-1071977 |  | HYDRANT [RED-2] | 2. DFS RED Hydrant (2) “C-Side” CONNECTIONS: 4.5" & 2.5" | AMERICAN DARLING VALVE | – B 84B-5 | 2R2 | FIRE HYDRANTS | EQ-1000110 | FIRE HYDRANT | Available |  |  | 0 | feet |  | 2021-11-04 |  |  |  | Active | 0 | 0 |  | \Locations\Sites\Massachusetts Firefighting Academy - Springfield\268DFS2101 Drill Yard - Grounds | 42.1568 | -72.5352 |  |  | \Organizations\Commonwealth of Massachusetts\Executive Branch\Executive Offices\Executive Office of Public Safety and Security\Department of Fire Services | \Organizations\Commonwealth of Massachusetts\Executive Branch\Executive Offices\Executive Office of Public Safety and Security\Department of Fire Services | 8300 - Training Facility | 3 - Horizontal Improvement
DFS01 | Massachusetts Firefighting Academy - Springfield | 268DFS2101 | Drill Yard - Grounds |  | Drill Yard - Grounds | OUTDOOR AREA LOCATION FOR TRAINING PROPS - DFS01 | G3010.30 - Site Fire Protection Water Distribution | SYSTEM: HYDRANTS | DFS01 - SPRINGFIELD | RED-3 | EQ-1071978 |  | HYDRANT [RED-3] | 3.DFS RED Hydrant (3) “Outdoor Classroom” CONNECTIONS: 4.5" & 2.5" | AMERICAN DARLING VALVE | – B 84B-5 | 3R3 | FIRE HYDRANTS | EQ-1000110 | FIRE HYDRANT | Available |  |  | 0 | feet |  | 2021-11-04 |  |  |  | Active | 0 | 0 |  | \Locations\Sites\Massachusetts Firefighting Academy - Springfield\268DFS2101 Drill Yard - Grounds | 42.1568 | -72.5352 |  |  | \Organizations\Commonwealth of Massachusetts\Executive Branch\Executive Offices\Executive Office of Public Safety and Security\Department of Fire Services | \Organizations\Commonwealth of Massachusetts\Executive Branch\Executive Offices\Executive Office of Public Safety and Security\Department of Fire Services | 8300 - Training Facility | 3 - Horizontal Improvement
DFS01 | Massachusetts Firefighting Academy - Springfield | 268DFS2101 | Drill Yard - Grounds |  | Drill Yard - Grounds | OUTDOOR AREA LOCATION FOR TRAINING PROPS - DFS01 | G3010.30 - Site Fire Protection Water Distribution | SYSTEM: HYDRANTS | DFS01 - SPRINGFIELD | 9041 | EQ-1071979 |  | HYDRANT [YELLOW-1] 9041 | 4. Springfield Yellow (1) | AVK | – 27-80 | 4Y1 | FIRE HYDRANTS | EQ-1000110 | FIRE HYDRANT | Available |  |  | 0 | feet |  | 2021-11-04 |  |  |  | Active | 0 | 0 |  | \Locations\Sites\Massachusetts Firefighting Academy - Springfield\268DFS2101 Drill Yard - Grounds | 42.1568 | -72.5352 |  |  | \Organizations\Commonwealth of Massachusetts\Executive Branch\Executive Offices\Executive Office of Public Safety and Security\Department of Fire Services | \Organizations\Commonwealth of Massachusetts\Executive Branch\Executive Offices\Executive Office of Public Safety and Security\Department of Fire Services | 8300 - Training Facility | 3 - Horizontal Improvement
DFS01 | Massachusetts Firefighting Academy - Springfield | 268DFS2101 | Drill Yard - Grounds |  | Drill Yard - Grounds | OUTDOOR AREA LOCATION FOR TRAINING PROPS - DFS01 | G3010.30 - Site Fire Protection Water Distribution | SYSTEM: HYDRANTS | DFS01 - SPRINGFIELD | 9042 | EQ-1071980 |  | HYDRANT [YELLOW-2] 9042 | 5. Springfield Yellow (2) | US PIPE | – M94 | 4Y2 | FIRE HYDRANTS | EQ-1000110 | FIRE HYDRANT | Available |  |  | 0 | feet |  | 2021-11-04 |  |  |  | Active | 0 | 0 |  | \Locations\Sites\Massachusetts Firefighting Academy - Springfield\268DFS2101 Drill Yard - Grounds | 42.1568 | -72.5352 |  |  | \Organizations\Commonwealth of Massachusetts\Executive Branch\Executive Offices\Executive Office of Public Safety and Security\Department of Fire Services | \Organizations\Commonwealth of Massachusetts\Executive Branch\Executive Offices\Executive Office of Public Safety and Security\Department of Fire Services | 8300 - Training Facility | 3 - Horizontal Improvement
DFS01 | Massachusetts Firefighting Academy - Springfield | 268DFS2101 | Drill Yard - Grounds |  | Drill Yard - Grounds | OUTDOOR AREA LOCATION FOR TRAINING PROPS - DFS01 | G3010.30 - Site Fire Protection Water Distribution | SYSTEM: HYDRANTS | DFS01 - SPRINGFIELD | 9043 | EQ-1071981 |  | HYDRANT [YELLOW-3] 9043 | 6. Springfield Yellow (3) | CLOW | – 10WA | 4Y3 | FIRE HYDRANTS | EQ-1000110 | FIRE HYDRANT | Available |  |  | 0 | feet |  | 2021-11-04 |  |  |  | Active | 0 | 0 |  | \Locations\Sites\Massachusetts Firefighting Academy - Springfield\268DFS2101 Drill Yard - Grounds | 42.1568 | -72.5352 |  |  | \Organizations\Commonwealth of Massachusetts\Executive Branch\Executive Offices\Executive Office of Public Safety and Security\Department of Fire Services | \Organizations\Commonwealth of Massachusetts\Executive Branch\Executive Offices\Executive Office of Public Safety and Security\Department of Fire Services | 8300 - Training Facility | 3 - Horizontal Improvement
DFS01 | Massachusetts Firefighting Academy - Springfield | 268DFS2101 | Drill Yard - Grounds |  | Drill Yard - Grounds | OUTDOOR AREA LOCATION FOR TRAINING PROPS - DFS01 | G3010.30 - Site Fire Protection Water Distribution | SYSTEM: HYDRANTS | DFS01 - SPRINGFIELD | 9044 | EQ-1071982 |  | HYDRANT [YELLOW-4] 9044 | 7. Springfield Yellow (4) | US PIPE | – 655600 09096 | 4Y4 | FIRE HYDRANTS | EQ-1000110 | FIRE HYDRANT | Available |  |  | 0 | feet |  | 2021-11-04 |  |  |  | Active | 0 | 0 |  | \Locations\Sites\Massachusetts Firefighting Academy - Springfield\268DFS2101 Drill Yard - Grounds | 42.1568 | -72.5352 |  |  | \Organizations\Commonwealth of Massachusetts\Executive Branch\Executive Offices\Executive Office of Public Safety and Security\Department of Fire Services | \Organizations\Commonwealth of Massachusetts\Executive Branch\Executive Offices\Executive Office of Public Safety and Security\Department of Fire Services | 8300 - Training Facility | 3 - Horizontal Improvement
DFS01 | Massachusetts Firefighting Academy - Springfield | 268DFS2101 | Drill Yard - Grounds |  | Drill Yard - Grounds | OUTDOOR AREA LOCATION FOR TRAINING PROPS - DFS01 | G3010.30 - Site Fire Protection Water Distribution | SYSTEM: HYDRANTS | DFS01 - SPRINGFIELD | 9045 | EQ-1071983 |  | HYDRANT [YELLOW-5] 9045 | 8. Springfield Yellow (5) | US PIPE | – 655600 09096 | 4Y5 | FIRE HYDRANTS | EQ-1000110 | FIRE HYDRANT | Available |  |  | 0 | feet |  | 2021-11-04 |  |  |  | Active | 0 | 0 |  | \Locations\Sites\Massachusetts Firefighting Academy - Springfield\268DFS2101 Drill Yard - Grounds | 42.1568 | -72.5352 |  |  | \Organizations\Commonwealth of Massachusetts\Executive Branch\Executive Offices\Executive Office of Public Safety and Security\Department of Fire Services | \Organizations\Commonwealth of Massachusetts\Executive Branch\Executive Offices\Executive Office of Public Safety and Security\Department of Fire Services | 8300 - Training Facility | 3 - Horizontal Improvement
DFS01 | Massachusetts Firefighting Academy - Springfield | 268DFS2101 | Drill Yard - Grounds |  | Drill Yard - Grounds | OUTDOOR AREA LOCATION FOR TRAINING PROPS - DFS01 | E1040.10 - Educational and Scientific Equipment |  |  | PROP | EQ-1071722 |  | PROP: BAILOUT | CUSTOM-BUILT TRAINING EQUIPMENT/STRUCTURE - DFS01 | CUSTOM | NA | NA | MISC. EQUIPMENT | EQ-1000360 | PROP: CUSTOM | Available |  |  | 0 | feet |  | 2021-10-18 |  |  |  | Active | 0 | 0 |  | \Locations\Sites\Massachusetts Firefighting Academy - Springfield\268DFS2101 Drill Yard - Grounds | 42.1568 | -72.5352 |  |  | \Organizations\Commonwealth of Massachusetts\Executive Branch\Executive Offices\Executive Office of Public Safety and Security\Department of Fire Services | \Organizations\Commonwealth of Massachusetts\Executive Branch\Executive Offices\Executive Office of Public Safety and Security\Department of Fire Services | 8300 - Training Facility | 3 - Horizontal Improvement
DFS01 | Massachusetts Firefighting Academy - Springfield | 268DFS2101 | Drill Yard - Grounds |  | Drill Yard - Grounds | OUTDOOR AREA LOCATION FOR TRAINING PROPS - DFS01 | E1040.10 - Educational and Scientific Equipment |  |  | PROP | EQ-1071729 |  | PROP: CAR | CUSTOM-BUILT TRAINING EQUIPMENT/STRUCTURE - DFS01. | CUSTOM | NA | NA | MISC. EQUIPMENT | EQ-1000360 | PROP: CUSTOM | Available |  |  | 0 | feet |  | 2021-10-18 |  |  |  | Active | 0 | 0 |  | \Locations\Sites\Massachusetts Firefighting Academy - Springfield\268DFS2101 Drill Yard - Grounds | 42.1568 | -72.5352 |  |  | \Organizations\Commonwealth of Massachusetts\Executive Branch\Executive Offices\Executive Office of Public Safety and Security\Department of Fire Services | \Organizations\Commonwealth of Massachusetts\Executive Branch\Executive Offices\Executive Office of Public Safety and Security\Department of Fire Services | 8300 - Training Facility | 3 - Horizontal Improvement
DFS01 | Massachusetts Firefighting Academy - Springfield | 268DFS2101 | Drill Yard - Grounds |  | Drill Yard - Grounds | OUTDOOR AREA LOCATION FOR TRAINING PROPS - DFS01 | E1040.10 - Educational and Scientific Equipment |  |  | PROP | EQ-1071721 |  | PROP: CONFINED SPACE | CUSTOM-BUILT TRAINING EQUIPMENT/STRUCTURE - DFS01 | CUSTOM | NA | NA | MISC. EQUIPMENT | EQ-1000360 | PROP: CUSTOM | Available |  |  | 0 | feet |  | 2021-10-18 |  |  |  | Active | 0 | 0 |  | \Locations\Sites\Massachusetts Firefighting Academy - Springfield\268DFS2101 Drill Yard - Grounds | 42.1568 | -72.5352 |  |  | \Organizations\Commonwealth of Massachusetts\Executive Branch\Executive Offices\Executive Office of Public Safety and Security\Department of Fire Services | \Organizations\Commonwealth of Massachusetts\Executive Branch\Executive Offices\Executive Office of Public Safety and Security\Department of Fire Services | 8300 - Training Facility | 3 - Horizontal Improvement
DFS01 | Massachusetts Firefighting Academy - Springfield | 268DFS2101 | Drill Yard - Grounds |  | Drill Yard - Grounds | OUTDOOR AREA LOCATION FOR TRAINING PROPS - DFS01 | E1040.10 - Educational and Scientific Equipment | VEHICLES [DFS01] | WESTERN MASSACHUSETTS FIRE TRAINING ACADEMY SPRINGFIELD | DFS# 15T-102 | EQ-1071727 |  | PROP: DRAEGER MAZE | CUSTOM-BUILT TRAINING EQUIPMENT/STRUCTURE - DFS01 TRAILER-MOUNTED DFS# 15T-102; PLATE# G504; VIN# 2V9CS5236KS026793 | CUSTOM | NA | VIN# 2V9CS5236KS026793 | MISC. EQUIPMENT | EQ-1000360 | PROP: CUSTOM | Available |  |  | 0 | feet |  | 2021-10-18 |  |  |  | Active | 0 | 0 |  | \Locations\Sites\Massachusetts Firefighting Academy - Springfield\268DFS2101 Drill Yard - Grounds | 42.1568 | -72.5352 |  |  | \Organizations\Commonwealth of Massachusetts\Executive Branch\Executive Offices\Executive Office of Public Safety and Security\Department of Fire Services | \Organizations\Commonwealth of Massachusetts\Executive Branch\Executive Offices\Executive Office of Public Safety and Security\Department of Fire Services | 8300 - Training Facility | 3 - Horizontal Improvement
DFS01 | Massachusetts Firefighting Academy - Springfield | 268DFS2101 | Drill Yard - Grounds |  | Drill Yard - Grounds | OUTDOOR AREA LOCATION FOR TRAINING PROPS - DFS01 | E1040.10 - Educational and Scientific Equipment |  |  | PROP | EQ-1071728 |  | PROP: DRAFTING PIT | CUSTOM-BUILT TRAINING EQUIPMENT/STRUCTURE - DFS01 | CUSTOM | NA | NA | MISC. EQUIPMENT | EQ-1000360 | PROP: CUSTOM | Available |  |  | 0 | feet |  | 2021-10-18 |  |  |  | Active | 0 | 0 |  | \Locations\Sites\Massachusetts Firefighting Academy - Springfield\268DFS2101 Drill Yard - Grounds | 42.1568 | -72.5352 |  |  | \Organizations\Commonwealth of Massachusetts\Executive Branch\Executive Offices\Executive Office of Public Safety and Security\Department of Fire Services | \Organizations\Commonwealth of Massachusetts\Executive Branch\Executive Offices\Executive Office of Public Safety and Security\Department of Fire Services | 8300 - Training Facility | 3 - Horizontal Improvement
DFS01 | Massachusetts Firefighting Academy - Springfield | 268DFS2101 | Drill Yard - Grounds |  | Drill Yard - Grounds | OUTDOOR AREA LOCATION FOR TRAINING PROPS - DFS01 | E1040.10 - Educational and Scientific Equipment |  |  | PROP | EQ-1071730 |  | PROP: DUMPSTER | CUSTOM-BUILT TRAINING EQUIPMENT/STRUCTURE - DFS01. | CUSTOM | NA | NA | MISC. EQUIPMENT | EQ-1000360 | PROP: CUSTOM | Available |  |  | 0 | feet |  | 2021-10-18 |  |  |  | Active | 0 | 0 |  | \Locations\Sites\Massachusetts Firefighting Academy - Springfield\268DFS2101 Drill Yard - Grounds | 42.1568 | -72.5352 |  |  | \Organizations\Commonwealth of Massachusetts\Executive Branch\Executive Offices\Executive Office of Public Safety and Security\Department of Fire Services | \Organizations\Commonwealth of Massachusetts\Executive Branch\Executive Offices\Executive Office of Public Safety and Security\Department of Fire Services | 8300 - Training Facility | 3 - Horizontal Improvement
DFS01 | Massachusetts Firefighting Academy - Springfield | 268DFS2101 | Drill Yard - Grounds |  | Drill Yard - Grounds | OUTDOOR AREA LOCATION FOR TRAINING PROPS - DFS01 | E1040.10 - Educational and Scientific Equipment |  |  | PROP | EQ-1071733 |  | PROP: ENTANGLEMENT | CUSTOM-BUILT TRAINING EQUIPMENT/STRUCTURE - DFS01. | CUSTOM | NA | NA | MISC. EQUIPMENT | EQ-1000360 | PROP: CUSTOM | Available |  |  | 0 | feet |  | 2021-10-18 |  |  |  | Active | 0 | 0 |  | \Locations\Sites\Massachusetts Firefighting Academy - Springfield\268DFS2101 Drill Yard - Grounds | 42.1568 | -72.5352 |  |  | \Organizations\Commonwealth of Massachusetts\Executive Branch\Executive Offices\Executive Office of Public Safety and Security\Department of Fire Services | \Organizations\Commonwealth of Massachusetts\Executive Branch\Executive Offices\Executive Office of Public Safety and Security\Department of Fire Services | 8300 - Training Facility | 3 - Horizontal Improvement
DFS01 | Massachusetts Firefighting Academy - Springfield | 268DFS2101 | Drill Yard - Grounds |  | Drill Yard - Grounds | OUTDOOR AREA LOCATION FOR TRAINING PROPS - DFS01 | E1040.10 - Educational and Scientific Equipment | VEHICLES [DFS01] | WESTERN MASSACHUSETTS FIRE TRAINING ACADEMY SPRINGFIELD | PROP | EQ-1071725 |  | PROP: FLASHOVER SIMULATOR | CUSTOM-BUILT TRAINING EQUIPMENT/STRUCTURE - DFS01 TRAILER-MOUNTED DFS ID 15T-101; PLATE# G505; VIN 1Z9SE4829HD058865; | CUSTOM | NA | NA | MISC. EQUIPMENT | EQ-1000360 | PROP: CUSTOM | Available |  |  | 0 | feet |  | 2021-10-18 |  |  |  | Active | 0 | 0 |  | \Locations\Sites\Massachusetts Firefighting Academy - Springfield\268DFS2101 Drill Yard - Grounds | 42.1568 | -72.5352 |  |  | \Organizations\Commonwealth of Massachusetts\Executive Branch\Executive Offices\Executive Office of Public Safety and Security\Department of Fire Services | \Organizations\Commonwealth of Massachusetts\Executive Branch\Executive Offices\Executive Office of Public Safety and Security\Department of Fire Services | 8300 - Training Facility | 3 - Horizontal Improvement
DFS01 | Massachusetts Firefighting Academy - Springfield | 268DFS2101 | Drill Yard - Grounds |  | Drill Yard - Grounds | OUTDOOR AREA LOCATION FOR TRAINING PROPS - DFS01 | E1040.10 - Educational and Scientific Equipment | VEHICLES [DFS01] | WESTERN MASSACHUSETTS FIRE TRAINING ACADEMY SPRINGFIELD | PROP | EQ-1071726 |  | PROP: FORCIBLE ENTRY TRAILER | CUSTOM-BUILT TRAINING EQUIPMENT/STRUCTURE - DFS01 TRAILER-MOUNTED. DFS# 15T-137A; Plate# STG453; VIN# 1U9EV3329GR078205; | CUSTOM | NA | NA | MISC. EQUIPMENT | EQ-1000360 | PROP: CUSTOM | Available |  |  | 0 | feet |  | 2021-10-18 |  |  |  | Active | 0 | 0 |  | \Locations\Sites\Massachusetts Firefighting Academy - Springfield\268DFS2101 Drill Yard - Grounds | 42.1568 | -72.5352 |  |  | \Organizations\Commonwealth of Massachusetts\Executive Branch\Executive Offices\Executive Office of Public Safety and Security\Department of Fire Services | \Organizations\Commonwealth of Massachusetts\Executive Branch\Executive Offices\Executive Office of Public Safety and Security\Department of Fire Services | 8300 - Training Facility | 3 - Horizontal Improvement
DFS01 | Massachusetts Firefighting Academy - Springfield | 268DFS2101 | Drill Yard - Grounds |  | Drill Yard - Grounds | OUTDOOR AREA LOCATION FOR TRAINING PROPS - DFS01 | E1040.10 - Educational and Scientific Equipment |  |  | PROP | EQ-1071731 |  | PROP: MINI-GAS | CUSTOM-BUILT TRAINING EQUIPMENT/STRUCTURE - DFS01. | CUSTOM | NA | NA | MISC. EQUIPMENT | EQ-1000360 | PROP: CUSTOM | Available |  |  | 0 | feet |  | 2021-10-18 |  |  |  | Active | 0 | 0 |  | \Locations\Sites\Massachusetts Firefighting Academy - Springfield\268DFS2101 Drill Yard - Grounds | 42.1568 | -72.5352 |  |  | \Organizations\Commonwealth of Massachusetts\Executive Branch\Executive Offices\Executive Office of Public Safety and Security\Department of Fire Services | \Organizations\Commonwealth of Massachusetts\Executive Branch\Executive Offices\Executive Office of Public Safety and Security\Department of Fire Services | 8300 - Training Facility | 3 - Horizontal Improvement
DFS01 | Massachusetts Firefighting Academy - Springfield | 268DFS2101 | Drill Yard - Grounds |  | Drill Yard - Grounds | OUTDOOR AREA LOCATION FOR TRAINING PROPS - DFS01 | E1040.10 - Educational and Scientific Equipment |  |  | PROP | EQ-1071723 |  | PROP: ROOF | CUSTOM-BUILT TRAINING EQUIPMENT/STRUCTURE - DFS01 | CUSTOM | NA | NA | MISC. EQUIPMENT | EQ-1000360 | PROP: CUSTOM | Available |  |  | 0 | feet |  | 2021-10-18 |  |  |  | Active | 0 | 0 |  | \Locations\Sites\Massachusetts Firefighting Academy - Springfield\268DFS2101 Drill Yard - Grounds | 42.1568 | -72.5352 |  |  | \Organizations\Commonwealth of Massachusetts\Executive Branch\Executive Offices\Executive Office of Public Safety and Security\Department of Fire Services | \Organizations\Commonwealth of Massachusetts\Executive Branch\Executive Offices\Executive Office of Public Safety and Security\Department of Fire Services | 8300 - Training Facility | 3 - Horizontal Improvement
DFS01 | Massachusetts Firefighting Academy - Springfield | 268DFS2101 | Drill Yard - Grounds |  | Drill Yard - Grounds | OUTDOOR AREA LOCATION FOR TRAINING PROPS - DFS01 | E1040.10 - Educational and Scientific Equipment |  |  | PROP | EQ-1071724 |  | PROP: UTILITY POLE | CUSTOM-BUILT TRAINING EQUIPMENT/STRUCTURE - DFS01 | CUSTOM | NA | NA | MISC. EQUIPMENT | EQ-1000360 | PROP: CUSTOM | Available |  |  | 0 | feet |  | 2021-10-18 |  |  |  | Active | 0 | 0 |  | \Locations\Sites\Massachusetts Firefighting Academy - Springfield\268DFS2101 Drill Yard - Grounds | 42.1568 | -72.5352 |  |  | \Organizations\Commonwealth of Massachusetts\Executive Branch\Executive Offices\Executive Office of Public Safety and Security\Department of Fire Services | \Organizations\Commonwealth of Massachusetts\Executive Branch\Executive Offices\Executive Office of Public Safety and Security\Department of Fire Services | 8300 - Training Facility | 3 - Horizontal Improvement
DFS01 | Massachusetts Firefighting Academy - Springfield | 268DFS2101 | Drill Yard - Grounds |  | Drill Yard - Grounds | OUTDOOR AREA LOCATION FOR TRAINING PROPS - DFS01 | E1040.10 - Educational and Scientific Equipment |  |  | PROP | EQ-1071732 |  | PROP: VEHICLE/AUTO EXTRICATION | CUSTOM-BUILT TRAINING EQUIPMENT/STRUCTURE - DFS01. | CUSTOM | NA | NA | MISC. EQUIPMENT | EQ-1000360 | PROP: CUSTOM | Available |  |  | 0 | feet |  | 2021-10-18 |  |  |  | Active | 0 | 0 |  | \Locations\Sites\Massachusetts Firefighting Academy - Springfield\268DFS2101 Drill Yard - Grounds | 42.1568 | -72.5352 |  |  | \Organizations\Commonwealth of Massachusetts\Executive Branch\Executive Offices\Executive Office of Public Safety and Security\Department of Fire Services | \Organizations\Commonwealth of Massachusetts\Executive Branch\Executive Offices\Executive Office of Public Safety and Security\Department of Fire Services | 8300 - Training Facility | 3 - Horizontal Improvement

## BUILDING FLOOR ROOM
PROJECT INFO | Project Title |  |  |  |  | DEMOLITION INVOLVED? |  | BIM PROJECT# |  |  |  |  | RENOVATION
| Project Number |  |  |  |  | YES | NO | [5 empty] | NEW CONSTRUCTION
| Project Manager Name: |  |  |  |  | EQUIPMENT ASSETS TO BE REMOVED? |  | LOCATION Data Collection Form
VENDOR INFO | Contractor Company Name |  |  | Accounting Cost Center: |  | YES | NO
| Contractor Contact Name |  |  | Project SCOPE Summary:
Contractor Contact Email
ENDUSER INFO | Enduser Name
| Enduser EMAIL |  |  | BUILDING(S) AFFECTED:
Enduser TEL
[9 empty] | CRC | CRC | CRC | CRC
SITE CODE | BUILDING NAME | BUILDING CODE | FLOOR LEVEL |  | FLOOR NAME | ROOM # | ROOM NAME/DESCRIPTION | ROOM USE CLASS | *BFE (Base Flood Elevation) | Location situated below the *BFE (Base Flood Elevation)? YES OR NO | Equipment located below the *BFE (Base Flood Elevation) YES OR NO | equipment CRITICAL NOT CRITICAL
Note on M11: CLIMATE RESILIENCY CHECKLIST [CRC] DEFINITIION: _________________ _________________ _________________ Examples ☐ Switchgear ☐ Emergency Generator ☐ Boiler ☐ Transformer ☐ Communications ☐ Server ☐ Distribution Panel ☐ Water heater ☐ Elevator pit ☐ Substation ☐ Air handling unit ☐ Other (list below)

## IMPROVEMENT AREA SPACE
PROJECT INFO | Project Title |  |  |  |  | DEMOLITION INVOLVED? |  | BIM PROJECT#
| Project Number |  |  |  |  | YES | NO
| Project Manager Name: |  |  |  |  | EQUIPMENT ASSETS TO BE REMOVED? |  | LOCATION Data Collection Form
VENDOR INFO | Contractor Company Name |  |  | Accounting Cost Center: |  | YES | NO
| Contractor Contact Name |  |  | Project SCOPE Summary:
Contractor Contact Email
ENDUSER INFO | Enduser Name
| Enduser EMAIL |  |  | IMPROVEMENT(S) AFFECTED:
Enduser TEL
[9 empty] | CRC | CRC | CRC | CRC
SITE CODE | IMPROVEMENT NAME | IMPROVEMENT CODE | IMPROVEMENT USE CODE | IMPROVEMENT USE DESCRIPTION | AREA NAME | SPACE # | SPACE NAME/DESCRIPTION | SPACE USE CLASS | *BFE (Base Flood Elevation) | Location situated below the *BFE (Base Flood Elevation)? YES OR NO | Equipment located below the *BFE (Base Flood Elevation) YES OR NO | equipment CRITICAL NOT CRITICAL
Note on M11: CLIMATE RESILIENCY CHECKLIST [CRC] DEFINITIION: _________________ _________________ _________________ Examples ☐ Switchgear ☐ Emergency Generator ☐ Boiler ☐ Transformer ☐ Communications ☐ Server ☐ Distribution Panel ☐ Water heater ☐ Elevator pit ☐ Substation ☐ Air handling unit ☐ Other (list below)

## BuildingImprovement Usage
Building / Improvement Usage Name | Hierarchy Path
0001 - Unknown Use | \Classifications\Building Class\Building Usage\0001 - Unknown Use
0100 - Administration | \Classifications\Building Class\Building Usage\0100 - Administration
0200 - Agricultural Land Use | \Classifications\Building Class\Building Usage\0200 - Agricultural Land Use
0201 - Cranberry Bog | \Classifications\Building Class\Building Usage\0201 - Cranberry Bog
0202 - Field Crop | \Classifications\Building Class\Building Usage\0202 - Field Crop
0203 - Open Field | \Classifications\Building Class\Building Usage\0203 - Open Field
0204 - Orchard | \Classifications\Building Class\Building Usage\0204 - Orchard
0300 - Agricultural | \Classifications\Building Class\Building Usage\0300 - Agricultural
0301 - Apiary | \Classifications\Building Class\Building Usage\0301 - Apiary
0302 - Barn + Storage Barn + Stables | \Classifications\Building Class\Building Usage\0302 - Barn + Storage Barn + Stables
0303 - Brooder House | \Classifications\Building Class\Building Usage\0303 - Brooder House
0304 - Cannery | \Classifications\Building Class\Building Usage\0304 - Cannery
0305 - Chicken Coop | \Classifications\Building Class\Building Usage\0305 - Chicken Coop
0306 - Dairy Barn | \Classifications\Building Class\Building Usage\0306 - Dairy Barn
0307 - Piggery | \Classifications\Building Class\Building Usage\0307 - Piggery
0308 - Silo + Feed House + Feed Storage | \Classifications\Building Class\Building Usage\0308 - Silo + Feed House + Feed Storage
0309 - Root Cellar | \Classifications\Building Class\Building Usage\0309 - Root Cellar
0310 - Slaughterhouse | \Classifications\Building Class\Building Usage\0310 - Slaughterhouse
0311 - Smokehouse | \Classifications\Building Class\Building Usage\0311 - Smokehouse
0312 - Corral | \Classifications\Building Class\Building Usage\0312 - Corral
0313 - Farm House | \Classifications\Building Class\Building Usage\0313 - Farm House
0314 - Cellar | \Classifications\Building Class\Building Usage\0314 - Cellar
0400 - Airport and Related Facilities | \Classifications\Building Class\Building Usage\0400 - Airport and Related Facilities
0401 - Air Cargo Freight Facility | \Classifications\Building Class\Building Usage\0401 - Air Cargo Freight Facility
0402 - Air Hangar | \Classifications\Building Class\Building Usage\0402 - Air Hangar
0403 - Airplane Terminal | \Classifications\Building Class\Building Usage\0403 - Airplane Terminal
0404 - Airport Runway/Helipad | \Classifications\Building Class\Building Usage\0404 - Airport Runway/Helipad
0500 - Arboretum | \Classifications\Building Class\Building Usage\0500 - Arboretum
0600 - Arena | \Classifications\Building Class\Building Usage\0600 - Arena
0601 - Entryway | \Classifications\Building Class\Building Usage\0601 - Entryway
0700 - Armory | \Classifications\Building Class\Building Usage\0700 - Armory
0701 - Ammunition Magazine | \Classifications\Building Class\Building Usage\0701 - Ammunition Magazine
0702 - Civil Defense | \Classifications\Building Class\Building Usage\0702 - Civil Defense
0703 - Battery | \Classifications\Building Class\Building Usage\0703 - Battery
0704 - Bunker | \Classifications\Building Class\Building Usage\0704 - Bunker
0800 - Auditorium | \Classifications\Building Class\Building Usage\0800 - Auditorium
0900 - Barracks | \Classifications\Building Class\Building Usage\0900 - Barracks
0901 - Lockers | \Classifications\Building Class\Building Usage\0901 - Lockers
1000 - Basketball Courts | \Classifications\Building Class\Building Usage\1000 - Basketball Courts
1001 - Baseball Field | \Classifications\Building Class\Building Usage\1001 - Baseball Field
1100 - Boat House | \Classifications\Building Class\Building Usage\1100 - Boat House
1101 - Boat Ramp | \Classifications\Building Class\Building Usage\1101 - Boat Ramp
1102 - Bathhouse | \Classifications\Building Class\Building Usage\1102 - Bathhouse
1103 - BATHROOM | \Classifications\Building Class\Building Usage\1103 - BATHROOM
1104 - CHANGING ROOMS | \Classifications\Building Class\Building Usage\1104 - CHANGING ROOMS
1200 - Bridge | \Classifications\Building Class\Building Usage\1200 - Bridge
1201 - Bridge Lock | \Classifications\Building Class\Building Usage\1201 - Bridge Lock
1202 - Dam | \Classifications\Building Class\Building Usage\1202 - Dam
1203 - BRIDGE HOUSE | \Classifications\Building Class\Building Usage\1203 - BRIDGE HOUSE
1300 - Campground | \Classifications\Building Class\Building Usage\1300 - Campground
1301 - CAMPING SHELTER | \Classifications\Building Class\Building Usage\1301 - CAMPING SHELTER
1400 - Chapel | \Classifications\Building Class\Building Usage\1400 - Chapel
1401 - Convent | \Classifications\Building Class\Building Usage\1401 - Convent
1500 - Classroom | \Classifications\Building Class\Building Usage\1500 - Classroom
1501 - Classroom/College | \Classifications\Building Class\Building Usage\1501 - Classroom/College
1502 - Classroom/Elementary | \Classifications\Building Class\Building Usage\1502 - Classroom/Elementary
1503 - Classroom/Secondary | \Classifications\Building Class\Building Usage\1503 - Classroom/Secondary
1504 - Classroom/Other/Research + Academic | \Classifications\Building Class\Building Usage\1504 - Classroom/Other/Research + Academic
1505 - CLASSROOM/OFFICES | \Classifications\Building Class\Building Usage\1505 - CLASSROOM/OFFICES
1506 - CLASSROOMS/LABORATORY | \Classifications\Building Class\Building Usage\1506 - CLASSROOMS/LABORATORY
1510 - Cemetery | \Classifications\Building Class\Building Usage\1510 - Cemetery
1600 - College Student Center | \Classifications\Building Class\Building Usage\1600 - College Student Center
1700 - Comfort Station | \Classifications\Building Class\Building Usage\1700 - Comfort Station
1701 - SELF CONTAINED TOILET | \Classifications\Building Class\Building Usage\1701 - SELF CONTAINED TOILET
1702 - PUBLIC TOILETS | \Classifications\Building Class\Building Usage\1702 - PUBLIC TOILETS
1800 - Commercial | \Classifications\Building Class\Building Usage\1800 - Commercial
1801 - Commercial Offices | \Classifications\Building Class\Building Usage\1801 - Commercial Offices
1802 - Commercial Services | \Classifications\Building Class\Building Usage\1802 - Commercial Services
1803 - Concession Stand | \Classifications\Building Class\Building Usage\1803 - Concession Stand
1804 - Retail | \Classifications\Building Class\Building Usage\1804 - Retail
1805 - Merry Go Round | \Classifications\Building Class\Building Usage\1805 - Merry Go Round
1900 - Conservation Area | \Classifications\Building Class\Building Usage\1900 - Conservation Area
2000 - Corrections | \Classifications\Building Class\Building Usage\2000 - Corrections
2001 - Corrections/Administration | \Classifications\Building Class\Building Usage\2001 - Corrections/Administration
2002 - Corrections/Cellblock | \Classifications\Building Class\Building Usage\2002 - Corrections/Cellblock
2003 - Corrections/Detention Building | \Classifications\Building Class\Building Usage\2003 - Corrections/Detention Building
2004 - Corrections/Job Training | \Classifications\Building Class\Building Usage\2004 - Corrections/Job Training
2005 - Corrections/Min. Security Facility | \Classifications\Building Class\Building Usage\2005 - Corrections/Min. Security Facility
2006 - Corrections/Pre-Release Center | \Classifications\Building Class\Building Usage\2006 - Corrections/Pre-Release Center
2007 - Corrections Boot Camp | \Classifications\Building Class\Building Usage\2007 - Corrections Boot Camp
2100 - Courthouse | \Classifications\Building Class\Building Usage\2100 - Courthouse
2200 - Day Care | \Classifications\Building Class\Building Usage\2200 - Day Care
2202 - Corrections Or Cell Block | \Classifications\Building Class\Building Usage\2202 - Corrections Or Cell Block
2203 - Corrections/Detention Building | \Classifications\Building Class\Building Usage\2203 - Corrections/Detention Building
2300 - De-tox Facility | \Classifications\Building Class\Building Usage\2300 - De-tox Facility
2400 - Ferry Terminal | \Classifications\Building Class\Building Usage\2400 - Ferry Terminal
2500 - Field House | \Classifications\Building Class\Building Usage\2500 - Field House
2510 - Fireplace | \Classifications\Building Class\Building Usage\2510 - Fireplace
2600 - Fire Station | \Classifications\Building Class\Building Usage\2600 - Fire Station
2700 - Fish Hatchery | \Classifications\Building Class\Building Usage\2700 - Fish Hatchery
2710 - Auto Technology | \Classifications\Building Class\Building Usage\2710 - Auto Technology
2711 - Car Wash | \Classifications\Building Class\Building Usage\2711 - Car Wash
2800 - Food Services Building | \Classifications\Building Class\Building Usage\2800 - Food Services Building
2801 - Bakery | \Classifications\Building Class\Building Usage\2801 - Bakery
2802 - Cafeteria or Canteen | \Classifications\Building Class\Building Usage\2802 - Cafeteria or Canteen
2803 - Dining Hall | \Classifications\Building Class\Building Usage\2803 - Dining Hall
2804 - Kitchen + Lunch Room | \Classifications\Building Class\Building Usage\2804 - Kitchen + Lunch Room
2805 - Restaurant | \Classifications\Building Class\Building Usage\2805 - Restaurant
2900 - Forestry Camp | \Classifications\Building Class\Building Usage\2900 - Forestry Camp
2910 - Fort | \Classifications\Building Class\Building Usage\2910 - Fort
3000 - Garage + Garage Storage | \Classifications\Building Class\Building Usage\3000 - Garage + Garage Storage
3001 - Gasoline Station + Depot Pumps (Pump + Tank) | \Classifications\Building Class\Building Usage\3001 - Gasoline Station + Depot Pumps (Pump + Tank)
3002 - Gatehouse | \Classifications\Building Class\Building Usage\3002 - Gatehouse
3003 - Gazebo | \Classifications\Building Class\Building Usage\3003 - Gazebo
3004 - Carriage House | \Classifications\Building Class\Building Usage\3004 - Carriage House
3005 - Gateway | \Classifications\Building Class\Building Usage\3005 - Gateway
3006 - Gasoline Storage | \Classifications\Building Class\Building Usage\3006 - Gasoline Storage
3100 - Golf Course | \Classifications\Building Class\Building Usage\3100 - Golf Course
3200 - Grandstand | \Classifications\Building Class\Building Usage\3200 - Grandstand
3300 - Greenhouse | \Classifications\Building Class\Building Usage\3300 - Greenhouse
3400 - Guardhouse | \Classifications\Building Class\Building Usage\3400 - Guardhouse
3500 - Gymnasium | \Classifications\Building Class\Building Usage\3500 - Gymnasium
3501 - Gymnasium/Pool | \Classifications\Building Class\Building Usage\3501 - Gymnasium/Pool
3502 - Hand Ball Court | \Classifications\Building Class\Building Usage\3502 - Hand Ball Court
3600 - Harvested Forest | \Classifications\Building Class\Building Usage\3600 - Harvested Forest
3700 - Hazardous Waste Storage | \Classifications\Building Class\Building Usage\3700 - Hazardous Waste Storage
3710 - Calcium Chloride All References | \Classifications\Building Class\Building Usage\3710 - Calcium Chloride All References
3800 - Hospital | \Classifications\Building Class\Building Usage\3800 - Hospital
3801 - Hospital/Clinic | \Classifications\Building Class\Building Usage\3801 - Hospital/Clinic
3802 - Hospital/Convalescent Care | \Classifications\Building Class\Building Usage\3802 - Hospital/Convalescent Care
3803 - Hospital/Outpatient Clinics | \Classifications\Building Class\Building Usage\3803 - Hospital/Outpatient Clinics
3804 - Hospital/Teaching | \Classifications\Building Class\Building Usage\3804 - Hospital/Teaching
3805 - Hospital/Wards | \Classifications\Building Class\Building Usage\3805 - Hospital/Wards
3806 - MEDICAL/OFFICES | \Classifications\Building Class\Building Usage\3806 - MEDICAL/OFFICES
3810 - Information Technology | \Classifications\Building Class\Building Usage\3810 - Information Technology
3900 - Industrial | \Classifications\Building Class\Building Usage\3900 - Industrial
3901 - Light Manufacturing | \Classifications\Building Class\Building Usage\3901 - Light Manufacturing
3902 - Heavy Manufacturing | \Classifications\Building Class\Building Usage\3902 - Heavy Manufacturing
3903 - Warehousing | \Classifications\Building Class\Building Usage\3903 - Warehousing
3904 - Research & Development | \Classifications\Building Class\Building Usage\3904 - Research & Development
3905 - Historic | \Classifications\Building Class\Building Usage\3905 - Historic
3906 - Sign | \Classifications\Building Class\Building Usage\3906 - Sign
3910 - Loading Dock-Lift Station | \Classifications\Building Class\Building Usage\3910 - Loading Dock-Lift Station
4000 - Laboratory | \Classifications\Building Class\Building Usage\4000 - Laboratory
4001 - Laboratory/Medical Examiner | \Classifications\Building Class\Building Usage\4001 - Laboratory/Medical Examiner
4002 - Laboratory/Photography | \Classifications\Building Class\Building Usage\4002 - Laboratory/Photography
4003 - Laboratory/State | \Classifications\Building Class\Building Usage\4003 - Laboratory/State
4004 - Laboratory/Research | \Classifications\Building Class\Building Usage\4004 - Laboratory/Research
4005 - Kennel | \Classifications\Building Class\Building Usage\4005 - Kennel
4100 - Landscaped Area | \Classifications\Building Class\Building Usage\4100 - Landscaped Area
4101 - Patio/Terrace | \Classifications\Building Class\Building Usage\4101 - Patio/Terrace
4200 - Laundry | \Classifications\Building Class\Building Usage\4200 - Laundry
4300 - Library | \Classifications\Building Class\Building Usage\4300 - Library
4301 - Light(s) | \Classifications\Building Class\Building Usage\4301 - Light(s)
4400 - Incinerator | \Classifications\Building Class\Building Usage\4400 - Incinerator
4500 - Infirmary | \Classifications\Building Class\Building Usage\4500 - Infirmary
4600 - Maintenance Shed/Grounds Care-Repair | \Classifications\Building Class\Building Usage\4600 - Maintenance Shed/Grounds Care-Repair
4601 - MECHANICAL BUILDING | \Classifications\Building Class\Building Usage\4601 - MECHANICAL BUILDING
4610 - Maintenance/Garage | \Classifications\Building Class\Building Usage\4610 - Maintenance/Garage
4700 - Marine and Water Transportation Facilities | \Classifications\Building Class\Building Usage\4700 - Marine and Water Transportation Facilities
4701 - Docks | \Classifications\Building Class\Building Usage\4701 - Docks
4702 - Marina | \Classifications\Building Class\Building Usage\4702 - Marina
4703 - Marine Cargo Freight Facility | \Classifications\Building Class\Building Usage\4703 - Marine Cargo Freight Facility
4704 - Marine Ports | \Classifications\Building Class\Building Usage\4704 - Marine Ports
4705 - Wharves | \Classifications\Building Class\Building Usage\4705 - Wharves
4706 - Pier | \Classifications\Building Class\Building Usage\4706 - Pier
4800 - Mental Health | \Classifications\Building Class\Building Usage\4800 - Mental Health
4801 - Mental Health/Client Services Offices | \Classifications\Building Class\Building Usage\4801 - Mental Health/Client Services Offices
4802 - Mental Health/Outpatient Clinics | \Classifications\Building Class\Building Usage\4802 - Mental Health/Outpatient Clinics
4803 - RESIDENCE DAY PROGRAM | \Classifications\Building Class\Building Usage\4803 - RESIDENCE DAY PROGRAM
4900 - Monument | \Classifications\Building Class\Building Usage\4900 - Monument
5000 - Morgue | \Classifications\Building Class\Building Usage\5000 - Morgue
5100 - Mortuary | \Classifications\Building Class\Building Usage\5100 - Mortuary
5200 - Museum | \Classifications\Building Class\Building Usage\5200 - Museum
5201 - Nature Center | \Classifications\Building Class\Building Usage\5201 - Nature Center
5202 - FAIR EXPOSITION BLDG. | \Classifications\Building Class\Building Usage\5202 - FAIR EXPOSITION BLDG.
5203 - Fence | \Classifications\Building Class\Building Usage\5203 - Fence
5204 - NIGHT REGISTRATION BLDG | \Classifications\Building Class\Building Usage\5204 - NIGHT REGISRATION BLDG
5300 - Offices | \Classifications\Building Class\Building Usage\5300 - Offices
5310 - Office Trailer | \Classifications\Building Class\Building Usage\5310 - Office Trailer
5400 - Park Headquarters | \Classifications\Building Class\Building Usage\5400 - Park Headquarters
5405 - Visitors Center-Information-Tickets | \Classifications\Building Class\Building Usage\5405 - Visitors Center-Information-Tickets
5406 - Clubhouse | \Classifications\Building Class\Building Usage\5406 - Clubhouse
5410 - Contact Station/Ranger Station/Park or Forest | \Classifications\Building Class\Building Usage\5410 - Contact Station/Ranger Station/Park or Forest
5500 - Park | \Classifications\Building Class\Building Usage\5500 - Park
5600 - Parking-Paving, Asphalt, Pavement | \Classifications\Building Class\Building Usage\5600 - Parking-Paving, Asphalt, Pavement
5601 - Parking Garage | \Classifications\Building Class\Building Usage\5601 - Parking Garage
5602 - Parking Lot | \Classifications\Building Class\Building Usage\5602 - Parking Lot
5603 - Carport | \Classifications\Building Class\Building Usage\5603 - Carport
5700 - Pasture | \Classifications\Building Class\Building Usage\5700 - Pasture
5701 - Passageway, Corridor, Bldg Connector, Overpass | \Classifications\Building Class\Building Usage\5701 - Passageway, Corridor, Bldg Connector, Overpass
5800 - Pavilions + Canopy | \Classifications\Building Class\Building Usage\5800 - Pavilions + Canopy
5801 - Band Stand | \Classifications\Building Class\Building Usage\5801 - Band Stand
5900 - Picnic Area | \Classifications\Building Class\Building Usage\5900 - Picnic Area
6000 - Playing Field | \Classifications\Building Class\Building Usage\6000 - Playing Field
6001 - Recdugout | \Classifications\Building Class\Building Usage\6001 - Recdugout
6003 - Dugout | \Classifications\Building Class\Building Usage\6003 - Dugout
6100 - Police Station | \Classifications\Building Class\Building Usage\6100 - Police Station
6200 - Pool | \Classifications\Building Class\Building Usage\6200 - Pool
6300 - Concession Stand | \Classifications\Building Class\Building Usage\6300 - Concession Stand
6400 - Power Supply Facility | \Classifications\Building Class\Building Usage\6400 - Power Supply Facility
6401 - Electrical Generator | \Classifications\Building Class\Building Usage\6401 - Electrical Generator
6402 - Boiler Room/Heating Plant | \Classifications\Building Class\Building Usage\6402 - Boiler Room/Heating Plant
6403 - Print Shop | \Classifications\Building Class\Building Usage\6403 - Print Shop
6404 - Steam Generator | \Classifications\Building Class\Building Usage\6404 - Steam Generator
6405 - PHOTOVOLTAIC BUILDING | \Classifications\Building Class\Building Usage\6405 - PHOTOVOLTAIC BUILDING
6406 - ELECTRICAL DISTRIBUTION | \Classifications\Building Class\Building Usage\6406 - ELECTRICAL DISTRIBUTION
6407 - ELECTRICAL SUBSTATION | \Classifications\Building Class\Building Usage\6407 - ELECTRICAL SUBSTATION
6500 - Pump House-water related, not gasoline | \Classifications\Building Class\Building Usage\6500 - Pump House-water related, not gasoline
6501 - Pressbox | \Classifications\Building Class\Building Usage\6501 - Pressbox
6600 - Railroad and Related Facility | \Classifications\Building Class\Building Usage\6600 - Railroad and Related Facility
6602 - Rail Stations | \Classifications\Building Class\Building Usage\6602 - Rail Stations
6603 - Rail Yard | \Classifications\Building Class\Building Usage\6603 - Rail Yard
6604 - Engine House | \Classifications\Building Class\Building Usage\6604 - Engine House
6605 - Recreational Building/Facility | \Classifications\Building Class\Building Usage\6605 - Recreational Building/Facility
6700 - Registry of Motor Vehicles | \Classifications\Building Class\Building Usage\6700 - Registry of Motor Vehicles
6800 - Residence | \Classifications\Building Class\Building Usage\6800 - Residence
6801 - Residence/Apartment | \Classifications\Building Class\Building Usage\6801 - Residence/Apartment
6802 - Residence/Community | \Classifications\Building Class\Building Usage\6802 - Residence/Community
6803 - Residence/Cottage or Cabin | \Classifications\Building Class\Building Usage\6803 - Residence/Cottage or Cabin
6804 - Residence/Dormitory | \Classifications\Building Class\Building Usage\6804 - Residence/Dormitory
6805 - Residence/ICFMR-LGR | \Classifications\Building Class\Building Usage\6805 - Residence/ICFMR-LGR
6806 - Residence/House | \Classifications\Building Class\Building Usage\6806 - Residence/House
6807 - Residence/Lodge | \Classifications\Building Class\Building Usage\6807 - Residence/Lodge
6808 - Mobile Home, Trailer | \Classifications\Building Class\Building Usage\6808 - Mobile Home, Trailer
6809 - Residence/Wards | \Classifications\Building Class\Building Usage\6809 - Residence/Wards
6810 - Residence/Choice Housing | \Classifications\Building Class\Building Usage\6810 - Residence/Choice Housing
6811 - Residence/Superintendent-Caretaker | \Classifications\Building Class\Building Usage\6811 - Residence/Superintendent-Caretaker
6812 - Residence with Attached Garage | \Classifications\Building Class\Building Usage\6812 - Residence with Attached Garage
6813 - Residence/Other | \Classifications\Building Class\Building Usage\6813 - Residence/Other
6900 - Roadway | \Classifications\Building Class\Building Usage\6900 - Roadway
7000 - Salvage Yard, Recycling Center | \Classifications\Building Class\Building Usage\7000 - Salvage Yard, Recycling Center
7100 - Scale House | \Classifications\Building Class\Building Usage\7100 - Scale House
7200 - Sewage Treatment Plant | \Classifications\Building Class\Building Usage\7200 - Sewage Treatment Plant
7201 - Sewage Drainage | \Classifications\Building Class\Building Usage\7201 - Sewage Drainage
7300 - Shed | \Classifications\Building Class\Building Usage\7300 - Shed
7301 - Shack | \Classifications\Building Class\Building Usage\7301 - Shack
7302 - Shelter | \Classifications\Building Class\Building Usage\7302 - Shelter
7304 - Kiosk | \Classifications\Building Class\Building Usage\7304 - Kiosk
7305 - MACHINERY SHED | \Classifications\Building Class\Building Usage\7305 - MACHINERY SHED
7310 - Salt/Sand Storage or Shed | \Classifications\Building Class\Building Usage\7310 - Salt/Sand Storage or Shed
7400 - Shop | \Classifications\Building Class\Building Usage\7400 - Shop
7401 - Foundry | \Classifications\Building Class\Building Usage\7401 - Foundry
7402 - Kiln | \Classifications\Building Class\Building Usage\7402 - Kiln
7403 - SawMill | \Classifications\Building Class\Building Usage\7403 - SawMill
7404 - Stone Crusher | \Classifications\Building Class\Building Usage\7404 - Stone Crusher
7405 - Woodworking | \Classifications\Building Class\Building Usage\7405 - Woodworking
7500 - Skating Rink | \Classifications\Building Class\Building Usage\7500 - Skating Rink
7501 - Pool + Rink | \Classifications\Building Class\Building Usage\7501 - Pool + Rink
7600 - Ski Area | \Classifications\Building Class\Building Usage\7600 - Ski Area
7601 - Ski Lift and Machine | \Classifications\Building Class\Building Usage\7601 - Ski Lift and Machine
7602 - Ski Lodge | \Classifications\Building Class\Building Usage\7602 - Ski Lodge
7700 - Stadium | \Classifications\Building Class\Building Usage\7700 - Stadium
7701 - Bleachers | \Classifications\Building Class\Building Usage\7701 - Bleachers
7800 - Storage + Storage Shed + Storage Shack | \Classifications\Building Class\Building Usage\7800 - Storage + Storage Shed + Storage Shack
7801 - Cold Storage | \Classifications\Building Class\Building Usage\7801 - Cold Storage
7802 - Storage/Equipment (shed or garage) | \Classifications\Building Class\Building Usage\7802 - Storage/Equipment (shed or garage)
7803 - Storage/Records-Vault | \Classifications\Building Class\Building Usage\7803 - Storage/Records-Vault
7804 - Warehouse | \Classifications\Building Class\Building Usage\7804 - Warehouse
7805 - Ice House | \Classifications\Building Class\Building Usage\7805 - Ice House
7806 - Tanks, Aboveground | \Classifications\Building Class\Building Usage\7806 - Tanks, Aboveground
7807 - Tanks, Underground | \Classifications\Building Class\Building Usage\7807 - Tanks, Underground
7808 - Tanks, Undertermined location or use | \Classifications\Building Class\Building Usage\7808 - Tanks, Undertermined location or use
7900 - Swimming | \Classifications\Building Class\Building Usage\7900 - Swimming
7901 - Track | \Classifications\Building Class\Building Usage\7901 - Track
8000 - Tennis Courts | \Classifications\Building Class\Building Usage\8000 - Tennis Courts
8100 - Theater | \Classifications\Building Class\Building Usage\8100 - Theater
8200 - Tower | \Classifications\Building Class\Building Usage\8200 - Tower
8201 - Observation Tower-Firesighting Tower | \Classifications\Building Class\Building Usage\8201 - Observation Tower-Firesighting Tower
8202 - Radar Tower | \Classifications\Building Class\Building Usage\8202 - Radar Tower
8203 - Radio Tower | \Classifications\Building Class\Building Usage\8203 - Radio Tower
8204 - TV Tower | \Classifications\Building Class\Building Usage\8204 - TV Tower
8205 - Water Tower | \Classifications\Building Class\Building Usage\8205 - Water Tower
8206 - Clock Tower | \Classifications\Building Class\Building Usage\8206 - Clock Tower
8207 - Communications Bldg, Radio Shop, Telecom | \Classifications\Building Class\Building Usage\8207 - Communications Bldg, Radio Shop, Telecom
8208 - Flagpole | \Classifications\Building Class\Building Usage\8208 - Flagpole
8209 - Pressbox | \Classifications\Building Class\Building Usage\8209 - Pressbox
8210 - VALVE HOUSE FOR WATER TOWER | \Classifications\Building Class\Building Usage\8210 - VALVE HOUSE FOR WATER TOWER
8300 - Training Facility | \Classifications\Building Class\Building Usage\8300 - Training Facility
8400 - Transit Stations | \Classifications\Building Class\Building Usage\8400 - Transit Stations
8500 - Vacant Building | \Classifications\Building Class\Building Usage\8500 - Vacant Building
8501 - Vent Stack | \Classifications\Building Class\Building Usage\8501 - Vent Stack
8600 - Water Bodies | \Classifications\Building Class\Building Usage\8600 - Water Bodies
8601 - Bay, Lagoon | \Classifications\Building Class\Building Usage\8601 - Bay, Lagoon
8602 - Canal | \Classifications\Building Class\Building Usage\8602 - Canal
8603 - Lake, Pond | \Classifications\Building Class\Building Usage\8603 - Lake, Pond
8604 - Ocean | \Classifications\Building Class\Building Usage\8604 - Ocean
8605 - River, Streams-Dam Operations Building | \Classifications\Building Class\Building Usage\8605 - River, Streams-Dam Operations Building
8606 - Reservoir-Water Supply Facility | \Classifications\Building Class\Building Usage\8606 - Reservoir-Water Supply Facility
8700 - Water Treatment Plants | \Classifications\Building Class\Building Usage\8700 - Water Treatment Plants
8701 - WASTE WATER PUMPING STATION | \Classifications\Building Class\Building Usage\8701 - WASTE WATER PUMPING STATION
8800 - Wetlands | \Classifications\Building Class\Building Usage\8800 - Wetlands
8801 - Well-Underground | \Classifications\Building Class\Building Usage\8801 - Well-Underground
8900 - Wooded | \Classifications\Building Class\Building Usage\8900 - Wooded
9000 - Zoo | \Classifications\Building Class\Building Usage\9000 - Zoo
9100 - VISITORS CENTER | \Classifications\Building Class\Building Usage\9100 - VISITORS CENTER
9102 - VISITOR CENTER / INFORMATION BOOTH | \Classifications\Building Class\Building Usage\9102 - VISITOR CENTER / INFORMATION BOOTH
9200 - CONFERENCE Center | \Classifications\Building Class\Building Usage\9200 - CONFERENCE Center
9201 - CONFERENCE ROOMS | \Classifications\Building Class\Building Usage\9201 - CONFERENCE ROOMS
9202 - SOCIAL EVENTS & GUESTHOUSE | \Classifications\Building Class\Building Usage\9202 - SOCIAL EVENTS & GUESTHOUSE
9910 - University-Academic and Research | \Classifications\Building Class\Building Usage\9910 - University-Academic and Research
9911 - University-Non-Residential Other | \Classifications\Building Class\Building Usage\9911 - University-Non-Residential Other
9999 - Miscellaneous | \Classifications\Building Class\Building Usage\9999 - Miscellaneous

## Equipment Spec Class-previous
Building Equipment Specifications
Spec Class ID | Spec Class Name | Spec Class | Spec Class ID | Spec Class Name | Spec Class | Mfr Name | Model Number
EQ-1000001 | AIR CIRCUIT BREAKER | AIR CIRCUIT BREAKER | EQ-1000001 | AIR CIRCUIT BREAKER | AIR CIRCUIT BREAKER
EQ-1000000 | AIR COMPRESSOR | AIR COMPRESSOR | EQ-1000000 | AIR COMPRESSOR | AIR COMPRESSOR
EQ-1000002 | AIR CONDITIONING UNIT | AIR CONDITIONING UNIT | EQ-1000002 | AIR CONDITIONING UNIT | AIR CONDITIONING UNIT
EQ-1000003 | AIR DRYER | AIR DRYERS | EQ-1000003 | AIR DRYER | AIR DRYERS
EQ-1000004 | AIR HANDLER UNIT | AIR HANDLER UNIT | EQ-1000004 | AIR HANDLER UNIT | AIR HANDLER UNIT
EQ-1000005 | AIR SYSTEM | AIR SYSTEM | EQ-1000005 | AIR SYSTEM | AIR SYSTEM
EQ-1000006 | ALARM SYSTEMS | ALARM SYSTEMS | EQ-1000006 | ALARM SYSTEMS | ALARM SYSTEMS
EQ-1000007 | ALL OTHER PUMPS | ALL OTHER PUMPS | EQ-1000007 | ALL OTHER PUMPS | ALL OTHER PUMPS
EQ-1000008 | ASPHALT ROOFING SYSTEM | ASPHALT ROOFING SYSTEM | EQ-1000008 | ASPHALT ROOFING SYSTEM | ASPHALT ROOFING SYSTEM
EQ-1000009 | AUGER | AUGER | EQ-1000009 | AUGER | AUGER
EQ-1000010 | AUTO LIFT | AUTO LIFT | EQ-1000010 | AUTO LIFT | AUTO LIFT
EQ-1000011 | AUTO TRANSFER SWITCH | AUTO TRANSFER SWITCH | EQ-1000011 | AUTO TRANSFER SWITCH | AUTO TRANSFER SWITCH
EQ-1000012 | AUTOCLAVE(LABORATORY) | AUTOCLAVE(LABORATORY) | EQ-1000012 | AUTOCLAVE(LABORATORY) | AUTOCLAVE(LABORATORY)
EQ-1000344 | AUTOMATED EXTERNAL DEFIBRILLATOR | SPEC EQUIP | EQ-1000344 | AUTOMATED EXTERNAL DEFIBRILLATOR | SPEC EQUIP | ZOLL Medical Corporation | AEDPLUS
EQ-1000013 | AUTOMATIC TRANSFORMER SWITCH | AUTOMATIC TRANSFORMER SWITCH | EQ-1000013 | AUTOMATIC TRANSFORMER SWITCH | AUTOMATIC TRANSFORMER SWITCH
EQ-1000014 | AUTOMOBILES (ALL TYPES) | AUTOMOBILES (ALL TYPES) | EQ-1000014 | AUTOMOBILES (ALL TYPES) | AUTOMOBILES (ALL TYPES)
EQ-1000015 | BACKHOE | BACKHOE | EQ-1000015 | BACKHOE | BACKHOE
EQ-1000016 | BALLAST | BALLAST | EQ-1000016 | BALLAST | BALLAST
EQ-1000017 | BIOMEDICAL | BIOMEDICAL | EQ-1000017 | BIOMEDICAL | BIOMEDICAL
EQ-1000018 | BLENDER | BLENDER | EQ-1000018 | BLENDER | BLENDER
EQ-1000019 | BLOW DOWN METERS | BLOW DOWN METERS | EQ-1000019 | BLOW DOWN METERS | BLOW DOWN METERS
EQ-1000020 | BOILER | BOILER | EQ-1000020 | BOILER | BOILER
EQ-1000021 | BOILER - CONDENSING | BOILER - CONDENSING | EQ-1000021 | BOILER - CONDENSING | BOILER - CONDENSING
EQ-1000022 | BOOSTER FANS | BOOSTER FANS | EQ-1000022 | BOOSTER FANS | BOOSTER FANS
EQ-1000023 | BOOSTER PUMP | BOOSTER PUMP | EQ-1000023 | BOOSTER PUMP | BOOSTER PUMP
EQ-1000024 | BROASTER | BROASTER | EQ-1000024 | BROASTER | BROASTER
EQ-1000025 | BUILDING EXHAUST | BUILDING EXHAUST | EQ-1000025 | BUILDING EXHAUST | BUILDING EXHAUST
EQ-1000026 | BUILT UP ROOFING SYSTEM | BUILT UP ROOFING SYSTEM | EQ-1000026 | BUILT UP ROOFING SYSTEM | BUILT UP ROOFING SYSTEM
EQ-1000027 | BURNER | BURNER | EQ-1000027 | BURNER | BURNER
EQ-1000028 | BYPASS VALVES | BYPASS VALVES | EQ-1000028 | BYPASS VALVES | BYPASS VALVES
EQ-1000029 | CAN OPENER | CAN OPENER | EQ-1000029 | CAN OPENER | CAN OPENER
EQ-1000030 | CAPACITOR BANK | CAPACITOR BANK | EQ-1000030 | CAPACITOR BANK | CAPACITOR BANK
EQ-1000031 | CATCH BASIN | CATCH BASIN | EQ-1000031 | CATCH BASIN | CATCH BASIN
EQ-1000032 | CELL | CELL | EQ-1000032 | CELL | CELL
EQ-1000034 | CENTRIFUGAL FAN | CENTRIFUGAL FAN | EQ-1000034 | CENTRIFUGAL FAN | CENTRIFUGAL FAN
EQ-1000336 | CHARGING STATION | Electrical Equipment | EQ-1000336 | CHARGING STATION | Electrical Equipment
EQ-1000033 | CHILLED WATER METER | CHILLED WATER METER | EQ-1000033 | CHILLED WATER METER | CHILLED WATER METER
EQ-1000035 | CHILLED WATER PUMP | CHILLED WATER PUMP | EQ-1000035 | CHILLED WATER PUMP | CHILLED WATER PUMP
EQ-1000036 | CHILLER | CHILLER | EQ-1000036 | CHILLER | CHILLER
EQ-1000038 | CIRCULATING PUMP | CIRCULATING PUMP | EQ-1000038 | CIRCULATING PUMP | CIRCULATING PUMP
EQ-1000037 | CIRCULATION MOTOR | CIRCULATION MOTOR | EQ-1000037 | CIRCULATION MOTOR | CIRCULATION MOTOR
EQ-1000039 | CLARIFIER | CLARIFIER | EQ-1000039 | CLARIFIER | CLARIFIER
EQ-1000040 | CLOCK/BELL | CLOCK/BELL | EQ-1000040 | CLOCK/BELL | CLOCK/BELL
EQ-1000041 | CLOTHES WASHER | CLOTHES WASHER | EQ-1000041 | CLOTHES WASHER | CLOTHES WASHER
EQ-1000042 | CO2 DETECTORS | CO2 DETECTORS | EQ-1000042 | CO2 DETECTORS | CO2 DETECTORS
EQ-1000043 | CO2 FIRE SUPPRESSION SYSTEMS | CO2 FIRE SUPPRESSION SYSTEMS | EQ-1000043 | CO2 FIRE SUPPRESSION SYSTEMS | CO2 FIRE SUPPRESSION SYSTEMS
EQ-1000044 | COFFEE MAKER | COFFEE MAKER | EQ-1000044 | COFFEE MAKER | COFFEE MAKER
EQ-1000045 | COILS | COILS | EQ-1000045 | COILS | COILS
EQ-1000046 | COMPACTOR | COMPACTOR | EQ-1000046 | COMPACTOR | COMPACTOR
EQ-1000047 | COMPRESSOR | COMPRESSOR | EQ-1000047 | COMPRESSOR | COMPRESSOR
EQ-1000048 | CONDENSATE METER | CONDENSATE METER | EQ-1000048 | CONDENSATE METER | CONDENSATE METER
EQ-1000049 | CONDENSATE PUMP | CONDENSATE PUMP | EQ-1000049 | CONDENSATE PUMP | CONDENSATE PUMP
EQ-1000050 | CONDENSATE PUMP & SYSTEM | CONDENSATE PUMP & SYSTEM | EQ-1000050 | CONDENSATE PUMP & SYSTEM | CONDENSATE PUMP & SYSTEM
EQ-1000051 | CONDENSER | CONDENSER | EQ-1000051 | CONDENSER | CONDENSER
EQ-1000052 | CONDENSER WATER PUMP | CONDENSER WATER PUMP | EQ-1000052 | CONDENSER WATER PUMP | CONDENSER WATER PUMP
EQ-1000053 | CONDENSING UNIT (AIR, WATER, AIR/WA | CONDENSING UNIT (AIR, WATER, AIR/WA | EQ-1000053 | CONDENSING UNIT (AIR, WATER, AIR/WA | CONDENSING UNIT (AIR, WATER, AIR/WA
EQ-1000054 | CONTROL AIR COMPRESSOR | CONTROL AIR COMPRESSOR | EQ-1000054 | CONTROL AIR COMPRESSOR | CONTROL AIR COMPRESSOR
EQ-1000055 | CONTROL PANEL | CONTROL PANEL | EQ-1000055 | CONTROL PANEL | CONTROL PANEL
EQ-1000056 | CONTROLS | CONTROLS | EQ-1000056 | CONTROLS | CONTROLS
EQ-1000057 | COOLING TOWER | COOLING TOWER | EQ-1000057 | COOLING TOWER | COOLING TOWER
EQ-1000058 | COOLING TOWER (DRY COOLER) | COOLING TOWER (DRY COOLER) | EQ-1000058 | COOLING TOWER (DRY COOLER) | COOLING TOWER (DRY COOLER)
EQ-1000059 | CURRENT LIMITING REACTOR | CURRENT LIMITING REACTOR | EQ-1000059 | CURRENT LIMITING REACTOR | CURRENT LIMITING REACTOR
EQ-1000060 | DA TANKS | DA TANKS | EQ-1000060 | DA TANKS | DA TANKS
EQ-1000061 | DAMPERS | DAMPERS | EQ-1000061 | DAMPERS | DAMPERS
EQ-1000062 | DATA TRANSMISSION | DATA TRANSMISSION | EQ-1000062 | DATA TRANSMISSION | DATA TRANSMISSION
EQ-1000331 | DC INVERTER | Electrical Equipment | EQ-1000331 | DC INVERTER | Electrical Equipment
EQ-1000063 | DEHUMIDIFIER | DEHUMIDIFIER | EQ-1000063 | DEHUMIDIFIER | DEHUMIDIFIER
EQ-1000064 | DELTA 2000 SYSTEM (EMS) | DELTA 2000 SYSTEM (EMS) | EQ-1000064 | DELTA 2000 SYSTEM (EMS) | DELTA 2000 SYSTEM (EMS)
EQ-1000065 | DELUGE FIRE SUPPRESSION SYSTEM | DELUGE FIRE SUPPRESSION SYSTEM | EQ-1000065 | DELUGE FIRE SUPPRESSION SYSTEM | DELUGE FIRE SUPPRESSION SYSTEM
EQ-1000066 | DETECTION SYSTEM | DETECTION SYSTEM | EQ-1000066 | DETECTION SYSTEM | DETECTION SYSTEM
EQ-1000067 | DIESEL FUEL TANK | FUEL TANK-AST | EQ-1000067 | DIESEL FUEL TANK | FUEL TANK-AST
EQ-1000068 | DIRECT DIGITAL CONTROL | DIRECT DIGITAL CONTROL | EQ-1000068 | DIRECT DIGITAL CONTROL | DIRECT DIGITAL CONTROL
EQ-1000069 | DISHWASHER | DISHWASHER | EQ-1000069 | DISHWASHER | DISHWASHER
EQ-1000070 | DOOR CONTROL | DOOR CONTROL | EQ-1000070 | DOOR CONTROL | DOOR CONTROL
EQ-1000071 | DRINKING FOUNTAIN (REFRIGERATED) | DRINKING FOUNTAIN (REFRIGERATED) | EQ-1000071 | DRINKING FOUNTAIN (REFRIGERATED) | DRINKING FOUNTAIN (REFRIGERATED)
EQ-1000072 | DRY CHEMICAL FIRE SUPPRESSION SYSTE | DRY CHEMICAL FIRE SUPPRESSION SYSTE | EQ-1000072 | DRY CHEMICAL FIRE SUPPRESSION SYSTE | DRY CHEMICAL FIRE SUPPRESSION SYSTE
EQ-1000073 | DRY FIRE SUPPRESSION SYSTEM | DRY FIRE SUPPRESSION SYSTEM | EQ-1000073 | DRY FIRE SUPPRESSION SYSTEM | DRY FIRE SUPPRESSION SYSTEM
EQ-1000074 | DRYERS | DRYERS | EQ-1000074 | DRYERS | DRYERS
EQ-1000075 | DUCTWRK | DUCTWRK | EQ-1000075 | DUCTWRK | DUCTWRK
EQ-1000076 | DUMBWAITER | DUMBWAITER | EQ-1000076 | DUMBWAITER | DUMBWAITER
EQ-1000077 | DUMP TANKS | DUMP TANKS | EQ-1000077 | DUMP TANKS | DUMP TANKS
EQ-1000078 | DUMP TRUCK | DUMP TRUCK | EQ-1000078 | DUMP TRUCK | DUMP TRUCK
EQ-1000079 | ELEC TRAP | ELEC TRAP | EQ-1000079 | ELEC TRAP | ELEC TRAP
EQ-1000080 | ELECTRIC HEATER | ELECTRIC HEATER | EQ-1000080 | ELECTRIC HEATER | ELECTRIC HEATER
EQ-1000081 | ELECTRIC METER | ELECTRIC METER | EQ-1000081 | ELECTRIC METER | ELECTRIC METER
EQ-1000082 | ELECTRIC OPERATED VALVES | ELECTRIC OPERATED VALVES | EQ-1000082 | ELECTRIC OPERATED VALVES | ELECTRIC OPERATED VALVES
EQ-1000083 | ELECTRIC TRANSFORMER | ELECTRIC TRANSFORMER | EQ-1000083 | ELECTRIC TRANSFORMER | ELECTRIC TRANSFORMER
EQ-1000084 | ELECTRIC VAULT | ELECTRIC VAULT | EQ-1000084 | ELECTRIC VAULT | ELECTRIC VAULT
EQ-1000085 | ELEVATED TANKS | ELEVATED TANKS | EQ-1000085 | ELEVATED TANKS | ELEVATED TANKS
EQ-1000086 | ELEVATOR | ELEVATOR | EQ-1000086 | ELEVATOR | ELEVATOR
EQ-1000087 | EMERGENCY ENGINE | EMERGENCY ENGINE | EQ-1000087 | EMERGENCY ENGINE | EMERGENCY ENGINE
EQ-1000088 | EMERGENCY GENERATOR SET | EMERGENCY GENERATOR SET | EQ-1000088 | EMERGENCY GENERATOR SET | EMERGENCY GENERATOR SET
EQ-1000089 | EMERGENCY LIGHTING | EMERGENCY LIGHTING | EQ-1000089 | EMERGENCY LIGHTING | EMERGENCY LIGHTING
EQ-1000090 | ENVIRONMENTAL ROOM | ENVIRONMENTAL ROOM | EQ-1000090 | ENVIRONMENTAL ROOM | ENVIRONMENTAL ROOM
EQ-1000091 | EPDM ROOFING SYSTEM | EPDM ROOFING SYSTEM | EQ-1000091 | EPDM ROOFING SYSTEM | EPDM ROOFING SYSTEM
EQ-1000092 | ESCALATOR | ESCALATOR | EQ-1000092 | ESCALATOR | ESCALATOR
EQ-1000093 | EVAPORATOR | EVAPORATOR | EQ-1000093 | EVAPORATOR | EVAPORATOR
EQ-1000094 | EXHAUST FAN | EXHAUST FAN | EQ-1000094 | EXHAUST FAN | EXHAUST FAN
EQ-1000095 | EXP TANKS | EXP TANKS | EQ-1000095 | EXP TANKS | EXP TANKS
EQ-1000096 | EXPANSION JOINT | EXPANSION JOINT | EQ-1000096 | EXPANSION JOINT | EXPANSION JOINT
EQ-1000097 | EXPANSION TANK | EXPANSION TANK | EQ-1000097 | EXPANSION TANK | EXPANSION TANK
EQ-1000098 | EYE WASHS & EMERGENCY SHOWERS | EYE WASHS & EMERGENCY SHOWERS | EQ-1000098 | EYE WASHS & EMERGENCY SHOWERS | EYE WASHS & EMERGENCY SHOWERS
EQ-1000099 | FAN | FAN | EQ-1000099 | FAN | FAN
EQ-1000100 | FAN COIL UNIT | FAN COIL UNIT | EQ-1000100 | FAN COIL UNIT | FAN COIL UNIT
EQ-1000101 | FDU | FDU | EQ-1000101 | FDU | FDU
EQ-1000102 | FEED WATER | FEED WATER | EQ-1000102 | FEED WATER | FEED WATER
EQ-1000103 | FENCE | FENCE | EQ-1000103 | FENCE | FENCE
EQ-1000104 | FENCE ALARM | FENCE ALARM | EQ-1000104 | FENCE ALARM | FENCE ALARM
EQ-1000105 | FIRE | FIRE SUPPRESSION EQUIPMENT | EQ-1000105 | FIRE | FIRE SUPPRESSION EQUIPMENT
EQ-1000106 | FIRE ALARM MULTI-PLEXER | FIRE ALARM MULTI-PLEXER | EQ-1000106 | FIRE ALARM MULTI-PLEXER | FIRE ALARM MULTI-PLEXER
EQ-1000107 | FIRE ALARM PANEL | FIRE ALARM PANEL | EQ-1000107 | FIRE ALARM PANEL | FIRE ALARM PANEL
EQ-1000108 | FIRE EXTINGUISHER | FIRE EXTINGUISHER | EQ-1000108 | FIRE EXTINGUISHER | FIRE EXTINGUISHER
EQ-1000109 | FIRE HYDRANT VALVES | FIRE HYDRANT VALVES | EQ-1000109 | FIRE HYDRANT VALVES | FIRE HYDRANT VALVES
EQ-1000110 | FIRE HYDRANTS | FIRE HYDRANTS | EQ-1000110 | FIRE HYDRANTS | FIRE HYDRANTS
EQ-1000111 | FIRE PUMP | FIRE PUMP | EQ-1000111 | FIRE PUMP | FIRE PUMP
EQ-1000112 | FLAT BED CART | FLAT BED CART | EQ-1000112 | FLAT BED CART | FLAT BED CART
EQ-1000113 | FLH TANKS | FLH TANKS | EQ-1000113 | FLH TANKS | FLH TANKS
EQ-1000114 | FLUID APPLIED ROOF | FLUID APPLIED ROOF | EQ-1000114 | FLUID APPLIED ROOF | FLUID APPLIED ROOF
EQ-1000115 | FOOD CUTTER | FOOD CUTTER | EQ-1000115 | FOOD CUTTER | FOOD CUTTER
EQ-1000116 | FOOD PROCESSOR | FOOD PROCESSOR | EQ-1000116 | FOOD PROCESSOR | FOOD PROCESSOR
EQ-1000117 | FOOD WARMER | FOOD WARMER | EQ-1000117 | FOOD WARMER | FOOD WARMER
EQ-1000118 | FORK LIFT OR GENIE LIFT | FORK LIFT OR GENIE LIFT | EQ-1000118 | FORK LIFT OR GENIE LIFT | FORK LIFT OR GENIE LIFT
EQ-1000119 | FREIGHT ELEVATOR | FREIGHT ELEVATOR | EQ-1000119 | FREIGHT ELEVATOR | FREIGHT ELEVATOR
EQ-1000120 | FRYOLATOR | FRYOLATER | EQ-1000120 | FRYOLATOR | FRYOLATER
EQ-1000121 | FUEL CELL RENEWABLE ENERGY | FUEL CELL RENEWABLE ENERGY | EQ-1000121 | FUEL CELL RENEWABLE ENERGY | FUEL CELL RENEWABLE ENERGY
EQ-1000122 | FUEL HTR | FUEL HTR | EQ-1000122 | FUEL HTR | FUEL HTR
EQ-1000123 | FUEL OIL STORAGE TANK # 1 | FUEL OIL STORAGE TANK # 1 | EQ-1000123 | FUEL OIL STORAGE TANK # 1 | FUEL OIL STORAGE TANK # 1
EQ-1000124 | FUEL SYSTEM | FUEL SYSTEM | EQ-1000124 | FUEL SYSTEM | FUEL SYSTEM
EQ-1000125 | FUME EXHAUST FAN | FUME EXHAUST FAN | EQ-1000125 | FUME EXHAUST FAN | FUME EXHAUST FAN
EQ-1000126 | FUME HOOD LABORATORY | FUME HOOD LABORATORY | EQ-1000126 | FUME HOOD LABORATORY | FUME HOOD LABORATORY
EQ-1000127 | FURNACE | FURNACE | EQ-1000127 | FURNACE | FURNACE
EQ-1000340 | FURNISHINGS | MISC. EQUIPMENT | EQ-1000340 | FURNISHINGS | MISC. EQUIPMENT
EQ-1000128 | GARAGE | GARAGE | EQ-1000128 | GARAGE | GARAGE
EQ-1000129 | GARBAGE DISPOSAL | GARBAGE DISPOSAL | EQ-1000129 | GARBAGE DISPOSAL | GARBAGE DISPOSAL
EQ-1000130 | GAS DETECTION (ALARM) | GAS DETECTION (ALARM) | EQ-1000130 | GAS DETECTION (ALARM) | GAS DETECTION (ALARM)
EQ-1000131 | GAS ENERGY SYSTEM | GAS ENERGY SYSTEM | EQ-1000131 | GAS ENERGY SYSTEM | GAS ENERGY SYSTEM
EQ-1000321 | GAS METER | GAS METER | EQ-1000321 | GAS METER | GAS METER
EQ-1000132 | GATE | GATE | EQ-1000132 | GATE | GATE
EQ-1000133 | GEN SET | GEN SET | EQ-1000133 | GEN SET | GEN SET
EQ-1000134 | GENERATOR ASSEMBLIES | GENERATOR ASSEMBLIES | EQ-1000134 | GENERATOR ASSEMBLIES | GENERATOR ASSEMBLIES
EQ-1000135 | GREASE TRAP | GREASE TRAP | EQ-1000135 | GREASE TRAP | GREASE TRAP
EQ-1000136 | GREEN ROOFING SYSTEM | GREEN ROOFING SYSTEM | EQ-1000136 | GREEN ROOFING SYSTEM | GREEN ROOFING SYSTEM
EQ-1000137 | GRILL | GRILL | EQ-1000137 | GRILL | GRILL
EQ-1000138 | GRINDER | GRINDER | EQ-1000138 | GRINDER | GRINDER
EQ-1000139 | GROWTH CHEMBER | GROWTH CHEMBER | EQ-1000139 | GROWTH CHEMBER | GROWTH CHEMBER
EQ-1000140 | HALON FIRE SUPPRESSION SYSTEM | HALON FIRE SUPPRESSION SYSTEM | EQ-1000140 | HALON FIRE SUPPRESSION SYSTEM | HALON FIRE SUPPRESSION SYSTEM
EQ-1000141 | HANDICAP ELEVATOR | HANDICAP ELEVATOR | EQ-1000141 | HANDICAP ELEVATOR | HANDICAP ELEVATOR
EQ-1000142 | HANDICAPPED | HANDICAPPED | EQ-1000142 | HANDICAPPED | HANDICAPPED
EQ-1000143 | HEAT EXCHANGER | HEAT EXCHANGER | EQ-1000143 | HEAT EXCHANGER | HEAT EXCHANGER
EQ-1000144 | HEAT PUMP | HEAT PUMP | EQ-1000144 | HEAT PUMP | HEAT PUMP
EQ-1000145 | HEAT RECOVERY PUMP | HEAT RECOVERY PUMP | EQ-1000145 | HEAT RECOVERY PUMP | HEAT RECOVERY PUMP
EQ-1000146 | HEAT RECOVERY SYSTEM | HEAT RECOVERY SYSTEM | EQ-1000146 | HEAT RECOVERY SYSTEM | HEAT RECOVERY SYSTEM
EQ-1000147 | HEATING/COOLING SYSTEM | HEATING/COOLING SYSTEM | EQ-1000147 | HEATING/COOLING SYSTEM | HEATING/COOLING SYSTEM
EQ-1000148 | HOISTING SYSTEM | HOISTING SYSTEM | EQ-1000148 | HOISTING SYSTEM | HOISTING SYSTEM
EQ-1000149 | HOSPITAL BED | HOSPITAL BED | EQ-1000149 | HOSPITAL BED | HOSPITAL BED
EQ-1000150 | HOT WATER BOILER | HOT WATER BOILER | EQ-1000150 | HOT WATER BOILER | HOT WATER BOILER
EQ-1000323 | HOT WATER METER | HOT WATER METER | EQ-1000323 | HOT WATER METER | HOT WATER METER
EQ-1000152 | HUMIDIFIER | HUMIDIFIER | EQ-1000152 | HUMIDIFIER | HUMIDIFIER
EQ-1000153 | HYDRO GATE | HYDRO GATE | EQ-1000153 | HYDRO GATE | HYDRO GATE
EQ-1000154 | ICE MACHINE | ICE MACHINE | EQ-1000154 | ICE MACHINE | ICE MACHINE
EQ-1000155 | INCUBATOR | INCUBATOR | EQ-1000155 | INCUBATOR | INCUBATOR
EQ-1000318 | INSTRUMENTATION | SOLAR ENERGY SYSTEM | EQ-1000318 | INSTRUMENTATION | SOLAR ENERGY SYSTEM
EQ-1000156 | INVER SYSTEM | INVER SYSTEM | EQ-1000156 | INVER SYSTEM | INVER SYSTEM
EQ-1000320 | INVERTER | SOLAR ENERGY SYSTEM | EQ-1000320 | INVERTER | SOLAR ENERGY SYSTEM
EQ-1000157 | IRONERS | IRONERS | EQ-1000157 | IRONERS | IRONERS
EQ-1000158 | IRRIGATION SYSTEM | IRRIGATION SYSTEM | EQ-1000158 | IRRIGATION SYSTEM | IRRIGATION SYSTEM
EQ-1000159 | JEEP | JEEP | EQ-1000159 | JEEP | JEEP
EQ-1000160 | KETTLE | KETTLE | EQ-1000160 | KETTLE | KETTLE
EQ-1000161 | KITCHEN EQUIPMENT | KITCHEN EQUIPMENT | EQ-1000161 | KITCHEN EQUIPMENT | KITCHEN EQUIPMENT
EQ-1000162 | LABORATORY AIR COMPRESSOR | LABORATORY AIR COMPRESSOR | EQ-1000162 | LABORATORY AIR COMPRESSOR | LABORATORY AIR COMPRESSOR
EQ-1000163 | LABORATORY VACUUM PUMP | LABORATORY VACUUM PUMP | EQ-1000163 | LABORATORY VACUUM PUMP | LABORATORY VACUUM PUMP
EQ-1000164 | LAWN MOWER (ALL TYPES) | LAWN MOWER (ALL TYPES) | EQ-1000164 | LAWN MOWER (ALL TYPES) | LAWN MOWER (ALL TYPES)
EQ-1000165 | LINE VALVES | LINE VALVES | EQ-1000165 | LINE VALVES | LINE VALVES
EQ-1000337 | LIQUID-SOLID SEPARATOR | WATER TREATMENT | EQ-1000337 | LIQUID-SOLID SEPARATOR | WATER TREATMENT
EQ-1000166 | LOUVERS | LOUVERS | EQ-1000166 | LOUVERS | LOUVERS
EQ-1000167 | MAIN BACK FLOW PREVENTER | MAIN BACK FLOW PREVENTER | EQ-1000167 | MAIN BACK FLOW PREVENTER | MAIN BACK FLOW PREVENTER
EQ-1000168 | MAIN DISCONNECT | MAIN DISCONNECT | EQ-1000168 | MAIN DISCONNECT | MAIN DISCONNECT
EQ-1000169 | MAIN SECONDARY DISCONNECT | MAIN SECONDARY DISCONNECT | EQ-1000169 | MAIN SECONDARY DISCONNECT | MAIN SECONDARY DISCONNECT
EQ-1000170 | MAIN SPRINKLER VALVE | WET FIRE SUPPRESSION SYSTEM | EQ-1000170 | MAIN SPRINKLER VALVE | WET FIRE SUPPRESSION SYSTEM
EQ-1000171 | MAIN TRANSFORMER | MAIN TRANSFORMER | EQ-1000171 | MAIN TRANSFORMER | MAIN TRANSFORMER
EQ-1000172 | MAKE-UP METER | MAKE-UP METER | EQ-1000172 | MAKE-UP METER | MAKE-UP METER
EQ-1000173 | MAKEUP SYSTEM | MAKEUP SYSTEM | EQ-1000173 | MAKEUP SYSTEM | MAKEUP SYSTEM
EQ-1000174 | MAN HOLE | MAN HOLE | EQ-1000174 | MAN HOLE | MAN HOLE
EQ-1000175 | METAL STANDING SEAM ROOFING SYSTEM | METAL STANDING SEAM ROOFING SYSTEM | EQ-1000175 | METAL STANDING SEAM ROOFING SYSTEM | METAL STANDING SEAM ROOFING SYSTEM
EQ-1000317 | METER-UTILITY | METER-UTILITY | EQ-1000317 | METER-UTILITY | METER-UTILITY
EQ-1000176 | MICROWAVE | MICROWAVE | EQ-1000176 | MICROWAVE | MICROWAVE
EQ-1000177 | MISC. CART | MISC. CART | EQ-1000177 | MISC. CART | MISC. CART
EQ-1000178 | MISC. COMMUNICATION | MISC. COMMUNICATION | EQ-1000178 | MISC. COMMUNICATION | MISC. COMMUNICATION
EQ-1000179 | MISC. EQUIPMENT | MISC. EQUIPMENT | EQ-1000179 | MISC. EQUIPMENT | MISC. EQUIPMENT
EQ-1000180 | MISC. LIFT | MISC. LIFT | EQ-1000180 | MISC. LIFT | MISC. LIFT
EQ-1000181 | MISC. OUTLET | MISC. OUTLET | EQ-1000181 | MISC. OUTLET | MISC. OUTLET
EQ-1000182 | MISC. VEHICLES | MISC. VEHICLES | EQ-1000182 | MISC. VEHICLES | MISC. VEHICLES
EQ-1000183 | MISCELLANEOUS PIPING | MISCELLANEOUS PIPING | EQ-1000183 | MISCELLANEOUS PIPING | MISCELLANEOUS PIPING
EQ-1000184 | MIXER | MIXER | EQ-1000184 | MIXER | MIXER
EQ-1000185 | MODIFIED BITUMEN ROOFING SYSTEM | MODIFIED BITUMEN ROOFING SYSTEM | EQ-1000185 | MODIFIED BITUMEN ROOFING SYSTEM | MODIFIED BITUMEN ROOFING SYSTEM
EQ-1000186 | MOTOR | MOTOR | EQ-1000186 | MOTOR | MOTOR
EQ-1000187 | MOTOR CONTROL CENTER > 400 AMPS | MOTOR CONTROL CENTER > 400 AMPS | EQ-1000187 | MOTOR CONTROL CENTER > 400 AMPS | MOTOR CONTROL CENTER > 400 AMPS
EQ-1000188 | NON REFRIGERATED | NON REFRIGERATED | EQ-1000188 | NON REFRIGERATED | NON REFRIGERATED
EQ-1000338 | OFFICE LIGHTING | Electrical Equipment | EQ-1000338 | OFFICE LIGHTING | Electrical Equipment
EQ-1000324 | OIL METER | OIL METER | EQ-1000324 | OIL METER | OIL METER
EQ-1000189 | OTHER | OTHER | EQ-1000189 | OTHER | OTHER
EQ-1000190 | OVEN | OVEN | EQ-1000190 | OVEN | OVEN
EQ-1000334 | OZONE EQUIPMENT | WATER TREATMENT | EQ-1000334 | OZONE EQUIPMENT | WATER TREATMENT
EQ-1000191 | PACKAGE AIR CONDITIONER | PACKAGE AIR CONDITIONER | EQ-1000191 | PACKAGE AIR CONDITIONER | PACKAGE AIR CONDITIONER
EQ-1000192 | PACKAGED & FIELD ERECTED COOLING TO | PACKAGED & FIELD ERECTED COOLING TO | EQ-1000192 | PACKAGED & FIELD ERECTED COOLING TO | PACKAGED & FIELD ERECTED COOLING TO
EQ-1000193 | PALLET JACK | PALLET JACK | EQ-1000193 | PALLET JACK | PALLET JACK
EQ-1000194 | PANEL BOARD | PANEL BOARD | EQ-1000194 | PANEL BOARD | PANEL BOARD
EQ-1000206 | PHOTOVOLTAIC PANEL | PV PANELS | EQ-1000206 | PHOTOVOLTAIC PANEL | PV PANELS
EQ-1000195 | PICKUP TRUCK | PICKUP TRUCK | EQ-1000195 | PICKUP TRUCK | PICKUP TRUCK
EQ-1000196 | PLASTIC ROOF | PLASTIC ROOF | EQ-1000196 | PLASTIC ROOF | PLASTIC ROOF
EQ-1000315 | PM Rounds | PM Rounds | EQ-1000315 | PM Rounds | PM Rounds
EQ-1000198 | PREHEAT PUMP | PREHEAT PUMP | EQ-1000198 | PREHEAT PUMP | PREHEAT PUMP
EQ-1000197 | PRESSURE REDUCING STATION | PRESSURE REDUCING STATION | EQ-1000197 | PRESSURE REDUCING STATION | PRESSURE REDUCING STATION
EQ-1000199 | PRESSURE REDUCING VALVE | PRESSURE REDUCING VALVE | EQ-1000199 | PRESSURE REDUCING VALVE | PRESSURE REDUCING VALVE
EQ-1000200 | PRESSURE RELIEF VALVES & SYSTEMS | PRESSURE RELIEF VALVES & SYSTEMS | EQ-1000200 | PRESSURE RELIEF VALVES & SYSTEMS | PRESSURE RELIEF VALVES & SYSTEMS
EQ-1000335 | PROCESSED WATER PUMP | PUMP | EQ-1000335 | PROCESSED WATER PUMP | PUMP
EQ-1000329 | PROJECTOR | MULTIMEDIA EQUIPMENT | EQ-1000329 | PROJECTOR | MULTIMEDIA EQUIPMENT
EQ-1000325 | PROPANE METER | PROPANE METER | EQ-1000325 | PROPANE METER | PROPANE METER
EQ-1000201 | PUMP | PUMP | EQ-1000201 | PUMP | PUMP
EQ-1000202 | PUMP / MOTOR | PUMP / MOTOR | EQ-1000202 | PUMP / MOTOR | PUMP / MOTOR
EQ-1000203 | PUMP < 60HP | PUMP < 60HP | EQ-1000203 | PUMP < 60HP | PUMP < 60HP
EQ-1000204 | PUMP SLUDGE | PUMP SLUDGE | EQ-1000204 | PUMP SLUDGE | PUMP SLUDGE
EQ-1000205 | PUMPDOWN ASSEMBLY | PUMPDOWN ASSEMBLY | EQ-1000205 | PUMPDOWN ASSEMBLY | PUMPDOWN ASSEMBLY
EQ-1000207 | PVC/TPO ROOFING SYSTEM | PVC/TPO ROOFING SYSTEM | EQ-1000207 | PVC/TPO ROOFING SYSTEM | PVC/TPO ROOFING SYSTEM
EQ-1000210 | RADIANT AND REHEAT SYSTEMS | RADIANT AND REHEAT SYSTEMS | EQ-1000210 | RADIANT AND REHEAT SYSTEMS | RADIANT AND REHEAT SYSTEMS
EQ-1000208 | RADIATION AND REHEAT PUMPS | RADIATION AND REHEAT PUMPS | EQ-1000208 | RADIATION AND REHEAT PUMPS | RADIATION AND REHEAT PUMPS
EQ-1000209 | RANGE | RANGE | EQ-1000209 | RANGE | RANGE
EQ-1000211 | RBC | RBC | EQ-1000211 | RBC | RBC
EQ-1000212 | REACH-IN FREEZER (PROCESS COOLER) | REACH-IN FREEZER (PROCESS COOLER) | EQ-1000212 | REACH-IN FREEZER (PROCESS COOLER) | REACH-IN FREEZER (PROCESS COOLER)
EQ-1000213 | REACH-IN REFRIGERATOR (PROCESS COOL | REACH-IN REFRIGERATOR (PROCESS COOL | EQ-1000213 | REACH-IN REFRIGERATOR (PROCESS COOL | REACH-IN REFRIGERATOR (PROCESS COOL
EQ-1000214 | REACH-IN REFRIGERATOR/FREEZER (PROC | REACH-IN REFRIGERATOR/FREEZER (PROC | EQ-1000214 | REACH-IN REFRIGERATOR/FREEZER (PROC | REACH-IN REFRIGERATOR/FREEZER (PROC
EQ-1000215 | RECORDERS | RECORDERS | EQ-1000215 | RECORDERS | RECORDERS
EQ-1000216 | REFRIGERATION COMPRESSOR | REFRIGERATION COMPRESSOR | EQ-1000216 | REFRIGERATION COMPRESSOR | REFRIGERATION COMPRESSOR
EQ-1000217 | RELIEF VALVE | RELIEF VALVE | EQ-1000217 | RELIEF VALVE | RELIEF VALVE
EQ-1000322 | RENEWABLE METER | RENEWABLE METER | EQ-1000322 | RENEWABLE METER | RENEWABLE METER
EQ-1000218 | RETURN REGISTER | RETURN REGISTER | EQ-1000218 | RETURN REGISTER | RETURN REGISTER
EQ-1000219 | REVENUE METER | REVENUE METER | EQ-1000219 | REVENUE METER | REVENUE METER
EQ-1000220 | ROOF A/H UNIT | ROOF A/H UNIT | EQ-1000220 | ROOF A/H UNIT | ROOF A/H UNIT
EQ-1000221 | ROOM OPEN LEFT | ROOM OPEN LEFT | EQ-1000221 | ROOM OPEN LEFT | ROOM OPEN LEFT
EQ-1000222 | ROOM OPEN RIGHT | ROOM OPEN RIGHT | EQ-1000222 | ROOM OPEN RIGHT | ROOM OPEN RIGHT
EQ-1000223 | SALLY PORT | SALLY PORT | EQ-1000223 | SALLY PORT | SALLY PORT
EQ-1000224 | SAND FILTER EQUIPMENT | SAND FILTER EQUIPMENT | EQ-1000224 | SAND FILTER EQUIPMENT | SAND FILTER EQUIPMENT
EQ-1000225 | SANITARY SEWER | SANITARY SEWER | EQ-1000225 | SANITARY SEWER | SANITARY SEWER
EQ-1000226 | SBC | SBC | EQ-1000226 | SBC | SBC
EQ-1000228 | SECURITY SYSTEM PANEL | SECURITY SYSTEM PANEL | EQ-1000228 | SECURITY SYSTEM PANEL | SECURITY SYSTEM PANEL
EQ-1000227 | SENSOR | SENSOR | EQ-1000227 | SENSOR | SENSOR
EQ-1000229 | SEWAGE EJECTOR PUMP | SEWAGE EJECTOR PUMP | EQ-1000229 | SEWAGE EJECTOR PUMP | SEWAGE EJECTOR PUMP
EQ-1000230 | SEWAGE PUMP | SEWAGE PUMP | EQ-1000230 | SEWAGE PUMP | SEWAGE PUMP
EQ-1000231 | SHAFT (AIR, PIPE) | SHAFT (AIR, PIPE) | EQ-1000231 | SHAFT (AIR, PIPE) | SHAFT (AIR, PIPE)
EQ-1000232 | SHUT OFF VALVE | SHUT OFF VALVE | EQ-1000232 | SHUT OFF VALVE | SHUT OFF VALVE
EQ-1000233 | SKI LIFT | SKI LIFT | EQ-1000233 | SKI LIFT | SKI LIFT
EQ-1000234 | SLATE ROOFING SYSTEM | SLATE ROOFING SYSTEM | EQ-1000234 | SLATE ROOFING SYSTEM | SLATE ROOFING SYSTEM
EQ-1000235 | SLICER | SLICER | EQ-1000235 | SLICER | SLICER
EQ-1000236 | SLIDER | SLIDER | EQ-1000236 | SLIDER | SLIDER
EQ-1000237 | SMOKE DETECTOR | SMOKE DETECTOR | EQ-1000237 | SMOKE DETECTOR | SMOKE DETECTOR
EQ-1000238 | SNOW BLOWERS | SNOW BLOWER | EQ-1000238 | SNOW BLOWERS | SNOW BLOWER
EQ-1000239 | SNOWMELT SYSTEMS | SNOWMELT SYSTEMS | EQ-1000239 | SNOWMELT SYSTEMS | SNOWMELT SYSTEMS
EQ-1000240 | SOAP INJECTORS | SOAP INJECTORS | EQ-1000240 | SOAP INJECTORS | SOAP INJECTORS
EQ-1000241 | SOLAR ENERGY SYSTEM | SOLAR ENERGY SYSTEM | EQ-1000241 | SOLAR ENERGY SYSTEM | SOLAR ENERGY SYSTEM
EQ-1000244 | SPEC EQUIP | SPEC EQUIP | EQ-1000244 | SPEC EQUIP | SPEC EQUIP
EQ-1000242 | SPLIT AIR CONDITIONER | SPLIT AIR CONDITIONER | EQ-1000242 | SPLIT AIR CONDITIONER | SPLIT AIR CONDITIONER
EQ-1000254 | SPORT UTILITY VEHICLE | SUV VEHICLE | EQ-1000254 | SPORT UTILITY VEHICLE | SUV VEHICLE
EQ-1000339 | SPRINKLER HEAD | WET FIRE SUPPRESSION SYSTEM | EQ-1000339 | SPRINKLER HEAD | WET FIRE SUPPRESSION SYSTEM
EQ-1000243 | STATIC TRANSFER SWITCHGEAR | STATIC TRANSFER SWITCHGEAR | EQ-1000243 | STATIC TRANSFER SWITCHGEAR | STATIC TRANSFER SWITCHGEAR
EQ-1000246 | STEAM BOILER | STEAM BOILER | EQ-1000246 | STEAM BOILER | STEAM BOILER
EQ-1000247 | STEAM ENERGY SYSTEM | STEAM ENERGY SYSTEM | EQ-1000247 | STEAM ENERGY SYSTEM | STEAM ENERGY SYSTEM
EQ-1000245 | STEAM METER | STEAM METER | EQ-1000245 | STEAM METER | STEAM METER
EQ-1000248 | STEAM TRAP | STEAM TRAP | EQ-1000248 | STEAM TRAP | STEAM TRAP
EQ-1000250 | STEAMER | STEAMER | EQ-1000250 | STEAMER | STEAMER
EQ-1000249 | STERILIZER | STERILIZER | EQ-1000249 | STERILIZER | STERILIZER
EQ-1000251 | STM TABLES | STEAM TABLES | EQ-1000251 | STM TABLES | STEAM TABLES
EQ-1000252 | STORM SEWER | STORM SEWER | EQ-1000252 | STORM SEWER | STORM SEWER
EQ-1000253 | STREET & SECURITY LIGHTS | STREET & SECURITY LIGHTING | EQ-1000253 | STREET & SECURITY LIGHTS | STREET & SECURITY LIGHTING
EQ-1000319 | STRUCTURAL EQUIPMENT | SOLAR ENERGY SYSTEM | EQ-1000319 | STRUCTURAL EQUIPMENT | SOLAR ENERGY SYSTEM
EQ-1000255 | SUMP PUMP | SUMP PUMP | EQ-1000255 | SUMP PUMP | SUMP PUMP
EQ-1000256 | SUPPLY AIR REGISTER | SUPPLY AIR REGISTER | EQ-1000256 | SUPPLY AIR REGISTER | SUPPLY AIR REGISTER
EQ-1000257 | SWIMMING POOLS | SWIMMING POOL | EQ-1000257 | SWIMMING POOLS | SWIMMING POOL
EQ-1000258 | SWITCH STATION | SWITCH STATION | EQ-1000258 | SWITCH STATION | SWITCH STATION
EQ-1000259 | SWITCHGEAR >5KV | SWITCHGEAR >5KV | EQ-1000259 | SWITCHGEAR >5KV | SWITCHGEAR >5KV
EQ-1000260 | SYSTEMS | SYSTEMS | EQ-1000260 | SYSTEMS | SYSTEMS
EQ-1000261 | TANK | TANK | EQ-1000261 | TANK | TANK
EQ-1000262 | TANK TRUCK | TANK TRUCK | EQ-1000262 | TANK TRUCK | TANK TRUCK
EQ-1000328 | TANK, ABOVEGROUND STORAGE (AST) FUEL | FUEL TANK-AST | EQ-1000328 | TANK, ABOVEGROUND STORAGE (AST) FUEL | FUEL TANK-AST
EQ-1000333 | TANK, DOMESTIC HOT WATER | HOT WATER HEATER | EQ-1000333 | TANK, DOMESTIC HOT WATER | HOT WATER HEATER
EQ-1000326 | TANK, UNDERGROUND STORAGE (UST) FUEL | FUEL TANK - UST | EQ-1000326 | TANK, UNDERGROUND STORAGE (UST) FUEL | FUEL TANK - UST
EQ-1000330 | TELEPHONE | TELECOMMUNICATIONS | EQ-1000330 | TELEPHONE | TELECOMMUNICATIONS
EQ-1000263 | TELESCOPE | TELESCOPE | EQ-1000263 | TELESCOPE | TELESCOPE
EQ-1000264 | THERMOPLASTIC ROOF | THERMOPLASTIC ROOF | EQ-1000264 | THERMOPLASTIC ROOF | THERMOPLASTIC ROOF
EQ-1000265 | THERMOSET ROOD | THERMOSET ROOD | EQ-1000265 | THERMOSET ROOD | THERMOSET ROOD
EQ-1000266 | THERMOSTAT | THERMOSTAT | EQ-1000266 | THERMOSTAT | THERMOSTAT
EQ-1000267 | TOASTER | TOASTER | EQ-1000267 | TOASTER | TOASTER
EQ-1000268 | TRACTOR | TRACTOR | EQ-1000268 | TRACTOR | TRACTOR
EQ-1000274 | TRAILER, BOAT | TRAILER BOAT | EQ-1000274 | TRAILER, BOAT | TRAILER BOAT
EQ-1000269 | TRAILER, UTILITY | TRAILER UTILITY | EQ-1000269 | TRAILER, UTILITY | TRAILER UTILITY
EQ-1000270 | TRANSFER PUMP | TRANSFER PUMP | EQ-1000270 | TRANSFER PUMP | TRANSFER PUMP
EQ-1000271 | TRAY CART | TRAY CART | EQ-1000271 | TRAY CART | TRAY CART
EQ-1000272 | TREATMENT SYSTEM | TREATMENT SYSTEM | EQ-1000272 | TREATMENT SYSTEM | TREATMENT SYSTEM
EQ-1000273 | TRUCK | TRUCK | EQ-1000273 | TRUCK | TRUCK
EQ-1000275 | TUNNEL | TUNNEL | EQ-1000275 | TUNNEL | TUNNEL
EQ-1000276 | TURBINE GENERATOR | TURBINE GENERATOR | EQ-1000276 | TURBINE GENERATOR | TURBINE GENERATOR
EQ-1000277 | UNFIRED STEAM GENERATOR | UNFIRED STEAM GENERATOR | EQ-1000277 | UNFIRED STEAM GENERATOR | UNFIRED STEAM GENERATOR
EQ-1000278 | UNIT HEATER | UNIT HEATER | EQ-1000278 | UNIT HEATER | UNIT HEATER
EQ-1000279 | UPS, UNINTERRUPTIBLE POWER SYSTEMS | UPS, UNINTERUPTIBLE POWER SYSTEMS | EQ-1000279 | UPS, UNINTERRUPTIBLE POWER SYSTEMS | UPS, UNINTERUPTIBLE POWER SYSTEMS
EQ-1000280 | UV DISINFECTION EQUIP SYS | UV DISINFECTION EQUIP SYS | EQ-1000280 | UV DISINFECTION EQUIP SYS | UV DISINFECTION EQUIP SYS
EQ-1000282 | VACUUM BREAKER | VACUUM BREAKER | EQ-1000282 | VACUUM BREAKER | VACUUM BREAKER
EQ-1000281 | VACUUM CLEANER SYSTEM | VACUUM CLEANER SYSTEM | EQ-1000281 | VACUUM CLEANER SYSTEM | VACUUM CLEANER SYSTEM
EQ-1000283 | VACUUM PUMP AND SYSTEM | VACUUM PUMP AND SYSTEM | EQ-1000283 | VACUUM PUMP AND SYSTEM | VACUUM PUMP AND SYSTEM
EQ-1000284 | VALVES/GATES | VALVES/GATES | EQ-1000284 | VALVES/GATES | VALVES/GATES
EQ-1000285 | VAN | VAN | EQ-1000285 | VAN | VAN
EQ-1000286 | VARIABLE AIR VOLUME BOX | VARIABLE AIR VOLUME BOX | EQ-1000286 | VARIABLE AIR VOLUME BOX | VARIABLE AIR VOLUME BOX
EQ-1000342 | VARIABLE AIR VOLUME BOX | VARIABLE AIR VOLUME BOX | EQ-1000342 | VARIABLE AIR VOLUME BOX | VARIABLE AIR VOLUME BOX | TITUS | DESV
EQ-1000287 | VARIABLE FAN DRIVE | VARIABLE FAN DRIVE | EQ-1000287 | VARIABLE FAN DRIVE | VARIABLE FAN DRIVE
EQ-1000341 | VARIABLE FREQUENCY DRIVE | VARIABLE FREQUENCY DRIVE | EQ-1000341 | VARIABLE FREQUENCY DRIVE | VARIABLE FREQUENCY DRIVE
EQ-1000289 | VEHICLES TRAP | VEHICLES TRAP | EQ-1000289 | VEHICLES TRAP | VEHICLES TRAP
EQ-1000288 | WAGON | WAGON | EQ-1000288 | WAGON | WAGON
EQ-1000291 | WALK-IN COOLER | WALK-IN COOLER | EQ-1000291 | WALK-IN COOLER | WALK-IN COOLER
EQ-1000292 | WALK-IN FREEZER (PROCESS COOLING) | WALK-IN FREEZER (PROCESS COOLING) | EQ-1000292 | WALK-IN FREEZER (PROCESS COOLING) | WALK-IN FREEZER (PROCESS COOLING)
EQ-1000293 | WALK-IN REFRIGERA (PROCESS COOLING) | WALK-IN REFRIGERA (PROCESS COOLING) | EQ-1000293 | WALK-IN REFRIGERA (PROCESS COOLING) | WALK-IN REFRIGERA (PROCESS COOLING)
EQ-1000294 | WALK-IN REFRIGERATION UNIT | WALK-IN REFRIGERATION UNIT | EQ-1000294 | WALK-IN REFRIGERATION UNIT | WALK-IN REFRIGERATION UNIT
EQ-1000295 | WALK-IN REFRIGERATION UNITS (COLD S | WALK-IN REFRIGERATION UNITS (COLD S | EQ-1000295 | WALK-IN REFRIGERATION UNITS (COLD S | WALK-IN REFRIGERATION UNITS (COLD S
EQ-1000290 | WALK-IN REFRIGERATOR/FREEZER | WALK IN REF/FRZR | EQ-1000290 | WALK-IN REFRIGERATOR/FREEZER | WALK IN REF/FRZR
EQ-1000296 | WASH UNIT | WASH UNIT | EQ-1000296 | WASH UNIT | WASH UNIT
EQ-1000332 | WATER FILTRATION SYSTEM | WATER TREATMENT | EQ-1000332 | WATER FILTRATION SYSTEM | WATER TREATMENT
EQ-1000151 | WATER HEATER | HOT WATER HEATER | EQ-1000151 | WATER HEATER | HOT WATER HEATER
EQ-1000297 | WATER HEATER (CONVERTORS & BOOSTER) | WATER HEATER (CONVERTORS & BOOSTER) | EQ-1000297 | WATER HEATER (CONVERTORS & BOOSTER) | WATER HEATER (CONVERTORS & BOOSTER)
EQ-1000298 | WATER HEATER / EXCHANGER | WATER HEATER / EXCHANGER | EQ-1000298 | WATER HEATER / EXCHANGER | WATER HEATER / EXCHANGER
EQ-1000299 | WATER HEATERS (BOILERS) | WATER HEATERS (BOILERS) | EQ-1000299 | WATER HEATERS (BOILERS) | WATER HEATERS (BOILERS)
EQ-1000300 | WATER PURIFICATION - DEIONIZER WATE | WATER PURIFICATION - DEIONIZER WATE | EQ-1000300 | WATER PURIFICATION - DEIONIZER WATE | WATER PURIFICATION - DEIONIZER WATE
EQ-1000301 | WATER PURIFICATION - DISTILLED WATE | WATER PURIFICATION - DISTILLED WATE | EQ-1000301 | WATER PURIFICATION - DISTILLED WATE | WATER PURIFICATION - DISTILLED WATE
EQ-1000302 | WATER PURIFICATION - REVERSE OSMOSI | WATER PURIFICATION - REVERSE OSMOSI | EQ-1000302 | WATER PURIFICATION - REVERSE OSMOSI | WATER PURIFICATION - REVERSE OSMOSI
EQ-1000303 | WATER SOFTENER | WATER SOFTENER | EQ-1000303 | WATER SOFTENER | WATER SOFTENER
EQ-1000304 | WATER TREATMENT | WATER TREATMENT | EQ-1000304 | WATER TREATMENT | WATER TREATMENT
EQ-1000305 | WATER WAY LOCK | WATER WAY LOCK | EQ-1000305 | WATER WAY LOCK | WATER WAY LOCK
EQ-1000306 | WELL PUMP | WELL PUMP | EQ-1000306 | WELL PUMP | WELL PUMP
EQ-1000307 | WET FIRE SUPPRESSION SYSTEM | WET FIRE SUPPRESSION SYSTEM | EQ-1000307 | WET FIRE SUPPRESSION SYSTEM | WET FIRE SUPPRESSION SYSTEM
EQ-1000309 | WET WELL | WET WELL | EQ-1000309 | WET WELL | WET WELL
EQ-1000308 | WET/DRY FIRE SUPPRESSION SYSTEM | WET/DRY FIRE SUPPRESSION SYSTEM | EQ-1000308 | WET/DRY FIRE SUPPRESSION SYSTEM | WET/DRY FIRE SUPPRESSION SYSTEM
EQ-1000310 | WHEELCHAIR | WHEELCHAIR | EQ-1000310 | WHEELCHAIR | WHEELCHAIR
EQ-1000312 | WHITE ROOF | WHITE ROOF | EQ-1000312 | WHITE ROOF | WHITE ROOF
EQ-1000311 | WIND ENERGY SYSTEM | WIND ENERGY SYSTEM | EQ-1000311 | WIND ENERGY SYSTEM | WIND ENERGY SYSTEM
EQ-1000313 | WIND TOWERS | WIND TOWER - POWER GENERATION | EQ-1000313 | WIND TOWERS | WIND TOWER - POWER GENERATION
EQ-1000314 | WINDOW AIR CONDITIONER | WINDOW AIR CONDITIONER | EQ-1000314 | WINDOW AIR CONDITIONER | WINDOW AIR CONDITIONER
* extract date 03JUN20

## Building Equipment System Class
| Building Equipment System Class |  | uniformat
12/19/2017 12:35:41
! | Building Equipment System | Level 1 | Level 2 | Level 3 | Level 4 | Description
| C2020-21 | C - INTERIORS | C20 - INTERIOR FINISHES | C2020 - Interior Fabrications | C2020-21 | Test
| C2041 | C - INTERIORS | C20 - INTERIOR FINISHES | C2041
| C30 - INTERIOR FINISHES | C - INTERIORS | C30 - Interior Finishes
PM Rounds
| A9020 | A - SUBSTRUCTURE | A90 - SUBSTRUCTURE RELATED ACTIVITIES | A9020 - Construction Dewatering | A9020
| A - SUBSTRUCTURE | A - SUBSTRUCTURE
| A10 - FOUNDATIONS | A - SUBSTRUCTURE | A10 - FOUNDATIONS
| A1010 - Standard Foundations | A - SUBSTRUCTURE | A10 - FOUNDATIONS | A1010 - Standard Foundations
| A1010.10 - Wall Foundations | A - SUBSTRUCTURE | A10 - FOUNDATIONS | A1010 - Standard Foundations | A1010.10 - Wall Foundations
| A1010.30 - Column Foundations | A - SUBSTRUCTURE | A10 - FOUNDATIONS | A1010 - Standard Foundations | A1010.30 - Column Foundations
| A1010.90 - Standard Foundation Supplementary Components | A - SUBSTRUCTURE | A10 - FOUNDATIONS | A1010 - Standard Foundations | A1010.90 - Standard Foundation Supplementary Components
| A1020 - Special Foundations | A - SUBSTRUCTURE | A10 - FOUNDATIONS | A1020 - Special Foundations
| A1020.10 - Driven Piles | A - SUBSTRUCTURE | A10 - FOUNDATIONS | A1020 - Special Foundations | A1020.10 - Driven Piles
| A1020.15 - Bored Piles | A - SUBSTRUCTURE | A10 - FOUNDATIONS | A1020 - Special Foundations | A1020.15 - Bored Piles
| A1020.20 - Caissons | A - SUBSTRUCTURE | A10 - FOUNDATIONS | A1020 - Special Foundations | A1020.20 - Caissons
| A1020.30 - Special Foundation Walls | A - SUBSTRUCTURE | A10 - FOUNDATIONS | A1020 - Special Foundations | A1020.30 - Special Foundation Walls
| A1020.40 - Foundation Anchors | A - SUBSTRUCTURE | A10 - FOUNDATIONS | A1020 - Special Foundations | A1020.40 - Foundation Anchors
| A1020.50 - Underpinning | A - SUBSTRUCTURE | A10 - FOUNDATIONS | A1020 - Special Foundations | A1020.50 - Underpinning
| A1020.60 - Raft Foundations | A - SUBSTRUCTURE | A10 - FOUNDATIONS | A1020 - Special Foundations | A1020.60 - Raft Foundations
| A1020.70 - Pile Caps | A - SUBSTRUCTURE | A10 - FOUNDATIONS | A1020 - Special Foundations | A1020.70 - Pile Caps
| A1020.80 - Grade Beams | A - SUBSTRUCTURE | A10 - FOUNDATIONS | A1020 - Special Foundations | A1020.80 - Grade Beams
| A20 - SUBGRADE ENCLOSURES | A - SUBSTRUCTURE | A20 - SUBGRADE ENCLOSURES
| A2010 - Walls for Subgrade Enclosures | A - SUBSTRUCTURE | A20 - SUBGRADE ENCLOSURES | A2010 - Walls for Subgrade Enclosures
| A2010.10 - Subgrade Enclosure Wall Construction | A - SUBSTRUCTURE | A20 - SUBGRADE ENCLOSURES | A2010 - Walls for Subgrade Enclosures | A2010.10 - Subgrade Enclosure Wall Construction
| A2010.20 - Subgrade Enclosure Wall Interior Skin | A - SUBSTRUCTURE | A20 - SUBGRADE ENCLOSURES | A2010 - Walls for Subgrade Enclosures | A2010.20 - Subgrade Enclosure Wall Interior Skin
| A2010.90 - Subgrade Enclosure Wall Supplementary Components | A - SUBSTRUCTURE | A20 - SUBGRADE ENCLOSURES | A2010 - Walls for Subgrade Enclosures | A2010.90 - Subgrade Enclosure Wall Supplementary Components
| A40 - SLABS-ON-GRADE | A - SUBSTRUCTURE | A40 - SLABS-ON-GRADE
| A4010 - Standard Slabs-on-Grade | A - SUBSTRUCTURE | A40 - SLABS-ON-GRADE | A4010 - Standard Slabs-on-Grade
| A4020 - Structural Slabs-on-Grade | A - SUBSTRUCTURE | A40 - SLABS-ON-GRADE | A4020 - Structural Slabs-on-Grade
| A4030 - Slab Trenches | A - SUBSTRUCTURE | A40 - SLABS-ON-GRADE | A4030 - Slab Trenches
| A4040 - Pits and Bases | A - SUBSTRUCTURE | A40 - SLABS-ON-GRADE | A4040 - Pits and Bases
| A4090 - Slab-On-Grade Supplementary Components | A - SUBSTRUCTURE | A40 - SLABS-ON-GRADE | A4090 - Slab-On-Grade Supplementary Components
A4090.10 - Perimeter Insulation
A4090.20 - Vapor Retarder
A4090.30 - Waterproofing
A4090.50 - Mud Slab
A4090.60 - Subbase Layer
| A60 - WATER AND GAS MITIGATION | A - SUBSTRUCTURE | A60 - WATER AND GAS MITIGATION
| A6010 - Building Subdrainage | A - SUBSTRUCTURE | A60 - WATER AND GAS MITIGATION | A6010 - Building Subdrainage
| A6010.10 - Foundation Drainage | A - SUBSTRUCTURE | A60 - WATER AND GAS MITIGATION | A6010 - Building Subdrainage | A6010.10 - Foundation Drainage
| A6010.20 - Underslab Drainage | A - SUBSTRUCTURE | A60 - WATER AND GAS MITIGATION | A6010 - Building Subdrainage | A6010.20 - Underslab Drainage
| A6020 - Off-Gassing Mitigation | A - SUBSTRUCTURE | A60 - WATER AND GAS MITIGATION | A6020 - Off-Gassing Mitigation
A6020.10 - Radon Mitigation
A6020.50 - Methane Mitigation
| A90 - SUBSTRUCTURE RELATED ACTIVITIES | A - SUBSTRUCTURE | A90 - SUBSTRUCTURE RELATED ACTIVITIES
| A9010 - Substructure Excavation | A - SUBSTRUCTURE | A90 - SUBSTRUCTURE RELATED ACTIVITIES | A9010 - Substructure Excavation
| A9010.10 - Backfill and Compaction | A - SUBSTRUCTURE | A90 - SUBSTRUCTURE RELATED ACTIVITIES | A9010 - Substructure Excavation | A9010.10 - Backfill and Compaction
| A9020 - Construction Dewatering | A - SUBSTRUCTURE | A90 - SUBSTRUCTURE RELATED ACTIVITIES | A9020 - Construction Dewatering
| A9030 - Excavation Support | A - SUBSTRUCTURE | A90 - SUBSTRUCTURE RELATED ACTIVITIES | A9030 - Excavation Support
| A9030.10 - Anchor Tiebacks | A - SUBSTRUCTURE | A90 - SUBSTRUCTURE RELATED ACTIVITIES | A9030 - Excavation Support | A9030.10 - Anchor Tiebacks
| A9030.20 - Cofferdams | A - SUBSTRUCTURE | A90 - SUBSTRUCTURE RELATED ACTIVITIES | A9030 - Excavation Support | A9030.20 - Cofferdams
| A9030.40 - Cribbing and Walers | A - SUBSTRUCTURE | A90 - SUBSTRUCTURE RELATED ACTIVITIES | A9030 - Excavation Support | A9030.40 - Cribbing and Walers
| A9030.60 - Ground Freezing | A - SUBSTRUCTURE | A90 - SUBSTRUCTURE RELATED ACTIVITIES | A9030 - Excavation Support | A9030.60 - Ground Freezing
A9030.70 - Slurry Walls
| A9030.70 - Slurry Walls | A - SUBSTRUCTURE | A90 - SUBSTRUCTURE RELATED ACTIVITIES | A9030 - Excavation Support | Slurry Walls
| A9040 - Soil Treatment | A - SUBSTRUCTURE | A90 - SUBSTRUCTURE RELATED ACTIVITIES | A9040 - Soil Treatment
| B - SHELL | B - SHELL
| B10 - SUPERSTRUCTURE | B - SHELL | B10 - SUPERSTRUCTURE
| B1010 - Floor Construction | B - SHELL | B10 - SUPERSTRUCTURE | B1010 - Floor Construction
| B1010.10 - Floor Structural Frame | B - SHELL | B10 - SUPERSTRUCTURE | B1010 - Floor Construction | B1010.10 - Floor Structural Frame
| B1010.20 - Floor Decks, Slabs, and Toppings | B - SHELL | B10 - SUPERSTRUCTURE | B1010 - Floor Construction | B1010.20 - Floor Decks, Slabs, and Toppings
| B1010.30 - Balcony Floor Construction | B - SHELL | B10 - SUPERSTRUCTURE | B1010 - Floor Construction | B1010.30 - Balcony Floor Construction
| B1010.40 - Mezzanine Floor Construction | B - SHELL | B10 - SUPERSTRUCTURE | B1010 - Floor Construction | B1010.40 - Mezzanine Floor Construction
| B1010.50 - Ramps | B - SHELL | B10 - SUPERSTRUCTURE | B1010 - Floor Construction | B1010.50 - Ramps
| B1010.90 - Floor Construction Supplementary Components | B - SHELL | B10 - SUPERSTRUCTURE | B1010 - Floor Construction | B1010.90 - Floor Construction Supplementary Components
| B1020 - Roof Construction | B - SHELL | B10 - SUPERSTRUCTURE | B1020 - Roof Construction
| B1020.10 - Roof Structural Frame | B - SHELL | B10 - SUPERSTRUCTURE | B1020 - Roof Construction | B1020.10 - Roof Structural Frame
| B1020.20 - Roof Decks, Slabs, and Sheathing | B - SHELL | B10 - SUPERSTRUCTURE | B1020 - Roof Construction | B1020.20 - Roof Decks, Slabs, and Sheathing
| B1020.30 - Canopy Construction | B - SHELL | B10 - SUPERSTRUCTURE | B1020 - Roof Construction | B1020.30 - Canopy Construction
| B1020.90 - Roof Construction Supplementary Components | B - SHELL | B10 - SUPERSTRUCTURE | B1020 - Roof Construction | B1020.90 - Roof Construction Supplementary Components
| B1080 - Stairs | B - SHELL | B10 - SUPERSTRUCTURE | B1080 - Stairs
| B1080.10 - Stair Construction | B - SHELL | B10 - SUPERSTRUCTURE | B1080 - Stairs | B1080.10 - Stair Construction
| B1080.30 - Stair Soffits | B - SHELL | B10 - SUPERSTRUCTURE | B1080 - Stairs | B1080.30 - Stair Soffits
| B1080.50 - Stair Railings | B - SHELL | B10 - SUPERSTRUCTURE | B1080 - Stairs | B1080.50 - Stair Railings
| B1080.60 - Fire Escapes | B - SHELL | B10 - SUPERSTRUCTURE | B1080 - Stairs | B1080.60 - Fire Escapes
| B1080.70 - Metal Walkways | B - SHELL | B10 - SUPERSTRUCTURE | B1080 - Stairs | B1080.70 - Metal Walkways
| B1080.80 - Ladders | B - SHELL | B10 - SUPERSTRUCTURE | B1080 - Stairs | B1080.80 - Ladders
| B20 - EXTERIOR VERTICAL ENCLOSURES | B - SHELL | B20 - EXTERIOR VERTICAL ENCLOSURES
| B2010 - Exterior Walls | B - SHELL | B20 - EXTERIOR VERTICAL ENCLOSURES | B2010 - Exterior Walls
| B2010.10 - Exterior Wall Veneer | B - SHELL | B20 - EXTERIOR VERTICAL ENCLOSURES | B2010 - Exterior Walls | B2010.10 - Exterior Wall Veneer
| B2010.20 - Exterior Wall Construction | B - SHELL | B20 - EXTERIOR VERTICAL ENCLOSURES | B2010 - Exterior Walls | B2010.20 - Exterior Wall Construction
| B2010.30 - Exterior Wall Interior Skin | B - SHELL | B20 - EXTERIOR VERTICAL ENCLOSURES | B2010 - Exterior Walls | B2010.30 - Exterior Wall Interior Skin
| B2010.40 - Fabricated Exterior Wall Assemblies | B - SHELL | B20 - EXTERIOR VERTICAL ENCLOSURES | B2010 - Exterior Walls | B2010.40 - Fabricated Exterior Wall Assemblies
| B2010.50 - Parapets | B - SHELL | B20 - EXTERIOR VERTICAL ENCLOSURES | B2010 - Exterior Walls | B2010.50 - Parapets
| B2010.60 - Equipment Screens | B - SHELL | B20 - EXTERIOR VERTICAL ENCLOSURES | B2010 - Exterior Walls | B2010.60 - Equipment Screens
| B2010.80 - Exterior Wall Supplementary Components | B - SHELL | B20 - EXTERIOR VERTICAL ENCLOSURES | B2010 - Exterior Walls | B2010.80 - Exterior Wall Supplementary Components
| B2010.90 - Exterior Wall Opening Supplementary Components | B - SHELL | B20 - EXTERIOR VERTICAL ENCLOSURES | B2010 - Exterior Walls | B2010.90 - Exterior Wall Opening Supplementary Components
| B2020 - Exterior Windows | B - SHELL | B20 - EXTERIOR VERTICAL ENCLOSURES | B2020 - Exterior Windows
| B2020.10 - Exterior Operating Windows | B - SHELL | B20 - EXTERIOR VERTICAL ENCLOSURES | B2020 - Exterior Windows | B2020.10 - Exterior Operating Windows
| B2020.20 - Exterior Fixed Windows | B - SHELL | B20 - EXTERIOR VERTICAL ENCLOSURES | B2020 - Exterior Windows | B2020.20 - Exterior Fixed Windows
| B2020.30 - Exterior Window Wall | B - SHELL | B20 - EXTERIOR VERTICAL ENCLOSURES | B2020 - Exterior Windows | B2020.30 - Exterior Window Wall
| B2020.50 - Exterior Special Function Windows | B - SHELL | B20 - EXTERIOR VERTICAL ENCLOSURES | B2020 - Exterior Windows | B2020.50 - Exterior Special Function Windows
| B2050 - Exterior Doors and Grilles | B - SHELL | B20 - EXTERIOR VERTICAL ENCLOSURES | B2050 - Exterior Doors and Grilles
| B2050.10 - Exterior Entrance Doors | B - SHELL | B20 - EXTERIOR VERTICAL ENCLOSURES | B2050 - Exterior Doors and Grilles | B2050.10 - Exterior Entrance Doors
| B2050.20 - Exterior Utility Doors | B - SHELL | B20 - EXTERIOR VERTICAL ENCLOSURES | B2050 - Exterior Doors and Grilles | B2050.20 - Exterior Utility Doors
| B2050.30 - Exterior Oversize Doors | B - SHELL | B20 - EXTERIOR VERTICAL ENCLOSURES | B2050 - Exterior Doors and Grilles | B2050.30 - Exterior Oversize Doors
| B2050.40 - Exterior Special Function Doors | B - SHELL | B20 - EXTERIOR VERTICAL ENCLOSURES | B2050 - Exterior Doors and Grilles | B2050.40 - Exterior Special Function Doors
| B2050.60 - Exterior Grilles | B - SHELL | B20 - EXTERIOR VERTICAL ENCLOSURES | B2050 - Exterior Doors and Grilles | B2050.60 - Exterior Grilles
| B2050.70 - Exterior Gates | B - SHELL | B20 - EXTERIOR VERTICAL ENCLOSURES | B2050 - Exterior Doors and Grilles | B2050.70 - Exterior Gates
| B2050.90 - Exterior Door Supplementary Components | B - SHELL | B20 - EXTERIOR VERTICAL ENCLOSURES | B2050 - Exterior Doors and Grilles | B2050.90 - Exterior Door Supplementary Components
| B2070 - Exterior Louvers and Vents | B - SHELL | B20 - EXTERIOR VERTICAL ENCLOSURES | B2070 - Exterior Louvers and Vents
| B2070.10 - Exterior Louvers | B - SHELL | B20 - EXTERIOR VERTICAL ENCLOSURES | B2070 - Exterior Louvers and Vents | B2070.10 - Exterior Louvers
| B2070.50 - Exterior Vents | B - SHELL | B20 - EXTERIOR VERTICAL ENCLOSURES | B2070 - Exterior Louvers and Vents | B2070.50 - Exterior Vents
| B2080 - Exterior Wall Appurtenances | B - SHELL | B20 - EXTERIOR VERTICAL ENCLOSURES | B2080 - Exterior Wall Appurtenances
| B2080.10 - Exterior Fixed Grilles and Screens | B - SHELL | B20 - EXTERIOR VERTICAL ENCLOSURES | B2080 - Exterior Wall Appurtenances | B2080.10 - Exterior Fixed Grilles and Screens
| B2080.30 - Exterior Opening Protection Devices | B - SHELL | B20 - EXTERIOR VERTICAL ENCLOSURES | B2080 - Exterior Wall Appurtenances | B2080.30 - Exterior Opening Protection Devices
| B2080.50 - Exterior Balcony Walls and Railings | B - SHELL | B20 - EXTERIOR VERTICAL ENCLOSURES | B2080 - Exterior Wall Appurtenances | B2080.50 - Exterior Balcony Walls and Railings
| B2080.70 - Exterior Fabrications | B - SHELL | B20 - EXTERIOR VERTICAL ENCLOSURES | B2080 - Exterior Wall Appurtenances | B2080.70 - Exterior Fabrications
| B2080.80 - Bird Control Devices | B - SHELL | B20 - EXTERIOR VERTICAL ENCLOSURES | B2080 - Exterior Wall Appurtenances | B2080.80 - Bird Control Devices
| B2090 - Exterior Wall Specialties | B - SHELL | B20 - EXTERIOR VERTICAL ENCLOSURES | B2090 - Exterior Wall Specialties
| B30 - EXTERIOR HORIZONTAL ENCLOSURES | B - SHELL | B30 - EXTERIOR HORIZONTAL ENCLOSURES
| B3010 - Roofing | B - SHELL | B30 - EXTERIOR HORIZONTAL ENCLOSURES | B3010 - Roofing
| B3010.10 - Steep Slope Roofing | B - SHELL | B30 - EXTERIOR HORIZONTAL ENCLOSURES | B3010 - Roofing | B3010.10 - Steep Slope Roofing
| B3010.50 - Low-Slope Roofing | B - SHELL | B30 - EXTERIOR HORIZONTAL ENCLOSURES | B3010 - Roofing | B3010.50 - Low-Slope Roofing
| B3010.70 - Canopy Roofing | B - SHELL | B30 - EXTERIOR HORIZONTAL ENCLOSURES | B3010 - Roofing | B3010.70 - Canopy Roofing
| B3010.90 - Roofing Supplementary Components | B - SHELL | B30 - EXTERIOR HORIZONTAL ENCLOSURES | B3010 - Roofing | B3010.90 - Roofing Supplementary Components
| B3020 - Roof Appurtenances | B - SHELL | B30 - EXTERIOR HORIZONTAL ENCLOSURES | B3020 - Roof Appurtenances
| B3020.10 - Roof Accessories | B - SHELL | B30 - EXTERIOR HORIZONTAL ENCLOSURES | B3020 - Roof Appurtenances | B3020.10 - Roof Accessories
| B3020.30 - Roof Specialties | B - SHELL | B30 - EXTERIOR HORIZONTAL ENCLOSURES | B3020 - Roof Appurtenances | B3020.30 - Roof Specialties
| B3020.70 - Rainwater Management | B - SHELL | B30 - EXTERIOR HORIZONTAL ENCLOSURES | B3020 - Roof Appurtenances | B3020.70 - Rainwater Management
| B3040 - Traffic Bearing Horizontal Enclosures | B - SHELL | B30 - EXTERIOR HORIZONTAL ENCLOSURES | B3040 - Traffic Bearing Horizontal Enclosures
| B3040.10 - Traffic Bearing Coatings | B - SHELL | B30 - EXTERIOR HORIZONTAL ENCLOSURES | B3040 - Traffic Bearing Horizontal Enclosures | B3040.10 - Traffic Bearing Coatings
| B3040.30 - Horizontal Waterproofing Membrane | B - SHELL | B30 - EXTERIOR HORIZONTAL ENCLOSURES | B3040 - Traffic Bearing Horizontal Enclosures | B3040.30 - Horizontal Waterproofing Membrane
| B3040.50 - Wear Surfaces | B - SHELL | B30 - EXTERIOR HORIZONTAL ENCLOSURES | B3040 - Traffic Bearing Horizontal Enclosures | B3040.50 - Wear Surfaces
| B3040.90 - Horizontal Enclosure Supplementary Components | B - SHELL | B30 - EXTERIOR HORIZONTAL ENCLOSURES | B3040 - Traffic Bearing Horizontal Enclosures | B3040.90 - Horizontal Enclosure Supplementary Components
| B3060 - Horizontal Openings | B - SHELL | B30 - EXTERIOR HORIZONTAL ENCLOSURES | B3060 - Horizontal Openings
| B3060.10 - Roof Windows and Skylights | B - SHELL | B30 - EXTERIOR HORIZONTAL ENCLOSURES | B3060 - Horizontal Openings | B3060.10 - Roof Windows and Skylights
| B3060.50 - Vents and Hatches | B - SHELL | B30 - EXTERIOR HORIZONTAL ENCLOSURES | B3060 - Horizontal Openings | B3060.50 - Vents and Hatches
| B3060.90 - Horizontal Opening Supplementary Components | B - SHELL | B30 - EXTERIOR HORIZONTAL ENCLOSURES | B3060 - Horizontal Openings | B3060.90 - Horizontal Opening Supplementary Components
| B3080 - Overhead Exterior Enclosures | B - SHELL | B30 - EXTERIOR HORIZONTAL ENCLOSURES | B3080 - Overhead Exterior Enclosures
| B3080.10 - Exterior Ceilings | B - SHELL | B30 - EXTERIOR HORIZONTAL ENCLOSURES | B3080 - Overhead Exterior Enclosures | B3080.10 - Exterior Ceilings
| B3080.20 - Exterior Soffits | B - SHELL | B30 - EXTERIOR HORIZONTAL ENCLOSURES | B3080 - Overhead Exterior Enclosures | B3080.20 - Exterior Soffits
| B3080.30 - Exterior Bulkheads | B - SHELL | B30 - EXTERIOR HORIZONTAL ENCLOSURES | B3080 - Overhead Exterior Enclosures | B3080.30 - Exterior Bulkheads
| C - INTERIORS | C - INTERIORS
| C10 - INTERIOR CONSTRUCTION | C - INTERIORS | C10 - INTERIOR CONSTRUCTION
| C1010 - Interior Partitions | C - INTERIORS | C10 - INTERIOR CONSTRUCTION | C1010 - Interior Partitions
| C1010.10 - Interior Fixed Partitions | C - INTERIORS | C10 - INTERIOR CONSTRUCTION | C1010 - Interior Partitions | C1010.10 - Interior Fixed Partitions
| C1010.20 - Interior Glazed Partitions | C - INTERIORS | C10 - INTERIOR CONSTRUCTION | C1010 - Interior Partitions | C1010.20 - Interior Glazed Partitions
| C1010.40 - Interior Demountable Partitions | C - INTERIORS | C10 - INTERIOR CONSTRUCTION | C1010 - Interior Partitions | C1010.40 - Interior Demountable Partitions
| C1010.50 - Interior Operable Partitions | C - INTERIORS | C10 - INTERIOR CONSTRUCTION | C1010 - Interior Partitions | C1010.50 - Interior Operable Partitions
| C1010.70 - Interior Screens | C - INTERIORS | C10 - INTERIOR CONSTRUCTION | C1010 - Interior Partitions | C1010.70 - Interior Screens
| C1010.90 - Interior Partition Supplementary Components | C - INTERIORS | C10 - INTERIOR CONSTRUCTION | C1010 - Interior Partitions | C1010.90 - Interior Partition Supplementary Components
| C1020 - Interior Windows | C - INTERIORS | C10 - INTERIOR CONSTRUCTION | C1020 - Interior Windows
| C1020.10 - Interior Operating Windows | C - INTERIORS | C10 - INTERIOR CONSTRUCTION | C1020 - Interior Windows | C1020.10 - Interior Operating Windows
| C1020.20 - Interior Fixed Windows | C - INTERIORS | C10 - INTERIOR CONSTRUCTION | C1020 - Interior Windows | C1020.20 - Interior Fixed Windows
| C1020.50 - Interior Special Function Windows | C - INTERIORS | C10 - INTERIOR CONSTRUCTION | C1020 - Interior Windows | C1020.50 - Interior Special Function Windows
| C1020.90 - Interior Window Supplementary Components | C - INTERIORS | C10 - INTERIOR CONSTRUCTION | C1020 - Interior Windows | C1020.90 - Interior Window Supplementary Components
| C1030 - Interior Doors | C - INTERIORS | C10 - INTERIOR CONSTRUCTION | C1030 - Interior Doors
| C1030.10 - Interior Swinging Doors | C - INTERIORS | C10 - INTERIOR CONSTRUCTION | C1030 - Interior Doors | C1030.10 - Interior Swinging Doors
| C1030.20 - Interior Entrance Doors | C - INTERIORS | C10 - INTERIOR CONSTRUCTION | C1030 - Interior Doors | C1030.20 - Interior Entrance Doors
| C1030.25 - Interior Sliding Doors | C - INTERIORS | C10 - INTERIOR CONSTRUCTION | C1030 - Interior Doors | C1030.25 - Interior Sliding Doors
| C1030.30 - Interior Folding Doors | C - INTERIORS | C10 - INTERIOR CONSTRUCTION | C1030 - Interior Doors | C1030.30 - Interior Folding Doors
| C1030.40 - Interior Coiling Doors | C - INTERIORS | C10 - INTERIOR CONSTRUCTION | C1030 - Interior Doors | C1030.40 - Interior Coiling Doors
| C1030.50 - Interior Panel Doors | C - INTERIORS | C10 - INTERIOR CONSTRUCTION | C1030 - Interior Doors | C1030.50 - Interior Panel Doors
| C1030.70 - Interior Special Function Doors | C - INTERIORS | C10 - INTERIOR CONSTRUCTION | C1030 - Interior Doors | C1030.70 - Interior Special Function Doors
| C1030.80 - Interior Access Doors and Panels | C - INTERIORS | C10 - INTERIOR CONSTRUCTION | C1030 - Interior Doors | C1030.80 - Interior Access Doors and Panels
| C1030.90 - Interior Door Supplementary Components | C - INTERIORS | C10 - INTERIOR CONSTRUCTION | C1030 - Interior Doors | C1030.90 - Interior Door Supplementary Components
| C1040 - Interior Grilles and Gates | C - INTERIORS | C10 - INTERIOR CONSTRUCTION | C1040 - Interior Grilles and Gates
| C1040.10 - Interior Grilles | C - INTERIORS | C10 - INTERIOR CONSTRUCTION | C1040 - Interior Grilles and Gates | C1040.10 - Interior Grilles
| C1040.50 - Interior Gates | C - INTERIORS | C10 - INTERIOR CONSTRUCTION | C1040 - Interior Grilles and Gates | C1040.50 - Interior Gates
| C1060 - Raised Floor Construction | C - INTERIORS | C10 - INTERIOR CONSTRUCTION | C1060 - Raised Floor Construction
| C1060.10 - Access Flooring | C - INTERIORS | C10 - INTERIOR CONSTRUCTION | C1060 - Raised Floor Construction | C1060.10 - Access Flooring
| C1060.30 - Platform/Stage Floors | C - INTERIORS | C10 - INTERIOR CONSTRUCTION | C1060 - Raised Floor Construction | C1060.30 - Platform/Stage Floors
| C1070 - Suspended Ceiling Construction | C - INTERIORS | C10 - INTERIOR CONSTRUCTION | C1070 - Suspended Ceiling Construction
| C1070.10 - Acoustical Suspended Ceilings | C - INTERIORS | C10 - INTERIOR CONSTRUCTION | C1070 - Suspended Ceiling Construction | C1070.10 - Acoustical Suspended Ceilings
| C1070.20 - Suspended Plaster and Gypsum Board Ceilings | C - INTERIORS | C10 - INTERIOR CONSTRUCTION | C1070 - Suspended Ceiling Construction | C1070.20 - Suspended Plaster and Gypsum Board Ceilings
| C1070.50 - Specialty Suspended Ceilings | C - INTERIORS | C10 - INTERIOR CONSTRUCTION | C1070 - Suspended Ceiling Construction | C1070.50 - Specialty Suspended Ceilings
| C1070.70 - Special Function Suspended Ceilings | C - INTERIORS | C10 - INTERIOR CONSTRUCTION | C1070 - Suspended Ceiling Construction | C1070.70 - Special Function Suspended Ceilings
| C1070.90 - Ceiling Suspension Components | C - INTERIORS | C10 - INTERIOR CONSTRUCTION | C1070 - Suspended Ceiling Construction | C1070.90 - Ceiling Suspension Components
| C1090 - Interior Specialties | C - INTERIORS | C10 - INTERIOR CONSTRUCTION | C1090 - Interior Specialties
| C1090.10 - Interior Railings and Handrails | C - INTERIORS | C10 - INTERIOR CONSTRUCTION | C1090 - Interior Specialties | C1090.10 - Interior Railings and Handrails
| C1090.15 - Interior Louvers | C - INTERIORS | C10 - INTERIOR CONSTRUCTION | C1090 - Interior Specialties | C1090.15 - Interior Louvers
| C1090.20 - Information Specialties | C - INTERIORS | C10 - INTERIOR CONSTRUCTION | C1090 - Interior Specialties | C1090.20 - Information Specialties
| C1090.25 - Compartments and Cubicles | C - INTERIORS | C10 - INTERIOR CONSTRUCTION | C1090 - Interior Specialties | C1090.25 - Compartments and Cubicles
| C1090.30 - Service Walls | C - INTERIORS | C10 - INTERIOR CONSTRUCTION | C1090 - Interior Specialties | C1090.30 - Service Walls
| C1090.35 - Wall and Door Protection | C - INTERIORS | C10 - INTERIOR CONSTRUCTION | C1090 - Interior Specialties | C1090.35 - Wall and Door Protection
| C1090.40 - Toilet, Bath, and Laundry Accessories | C - INTERIORS | C10 - INTERIOR CONSTRUCTION | C1090 - Interior Specialties | C1090.40 - Toilet, Bath, and Laundry Accessories
| C1090.45 - Interior Gas Lighting | C - INTERIORS | C10 - INTERIOR CONSTRUCTION | C1090 - Interior Specialties | C1090.45 - Interior Gas Lighting
| C1090.50 - Fireplaces and Stoves | C - INTERIORS | C10 - INTERIOR CONSTRUCTION | C1090 - Interior Specialties | C1090.50 - Fireplaces and Stoves
| C1090.60 - Safety Specialties | C - INTERIORS | C10 - INTERIOR CONSTRUCTION | C1090 - Interior Specialties | C1090.60 - Safety Specialties
| C1090.70 - Storage Specialties | C - INTERIORS | C10 - INTERIOR CONSTRUCTION | C1090 - Interior Specialties | C1090.70 - Storage Specialties
| C1090.90 - Other Interior Specialties | C - INTERIORS | C10 - INTERIOR CONSTRUCTION | C1090 - Interior Specialties | C1090.90 - Other Interior Specialties
| C20 - INTERIOR FINISHES | C - INTERIORS | C20 - INTERIOR FINISHES
| C2010 - Wall Finishes | C - INTERIORS | C20 - INTERIOR FINISHES | C2010 - Wall Finishes
| C2010.10 - Tile Wall Finish | C - INTERIORS | C20 - INTERIOR FINISHES | C2010 - Wall Finishes | C2010.10 - Tile Wall Finish
| C2010.20 - Wall Paneling | C - INTERIORS | C20 - INTERIOR FINISHES | C2010 - Wall Finishes | C2010.20 - Wall Paneling
| C2010.30 - Wall Coverings | C - INTERIORS | C20 - INTERIOR FINISHES | C2010 - Wall Finishes | C2010.30 - Wall Coverings
| C2010.35 - Wall Carpeting | C - INTERIORS | C20 - INTERIOR FINISHES | C2010 - Wall Finishes | C2010.35 - Wall Carpeting
| C2010.50 - Stone Facing | C - INTERIORS | C20 - INTERIOR FINISHES | C2010 - Wall Finishes | C2010.50 - Stone Facing
| C2010.60 - Special Wall Surfacing | C - INTERIORS | C20 - INTERIOR FINISHES | C2010 - Wall Finishes | C2010.60 - Special Wall Surfacing
| C2010.70 - Wall Painting and Coating | C - INTERIORS | C20 - INTERIOR FINISHES | C2010 - Wall Finishes | C2010.70 - Wall Painting and Coating
| C2010.80 - Acoustical Wall Treatment | C - INTERIORS | C20 - INTERIOR FINISHES | C2010 - Wall Finishes | C2010.80 - Acoustical Wall Treatment
| C2010.90 - Wall Finish Supplementary Components | C - INTERIORS | C20 - INTERIOR FINISHES | C2010 - Wall Finishes | C2010.90 - Wall Finish Supplementary Components
| C2020 - Interior Fabrications | C - INTERIORS | C20 - INTERIOR FINISHES | C2020 - Interior Fabrications
| C2030 - Flooring | C - INTERIORS | C20 - INTERIOR FINISHES | C2030 - Flooring
| C2030.10 - Flooring Treatment | C - INTERIORS | C20 - INTERIOR FINISHES | C2030 - Flooring | C2030.10 - Flooring Treatment
| C2030.20 - Tile Flooring | C - INTERIORS | C20 - INTERIOR FINISHES | C2030 - Flooring | C2030.20 - Tile Flooring
| C2030.30 - Specialty Flooring | C - INTERIORS | C20 - INTERIOR FINISHES | C2030 - Flooring | C2030.30 - Specialty Flooring
| C2030.40 - Masonry Flooring | C - INTERIORS | C20 - INTERIOR FINISHES | C2030 - Flooring | C2030.40 - Masonry Flooring
| C2030.45 - Wood Flooring | C - INTERIORS | C20 - INTERIOR FINISHES | C2030 - Flooring | C2030.45 - Wood Flooring
| C2030.50 - Resilient Flooring | C - INTERIORS | C20 - INTERIOR FINISHES | C2030 - Flooring | C2030.50 - Resilient Flooring
| C2030.60 - Terrazzo Flooring | C - INTERIORS | C20 - INTERIOR FINISHES | C2030 - Flooring | C2030.60 - Terrazzo Flooring
| C2030.70 - Fluid-Applied Flooring | C - INTERIORS | C20 - INTERIOR FINISHES | C2030 - Flooring | C2030.70 - Fluid-Applied Flooring
| C2030.75 - Carpeting | C - INTERIORS | C20 - INTERIOR FINISHES | C2030 - Flooring | C2030.75 - Carpeting
| C2030.80 - Athletic Flooring | C - INTERIORS | C20 - INTERIOR FINISHES | C2030 - Flooring | C2030.80 - Athletic Flooring
| C2030.85 - Entrance Flooring | C - INTERIORS | C20 - INTERIOR FINISHES | C2030 - Flooring | C2030.85 - Entrance Flooring
| C2030.90 - Flooring Supplementary Components | C - INTERIORS | C20 - INTERIOR FINISHES | C2030 - Flooring | C2030.90 - Flooring Supplementary Components
| C2040 - Stair Finishes | C - INTERIORS | C20 - INTERIOR FINISHES | C2040 - Stair Finishes
| C2040.20 - Tile Stair Finish | C - INTERIORS | C20 - INTERIOR FINISHES | C2040 - Stair Finishes | C2040.20 - Tile Stair Finish
C2040.40 - Masonry Stair Finish
C2040.45 - Wood Stair Finish
C2040.50 - Resilient Stair Finish
C2040.60 - Terrazzo Stair Finish
C2040.75 - Carpeted Stair Finish 09 68 00
| C2050 - Ceiling Finishes | C - INTERIORS | C20 - INTERIOR FINISHES | C2050 - Ceiling Finishes
| C2050.10 - Plaster and Gypsum Board Finish | C - INTERIORS | C20 - INTERIOR FINISHES | C2050 - Ceiling Finishes | C2050.10 - Plaster and Gypsum Board Finish
| C2050.20 - Ceiling Paneling | C - INTERIORS | C20 - INTERIOR FINISHES | C2050 - Ceiling Finishes | C2050.20 - Ceiling Paneling
| C2050.70 - Ceiling Painting and Coating | C - INTERIORS | C20 - INTERIOR FINISHES | C2050 - Ceiling Finishes | C2050.70 - Ceiling Painting and Coating
| C2050.80 - Acoustical Ceiling Treatment | C - INTERIORS | C20 - INTERIOR FINISHES | C2050 - Ceiling Finishes | C2050.80 - Acoustical Ceiling Treatment
| C2050.90 - Ceiling Finish Supplementary Components | C - INTERIORS | C20 - INTERIOR FINISHES | C2050 - Ceiling Finishes | C2050.90 - Ceiling Finish Supplementary Components
| C2090 - Interior Finish Schedules | C - INTERIORS | C20 - INTERIOR FINISHES | C2090 - Interior Finish Schedules
| D - SERVICES | D - SERVICES
| D10 - CONVEYING | D - SERVICES | D10 - CONVEYING
| D1010 - Vertical Conveying Systems | D - SERVICES | D10 - CONVEYING | D1010 - Vertical Conveying Systems
| D1010.10 - Elevators | D - SERVICES | D10 - CONVEYING | D1010 - Vertical Conveying Systems | D1010.10 - Elevators
| D1010.20 - Lifts | D - SERVICES | D10 - CONVEYING | D1010 - Vertical Conveying Systems | D1010.20 - Lifts
| D1010.30 - Escalators | D - SERVICES | D10 - CONVEYING | D1010 - Vertical Conveying Systems | D1010.30 - Escalators
| D1010.50 - Dumbwaiters | D - SERVICES | D10 - CONVEYING | D1010 - Vertical Conveying Systems | D1010.50 - Dumbwaiters
| D1010.60 - Moving Ramps | D - SERVICES | D10 - CONVEYING | D1010 - Vertical Conveying Systems | D1010.60 - Moving Ramps
| D1030 - Horizontal Conveying | D - SERVICES | D10 - CONVEYING | D1030 - Horizontal Conveying
| D1030.10 - Moving Walks | D - SERVICES | D10 - CONVEYING | D1030 - Horizontal Conveying | D1030.10 - Moving Walks
| D1030.30 - Turntables | D - SERVICES | D10 - CONVEYING | D1030 - Horizontal Conveying | D1030.30 - Turntables
| D1030.50 - Passenger Loading Bridges | D - SERVICES | D10 - CONVEYING | D1030 - Horizontal Conveying | D1030.50 - Passenger Loading Bridges
| D1030.70 - People Movers | D - SERVICES | D10 - CONVEYING | D1030 - Horizontal Conveying | D1030.70 - People Movers
| D1050 - Material Handling | D - SERVICES | D10 - CONVEYING | D1050 - Material Handling
| D1050.10 - Cranes | D - SERVICES | D10 - CONVEYING | D1050 - Material Handling | D1050.10 - Cranes
| D1050.20 - Hoists | D - SERVICES | D10 - CONVEYING | D1050 - Material Handling | D1050.20 - Hoists
| D1050.30 - Derricks | D - SERVICES | D10 - CONVEYING | D1050 - Material Handling | D1050.30 - Derricks
| D1050.40 - Conveyors | D - SERVICES | D10 - CONVEYING | D1050 - Material Handling | D1050.40 - Conveyors
| D1050.50 - Baggage Handling Equipment | D - SERVICES | D10 - CONVEYING | D1050 - Material Handling | D1050.50 - Baggage Handling Equipment
| D1050.60 - Chutes | D - SERVICES | D10 - CONVEYING | D1050 - Material Handling | D1050.60 - Chutes
| D1050.70 - Pneumatic Tube Systems | D - SERVICES | D10 - CONVEYING | D1050 - Material Handling | D1050.70 - Pneumatic Tube Systems
| D1080 - Operable Access Systems | D - SERVICES | D10 - CONVEYING | D1080 - Operable Access Systems
| D1080.10 - Suspended Scaffolding | D - SERVICES | D10 - CONVEYING | D1080 - Operable Access Systems | D1080.10 - Suspended Scaffolding
| D1080.20 - Rope Climbers | D - SERVICES | D10 - CONVEYING | D1080 - Operable Access Systems | D1080.20 - Rope Climbers
| D1080.30 - Elevating Platforms | D - SERVICES | D10 - CONVEYING | D1080 - Operable Access Systems | D1080.30 - Elevating Platforms
| D1080.40 - Powered Scaffolding | D - SERVICES | D10 - CONVEYING | D1080 - Operable Access Systems | D1080.40 - Powered Scaffolding
| D1080.50 - Building Envelope Access | D - SERVICES | D10 - CONVEYING | D1080 - Operable Access Systems | D1080.50 - Building Envelope Access
| D20 - PLUMBING | D - SERVICES | D20 - PLUMBING
| D2010 - Domestic Water Distribution | D - SERVICES | D20 - PLUMBING | D2010 - Domestic Water Distribution
| D2010.10 - Facility Potable-Water Storage Tanks | D - SERVICES | D20 - PLUMBING | D2010 - Domestic Water Distribution | D2010.10 - Facility Potable-Water Storage Tanks
| D2010.20 - Domestic Water Equipment | D - SERVICES | D20 - PLUMBING | D2010 - Domestic Water Distribution | D2010.20 - Domestic Water Equipment
| D2010.40 - Domestic Water Piping | D - SERVICES | D20 - PLUMBING | D2010 - Domestic Water Distribution | D2010.40 - Domestic Water Piping
| D2010.60 - Plumbing Fixtures | D - SERVICES | D20 - PLUMBING | D2010 - Domestic Water Distribution | D2010.60 - Plumbing Fixtures
| D2010.90 - Domestic Water Distribution Supplementary Components | D - SERVICES | D20 - PLUMBING | D2010 - Domestic Water Distribution | D2010.90 - Domestic Water Distribution Supplementary Components
| D2020 - Sanitary Drainage | D - SERVICES | D20 - PLUMBING | D2020 - Sanitary Drainage
| D2020.10 - Sanitary Sewerage Equipment | D - SERVICES | D20 - PLUMBING | D2020 - Sanitary Drainage | D2020.10 - Sanitary Sewerage Equipment
| D2020.30 - Sanitary Sewerage Piping | D - SERVICES | D20 - PLUMBING | D2020 - Sanitary Drainage | D2020.30 - Sanitary Sewerage Piping
| D2020.90 - Sanitary Drainage Supplementary Components | D - SERVICES | D20 - PLUMBING | D2020 - Sanitary Drainage | D2020.90 - Sanitary Drainage Supplementary Components
| D2030 - Building Support Plumbing Systems | D - SERVICES | D20 - PLUMBING | D2030 - Building Support Plumbing Systems
| D2030.10 - Stormwater Drainage Equipment | D - SERVICES | D20 - PLUMBING | D2030 - Building Support Plumbing Systems | D2030.10 - Stormwater Drainage Equipment
| D2030.20 - Stormwater Drainage Piping | D - SERVICES | D20 - PLUMBING | D2030 - Building Support Plumbing Systems | D2030.20 - Stormwater Drainage Piping
| D2030.30 - Facility Stormwater Drains | D - SERVICES | D20 - PLUMBING | D2030 - Building Support Plumbing Systems | D2030.30 - Facility Stormwater Drains
| D2030.60 - Gray Water Systems | D - SERVICES | D20 - PLUMBING | D2030 - Building Support Plumbing Systems | D2030.60 - Gray Water Systems
| D2030.90 - Building Support Plumbing System Supplementary Components | D - SERVICES | D20 - PLUMBING | D2030 - Building Support Plumbing Systems | D2030.90 - Building Support Plumbing System Supplementary Components
| D2050 - General Service Compressed-Air | D - SERVICES | D20 - PLUMBING | D2050 - General Service Compressed-Air
| D2060 - Process Support Plumbing Systems | D - SERVICES | D20 - PLUMBING | D2060 - Process Support Plumbing Systems
| D2060.10 - Compressed-Air Systems | D - SERVICES | D20 - PLUMBING | D2060 - Process Support Plumbing Systems | D2060.10 - Compressed-Air Systems
| D2060.20 - Vacuum Systems | D - SERVICES | D20 - PLUMBING | D2060 - Process Support Plumbing Systems | D2060.20 - Vacuum Systems
| D2060.30 - Gas Systems | D - SERVICES | D20 - PLUMBING | D2060 - Process Support Plumbing Systems | D2060.30 - Gas Systems
| D2060.40 - Chemical-Waste Systems | D - SERVICES | D20 - PLUMBING | D2060 - Process Support Plumbing Systems | D2060.40 - Chemical-Waste Systems
| D2060.50 - Processed Water Systems | D - SERVICES | D20 - PLUMBING | D2060 - Process Support Plumbing Systems | D2060.50 - Processed Water Systems
| D2060.90 - Process Support Plumbing System Supplementary Components | D - SERVICES | D20 - PLUMBING | D2060 - Process Support Plumbing Systems | D2060.90 - Process Support Plumbing System Supplementary Components
| D30 - HEATING, VENTILATION, AND AIR CONDITIONING (HVAC) | D - SERVICES | D30 - HEATING, VENTILATION, AND AIR CONDITIONING (HVAC) |  |  | HEATING, VENTILATION, AND AIR CONDITIONING (HVAC)
| D3010 - Facility Fuel Systems | D - SERVICES | D30 - HEATING, VENTILATION, AND AIR CONDITIONING (HVAC) | D3010 - Facility Fuel Systems
| D3010.10 - Fuel Piping | D - SERVICES | D30 - HEATING, VENTILATION, AND AIR CONDITIONING (HVAC) | D3010 - Facility Fuel Systems | D3010.10 - Fuel Piping
| D3010.30 - Fuel Pumps | D - SERVICES | D30 - HEATING, VENTILATION, AND AIR CONDITIONING (HVAC) | D3010 - Facility Fuel Systems | D3010.30 - Fuel Pumps
| D3010.50 - Fuel Storage Tanks | D - SERVICES | D30 - HEATING, VENTILATION, AND AIR CONDITIONING (HVAC) | D3010 - Facility Fuel Systems | D3010.50 - Fuel Storage Tanks
| D3020 - Heating Systems | D - SERVICES | D30 - HEATING, VENTILATION, AND AIR CONDITIONING (HVAC) | D3020 - Heating Systems
| D3020.10 - Heat Generation | D - SERVICES | D30 - HEATING, VENTILATION, AND AIR CONDITIONING (HVAC) | D3020 - Heating Systems | D3020.10 - Heat Generation
| D3020.30 - Thermal Heat Storage | D - SERVICES | D30 - HEATING, VENTILATION, AND AIR CONDITIONING (HVAC) | D3020 - Heating Systems | D3020.30 - Thermal Heat Storage
| D3020.70 - Decentralized Heating Equipment | D - SERVICES | D30 - HEATING, VENTILATION, AND AIR CONDITIONING (HVAC) | D3020 - Heating Systems | D3020.70 - Decentralized Heating Equipment
| D3020.90 - Heating System Supplementary Components | D - SERVICES | D30 - HEATING, VENTILATION, AND AIR CONDITIONING (HVAC) | D3020 - Heating Systems | D3020.90 - Heating System Supplementary Components
| D3030 - Cooling Systems | D - SERVICES | D30 - HEATING, VENTILATION, AND AIR CONDITIONING (HVAC) | D3030 - Cooling Systems
| D3030.10 - Central Cooling | D - SERVICES | D30 - HEATING, VENTILATION, AND AIR CONDITIONING (HVAC) | D3030 - Cooling Systems | D3030.10 - Central Cooling
| D3030.30 - Evaporative Air-Cooling | D - SERVICES | D30 - HEATING, VENTILATION, AND AIR CONDITIONING (HVAC) | D3030 - Cooling Systems | D3030.30 - Evaporative Air-Cooling
| D3030.50 - Thermal Cooling Storage | D - SERVICES | D30 - HEATING, VENTILATION, AND AIR CONDITIONING (HVAC) | D3030 - Cooling Systems | D3030.50 - Thermal Cooling Storage
| D3030.70 - Decentralized Cooling | D - SERVICES | D30 - HEATING, VENTILATION, AND AIR CONDITIONING (HVAC) | D3030 - Cooling Systems | D3030.70 - Decentralized Cooling
| D3030.90 - Cooling Systems Supplementary Components | D - SERVICES | D30 - HEATING, VENTILATION, AND AIR CONDITIONING (HVAC) | D3030 - Cooling Systems | D3030.90 - Cooling Systems Supplementary Components
| D3050 - Facility HVAC Distribution Systems | D - SERVICES | D30 - HEATING, VENTILATION, AND AIR CONDITIONING (HVAC) | D3050 - Facility HVAC Distribution Systems
| D3050.10 - Facility Hydronic Distribution | D - SERVICES | D30 - HEATING, VENTILATION, AND AIR CONDITIONING (HVAC) | D3050 - Facility HVAC Distribution Systems | D3050.10 - Facility Hydronic Distribution
| D3050.30 - Facility Steam Distribution | D - SERVICES | D30 - HEATING, VENTILATION, AND AIR CONDITIONING (HVAC) | D3050 - Facility HVAC Distribution Systems | D3050.30 - Facility Steam Distribution
| D3050.50 - HVAC Air Distribution | D - SERVICES | D30 - HEATING, VENTILATION, AND AIR CONDITIONING (HVAC) | D3050 - Facility HVAC Distribution Systems | D3050.50 - HVAC Air Distribution
| D3050.90 - Facility Distribution Systems Supplementary Components | D - SERVICES | D30 - HEATING, VENTILATION, AND AIR CONDITIONING (HVAC) | D3050 - Facility HVAC Distribution Systems | D3050.90 - Facility Distribution Systems Supplementary Components
| D3060 - Ventilation | D - SERVICES | D30 - HEATING, VENTILATION, AND AIR CONDITIONING (HVAC) | D3060 - Ventilation
| D3060.10 - Supply Air | D - SERVICES | D30 - HEATING, VENTILATION, AND AIR CONDITIONING (HVAC) | D3060 - Ventilation | D3060.10 - Supply Air
| D3060.20 - Return Air | D - SERVICES | D30 - HEATING, VENTILATION, AND AIR CONDITIONING (HVAC) | D3060 - Ventilation | D3060.20 - Return Air
| D3060.30 - Exhaust Air | D - SERVICES | D30 - HEATING, VENTILATION, AND AIR CONDITIONING (HVAC) | D3060 - Ventilation | D3060.30 - Exhaust Air
| D3060.40 - Outside Air | D - SERVICES | D30 - HEATING, VENTILATION, AND AIR CONDITIONING (HVAC) | D3060 - Ventilation | D3060.40 - Outside Air
D3060.60 - Air-to-Air Energy Recovery
D3060.70 - HVAC Air Cleaning
D3060.90 - Ventilation Supplementary Components
| D3070 - Special Purpose HVAC Systems | D - SERVICES | D30 - HEATING, VENTILATION, AND AIR CONDITIONING (HVAC) | D3070 - Special Purpose HVAC Systems
| D3070.10 - Snow Melting | D - SERVICES | D30 - HEATING, VENTILATION, AND AIR CONDITIONING (HVAC) | D3070 - Special Purpose HVAC Systems | D3070.10 - Snow Melting
| D40 - FIRE PROTECTION | D - SERVICES | D40 - FIRE PROTECTION
| D4010 - Fire Suppression | D - SERVICES | D40 - FIRE PROTECTION | D4010 - Fire Suppression
| D4010.10 - Water-Based Fire-Suppression | D - SERVICES | D40 - FIRE PROTECTION | D4010 - Fire Suppression | D4010.10 - Water-Based Fire-Suppression
| D4010.50 - Fire-Extinguishing | D - SERVICES | D40 - FIRE PROTECTION | D4010 - Fire Suppression | D4010.50 - Fire-Extinguishing
| D4010.90 - Fire Suppression Supplementary Components | D - SERVICES | D40 - FIRE PROTECTION | D4010 - Fire Suppression | D4010.90 - Fire Suppression Supplementary Components
| D4030 - Fire Protection Specialties | D - SERVICES | D40 - FIRE PROTECTION | D4030 - Fire Protection Specialties
D4030.10 - Fire Protection Cabinets
D4030.30 - Fire Extinguishers
D4030.50 - Breathing Air Replenishment Systems
D4030.70 - Fire Extinguisher Accessories
| D50 - ELECTRICAL | D - SERVICES | D50 - ELECTRICAL
| D5010 - Facility Power Generation | D - SERVICES | D50 - ELECTRICAL | D5010 - Facility Power Generation
| D5010.10 - Packaged Generator Assemblies | D - SERVICES | D50 - ELECTRICAL | D5010 - Facility Power Generation | D5010.10 - Packaged Generator Assemblies
| D5010.20 - Battery Equipment | D - SERVICES | D50 - ELECTRICAL | D5010 - Facility Power Generation | D5010.20 - Battery Equipment
| D5010.30 - Photovoltaic Collectors | D - SERVICES | D50 - ELECTRICAL | D5010 - Facility Power Generation | D5010.30 - Photovoltaic Collectors
| D5010.40 - Fuel Cells | D - SERVICES | D50 - ELECTRICAL | D5010 - Facility Power Generation | D5010.40 - Fuel Cells
| D5010.60 - Power Filtering and Conditioning | D - SERVICES | D50 - ELECTRICAL | D5010 - Facility Power Generation | D5010.60 - Power Filtering and Conditioning
| D5010.70 - Transfer Switches | D - SERVICES | D50 - ELECTRICAL | D5010 - Facility Power Generation | D5010.70 - Transfer Switches
| D5010.90 - Facility Power Generation Supplementary Components | D - SERVICES | D50 - ELECTRICAL | D5010 - Facility Power Generation | D5010.90 - Facility Power Generation Supplementary Components
| D5020 - Electrical Service and Distribution | D - SERVICES | D50 - ELECTRICAL | D5020 - Electrical Service and Distribution
| D5020.10 - Electrical Service | D - SERVICES | D50 - ELECTRICAL | D5020 - Electrical Service and Distribution | D5020.10 - Electrical Service
| D5020.30 - Power Distribution | D - SERVICES | D50 - ELECTRICAL | D5020 - Electrical Service and Distribution | D5020.30 - Power Distribution
| D5020.70 - Facility Grounding | D - SERVICES | D50 - ELECTRICAL | D5020 - Electrical Service and Distribution | D5020.70 - Facility Grounding
| D5020.90 - Electrical Service and Distribution Supplementary Components | D - SERVICES | D50 - ELECTRICAL | D5020 - Electrical Service and Distribution | D5020.90 - Electrical Service and Distribution Supplementary Components
| D5030 - General Purpose Electrical Power | D - SERVICES | D50 - ELECTRICAL | D5030 - General Purpose Electrical Power
| D5030.10 - Branch Wiring System | D - SERVICES | D50 - ELECTRICAL | D5030 - General Purpose Electrical Power | D5030.10 - Branch Wiring System
| D5030.50 - Wiring Devices | D - SERVICES | D50 - ELECTRICAL | D5030 - General Purpose Electrical Power | D5030.50 - Wiring Devices
| D5030.90 - General Purpose Electrical Power Supplementary Components | D - SERVICES | D50 - ELECTRICAL | D5030 - General Purpose Electrical Power | D5030.90 - General Purpose Electrical Power Supplementary Components
| D5040 - Lighting | D - SERVICES | D50 - ELECTRICAL | D5040 - Lighting
| D5040.10 - Lighting Control | D - SERVICES | D50 - ELECTRICAL | D5040 - Lighting | D5040.10 - Lighting Control
| D5040.20 - Branch Wiring for Lighting | D - SERVICES | D50 - ELECTRICAL | D5040 - Lighting | D5040.20 - Branch Wiring for Lighting
| D5040.50 - Lighting Fixtures | D - SERVICES | D50 - ELECTRICAL | D5040 - Lighting | D5040.50 - Lighting Fixtures
| D5040.90 - Lighting Supplementary Components | D - SERVICES | D50 - ELECTRICAL | D5040 - Lighting | D5040.90 - Lighting Supplementary Components
| D5080 - Miscellaneous Electrical Systems | D - SERVICES | D50 - ELECTRICAL | D5080 - Miscellaneous Electrical Systems
| D5080.10 - Lightning Protection | D - SERVICES | D50 - ELECTRICAL | D5080 - Miscellaneous Electrical Systems | D5080.10 - Lightning Protection
| D5080.40 - Cathodic Protection | D - SERVICES | D50 - ELECTRICAL | D5080 - Miscellaneous Electrical Systems | D5080.40 - Cathodic Protection
| D5080.70 - Transient Voltage Suppression | D - SERVICES | D50 - ELECTRICAL | D5080 - Miscellaneous Electrical Systems | D5080.70 - Transient Voltage Suppression
| D5080.90 - Miscellaneous Electrical Systems Supplementary Components | D - SERVICES | D50 - ELECTRICAL | D5080 - Miscellaneous Electrical Systems | D5080.90 - Miscellaneous Electrical Systems Supplementary Components
| D60 - COMMUNICATIONS | D - SERVICES | D60 - COMMUNICATIONS
| D6010 - Data Communications | D - SERVICES | D60 - COMMUNICATIONS | D6010 - Data Communications
| D6010.10 - Data Communications Network Equipment | D - SERVICES | D60 - COMMUNICATIONS | D6010 - Data Communications | D6010.10 - Data Communications Network Equipment
| D6010.20 - Data Communications Hardware | D - SERVICES | D60 - COMMUNICATIONS | D6010 - Data Communications | D6010.20 - Data Communications Hardware
| D6010.30 - Data Communications Peripheral Data Equipment | D - SERVICES | D60 - COMMUNICATIONS | D6010 - Data Communications | D6010.30 - Data Communications Peripheral Data Equipment
| D6010.50 - Data Communications Software | D - SERVICES | D60 - COMMUNICATIONS | D6010 - Data Communications | D6010.50 - Data Communications Software
| D6010.60 - Data Communication Program and Integration Services | D - SERVICES | D60 - COMMUNICATIONS | D6010 - Data Communications | D6010.60 - Data Communication Program and Integration Services
| D6020 - Voice Communications | D - SERVICES | D60 - COMMUNICATIONS | D6020 - Voice Communications
| D6020.10 - Voice Communications Switching and Routing Equipment | D - SERVICES | D60 - COMMUNICATIONS | D6020 - Voice Communications | D6020.10 - Voice Communications Switching and Routing Equipment
| D6020.20 - Voice Communications Terminal Equipment | D - SERVICES | D60 - COMMUNICATIONS | D6020 - Voice Communications | D6020.20 - Voice Communications Terminal Equipment
| D6020.30 - Voice Communications Messaging | D - SERVICES | D60 - COMMUNICATIONS | D6020 - Voice Communications | D6020.30 - Voice Communications Messaging
| D6020.40 - Call Accounting | D - SERVICES | D60 - COMMUNICATIONS | D6020 - Voice Communications | D6020.40 - Call Accounting
| D6020.50 - Call Management | D - SERVICES | D60 - COMMUNICATIONS | D6020 - Voice Communications | D6020.50 - Call Management
| D6030 - Audio-Video Communication | D - SERVICES | D60 - COMMUNICATIONS | D6030 - Audio-Video Communication
| D6030.10 - Audio-Video Systems | D - SERVICES | D60 - COMMUNICATIONS | D6030 - Audio-Video Communication | D6030.10 - Audio-Video Systems
| D6030.50 - Electronic Digital Systems | D - SERVICES | D60 - COMMUNICATIONS | D6030 - Audio-Video Communication | D6030.50 - Electronic Digital Systems
| D6060 - Distributed Communications and Monitoring | D - SERVICES | D60 - COMMUNICATIONS | D6060 - Distributed Communications and Monitoring
| D6060.10 - Distributed Audio-Video Communications Systems | D - SERVICES | D60 - COMMUNICATIONS | D6060 - Distributed Communications and Monitoring | D6060.10 - Distributed Audio-Video Communications Systems
| D6060.30 - Healthcare Communications and Monitoring | D - SERVICES | D60 - COMMUNICATIONS | D6060 - Distributed Communications and Monitoring | D6060.30 - Healthcare Communications and Monitoring
| D6060.50 - Distributed Systems | D - SERVICES | D60 - COMMUNICATIONS | D6060 - Distributed Communications and Monitoring | D6060.50 - Distributed Systems
| D6090 - Communications Supplementary Components | D - SERVICES | D60 - COMMUNICATIONS | D6090 - Communications Supplementary Components
| D6090.10 - Supplementary Components | D - SERVICES | D60 - COMMUNICATIONS | D6090 - Communications Supplementary Components | D6090.10 - Supplementary Components
| D70 - ELECTRONIC SAFETY AND SECURITY | D - SERVICES | D70 - ELECTRONIC SAFETY AND SECURITY
| D7010 - Access Control and Intrusion Detection | D - SERVICES | D70 - ELECTRONIC SAFETY AND SECURITY | D7010 - Access Control and Intrusion Detection
| D7010.10 - Access Control | D - SERVICES | D70 - ELECTRONIC SAFETY AND SECURITY | D7010 - Access Control and Intrusion Detection | D7010.10 - Access Control
| D7010.50 - Intrusion Detection | D - SERVICES | D70 - ELECTRONIC SAFETY AND SECURITY | D7010 - Access Control and Intrusion Detection | D7010.50 - Intrusion Detection
| D7030 - Electronic Surveillance | D - SERVICES | D70 - ELECTRONIC SAFETY AND SECURITY | D7030 - Electronic Surveillance
| D7030.10 - Video Surveillance | D - SERVICES | D70 - ELECTRONIC SAFETY AND SECURITY | D7030 - Electronic Surveillance | D7030.10 - Video Surveillance
| D7030.50 - Electronic Personal Protection | D - SERVICES | D70 - ELECTRONIC SAFETY AND SECURITY | D7030 - Electronic Surveillance | D7030.50 - Electronic Personal Protection
| D7050 - Detection and Alarm | D - SERVICES | D70 - ELECTRONIC SAFETY AND SECURITY | D7050 - Detection and Alarm
| D7050.10 - Fire Detection and Alarm | D - SERVICES | D70 - ELECTRONIC SAFETY AND SECURITY | D7050 - Detection and Alarm | D7050.10 - Fire Detection and Alarm
| D7050.20 - Radiation Detection and Alarm | D - SERVICES | D70 - ELECTRONIC SAFETY AND SECURITY | D7050 - Detection and Alarm | D7050.20 - Radiation Detection and Alarm
| D7050.30 - Fuel-Gas Detection and Alarm | D - SERVICES | D70 - ELECTRONIC SAFETY AND SECURITY | D7050 - Detection and Alarm | D7050.30 - Fuel-Gas Detection and Alarm
| D7050.40 - Fuel-Oil Detection and Alarm | D - SERVICES | D70 - ELECTRONIC SAFETY AND SECURITY | D7050 - Detection and Alarm | D7050.40 - Fuel-Oil Detection and Alarm
| D7050.50 - Refrigeration Detection and Alarm | D - SERVICES | D70 - ELECTRONIC SAFETY AND SECURITY | D7050 - Detection and Alarm | D7050.50 - Refrigeration Detection and Alarm
| D7050.60 - Water Intrusion Detection and Alarm | D - SERVICES | D70 - ELECTRONIC SAFETY AND SECURITY | D7050 - Detection and Alarm | D7050.60 - Water Intrusion Detection and Alarm
| D7070 - Electronic Monitoring and Control | D - SERVICES | D70 - ELECTRONIC SAFETY AND SECURITY | D7070 - Electronic Monitoring and Control
D7070.10 -
| D7090 - Electronic Safety and Security Supplementary Components | D - SERVICES | D70 - ELECTRONIC SAFETY AND SECURITY | D7090 - Electronic Safety and Security Supplementary Components
| D7090.10 - Supplementary Components | D - SERVICES | D70 - ELECTRONIC SAFETY AND SECURITY | D7090 - Electronic Safety and Security Supplementary Components | D7090.10 - Supplementary Components
| D80 - INTEGRATED AUTOMATION | D - SERVICES | D80 - INTEGRATED AUTOMATION
| D8010 - Integrated Automation Facility Controls | D - SERVICES | D80 - INTEGRATED AUTOMATION | D8010 - Integrated Automation Facility Controls
| D8010.10 - Integrated Automation Control of Equipment | D - SERVICES | D80 - INTEGRATED AUTOMATION | D8010 - Integrated Automation Facility Controls | D8010.10 - Integrated Automation Control of Equipment
| D8010.20 - Integrated Automation Control of Conveying Equipment | D - SERVICES | D80 - INTEGRATED AUTOMATION | D8010 - Integrated Automation Facility Controls | D8010.20 - Integrated Automation Control of Conveying Equipment
| D8010.30 - Integrated Automation Control of Fire-Suppression Systems | D - SERVICES | D80 - INTEGRATED AUTOMATION | D8010 - Integrated Automation Facility Controls | D8010.30 - Integrated Automation Control of Fire-Suppression Systems
| D8010.40 - Integrated Automation Control of Plumbing Systems | D - SERVICES | D80 - INTEGRATED AUTOMATION | D8010 - Integrated Automation Facility Controls | D8010.40 - Integrated Automation Control of Plumbing Systems
| D8010.50 - Integrated Automation Control of HVAC Systems | D - SERVICES | D80 - INTEGRATED AUTOMATION | D8010 - Integrated Automation Facility Controls | D8010.50 - Integrated Automation Control of HVAC Systems
| D8010.60 - Integrated Automation Control of Electrical Systems | D - SERVICES | D80 - INTEGRATED AUTOMATION | D8010 - Integrated Automation Facility Controls | D8010.60 - Integrated Automation Control of Electrical Systems
| D8010.70 - Integrated Automation Control of Communication | D - SERVICES | D80 - INTEGRATED AUTOMATION | D8010 - Integrated Automation Facility Controls | D8010.70 - Integrated Automation Control of Communication
| D8010.80 - Integrated Automation Control of Electronic Safety and Security Systems | D - SERVICES | D80 - INTEGRATED AUTOMATION | D8010 - Integrated Automation Facility Controls
| D8010.90 - Integrated Automation Supplementary Components | D - SERVICES | D80 - INTEGRATED AUTOMATION | D8010 - Integrated Automation Facility Controls | D8010.90 - Integrated Automation Supplementary Components
| E - EQUIPMENT AND FURNISHINGS | E - EQUIPMENT AND FURNISHINGS
| E10 - EQUIPMENT | E - EQUIPMENT AND FURNISHINGS | E10 - EQUIPMENT
| E1010 - Vehicle and Pedestrian Equipment | E - EQUIPMENT AND FURNISHINGS | E10 - EQUIPMENT | E1010 - Vehicle and Pedestrian Equipment
| E1010.10 - Vehicle Servicing Equipment | E - EQUIPMENT AND FURNISHINGS | E10 - EQUIPMENT | E1010 - Vehicle and Pedestrian Equipment | E1010.10 - Vehicle Servicing Equipment
| E1010.30 - Interior Parking Control Equipment | E - EQUIPMENT AND FURNISHINGS | E10 - EQUIPMENT | E1010 - Vehicle and Pedestrian Equipment | E1010.30 - Interior Parking Control Equipment
| E1010.50 - Loading Dock Equipment | E - EQUIPMENT AND FURNISHINGS | E10 - EQUIPMENT | E1010 - Vehicle and Pedestrian Equipment | E1010.50 - Loading Dock Equipment
| E1010.70 - Interior Pedestrian Control Equipment | E - EQUIPMENT AND FURNISHINGS | E10 - EQUIPMENT | E1010 - Vehicle and Pedestrian Equipment | E1010.70 - Interior Pedestrian Control Equipment
| E1030 - Commercial Equipment | E - EQUIPMENT AND FURNISHINGS | E10 - EQUIPMENT | E1030 - Commercial Equipment
| E1030.10 - Mercantile and Service Equipment | E - EQUIPMENT AND FURNISHINGS | E10 - EQUIPMENT | E1030 - Commercial Equipment | E1030.10 - Mercantile and Service Equipment
| E1030.20 - Vault Equipment | E - EQUIPMENT AND FURNISHINGS | E10 - EQUIPMENT | E1030 - Commercial Equipment | E1030.20 - Vault Equipment
| E1030.25 - Teller and Service Equipment | E - EQUIPMENT AND FURNISHINGS | E10 - EQUIPMENT | E1030 - Commercial Equipment | E1030.25 - Teller and Service Equipment
| E1030.30 - Refrigerated Display Equipment | E - EQUIPMENT AND FURNISHINGS | E10 - EQUIPMENT | E1030 - Commercial Equipment | E1030.30 - Refrigerated Display Equipment
| E1030.35 - Commercial Laundry and Dry Cleaning Equipment | E - EQUIPMENT AND FURNISHINGS | E10 - EQUIPMENT | E1030 - Commercial Equipment | E1030.35 - Commercial Laundry and Dry Cleaning Equipment
| E1030.40 - Maintenance Equipment | E - EQUIPMENT AND FURNISHINGS | E10 - EQUIPMENT | E1030 - Commercial Equipment | E1030.40 - Maintenance Equipment
| E1030.50 - Hospitality Equipment | E - EQUIPMENT AND FURNISHINGS | E10 - EQUIPMENT | E1030 - Commercial Equipment | E1030.50 - Hospitality Equipment
| E1030.55 - Unit Kitchens | E - EQUIPMENT AND FURNISHINGS | E10 - EQUIPMENT | E1030 - Commercial Equipment | E1030.55 - Unit Kitchens
| E1030.60 - Photographic Processing Equipment | E - EQUIPMENT AND FURNISHINGS | E10 - EQUIPMENT | E1030 - Commercial Equipment | E1030.60 - Photographic Processing Equipment
| E1030.70 - Postal, Packaging, and Shipping Equipment | E - EQUIPMENT AND FURNISHINGS | E10 - EQUIPMENT | E1030 - Commercial Equipment | E1030.70 - Postal, Packaging, and Shipping Equipment
| E1030.75 - Office Equipment | E - EQUIPMENT AND FURNISHINGS | E10 - EQUIPMENT | E1030 - Commercial Equipment | E1030.75 - Office Equipment
| E1030.80 - Foodservice Equipment | E - EQUIPMENT AND FURNISHINGS | E10 - EQUIPMENT | E1030 - Commercial Equipment | E1030.80 - Foodservice Equipment
| E1040 - Institutional Equipment | E - EQUIPMENT AND FURNISHINGS | E10 - EQUIPMENT | E1040 - Institutional Equipment
| E1040.10 - Educational and Scientific Equipment | E - EQUIPMENT AND FURNISHINGS | E10 - EQUIPMENT | E1040 - Institutional Equipment | E1040.10 - Educational and Scientific Equipment
| E1040.20 - Healthcare Equipment | E - EQUIPMENT AND FURNISHINGS | E10 - EQUIPMENT | E1040 - Institutional Equipment | E1040.20 - Healthcare Equipment
| E1040.40 - Religious Equipment | E - EQUIPMENT AND FURNISHINGS | E10 - EQUIPMENT | E1040 - Institutional Equipment | E1040.40 - Religious Equipment
| E1040.60 - Security Equipment | E - EQUIPMENT AND FURNISHINGS | E10 - EQUIPMENT | E1040 - Institutional Equipment | E1040.60 - Security Equipment
| E1040.70 - Detention Equipment | E - EQUIPMENT AND FURNISHINGS | E10 - EQUIPMENT | E1040 - Institutional Equipment | E1040.70 - Detention Equipment
| E1060 - Residential Equipment | E - EQUIPMENT AND FURNISHINGS | E10 - EQUIPMENT | E1060 - Residential Equipment
| E1060.10 - Residential Appliances | E - EQUIPMENT AND FURNISHINGS | E10 - EQUIPMENT | E1060 - Residential Equipment | E1060.10 - Residential Appliances
| E1060.50 - Retractable Stairs | E - EQUIPMENT AND FURNISHINGS | E10 - EQUIPMENT | E1060 - Residential Equipment | E1060.50 - Retractable Stairs
| E1060.70 - Residential Ceiling Fans | E - EQUIPMENT AND FURNISHINGS | E10 - EQUIPMENT | E1060 - Residential Equipment | E1060.70 - Residential Ceiling Fans
| E1070 - Entertainment and Recreational Equipment | E - EQUIPMENT AND FURNISHINGS | E10 - EQUIPMENT | E1070 - Entertainment and Recreational Equipment
| E1070.10 - Theater and Stage Equipment | E - EQUIPMENT AND FURNISHINGS | E10 - EQUIPMENT | E1070 - Entertainment and Recreational Equipment | E1070.10 - Theater and Stage Equipment
| E1070.20 - Musical Equipment | E - EQUIPMENT AND FURNISHINGS | E10 - EQUIPMENT | E1070 - Entertainment and Recreational Equipment | E1070.20 - Musical Equipment
| E1070.50 - Athletic Equipment | E - EQUIPMENT AND FURNISHINGS | E10 - EQUIPMENT | E1070 - Entertainment and Recreational Equipment | E1070.50 - Athletic Equipment
| E1070.60 - Recreational Equipment | E - EQUIPMENT AND FURNISHINGS | E10 - EQUIPMENT | E1070 - Entertainment and Recreational Equipment | E1070.60 - Recreational Equipment
| E1090 - Other Equipment | E - EQUIPMENT AND FURNISHINGS | E10 - EQUIPMENT | E1090 - Other Equipment
| E1090.10 - Solid Waste Handling Equipment | E - EQUIPMENT AND FURNISHINGS | E10 - EQUIPMENT | E1090 - Other Equipment | E1090.10 - Solid Waste Handling Equipment
| E1090.30 - Agricultural Equipment | E - EQUIPMENT AND FURNISHINGS | E10 - EQUIPMENT | E1090 - Other Equipment | E1090.30 - Agricultural Equipment
| E1090.40 - Horticultural Equipment | E - EQUIPMENT AND FURNISHINGS | E10 - EQUIPMENT | E1090 - Other Equipment | E1090.40 - Horticultural Equipment
| E1090.60 - Decontamination Equipment | E - EQUIPMENT AND FURNISHINGS | E10 - EQUIPMENT | E1090 - Other Equipment | E1090.60 - Decontamination Equipment
| E20 - FURNISHINGS | E - EQUIPMENT AND FURNISHINGS | E20 - FURNISHINGS
| E2010 - Fixed Furnishings | E - EQUIPMENT AND FURNISHINGS | E20 - FURNISHINGS | E2010 - Fixed Furnishings
| E2010.10 - Fixed Art | E - EQUIPMENT AND FURNISHINGS | E20 - FURNISHINGS | E2010 - Fixed Furnishings | E2010.10 - Fixed Art
| E2010.20 - Window Treatments | E - EQUIPMENT AND FURNISHINGS | E20 - FURNISHINGS | E2010 - Fixed Furnishings | E2010.20 - Window Treatments
| E2010.30 - Casework | E - EQUIPMENT AND FURNISHINGS | E20 - FURNISHINGS | E2010 - Fixed Furnishings | E2010.30 - Casework
| E2010.70 - Fixed Multiple Seating | E - EQUIPMENT AND FURNISHINGS | E20 - FURNISHINGS | E2010 - Fixed Furnishings | E2010.70 - Fixed Multiple Seating
| E2010.90 - Other Fixed Furnishings | E - EQUIPMENT AND FURNISHINGS | E20 - FURNISHINGS | E2010 - Fixed Furnishings | E2010.90 - Other Fixed Furnishings
| E2050 - Movable Furnishings | E - EQUIPMENT AND FURNISHINGS | E20 - FURNISHINGS | E2050 - Movable Furnishings
| E2050.10 - Movable Art | E - EQUIPMENT AND FURNISHINGS | E20 - FURNISHINGS | E2050 - Movable Furnishings | E2050.10 - Movable Art
| E2050.30 - Furniture | E - EQUIPMENT AND FURNISHINGS | E20 - FURNISHINGS | E2050 - Movable Furnishings | E2050.30 - Furniture
| E2050.40 - Accessories | E - EQUIPMENT AND FURNISHINGS | E20 - FURNISHINGS | E2050 - Movable Furnishings | E2050.40 - Accessories
| E2050.60 - Movable Multiple Seating | E - EQUIPMENT AND FURNISHINGS | E20 - FURNISHINGS | E2050 - Movable Furnishings | E2050.60 - Movable Multiple Seating
| E2050.90 - Other Movable Furnishings | E - EQUIPMENT AND FURNISHINGS | E20 - FURNISHINGS | E2050 - Movable Furnishings | E2050.90 - Other Movable Furnishings
| F - SPECIAL CONSTRUCTION AND DEMOLITION | F - SPECIAL CONSTRUCTION AND DEMOLITION
| F10 - SPECIAL CONSTRUCTION | F - SPECIAL CONSTRUCTION AND DEMOLITION | F10 - SPECIAL CONSTRUCTION
| F1010 - Integrated Construction | F - SPECIAL CONSTRUCTION AND DEMOLITION | F10 - SPECIAL CONSTRUCTION | F1010 - Integrated Construction
| F1010.10 - Building Modules | F - SPECIAL CONSTRUCTION AND DEMOLITION | F10 - SPECIAL CONSTRUCTION | F1010 - Integrated Construction | F1010.10 - Building Modules
| F1010.50 - Manufactured/Fabricated Rooms | F - SPECIAL CONSTRUCTION AND DEMOLITION | F10 - SPECIAL CONSTRUCTION | F1010 - Integrated Construction | F1010.50 - Manufactured/Fabricated Rooms
| F1010.70 - Modular Mezzanines | F - SPECIAL CONSTRUCTION AND DEMOLITION | F10 - SPECIAL CONSTRUCTION | F1010 - Integrated Construction | F1010.70 - Modular Mezzanines
| F1020 - Special Structures | F - SPECIAL CONSTRUCTION AND DEMOLITION | F10 - SPECIAL CONSTRUCTION | F1020 - Special Structures
| F1020.10 - Fabric Structures | F - SPECIAL CONSTRUCTION AND DEMOLITION | F10 - SPECIAL CONSTRUCTION | F1020 - Special Structures | F1020.10 - Fabric Structures
| F1020.20 - Space Frames | F - SPECIAL CONSTRUCTION AND DEMOLITION | F10 - SPECIAL CONSTRUCTION | F1020 - Special Structures | F1020.20 - Space Frames
| F1020.30 - Geodesic Structures | F - SPECIAL CONSTRUCTION AND DEMOLITION | F10 - SPECIAL CONSTRUCTION | F1020 - Special Structures | F1020.30 - Geodesic Structures
| F1020.40 - Manufacturer-Engineered Structures | F - SPECIAL CONSTRUCTION AND DEMOLITION | F10 - SPECIAL CONSTRUCTION | F1020 - Special Structures | F1020.40 - Manufacturer-Engineered Structures
| F1020.60 - Manufactured Canopies | F - SPECIAL CONSTRUCTION AND DEMOLITION | F10 - SPECIAL CONSTRUCTION | F1020 - Special Structures | F1020.60 - Manufactured Canopies
| F1020.65 - Rammed Earth Construction | F - SPECIAL CONSTRUCTION AND DEMOLITION | F10 - SPECIAL CONSTRUCTION | F1020 - Special Structures | F1020.65 - Rammed Earth Construction
| F1020.70 - Towers | F - SPECIAL CONSTRUCTION AND DEMOLITION | F10 - SPECIAL CONSTRUCTION | F1020 - Special Structures | F1020.70 - Towers
| F1030 - Special Function Construction | F - SPECIAL CONSTRUCTION AND DEMOLITION | F10 - SPECIAL CONSTRUCTION | F1030 - Special Function Construction
| F1030.10 - Sound and Vibration Control | F - SPECIAL CONSTRUCTION AND DEMOLITION | F10 - SPECIAL CONSTRUCTION | F1030 - Special Function Construction | F1030.10 - Sound and Vibration Control
| F1030.30 - Seismic Control | F - SPECIAL CONSTRUCTION AND DEMOLITION | F10 - SPECIAL CONSTRUCTION | F1030 - Special Function Construction | F1030.30 - Seismic Control
| F1030.50 - Radiation Protection | F - SPECIAL CONSTRUCTION AND DEMOLITION | F10 - SPECIAL CONSTRUCTION | F1030 - Special Function Construction | F1030.50 - Radiation Protection
| F1050 - Special Facility Components | F - SPECIAL CONSTRUCTION AND DEMOLITION | F10 - SPECIAL CONSTRUCTION | F1050 - Special Facility Components
F1050.10 - Pools
| F1050.20 - Interior Fountains | F - SPECIAL CONSTRUCTION AND DEMOLITION | F10 - SPECIAL CONSTRUCTION | F1050 - Special Facility Components | F1050.20 - Interior Fountains
| F1050.30 - Interior Water Features | F - SPECIAL CONSTRUCTION AND DEMOLITION | F10 - SPECIAL CONSTRUCTION | F1050 - Special Facility Components | F1050.30 - Interior Water Features
| F1050.40 - Aquariums | F - SPECIAL CONSTRUCTION AND DEMOLITION | F10 - SPECIAL CONSTRUCTION | F1050 - Special Facility Components | F1050.40 - Aquariums
| F1050.50 - Amusement Park Structures and Equipment | F - SPECIAL CONSTRUCTION AND DEMOLITION | F10 - SPECIAL CONSTRUCTION | F1050 - Special Facility Components | F1050.50 - Amusement Park Structures and Equipment
| F1050.60 - Ice Rinks | F - SPECIAL CONSTRUCTION AND DEMOLITION | F10 - SPECIAL CONSTRUCTION | F1050 - Special Facility Components | F1050.60 - Ice Rinks
| F1050.70 - Animal Containment | F - SPECIAL CONSTRUCTION AND DEMOLITION | F10 - SPECIAL CONSTRUCTION | F1050 - Special Facility Components | F1050.70 - Animal Containment
| F1060 - Athletic and Recreational Special Construction | F - SPECIAL CONSTRUCTION AND DEMOLITION | F10 - SPECIAL CONSTRUCTION | F1060 - Athletic and Recreational Special Construction
| F1060.10 - Indoor Soccer Boards | F - SPECIAL CONSTRUCTION AND DEMOLITION | F10 - SPECIAL CONSTRUCTION | F1060 - Athletic and Recreational Special Construction | F1060.10 - Indoor Soccer Boards
| F1060.20 - Safety Netting | F - SPECIAL CONSTRUCTION AND DEMOLITION | F10 - SPECIAL CONSTRUCTION | F1060 - Athletic and Recreational Special Construction | F1060.20 - Safety Netting
| F1060.30 - Arena Football Boards | F - SPECIAL CONSTRUCTION AND DEMOLITION | F10 - SPECIAL CONSTRUCTION | F1060 - Athletic and Recreational Special Construction | F1060.30 - Arena Football Boards
| F1060.40 - Floor Sockets | F - SPECIAL CONSTRUCTION AND DEMOLITION | F10 - SPECIAL CONSTRUCTION | F1060 - Athletic and Recreational Special Construction | F1060.40 - Floor Sockets
| F1060.50 - Athletic and Recreational Court Walls | F - SPECIAL CONSTRUCTION AND DEMOLITION | F10 - SPECIAL CONSTRUCTION | F1060 - Athletic and Recreational Special Construction | F1060.50 - Athletic and Recreational Court Walls
| F1060.60 - Demountable Athletic Surfaces | F - SPECIAL CONSTRUCTION AND DEMOLITION | F10 - SPECIAL CONSTRUCTION | F1060 - Athletic and Recreational Special Construction | F1060.60 - Demountable Athletic Surfaces
| F1080 - Special Instrumentation | F - SPECIAL CONSTRUCTION AND DEMOLITION | F10 - SPECIAL CONSTRUCTION | F1080 - Special Instrumentation
| F1080.10 - Stress Instrumentation | F - SPECIAL CONSTRUCTION AND DEMOLITION | F10 - SPECIAL CONSTRUCTION | F1080 - Special Instrumentation | F1080.10 - Stress Instrumentation
| F1080.20 - Seismic Instrumentation | F - SPECIAL CONSTRUCTION AND DEMOLITION | F10 - SPECIAL CONSTRUCTION | F1080 - Special Instrumentation | F1080.20 - Seismic Instrumentation
| F1080.40 - Meteorological Instrumentation | F - SPECIAL CONSTRUCTION AND DEMOLITION | F10 - SPECIAL CONSTRUCTION | F1080 - Special Instrumentation | F1080.40 - Meteorological Instrumentation
| F1080.60 - Earth Movement Monitoring | F - SPECIAL CONSTRUCTION AND DEMOLITION | F10 - SPECIAL CONSTRUCTION | F1080 - Special Instrumentation | F1080.60 - Earth Movement Monitoring
| F20 - FACILITY REMEDIATION | F - SPECIAL CONSTRUCTION AND DEMOLITION | F20 - FACILITY REMEDIATION
| F2010 - Hazardous Materials Remediation | F - SPECIAL CONSTRUCTION AND DEMOLITION | F20 - FACILITY REMEDIATION | F2010 - Hazardous Materials Remediation
| F2010.10 - Transportation and Disposal of Hazardous Materials | F - SPECIAL CONSTRUCTION AND DEMOLITION | F20 - FACILITY REMEDIATION | F2010 - Hazardous Materials Remediation | F2010.10 - Transportation and Disposal of Hazardous Materials
| F2010.20 - Asbestos Remediation | F - SPECIAL CONSTRUCTION AND DEMOLITION | F20 - FACILITY REMEDIATION | F2010 - Hazardous Materials Remediation | F2010.20 - Asbestos Remediation
| F2010.30 - Lead Remediation | F - SPECIAL CONSTRUCTION AND DEMOLITION | F20 - FACILITY REMEDIATION | F2010 - Hazardous Materials Remediation | F2010.30 - Lead Remediation
| F2010.40 - Polychlorinate Biphenyl Remediation | F - SPECIAL CONSTRUCTION AND DEMOLITION | F20 - FACILITY REMEDIATION | F2010 - Hazardous Materials Remediation | F2010.40 - Polychlorinate Biphenyl Remediation
| F2010.50 - Mold Remediation | F - SPECIAL CONSTRUCTION AND DEMOLITION | F20 - FACILITY REMEDIATION | F2010 - Hazardous Materials Remediation | F2010.50 - Mold Remediation
| F30 - DEMOLITION | F - SPECIAL CONSTRUCTION AND DEMOLITION | F30 - DEMOLITION
| F3010 - Structure Demolition | F - SPECIAL CONSTRUCTION AND DEMOLITION | F30 - DEMOLITION | F3010 - Structure Demolition
| F3010.10 - Building Demolition | F - SPECIAL CONSTRUCTION AND DEMOLITION | F30 - DEMOLITION | F3010 - Structure Demolition | F3010.10 - Building Demolition
| F3010.30 - Tower Demolition | F - SPECIAL CONSTRUCTION AND DEMOLITION | F30 - DEMOLITION | F3010 - Structure Demolition | F3010.30 - Tower Demolition
| F3010.50 - Bridge Demolition | F - SPECIAL CONSTRUCTION AND DEMOLITION | F30 - DEMOLITION | F3010 - Structure Demolition | F3010.50 - Bridge Demolition
| F3010.70 - Dam Demolition | F - SPECIAL CONSTRUCTION AND DEMOLITION | F30 - DEMOLITION | F3010 - Structure Demolition | F3010.70 - Dam Demolition
| F3030 - Selective Demolition | F - SPECIAL CONSTRUCTION AND DEMOLITION | F30 - DEMOLITION | F3030 - Selective Demolition
| F3030.10 - Selective Building Demolition | F - SPECIAL CONSTRUCTION AND DEMOLITION | F30 - DEMOLITION | F3030 - Selective Demolition | F3030.10 - Selective Building Demolition
| F3030.30 - Selective Interior Demolition | F - SPECIAL CONSTRUCTION AND DEMOLITION | F30 - DEMOLITION | F3030 - Selective Demolition | F3030.30 - Selective Interior Demolition
| F3030.50 - Selective Bridge Demolition | F - SPECIAL CONSTRUCTION AND DEMOLITION | F30 - DEMOLITION | F3030 - Selective Demolition | F3030.50 - Selective Bridge Demolition
| F3030.70 - Selective Historic Demolition | F - SPECIAL CONSTRUCTION AND DEMOLITION | F30 - DEMOLITION | F3030 - Selective Demolition | F3030.70 - Selective Historic Demolition
| F3050 - Structure Moving | F - SPECIAL CONSTRUCTION AND DEMOLITION | F30 - DEMOLITION | F3050 - Structure Moving
| F3050.10 - Structure Relocation | F - SPECIAL CONSTRUCTION AND DEMOLITION | F30 - DEMOLITION | F3050 - Structure Moving | F3050.10 - Structure Relocation
| F3050.30 - Structure Raising | F - SPECIAL CONSTRUCTION AND DEMOLITION | F30 - DEMOLITION | F3050 - Structure Moving | F3050.30 - Structure Raising
| G - SITE PREPARATION | G - SITE PREPARATION
| G10 - SITE PREPARATION | G - SITE PREPARATION | G10 - SITE PREPARATION
| G1010 - Site Clearing | G - SITE PREPARATION | G10 - SITE PREPARATION | G1010 - Site Clearing
| G1010.10 - Clearing and Grubbing | G - SITE PREPARATION | G10 - SITE PREPARATION | G1010 - Site Clearing | G1010.10 - Clearing and Grubbing
| G1010.30 - Tree and Shrub Removal and Trimming | G - SITE PREPARATION | G10 - SITE PREPARATION | G1010 - Site Clearing | G1010.30 - Tree and Shrub Removal and Trimming
| G1010.50 - Earth Stripping and Stockpiling | G - SITE PREPARATION | G10 - SITE PREPARATION | G1010 - Site Clearing | G1010.50 - Earth Stripping and Stockpiling
| G1020 - Site Elements Demolition | G - SITE PREPARATION | G10 - SITE PREPARATION | G1020 - Site Elements Demolition
| G1020.10 - Utility Demolition | G - SITE PREPARATION | G10 - SITE PREPARATION | G1020 - Site Elements Demolition | G1020.10 - Utility Demolition
| G1020.30 - Infrastructure Demolition | G - SITE PREPARATION | G10 - SITE PREPARATION | G1020 - Site Elements Demolition | G1020.30 - Infrastructure Demolition
| G1020.50 - Selective Site Demolition | G - SITE PREPARATION | G10 - SITE PREPARATION | G1020 - Site Elements Demolition | G1020.50 - Selective Site Demolition
| G1030 - Site Element Relocations | G - SITE PREPARATION | G10 - SITE PREPARATION | G1030 - Site Element Relocations
| G1030.10 - Utility Relocation | G - SITE PREPARATION | G10 - SITE PREPARATION | G1030 - Site Element Relocations | G1030.10 - Utility Relocation
| G1050 - Site Remediation | G - SITE PREPARATION | G10 - SITE PREPARATION | G1050 - Site Remediation
| G1050.10 - Physical Decontamination | G - SITE PREPARATION | G10 - SITE PREPARATION | G1050 - Site Remediation | G1050.10 - Physical Decontamination
| G1050.15 - Chemical Decontamination | G - SITE PREPARATION | G10 - SITE PREPARATION | G1050 - Site Remediation | G1050.15 - Chemical Decontamination
| G1050.20 - Thermal Decontamination | G - SITE PREPARATION | G10 - SITE PREPARATION | G1050 - Site Remediation | G1050.20 - Thermal Decontamination
| G1050.25 - Biological Decontamination | G - SITE PREPARATION | G10 - SITE PREPARATION | G1050 - Site Remediation | G1050.25 - Biological Decontamination
| G1050.30 - Remediation Soil Stabilization | G - SITE PREPARATION | G10 - SITE PREPARATION | G1050 - Site Remediation | G1050.30 - Remediation Soil Stabilization
| G1050.40 - Site Containment | G - SITE PREPARATION | G10 - SITE PREPARATION | G1050 - Site Remediation | G1050.40 - Site Containment
| G1050.45 - Sinkhole Remediation | G - SITE PREPARATION | G10 - SITE PREPARATION | G1050 - Site Remediation | G1050.45 - Sinkhole Remediation
| G1050.50 - Hazardous Waste Drum Handling | G - SITE PREPARATION | G10 - SITE PREPARATION | G1050 - Site Remediation | G1050.50 - Hazardous Waste Drum Handling
| G1050.60 - Contaminated Site Material Removal | G - SITE PREPARATION | G10 - SITE PREPARATION | G1050 - Site Remediation | G1050.60 - Contaminated Site Material Removal
| G1050.80 - Water Remediation | G - SITE PREPARATION | G10 - SITE PREPARATION | G1050 - Site Remediation | G1050.80 - Water Remediation
| G1070 - Site Earthwork | G - SITE PREPARATION | G10 - SITE PREPARATION | G1070 - Site Earthwork
| G1070.10 - Grading | G - SITE PREPARATION | G10 - SITE PREPARATION | G1070 - Site Earthwork | G1070.10 - Grading
| G1070.20 - Excavation and Fill | G - SITE PREPARATION | G10 - SITE PREPARATION | G1070 - Site Earthwork | G1070.20 - Excavation and Fill
| G1070.30 - Embankments | G - SITE PREPARATION | G10 - SITE PREPARATION | G1070 - Site Earthwork | G1070.30 - Embankments
| G1070.35 - Erosion and Sedimentation Controls | G - SITE PREPARATION | G10 - SITE PREPARATION | G1070 - Site Earthwork | G1070.35 - Erosion and Sedimentation Controls
| G1070.40 - Soil Stabilization | G - SITE PREPARATION | G10 - SITE PREPARATION | G1070 - Site Earthwork | G1070.40 - Soil Stabilization
| G1070.45 - Rock Stabilization | G - SITE PREPARATION | G10 - SITE PREPARATION | G1070 - Site Earthwork | G1070.45 - Rock Stabilization
| G1070.50 - Soil Reinforcement | G - SITE PREPARATION | G10 - SITE PREPARATION | G1070 - Site Earthwork | G1070.50 - Soil Reinforcement
| G1070.55 - Slope Protection | G - SITE PREPARATION | G10 - SITE PREPARATION | G1070 - Site Earthwork | G1070.55 - Slope Protection
| G1070.60 - Gabions | G - SITE PREPARATION | G10 - SITE PREPARATION | G1070 - Site Earthwork | G1070.60 - Gabions
| G1070.65 - Riprap | G - SITE PREPARATION | G10 - SITE PREPARATION | G1070 - Site Earthwork | G1070.65 - Riprap
| G1070.70 - Wetlands | G - SITE PREPARATION | G10 - SITE PREPARATION | G1070 - Site Earthwork | G1070.70 - Wetlands
| G1070.80 - Earth Dams | G - SITE PREPARATION | G10 - SITE PREPARATION | G1070 - Site Earthwork | G1070.80 - Earth Dams
| G1070.90 - Site Soil Treatment | G - SITE PREPARATION | G10 - SITE PREPARATION | G1070 - Site Earthwork | G1070.90 - Site Soil Treatment
| G20 - SITE IMPROVEMENTS | G - SITE PREPARATION | G20 - SITE IMPROVEMENTS
| G2010 - Roadways | G - SITE PREPARATION | G20 - SITE IMPROVEMENTS | G2010 - Roadways
| G2010.10 - Roadway Pavement | G - SITE PREPARATION | G20 - SITE IMPROVEMENTS | G2010 - Roadways | G2010.10 - Roadway Pavement
| G2010.20 - Roadway Curbs and Gutters | G - SITE PREPARATION | G20 - SITE IMPROVEMENTS | G2010 - Roadways | G2010.20 - Roadway Curbs and Gutters
| G2010.40 - Roadway Appurtenances | G - SITE PREPARATION | G20 - SITE IMPROVEMENTS | G2010 - Roadways | G2010.40 - Roadway Appurtenances
| G2010.70 - Roadway Lighting | G - SITE PREPARATION | G20 - SITE IMPROVEMENTS | G2010 - Roadways | G2010.70 - Roadway Lighting
| G2010.80 - Vehicle Fare Collection | G - SITE PREPARATION | G20 - SITE IMPROVEMENTS | G2010 - Roadways | G2010.80 - Vehicle Fare Collection
| G2020 - Parking Lots | G - SITE PREPARATION | G20 - SITE IMPROVEMENTS | G2020 - Parking Lots
| G2020.10 - Parking Lot Pavement | G - SITE PREPARATION | G20 - SITE IMPROVEMENTS | G2020 - Parking Lots | G2020.10 - Parking Lot Pavement
| G2020.20 - Parking Lot Curbs and Gutters | G - SITE PREPARATION | G20 - SITE IMPROVEMENTS | G2020 - Parking Lots | G2020.20 - Parking Lot Curbs and Gutters
| G2020.40 - Parking Lot Appurtenances | G - SITE PREPARATION | G20 - SITE IMPROVEMENTS | G2020 - Parking Lots | G2020.40 - Parking Lot Appurtenances
| G2020.70 - Parking Lot Lighting | G - SITE PREPARATION | G20 - SITE IMPROVEMENTS | G2020 - Parking Lots | G2020.70 - Parking Lot Lighting
| G2020.80 - Exterior Parking Control Equipment | G - SITE PREPARATION | G20 - SITE IMPROVEMENTS | G2020 - Parking Lots | G2020.80 - Exterior Parking Control Equipment
| G2030 - Pedestrian Plazas and Walkways | G - SITE PREPARATION | G20 - SITE IMPROVEMENTS | G2030 - Pedestrian Plazas and Walkways
| G2030.10 - Pedestrian Pavement | G - SITE PREPARATION | G20 - SITE IMPROVEMENTS | G2030 - Pedestrian Plazas and Walkways | G2030.10 - Pedestrian Pavement
| G2030.20 - Pedestrian Pavement Curbs and Gutters | G - SITE PREPARATION | G20 - SITE IMPROVEMENTS | G2030 - Pedestrian Plazas and Walkways | G2030.20 - Pedestrian Pavement Curbs and Gutters
| G2030.30 - Exterior Steps and Ramps | G - SITE PREPARATION | G20 - SITE IMPROVEMENTS | G2030 - Pedestrian Plazas and Walkways | G2030.30 - Exterior Steps and Ramps
| G2030.40 - Pedestrian Pavement Appurtenances | G - SITE PREPARATION | G20 - SITE IMPROVEMENTS | G2030 - Pedestrian Plazas and Walkways | G2030.40 - Pedestrian Pavement Appurtenances
| G2030.70 - Plaza and Walkway Lighting | G - SITE PREPARATION | G20 - SITE IMPROVEMENTS | G2030 - Pedestrian Plazas and Walkways | G2030.70 - Plaza and Walkway Lighting
| G2030.80 - Exterior Pedestrian Control Equipment | G - SITE PREPARATION | G20 - SITE IMPROVEMENTS | G2030 - Pedestrian Plazas and Walkways | G2030.80 - Exterior Pedestrian Control Equipment
| G2040 - Airfields | G - SITE PREPARATION | G20 - SITE IMPROVEMENTS | G2040 - Airfields
| G2040.10 - Aviation Pavement | G - SITE PREPARATION | G20 - SITE IMPROVEMENTS | G2040 - Airfields | G2040.10 - Aviation Pavement
| G2040.20 - Aviation Pavement Curbs and Gutters | G - SITE PREPARATION | G20 - SITE IMPROVEMENTS | G2040 - Airfields | G2040.20 - Aviation Pavement Curbs and Gutters
| G2040.40 - Aviation Pavement Appurtenances | G - SITE PREPARATION | G20 - SITE IMPROVEMENTS | G2040 - Airfields | G2040.40 - Aviation Pavement Appurtenances
| G2040.70 - Airfield Lighting | G - SITE PREPARATION | G20 - SITE IMPROVEMENTS | G2040 - Airfields | G2040.70 - Airfield Lighting
G2040.80 - Airfield Signaling and Control Equipment
G2050 - Athletic, Recreational, and Playfield Areas
| G2050.10 - Athletic Areas | G - SITE PREPARATION | G20 - SITE IMPROVEMENTS | G2050 - Athletic, Recreational, and Playfield Areas | G2050.10 - Athletic Areas
G2050.30 - Recreational Areas
G2050.50 - Playfield Areas
G2060 - Site Development
G2060.10 - Exterior Fountains
G2060.20 - Fences and Gates
G2060.25 - Site Furnishings
G2060.30 - Exterior Signage
G2060.35 - Flagpoles
G2060.40 - Covers and Shelters
G2060.45 - Exterior Gas Lighting
G2060.50 - Site Equipment
G2060.60 - Retaining Walls
G2060.70 - Site Bridges
G2060.80 - Site Screening Devices
G2060.85 - Site Specialties
G2080 - Landscaping
G2080.10 - Planting Irrigation
G2080.20 - Turf and Grasses
G2080.30 - Plants
G2080.50 - Planting Accessories
G2080.70 - Landscape Lighting
G2080.80 - Landscaping Activities
G30 - LIQUID AND GAS SITE UTILITIES
G3010 - Water Utilities
| G3010.10 - Site Domestic Water Distribution |  |  |  |  | Domestic H2O System
G3010.30 - Site Fire Protection Water Distribution
G3010.50 - Site Irrigation Water Distribution
G3020 - Sanitary Sewerage Utilities
G3020.10 - Sanitary Sewerage Utility Connection
G3020.20 - Sanitary Sewerage Piping
G3020.40 - Utility Septic Tanks
G3020.50 - Sanitary Sewerage Structures
G3020.60 - Sanitary Sewerage Lagoons
G3030 - Storm Drainage Utilities
G3030.10 - Storm Drainage Utility Connection
G3030.20 - Storm Drainage Piping
G3030.30 - Culverts
G3030.40 - Site Storm Water Drains
G3030.50 - Storm Drainage Pumps
G3030.60 - Site Subdrainage
G3030.70 - Storm Drainage Ponds and Reservoirs
G3050 - Site Energy Distribution
G3050.10 - Site Hydronic Heating Distribution
G3050.20 - Site Steam Energy Distribution
G3050.40 - Site Hydronic Cooling Distribution
G3060 - Site Fuel Distribution
G3060.10 - Site Gas Distribution
G3060.20 - Site Fuel-Oil Distribution
G3060.30 - Site Gasoline Distribution
G3060.40 - Site Diesel Fuel Distribution
G3060.60 - Site Aviation Fuel Distribution
G3090 - Liquid and Gas Site Utilities Supplementary Components
G3090.10 - Supplementary Components
G40 - ELECTRICAL SITE IMPROVEMENTS
G4010 - Site Electric Distribution Systems
G4010.10 - Electrical Utility Services
G4010.20 - Electric Transmission and Distribution
G4010.30 - Electrical Substations
G4010.40 - Electrical Transformers
G4010.50 - Electrical Switchgear and Protection Devices
G4010.70 - Site Grounding
G4010.90 - Electrical Distribution System Instrumentation and
G4050 - Site Lighting
G4050.10 - Area Lighting
G4050.20 - Flood Lighting
G4050.50 - Building Illumination
G4050.90 - Exterior Lighting Supplementary Components
G50 - SITE COMMUNICATIONS
G5010 - Site Communications Systems
G5010.10 - Site Communications Structures
G5010.30 - Site Communications Distribution
G5010.50 - Wireless Communications Distribution
G90 - MISCELLANEOUS SITE CONSTRUCTION
G9010 - Tunnels
G9010.10 - Vehicular Tunnels
G9010.20 - Pedestrian Tunnels
G9010.40 - Service Tunnels
G9010.90 - Tunnel Construction Related Activities
| C2020-22 | C - INTERIORS | C20 - INTERIOR FINISHES | C2020 - Interior Fabrications | C2020-22
| C2041.10 | C - INTERIORS | C20 - INTERIOR FINISHES | C2041 | C2041.10 | Level 4
| C2051 | C - INTERIORS | C20 - INTERIOR FINISHES | C2051
| C3010 - Wall Finishes | C - INTERIORS | C30 - INTERIOR FINISHES | C3010 - Wall Finishes
| C4040 | C - INTERIORS | C20 - INTERIOR FINISHES | C4040
| Tes again | C - INTERIORS | C20 - INTERIOR FINISHES | Tes again
| test level | A - SUBSTRUCTURE | A90 - SUBSTRUCTURE RELATED ACTIVITIES | A9020 - Construction Dewatering | test level

## Room Space Class Use
|  | All Space (USE) Classes |  | 12/19/2017 12:49:36
CURRENT ID | PROPOSED ID | Hierarchy Path | Name | Description | BOMA Type | Space Standard | Planning Level? | Workpoint | Measure Type | Exclude from Rentable | Exclude from Usable | Property Common | Building Common | Vacant Common | Floor Common
0000010 | 0000010 | \Classifications\Space Class Current | Space Class Current | Space Class Current | Not Applicable |  | FALSE | [6 empty] | FALSE
0000118 | 0000100 | \Classifications\Space Class Current\Alternative Workplace | Alternative Workplace | Space that is used to accommodate employees during the workday but which are not part of the institution's real estate portfolio. | Not Applicable |  | FALSE | TRUE |  | TRUE | TRUE |  |  | TRUE
0000268 | 0000101 | \Classifications\Space Class Current\Alternative Workplace\Customer Site | Customer Site | Specific dedicated space at a customer's site which is used by employees. | Not Applicable |  | FALSE |  |  | TRUE | TRUE |  |  | TRUE
0000266 | 0000102 | \Classifications\Space Class Current\Alternative Workplace\Home Office | Home Office | Space used as an office within the home of an employee. | Not Applicable |  | FALSE | TRUE |  | TRUE | TRUE |  |  | TRUE
0000269 | 0000103 | \Classifications\Space Class Current\Alternative Workplace\No Fixed Location | No Fixed Location | The implied space to support personnel who have no designed work location. | Not Applicable |  | FALSE |  |  | TRUE | TRUE |  |  | TRUE
0000271 | 0000104 | \Classifications\Space Class Current\Alternative Workplace\Other Alternative Workspace | Other Alternative Workspace | Space not adequately described by another Alternative Workspace category. | Not Applicable |  | FALSE | TRUE |  | TRUE | TRUE |  |  | TRUE
0000267 | 0000105 | \Classifications\Space Class Current\Alternative Workplace\Rent An office | Rent An office | A short-term office rental which is typically by the room and may have office services provided. | Not Applicable |  | FALSE | TRUE |  | TRUE | TRUE |  |  | TRUE
0000270 | 0000106 | \Classifications\Space Class Current\Alternative Workplace\Supplier Site | Supplier Site | Specific dedicated space at a supplier site which is used by employees. | Not Applicable |  | FALSE |  |  | TRUE | TRUE |  |  | TRUE
1000009 | 0000200 | \Classifications\Space Class Current\Building Common | Building Common | DCAMM place holder | Not Applicable |  | FALSE | FALSE | Capacity | FALSE | FALSE | FALSE | TRUE | FALSE | FALSE
1000026 | 0000300 | \Classifications\Space Class Current\BUILDING SERVICE | BUILDING SERVICE |  | Building Common |  | FALSE | FALSE | Capacity | FALSE | FALSE | FALSE | TRUE | FALSE | FALSE
106 | 0000400 | \Classifications\Space Class Current\Business Support | Business Support | Space housing functions supporting the business process or secondary business functions. | Building Common |  | FALSE | [5 empty] | TRUE | TRUE
281 | 0000401 | \Classifications\Space Class Current\Business Support\Auditorium | Auditorium | A room or theater with tiers of seats used for viewing presentations, performances or lectures. | Building Common |  | FALSE | TRUE |  |  | TRUE |  | TRUE | TRUE
280 | 0000402 | \Classifications\Space Class Current\Business Support\Lobby Non-circulation | Lobby Non-circulation | Portions of the Lobby, which are being used for purposes other than circulation and are not readily designated as another classification. | Building Common |  | FALSE | [5 empty] | TRUE | TRUE
282 | 0000403 | \Classifications\Space Class Current\Business Support\Mail | Mail | Mail sorting and distribution space including remote mail stops on floors. | Building Common |  | FALSE | [5 empty] | TRUE | TRUE
283 | 0000404 | \Classifications\Space Class Current\Business Support\Meeting | Meeting | Space specifically designed for groups of people to interact on a occasional basis having appropriate seating and other amenities to support this activity. | Building Common |  | FALSE | [5 empty] | TRUE | TRUE | TRUE
287 | 0000405 | \Classifications\Space Class Current\Business Support\Other Business Support | Other Business Support | Any other business service space that is not readily categorized into one of the other classes. | Building Common |  | FALSE | [5 empty] | TRUE | TRUE
284 | 0000406 | \Classifications\Space Class Current\Business Support\Print Shop | Print Shop | Space designed to accomplish the reproduction and distribution of documents. | Building Common |  | FALSE | [5 empty] | TRUE | TRUE
286 | 0000407 | \Classifications\Space Class Current\Business Support\Storage | Storage | Space that has been designed for general storage; usually not conducive for use as office space. | Building Common |  | FALSE | [5 empty] | TRUE | TRUE
285 | 0000408 | \Classifications\Space Class Current\Business Support\Waiting | WAITING | Space with seating where people wait prior to entering another space or receiving service. | Building Common |  | FALSE | [5 empty] | TRUE | TRUE
1000020 | 0000500 | \Classifications\Space Class Current\CIRCULATION | CIRCULATION |  | Not Applicable |  | FALSE | FALSE | Capacity | FALSE | FALSE | FALSE | FALSE | FALSE | FALSE
1000032 | 0000600 | \Classifications\Space Class Current\CLASSROOMS | CLASSROOMS |  | Not Applicable |  | FALSE | FALSE | Capacity | FALSE | FALSE | FALSE | FALSE | TRUE | FALSE
115 | 0000700 | \Classifications\Space Class Current\Commercial Space | Commercial Space | Spaces where customers or clients view, sample, purchase and return product. | Office |  | FALSE | FALSE |  |  | TRUE | TRUE |  | TRUE | FALSE
261 | 0000701 | \Classifications\Space Class Current\Commercial Space\Banking | Banking | Space specific to banking such as teller spaces, vaults, safety deposit space and automated teller machines. | Office |  | FALSE | [6 empty] | TRUE
263 | 0000702 | \Classifications\Space Class Current\Commercial Space\Commercial Service and Repair | Commercial Service and Repair | Space designed for the service or repair of product, including customer waiting and stockrooms for replacement parts as part of the customer-facing operation. | Office |  | FALSE | [6 empty] | TRUE
264 | 0000703 | \Classifications\Space Class Current\Commercial Space\Commercial Support | Commercial Support | Space for storage room, back office and other support functions required for Commercial Space. | Office |  | FALSE |  |  |  |  | FALSE |  | TRUE | FALSE
260 | 0000704 | \Classifications\Space Class Current\Commercial Space\Demonstration | Demonstration | Space where the product is demonstrated in an operational setting; often for large and/or complex operations and products. | Office |  | FALSE | [6 empty] | TRUE
265 | 0000705 | \Classifications\Space Class Current\Commercial Space\Other Commercial | Other Commercial | Customer-facing space not covered by other Commercial Space classifications. | Office |  | FALSE | [6 empty] | TRUE
262 | 0000706 | \Classifications\Space Class Current\Commercial Space\Sales | Sales | Space where customers or clients can view or purchase product. | Office |  | FALSE | [6 empty] | TRUE
259 | 0000707 | \Classifications\Space Class Current\Commercial Space\Trading Space | Trading Space | Open space used for security or commodity trading. | Office |  | FALSE | [6 empty] | TRUE
102 | 0000800 | \Classifications\Space Class Current\Core Building Service | Core Building Service | Space necessary to provide a working environment or to support operation of the building. | Building Common |  | FALSE | [5 empty] | TRUE | TRUE
134 | 0000801 | \Classifications\Space Class Current\Core Building Service\Loading Dock | Loading Dock | A secondary building entrance space used to accommodate shipping and delivery of bulk materials to the structure. | Building Common |  | FALSE | [5 empty] | TRUE | TRUE
138 | 0000802 | \Classifications\Space Class Current\Core Building Service\Other Building Service | Other Building Service | Other building service space, such as space used for the building operator and custodian office, workshop and supplies. | Building Common |  | FALSE | [5 empty] | TRUE | TRUE
135 | 0000803 | \Classifications\Space Class Current\Core Building Service\Restroom | Restroom | A space with washing and toilet facilities. | Building Common |  | FALSE | [5 empty] | TRUE | TRUE
136 | 0000804 | \Classifications\Space Class Current\Core Building Service\Utility Equipment Room | Utility Equipment Room | Space provided for the general operation of heating, ventilating, and air conditioning, plumbing and electrical, life safety and communication services; including sections of tunnels which are dedicated to distribution of utilities. | Building Common |  | FALSE |  |  |  |  | TRUE | TRUE | TRUE
137 | 0000805 | \Classifications\Space Class Current\Core Building Service\Waste and Recycling | Waste and Recycling | Space used for holding garbage and recyclable materials. | Building Common |  | FALSE | [5 empty] | TRUE | TRUE
104 | 0000900 | \Classifications\Space Class Current\Encroachment | Encroachment | The space assocaiated with base building elements that prevent the use of the space for furniture, equipment, circulation, or other occupant function. | Floor Common |  | FALSE |  |  |  | TRUE |  |  | TRUE | TRUE
142 | 0000901 | \Classifications\Space Class Current\Encroachment\Interior Encroachment | Interior Encroachment | The space associated with a base building element that is located inside the building but not on the outer wall. | Floor Common |  | FALSE | [6 empty] | TRUE | TRUE
143 | 0000902 | \Classifications\Space Class Current\Encroachment\Perimeter Encroachment | Perimeter Encroachment | The space associated with a base building element that is located on the outer wall. | Floor Common |  | FALSE | [6 empty] | TRUE | TRUE
112 | 0001000 | \Classifications\Space Class Current\Environmentally controlled | Environmentally controlled | Space with environments where such variables as humidity, temperature, pressure, sound, contamination are tightly controlled. These Spaces may be part of the research or production processes. | Office |  | FALSE | [6 empty] | TRUE
236 | 0001001 | \Classifications\Space Class Current\Environmentally controlled\Anechoic Chamber | Anechoic Chamber | Space that is isolated from external sound and electromagnetic radiation sources, using sound proofing and elecromagentic absorptive material to prevent the reflection of wave phenomena (reverberation). | Office |  | FALSE | [6 empty] | TRUE
235 | 0001002 | \Classifications\Space Class Current\Environmentally controlled\Clean Room | Clean Room | Space in which the air quality, temperature and humidity are highly regulated in order to protect sensitive equipment and materials from contamination. | Office |  | FALSE | [6 empty] | TRUE
244 | 0001003 | \Classifications\Space Class Current\Environmentally controlled\Clean Room\Class 1 | Class 1 | The ISO 14644-1 classification describes Clean rooms rated as ""Class 1,"" where there exists no more than 10 particles larger than 0.1 micrometer in any given cubic meter of air; | Office |  | FALSE | [6 empty] | TRUE
243 | 0001004 | \Classifications\Space Class Current\Environmentally controlled\Clean Room\Class 2 | Class 2 | The ISO 14644-1 classification describes Clean rooms rated as ""Class 2,"" where there exists no more than 100 particles larger than 0.1 micrometer in any given cubic meter of air; | Office |  | FALSE | [6 empty] | TRUE
247 | 0001005 | \Classifications\Space Class Current\Environmentally controlled\Clean Room\Class 3 | Class 3 | The ISO 14644-1 classification describes Clean rooms rated as ""Class 3,"" where there exists no more than 1,000 particles larger than 0.1 micrometer in any given cubic meter of air; | Office |  | FALSE | [6 empty] | TRUE
245 | 0001006 | \Classifications\Space Class Current\Environmentally controlled\Clean Room\Class 4 | Class 4 | The ISO 14644-1 classification describes Clean rooms rated as ""Class 4,"" where there exists no more than 10,000 particles larger than 0.1 micrometer in any given cubic meter of air; | Office |  | FALSE | [6 empty] | TRUE
246 | 0001007 | \Classifications\Space Class Current\Environmentally controlled\Clean Room\Class 5 | Class 5 | The ISO 14644-1 classification describes Clean rooms rated as ""Class 5,"" where there exists no more than 100,000 particles larger than 0.1 micrometer in any given cubic meter of air; | Office |  | FALSE | [6 empty] | TRUE
248 | 0001008 | \Classifications\Space Class Current\Environmentally controlled\Clean Room\Class 6 | Class 6 | The ISO 14644-1 classification describes Clean rooms rated as ""Class 6,"" where there exists no more than 1,000,000 particles larger than 0.1 micrometer in any given cubic meter of air; | Office |  | FALSE | [6 empty] | TRUE
249 | 0001009 | \Classifications\Space Class Current\Environmentally controlled\Clean Room\Class 7 | Class 7 | The ISO 14644-1 classification describes Clean rooms rated as ""Class 7,"" where there exists no more than 10,000,000 particles larger than 0.1 micrometer in any given cubic meter of air; | Office |  | FALSE | [6 empty] | TRUE
250 | 0001010 | \Classifications\Space Class Current\Environmentally controlled\Clean Room\Class 8 | Class 8 | The ISO 14644-1 classification describes Clean rooms rated as ""Class 8,"" where there exists no more than 100,000,000 particles larger than 0.1 micrometer in any given cubic meter of air; | Office |  | FALSE | [6 empty] | TRUE
251 | 0001011 | \Classifications\Space Class Current\Environmentally controlled\Clean Room\Class 9 | Class 9 | The ISO 14644-1 classification describes Clean rooms rated as ""Class 8,"" where there exists no more than 1,000,000,000 particles larger than 0.1 micrometer in any given cubic meter of air; | Office |  | FALSE | [6 empty] | TRUE
242 | 0001012 | \Classifications\Space Class Current\Environmentally controlled\Clean Room\Clean Room | Clean Room |  | Office |  | FALSE | [6 empty] | TRUE
253 | 0001013 | \Classifications\Space Class Current\Environmentally controlled\Clean Room\Clean Room Support | Clean Room Support | Support space for a classified room but not enclosed within a classified room. | Office |  | FALSE | [6 empty] | TRUE
239 | 0001014 | \Classifications\Space Class Current\Environmentally controlled\Controlled Space Support | Controlled Space Support | Support space directly involved with environmentally controlled spaces. | Office |  | FALSE | [6 empty] | TRUE
238 | 0001015 | \Classifications\Space Class Current\Environmentally controlled\Data Center | Data Center | Space designed to accommodate the needs of large quantities of co-located computer equipment. | Office |  | FALSE | [6 empty] | TRUE
257 | 0001016 | \Classifications\Space Class Current\Environmentally controlled\Data Center\Data Center Support | Data Center Support | Other space not readily classified in one of the other Data Center classes. | Office |  | FALSE | [6 empty] | TRUE
258 | 0001017 | \Classifications\Space Class Current\Environmentally controlled\Data Center\Other Data Center Area | Other Data Center Area |  | Office |  | FALSE | [6 empty] | TRUE
252 | 0001018 | \Classifications\Space Class Current\Environmentally controlled\Data Center\Tier I | Tier I | Redundant Capacity Components with single path distribution systems. | Office |  | FALSE | [6 empty] | TRUE
254 | 0001019 | \Classifications\Space Class Current\Environmentally controlled\Data Center\Tier II | Tier II | Concurrently Maintainable Infrastructure which provides redundant capacity and multiple distribution paths. | Office |  | FALSE | [6 empty] | TRUE
255 | 0001020 | \Classifications\Space Class Current\Environmentally controlled\Data Center\Tier III | Tier III | Fault Tolerant Infrastructure providing redundant capacity and multiple distribution paths simultaneously serving dual powered equipment. | Office |  | FALSE | [6 empty] | TRUE
256 | 0001021 | \Classifications\Space Class Current\Environmentally controlled\Data Center\Tier IV | Tier IV | Support space for a Data Center but not enclosed within a Data Center. | Office |  | FALSE | [6 empty] | TRUE
237 | 0001022 | \Classifications\Space Class Current\Environmentally controlled\Hazard Containment | Hazard Containment | Specialized containment space for hazardous agents such as biological, radiological and chemical hazards. | Office |  | FALSE | [6 empty] | TRUE
241 | 0001023 | \Classifications\Space Class Current\Environmentally controlled\Other Environmentally Controlled | Other Environmentally Controlled | Other Environmentally Controlled space not readily classified in one of the other classes. | Office |  | FALSE | [6 empty] | TRUE
240 | 0001024 | \Classifications\Space Class Current\Environmentally controlled\Temperature and Pressure Chamber | Temperature and Pressure Chamber | Space in which air or other gases can be added or removed to create low/ high air pressure environments. Chambers can also control the thermal environment. | Office |  | FALSE | [6 empty] | TRUE
97 | 0001100 | \Classifications\Space Class Current\Excluded | Excluded | Space that is intentionally not included in the management of space within a building. | Not Applicable |  | FALSE |  |  | TRUE | TRUE |  |  | TRUE
121 | 0001101 | \Classifications\Space Class Current\Excluded\Interstitial | Interstitial | The space above load-bearing surfaces which is not available for general occupancy, usually because of inadequate headroom. | Not Applicable |  | FALSE |  |  | TRUE | TRUE |  |  | TRUE
123 | 0001102 | \Classifications\Space Class Current\Excluded\Other Excluded | Other Excluded | Excluded Space not described well by any of the Other Excluded classes. | Not Applicable |  | FALSE |  |  | TRUE | TRUE |  |  | TRUE
122 | 0001103 | \Classifications\Space Class Current\Excluded\Unimproved Shell | Unimproved Shell | The portion of a building that has been constructed with mimimal enclosure for future use. | Not Applicable |  | FALSE |  |  | TRUE | TRUE |  |  | TRUE
105 | 0001200 | \Classifications\Space Class Current\Expansion | Expansion | Space that has not been fully constructed and would be usable if constructed. | Not Applicable |  | FALSE | [6 empty] | TRUE | TRUE
96 | 0001300 | \Classifications\Space Class Current\Exterior Wall | Exterior Wall | An enclosed space defined by the exterior wall of the building. | Exterior Walls |  | FALSE |  |  | TRUE | TRUE |  |  | TRUE
1000008 | 0001400 | \Classifications\Space Class Current\Floor Common | Floor Common | DCAMM place holder | Not Applicable |  | FALSE | FALSE | Capacity | FALSE | TRUE | FALSE | FALSE | FALSE | TRUE
1000030 | 0001500 | \Classifications\Space Class Current\GENERAL USE | STUDY |  | Not Applicable |  | FALSE | FALSE | Capacity | FALSE | FALSE | FALSE | FALSE | TRUE | FALSE
1000029 | 0001501 | \Classifications\Space Class Current\GENERAL USE | GENERAL USE |  | Not Applicable |  | FALSE | FALSE | Capacity | FALSE | FALSE | FALSE | FALSE | FALSE | FALSE
1000027 | 0001600 | \Classifications\Space Class Current\HEALTH CARE | HEALTH CARE |  | Not Applicable |  | FALSE | FALSE | Capacity | FALSE | FALSE | FALSE | FALSE | TRUE | FALSE
98 | 0001700 | \Classifications\Space Class Current\Interior Parking | Interior Parking | Totally or partially enclosed space that is normally used to circulate and station vehicles. | Not Applicable |  | FALSE |  |  | TRUE | TRUE |  |  | TRUE
126 | 0001701 | \Classifications\Space Class Current\Interior Parking\Access Control Point | Access Control Point | Parking access control point space such as attendant booth, gate, card reader, or self serve ticket dispenser. | Not Applicable |  | FALSE |  |  | TRUE | TRUE |  |  | TRUE
128 | 0001702 | \Classifications\Space Class Current\Interior Parking\Other Interior Parking | Other Interior Parking | Interior parking space that is not described well by the other interior classes. | Not Applicable |  | FALSE |  |  | TRUE | TRUE |  |  | TRUE
124 | 0001703 | \Classifications\Space Class Current\Interior Parking\Ramp and Circulation | Ramp and Circulation | Space including ramps used to circulate vehicles and providing access to parking stalls. | Not Applicable |  | FALSE |  |  | TRUE | TRUE |  |  | TRUE
125 | 0001704 | \Classifications\Space Class Current\Interior Parking\Stall | Stall | Space provided for parking a vehicle (car, truck, bicycles or motorbikes). | Not Applicable |  | FALSE | TRUE |  | TRUE | TRUE |  |  | TRUE
127 | 0001705 | \Classifications\Space Class Current\Interior Parking\Vehicle Service | Vehicle Service | Parking stall and circulation space used to provide vehicle services. | Not Applicable |  | FALSE |  |  | TRUE | TRUE |  |  | TRUE
114 | 0001800 | \Classifications\Space Class Current\Laboratory | Laboratory | Space specifically designed to support hands-on experimentation and test. | Office |  | FALSE | [6 empty] | TRUE
195 | 0001801 | \Classifications\Space Class Current\Laboratory\Bench Lab | Bench Lab | Space specifically used in development and testing of equipment and circuitry. | Office |  | FALSE | [6 empty] | TRUE
196 | 0001802 | \Classifications\Space Class Current\Laboratory\Dry Lab | Dry Lab | Space used in the development and/or testing of hardware including semiconductors and optics. | Office |  | FALSE | TRUE | [5 empty] | TRUE
197 | 0001803 | \Classifications\Space Class Current\Laboratory\Intergration Lab | Intergration Lab | Laboratory designed for assembly and testing of components and sub assemblies, mechanical and electronic. | Office |  | FALSE | [6 empty] | TRUE
199 | 0001804 | \Classifications\Space Class Current\Laboratory\Laboratory Storage | Laboratory Storage | Storage space adjacent to laboratory facilities and is specifically designed for storage of lab materials such as gas canisters, etc. | Office |  | FALSE | [6 empty] | TRUE
200 | 0001805 | \Classifications\Space Class Current\Laboratory\Laboratory Support | Laboratory Support | Space which is used for support services directly related to the use of the laboratory. | Office |  | FALSE | [6 empty] | TRUE
201 | 0001806 | \Classifications\Space Class Current\Laboratory\Other Laboratory | Other Laboratory | Other laboratory space not reasonably categorized in another class. | Office |  | FALSE | [6 empty] | TRUE
198 | 0001807 | \Classifications\Space Class Current\Laboratory\Wet Lab | Wet Lab | Space used in the development of test materials, processes, or equipment that involve the use of liquids and gases; usually chemical and biotechnology work. | Office |  | FALSE | [6 empty] | TRUE
101 | 0001900 | \Classifications\Space Class Current\Lease Legal Area Reconciliation | Lease Legal Area Reconciliation | The difference between the space attributable as rentable by the measurement scheme being used and the legal area on the lease contract document. | Not Applicable |  | FALSE |  |  |  | TRUE |  |  | TRUE
1000022 | 0002000 | \Classifications\Space Class Current\MECHANICAL | MECHANICAL |  | Building Common |  | FALSE | FALSE | Capacity | FALSE | TRUE | FALSE | TRUE | FALSE | FALSE | UNIFORMAT
113 | 0002100 | \Classifications\Space Class Current\Medical Practice | Medical Practice | Space which is used for services directly related to the medical practice. | Office |  | FALSE | [6 empty] | TRUE
186 | 0002101 | \Classifications\Space Class Current\Medical Practice\Admission | Admission | Space used by the public to await admission, or undergo triage. | Office |  | FALSE | [6 empty] | TRUE
187 | 0002102 | \Classifications\Space Class Current\Medical Practice\Diagnostic Service | Diagnostic Service | Space that directly serves as a diagnostic service laboratory as an extension of the activities in the facility. | Office |  | FALSE | [6 empty] | TRUE
193 | 0002103 | \Classifications\Space Class Current\Medical Practice\Medical Practice Support | Medical Practice Support | Space which is used for support services directly related to the medical practice. Examples may include surgical prep rooms, equipment rooms. | Office |  | FALSE | [6 empty] | TRUE
188 | 0002104 | \Classifications\Space Class Current\Medical Practice\Nurse Station | Nurse Station | Space used by nurses and other patient care staff who are supervising or administering health care. | Office |  | FALSE | [6 empty] | TRUE
194 | 0002105 | \Classifications\Space Class Current\Medical Practice\Other Medical Practice | Other Medical Practice | Medical practice space not adequately described by another classification. | Office |  | FALSE | [6 empty] | TRUE
189 | 0002106 | \Classifications\Space Class Current\Medical Practice\Patient Room | Patient Room | Space equipped with a bed and used for patient care, both out-patient and in-patient. May also include patient bath and toilet facilities. | Office |  | FALSE | [6 empty] | TRUE
190 | 0002107 | \Classifications\Space Class Current\Medical Practice\Rehabilitation | Rehabilitation | Space used for rehabilitation activities, for restoration or re-learning of life skills. | Office |  | FALSE | [6 empty] | TRUE
192 | 0002108 | \Classifications\Space Class Current\Medical Practice\Surgery | Surgery | Space used for surgery. | Office |  | FALSE | [6 empty] | TRUE
191 | 0002109 | \Classifications\Space Class Current\Medical Practice\Treatment and Examination | Treatment and Examination | Space used for diagnostic and therapeutic treatment. | Office |  | FALSE | [6 empty] | TRUE
120 | 0002200 | \Classifications\Space Class Current\Non-enclosed Roof | Non-enclosed Roof | Space on the roof not included in the measured real estate portfolio but which provide functional space used for specific purposes. | Not Applicable |  | FALSE |  |  | TRUE | TRUE |  |  | TRUE
233 | 0002201 | \Classifications\Space Class Current\Non-enclosed Roof\Antenna Farm | Antenna Farm | Space designed to support communications antenna. | Not Applicable |  | FALSE |  |  | TRUE | TRUE |  |  | TRUE
234 | 0002202 | \Classifications\Space Class Current\Non-enclosed Roof\Heliport | Heliport | Space designed to support the arrival and departure of helicopters. | Not Applicable |  | FALSE |  |  | TRUE | TRUE |  |  | TRUE
232 | 0002203 | \Classifications\Space Class Current\Non-enclosed Roof\Recreation | Recreation | Roof space set aside for recreation use. | Not Applicable |  | FALSE |  |  | TRUE | TRUE |  |  | TRUE
111 | 0002300 | \Classifications\Space Class Current\Office | Office | Space in which business, clerical or professional activities are conducted. | Office |  | FALSE | TRUE |  | FALSE |  |  | FALSE
171 | 0002301 | \Classifications\Space Class Current\Office\Dedicated Enclosed Workstation | Dedicated Enclosed Workstation | An enclosed space used as one workstation occupied by a particular person on an ongoing basis. | Office |  | FALSE | TRUE
173 | 0002302 | \Classifications\Space Class Current\Office\Dedicated Open Workstation | Dedicated Open Workstation | An non-enclosed space used as one workstation occupied by a particular person on an ongoing basis. | Office |  | FALSE | TRUE
176 | 0002303 | \Classifications\Space Class Current\Office\General File and Storage | General File and Storage | Space set aside for storage of material that is used by an area, group of persons or department. | Office |  | FALSE | [6 empty] | TRUE
175 | 0002304 | \Classifications\Space Class Current\Office\Open Team Seating | Open Team Seating | A free-address space that is designed to be used by a group of people working together with no fixed workstation assignments. | Office |  | FALSE | TRUE |  | FALSE | FALSE | FALSE | FALSE | FALSE | FALSE
172 | 0002305 | \Classifications\Space Class Current\Office\Shared Enclosed Workstation | Shared Enclosed Workstation | An enclosed space used as one or more workstations by a variety of persons who are not specifically assigned to a particular workstation. | Office |  | FALSE | TRUE
179 | 0002306 | \Classifications\Space Class Current\Office\Shared Equipment Station | Shared Equipment Station | Space set aside for office equipment used jointly by the occupants in the immediate area. | Office |  | FALSE | [6 empty] | TRUE
174 | 0002307 | \Classifications\Space Class Current\Office\Shared Open Workstation | Shared Open Workstation | An non-enclosed space used as one or more workstations by variety of persons who are not specifically assigned to a particular workstation. | Office |  | FALSE | TRUE
177 | 0002308 | \Classifications\Space Class Current\Office\Shared Workstation File and Storage | Shared Workstation File and Storage | Space designated for the materials used by persons using shared workstations. | Office |  | FALSE | [6 empty] | TRUE
108 | 0002400 | \Classifications\Space Class Current\Personnel Service | Personnel Service | Space provided for the personal needs of employees and other personnel. | Building Common |  | FALSE | [5 empty] | TRUE | TRUE
154 | 0002401 | \Classifications\Space Class Current\Personnel Service\Food Service | Food Service | Space used for preparation and serving of food or providing seating for dining. | Building Common |  | FALSE | [5 empty] | TRUE | FALSE
157 | 0002402 | \Classifications\Space Class Current\Personnel Service\Other Personnel Service | Other Personnel Service | Any other Personal Service space which is not readily categorized into one of the other classes. | Building Common |  | FALSE | [5 empty] | TRUE | TRUE
155 | 0002403 | \Classifications\Space Class Current\Personnel Service\Smoking | Smoking | Space that is designed specifically for smoking. | Building Common |  | FALSE | [5 empty] | TRUE | TRUE
156 | 0002404 | \Classifications\Space Class Current\Personnel Service\Wellness | Wellness | Space that is related to medical and other wellness services provided to the personnel in a facility; such as first aid stations. | Building Common |  | FALSE | [5 empty] | TRUE | TRUE
103 | 0002500 | \Classifications\Space Class Current\Primary Circulation | Primary Circulation | The direct path on a floor necessary for access to egress stairs, elevator lobbies, toilet rooms, refuge space, building lobbies and entrances. | Floor Common |  | FALSE | [6 empty] | TRUE | TRUE
139 | 0002501 | \Classifications\Space Class Current\Primary Circulation\Corridor | Corridor | Space required for floor occupants to access exits, stairs, elevators and washrooms. | Floor Common |  | FALSE | [6 empty] | TRUE | TRUE
141 | 0002502 | \Classifications\Space Class Current\Primary Circulation\Inter-building Connector | Inter-building Connector | Totally enclosed, constructed space connecting two or more buildings. | Building Common |  | FALSE | [5 empty] | TRUE | TRUE
140 | 0002503 | \Classifications\Space Class Current\Primary Circulation\Transitional Circulation | Transitional Circulation | Space adjacent to the entry points such as lobbies. | Floor Common |  | FALSE | [6 empty] | TRUE | TRUE
116 | 0002600 | \Classifications\Space Class Current\Production | Production | Space where goods are created. | Office |  | FALSE | [6 empty] | TRUE
273 | 0002601 | \Classifications\Space Class Current\Production\Assembly | Assembly | Space where items are assembled from parts. | Office |  | FALSE | [6 empty] | TRUE
279 | 0002602 | \Classifications\Space Class Current\Production\Other Production | Other Production | Space not classified in another Production category. | Office |  | FALSE | [6 empty] | TRUE
275 | 0002603 | \Classifications\Space Class Current\Production\Process | Process | Space where items are produced using a materials process. | Office |  | FALSE | [6 empty] | TRUE
277 | 0002604 | \Classifications\Space Class Current\Production\Production and In-process Storage | Production and In-process Storage | Space for raw material or work in process within the production process. | Office |  | FALSE | [6 empty] | TRUE
276 | 0002605 | \Classifications\Space Class Current\Production\Production Service and Repair | Production Service and Repair | Space where items are corrected for defects. | Office |  | FALSE | [6 empty] | TRUE
278 | 0002606 | \Classifications\Space Class Current\Production\Production Support | Production Support | Space to support the functioning of other production space. | Office |  | FALSE | [6 empty] | TRUE
274 | 0002607 | \Classifications\Space Class Current\Production\Quality Control and Test | Quality Control and Test | Space where items are tested and inspected. | Office |  | FALSE | [6 empty] | TRUE
110 | 0002700 | \Classifications\Space Class Current\Public Space | Public Space | A place provided for general public access and use. | Office |  | FALSE | [6 empty] | TRUE
292 | 0002701 | \Classifications\Space Class Current\Public Space\Cultural area | Cultural area | Space generally open to the public that is used to exhibit works of art, accommodate public gatherings or house libraries and inventories of documents, film or other media. | Office |  | FALSE | [6 empty] | TRUE
288 | 0002702 | \Classifications\Space Class Current\Public Space\Judicial area | Judicial area | Space supporting the work of the justice system | Office |  | FALSE | [6 empty] | TRUE
293 | 0002703 | \Classifications\Space Class Current\Public Space\Legislative area | Legislative area | Space supporting the legislative assemblies of government. | Office |  | FALSE | [6 empty] | TRUE
295 | 0002704 | \Classifications\Space Class Current\Public Space\Other Public Space | Other Public Space | Any Public Space which is not readily categorized into one of the other classes. | Office |  | FALSE | [6 empty] | TRUE
291 | 0002705 | \Classifications\Space Class Current\Public Space\Performance Space | Performance Space | Space used for any performance type such as dance, music or theater. | Office |  | FALSE | [6 empty] | TRUE
289 | 0002706 | \Classifications\Space Class Current\Public Space\Recreation Athletic | Recreation Athletic | A recreational space such as a fitness space, a field in a stadium, basketball court, indoor tennis court, a bowling alley or other which is used for sport activities. | Office |  | FALSE | [6 empty] | TRUE
290 | 0002707 | \Classifications\Space Class Current\Public Space\Recreation Non-athletic | Recreation Non-athletic | A recreational space such as a video arcade, TV lounge, picnicing space that is not for athletics . | Office |  | FALSE | [6 empty] | TRUE
294 | 0002708 | \Classifications\Space Class Current\Public Space\Spiritual Area | Spiritual Area | Space designated for the practice of religion or meditation . | Office |  | FALSE | [6 empty] | TRUE
1000028 | 0002800 | \Classifications\Space Class Current\RESIDENTIAL | RESIDENTIAL |  | Not Applicable |  | FALSE | FALSE | Capacity | FALSE | FALSE | FALSE | FALSE | TRUE | FALSE
119 | 0002801 | \Classifications\Space Class Current\Residential | Residential | Space used to provide accommodation for people when not at work. The accommodation provides facilities for sleeping and relaxation and usually cooking, eating, cleaning, | Office |  | FALSE | [6 empty] | TRUE
219 | 0002802 | \Classifications\Space Class Current\Residential\Dormitory | Dormitory | Space where two or more persons are housed in the same room or share restroom facilites. | Office |  | FALSE | [6 empty] | TRUE
220 | 0002803 | \Classifications\Space Class Current\Residential\House | House | Single unit dwelling permanently installed on a property. | Office |  | FALSE | [6 empty] | TRUE
222 | 0002804 | \Classifications\Space Class Current\Residential\Mobile Home | Mobile Home | A single unit dwelling which is not permanently attached to a foundation. | Office |  | FALSE | [6 empty] | TRUE
221 | 0002805 | \Classifications\Space Class Current\Residential\Multi-unit | Multi-unit | Single dwelling units attached or amassed into a structure. | Office |  | FALSE | [6 empty] | TRUE
224 | 0002806 | \Classifications\Space Class Current\Residential\On-call Room | On-call Room | Space where workers on standby are able to sleep, such as in hospitals. | Office |  | FALSE | [6 empty] | TRUE
226 | 0002807 | \Classifications\Space Class Current\Residential\Other Residential | Other Residential | A space that is not readily categorized in another Residential class. | Office |  | FALSE | [6 empty] | TRUE
223 | 0002808 | \Classifications\Space Class Current\Residential\Trailer | Trailer | A single unit dwelling which is on wheels. | Office |  | FALSE | [6 empty] | TRUE
107 | 0002900 | \Classifications\Space Class Current\Secondary Circulation | Secondary Circulation | A portion of a floor required for access to some subdivision of the floor, that does not serve all occupants on a floor, and is not defined as primary circulation. | Floor Common |  | FALSE | [6 empty] | TRUE | TRUE
145 | 0002901 | \Classifications\Space Class Current\Secondary Circulation\Refuge | Refuge | An enclosed space that is protected from the effects of fire permitting a delay in required egress travel time. | Floor Common |  | FALSE | [6 empty] | TRUE | TRUE
144 | 0002902 | \Classifications\Space Class Current\Secondary Circulation\Restricted | Restricted | Space that is normally available for use but is set aside by regulatory authority, such as clear space requirements for electrical closets. | Floor Common |  | FALSE | [6 empty] | TRUE | TRUE
1000031 | 0003000 | \Classifications\Space Class Current\SPECIAL USE | SPECIAL USE |  | Not Applicable |  | FALSE | FALSE | Capacity | FALSE | FALSE | FALSE | FALSE | TRUE | FALSE
1000023 | 0003100 | \Classifications\Space Class Current\SUPPORT | SUPPORT |  | Not Applicable |  | FALSE | FALSE | Capacity | FALSE | FALSE | FALSE | FALSE | TRUE | FALSE
109 | 0003200 | \Classifications\Space Class Current\Training | Training | Space used for education. | Office |  | FALSE | [6 empty] | TRUE
158 | 0003201 | \Classifications\Space Class Current\Training\Breakout | Breakout | A space associated with a classroom or training room that is designated for discussions, side meetings, and breaks. | Office |  | FALSE | [6 empty] | TRUE
159 | 0003202 | \Classifications\Space Class Current\Training\Lecture and classroom | Lecture and classroom | Space used for classes, lectures, symposiums, and speeches. | Office |  | FALSE | [6 empty] | TRUE
162 | 0003203 | \Classifications\Space Class Current\Training\Other Training | Other Training | Any Training Space which is not readily categorized into one of the other classes. | Office |  | FALSE | [6 empty] | TRUE
160 | 0003204 | \Classifications\Space Class Current\Training\Training | Training | Space that is similar in configuration to a classroom but which contains specialized equipment or machinery used as part of a specific training activity. | Office |  | FALSE | [6 empty] | TRUE
161 | 0003205 | \Classifications\Space Class Current\Training\Training Support | Training Support | Space which is used for support services directly related to training activities. | Office |  | FALSE | [6 empty] | TRUE
1000024 | 0003300 | \Classifications\Space Class Current\UNCLASSIFIED | UNCLASSIFIED |  | Not Applicable |  | FALSE | FALSE | Capacity | FALSE | FALSE | FALSE | FALSE | TRUE | FALSE
99 | 0003400 | \Classifications\Space Class Current\Vertical Penetration | Vertical Penetration | Space without a floor that serves a general building and system circulation function, such as stairs, elevator and other shafts. | Vertical Penetration |  | FALSE |  |  | TRUE | TRUE |  |  | TRUE
129 | 0003401 | \Classifications\Space Class Current\Vertical Penetration\Mechanical Circulation | Mechanical Circulation | Space used by mechanical modes of circulation such as elevators and escalators providing transportation between floors of a structure. | Vertical Penetration |  | FALSE |  |  | TRUE | TRUE |  |  | TRUE
131 | 0003402 | \Classifications\Space Class Current\Vertical Penetration\Monumental Stairs | Monumental Stairs | Space occupied by a larger than necessary, architectural stair. Space with clear headroom under the stair may be classified differently. | Vertical Penetration |  | FALSE |  |  | TRUE | TRUE |  |  | TRUE
132 | 0003403 | \Classifications\Space Class Current\Vertical Penetration\Service Shaft | Service Shaft | Space used to accommodate intra-floor services such as flues, fire towers, fire hose cabinets (because of the pipes attached to them), stacks, pipe shafts, vertical air conditioning ducts and other vertical ducts. | Vertical Penetration |  | FALSE |  |  | TRUE | TRUE |  |  | TRUE
130 | 0003404 | \Classifications\Space Class Current\Vertical Penetration\Stairway | Stairway | Space used by a static circulation path providing transportation between floors of a structure. | Vertical Penetration |  | FALSE |  |  | TRUE | TRUE |  |  | TRUE
100 | 0003500 | \Classifications\Space Class Current\Void | Void | A space inside the building where floor structure might otherwise be expected. The lowest floor of a multi-story void is classified based on the utilization at that level. | Vertical Penetration |  | FALSE |  |  | TRUE | TRUE |  |  | TRUE
117 | 0003600 | \Classifications\Space Class Current\Warehouse | Warehouse | Spaces specifically designed for the storage of raw material, in process materials or finished goods. | Office |  | FALSE | [6 empty] | TRUE
216 | 0003601 | \Classifications\Space Class Current\Warehouse\High Bay | High Bay | Warehouse space with usable storage heights of less than 24 feet. | Office |  | FALSE | [6 empty] | TRUE
218 | 0003602 | \Classifications\Space Class Current\Warehouse\Other Warehouse space | Other Warehouse space | Space not classified in another Warehouse category. | Office |  | FALSE | [6 empty] | TRUE
217 | 0003603 | \Classifications\Space Class Current\Warehouse\Warehouse support | Warehouse support | Space that directly supports warehouse functions. | Office |  | FALSE | [6 empty] | TRUE
1000033 | 1000033 | \Classifications\Space Class Current\Custom UML | Custom UML |  | Not Applicable |  | FALSE | FALSE | Capacity | FALSE | FALSE | FALSE | FALSE | FALSE | FALSE
1000034 | 1000034 | \Classifications\Space Class Current\Custom UML\ANIMAL RESEARCH LAB | ANIMAL RESEARCH LAB |  | Not Applicable |  | FALSE | FALSE | Capacity | FALSE | FALSE | FALSE | FALSE | FALSE | FALSE
1000035 | 1000035 | \Classifications\Space Class Current\Custom UML\ANIMAL QUARTERS | ANIMAL QUARTERS |  | Not Applicable |  | FALSE | FALSE | Capacity | FALSE | FALSE | FALSE | FALSE | FALSE | FALSE
1000036 | 1000036 | \Classifications\Space Class Current\Custom UML\ALTERATION / CONVERSION | ALTERATION / CONVERSION |  | Not Applicable |  | FALSE | FALSE | Capacity | FALSE | FALSE | FALSE | FALSE | FALSE | FALSE
1000037 | 1000037 | \Classifications\Space Class Current\Custom UML\ANIMAL RESEARCH LAB SERVICE | ANIMAL RESEARCH LAB SERVICE |  | Not Applicable |  | FALSE | FALSE | Capacity | FALSE | FALSE | FALSE | FALSE | FALSE | FALSE
1000038 | 1000038 | \Classifications\Space Class Current\Custom UML\APARTMENT | APARTMENT |  | Not Applicable |  | FALSE | FALSE | Capacity | FALSE | FALSE | FALSE | FALSE | FALSE | FALSE
1000039 | 1000039 | \Classifications\Space Class Current\Custom UML\APARTMENT SERVICE | APARTMENT SERVICE |  | Not Applicable |  | FALSE | FALSE | Capacity | FALSE | FALSE | FALSE | FALSE | FALSE | FALSE
1000040 | 1000040 | \Classifications\Space Class Current\Custom UML\ASSEMBLY | ASSEMBLY |  | Not Applicable |  | FALSE | FALSE | Capacity | FALSE | FALSE | FALSE | FALSE | FALSE | FALSE
1000041 | 1000041 | \Classifications\Space Class Current\Custom UML\ASSEMBLY SERVICE | ASSEMBLY SERVICE |  | Not Applicable |  | FALSE | FALSE | Capacity | FALSE | FALSE | FALSE | FALSE | FALSE | FALSE
1000042 | 1000042 | \Classifications\Space Class Current\Custom UML\ATHLETIC | ATHLETIC |  | Not Applicable |  | FALSE | FALSE | Capacity | FALSE | FALSE | FALSE | FALSE | FALSE | FALSE
1000043 | 1000043 | \Classifications\Space Class Current\Custom UML\ATHLETIC SEATING | ATHLETIC SEATING |  | Not Applicable |  | FALSE | FALSE | Capacity | FALSE | FALSE | FALSE | FALSE | FALSE | FALSE
1000044 | 1000044 | \Classifications\Space Class Current\Custom UML\ATHLETIC SERVICE | ATHLETIC SERVICE |  | Not Applicable |  | FALSE | FALSE | Capacity | FALSE | FALSE | FALSE | FALSE | FALSE | FALSE
1000045 | 1000045 | \Classifications\Space Class Current\Custom UML\BRIDGE/TUNNEL | BRIDGE/TUNNEL |  | Not Applicable |  | FALSE | FALSE | Capacity | FALSE | FALSE | FALSE | FALSE | FALSE | FALSE
1000046 | 1000046 | \Classifications\Space Class Current\Custom UML\CENTRAL SERVICE SUPPORT | CENTRAL SERVICE SUPPORT |  | Not Applicable |  | FALSE | FALSE | Capacity | FALSE | FALSE | FALSE | FALSE | FALSE | FALSE
1000047 | 1000047 | \Classifications\Space Class Current\Custom UML\CENTRAL SERVICE | CENTRAL SERVICE |  | Not Applicable |  | FALSE | FALSE | Capacity | FALSE | FALSE | FALSE | FALSE | FALSE | FALSE
1000048 | 1000048 | \Classifications\Space Class Current\Custom UML\CENTRAL STORAGE | CENTRAL STORAGE |  | Not Applicable |  | FALSE | FALSE | Capacity | FALSE | FALSE | FALSE | FALSE | FALSE | FALSE
1000049 | 1000049 | \Classifications\Space Class Current\Custom UML\CENTRAL STORAGE SERVICE | CENTRAL STORAGE SERVICE |  | Not Applicable |  | FALSE | FALSE | Capacity | FALSE | FALSE | FALSE | FALSE | FALSE | FALSE
1000050 | 1000050 | \Classifications\Space Class Current\Custom UML\CENTRAL UTILITY PLANT | CENTRAL UTILITY PLANT |  | Not Applicable |  | FALSE | FALSE | Capacity | FALSE | FALSE | FALSE | FALSE | FALSE | FALSE
1000051 | 1000051 | \Classifications\Space Class Current\Custom UML\CLASS LABORATORY | CLASS LABORATORY |  | Not Applicable |  | FALSE | FALSE | Capacity | FALSE | FALSE | FALSE | FALSE | FALSE | FALSE
1000052 | 1000052 | \Classifications\Space Class Current\Custom UML\CLASS LABORATORY SERVICE | CLASS LABORATORY SERVICE |  | Not Applicable |  | FALSE | FALSE | Capacity | FALSE | FALSE | FALSE | FALSE | FALSE | FALSE
1000053 | 1000053 | \Classifications\Space Class Current\Custom UML\CLASSROOM | CLASSROOM |  | Not Applicable |  | FALSE | FALSE | Capacity | FALSE | FALSE | FALSE | FALSE | FALSE | FALSE
1000054 | 1000054 | \Classifications\Space Class Current\Custom UML\CLASSROOM SERVICE | CLASSROOM SERVICE |  | Not Applicable |  | FALSE | FALSE | Capacity | FALSE | FALSE | FALSE | FALSE | FALSE | FALSE
1000055 | 1000055 | \Classifications\Space Class Current\Custom UML\COMPUTER / TELECOMM | COMPUTER / TELECOMM |  | Not Applicable |  | FALSE | FALSE | Capacity | FALSE | FALSE | FALSE | FALSE | FALSE | FALSE
1000056 | 1000056 | \Classifications\Space Class Current\Custom UML\COMPUTER / TELECOMM SERVICE | COMPUTER / TELECOMM SERVICE |  | Not Applicable |  | FALSE | FALSE | Capacity | FALSE | FALSE | FALSE | FALSE | FALSE | FALSE
1000057 | 1000057 | \Classifications\Space Class Current\Custom UML\CONFERENCE | CONFERENCE |  | Not Applicable |  | FALSE | FALSE | Capacity | FALSE | FALSE | FALSE | FALSE | FALSE | FALSE
1000058 | 1000058 | \Classifications\Space Class Current\Custom UML\CONFERENCE SERVICE | CONFERENCE SERVICE |  | Not Applicable |  | FALSE | FALSE | Capacity | FALSE | FALSE | FALSE | FALSE | FALSE | FALSE
1000059 | 1000059 | \Classifications\Space Class Current\Custom UML\CUSTODIAL SUPPLY | CUSTODIAL SUPPLY |  | Not Applicable |  | FALSE | FALSE | Capacity | FALSE | FALSE | FALSE | FALSE | FALSE | FALSE
1000060 | 1000060 | \Classifications\Space Class Current\Custom UML\DIAGNOSTIC SERVICE LAB | DIAGNOSTIC SERVICE LAB |  | Not Applicable |  | FALSE | FALSE | Capacity | FALSE | FALSE | FALSE | FALSE | FALSE | FALSE
1000061 | 1000061 | \Classifications\Space Class Current\Custom UML\ELEVATOR | ELEVATOR |  | Not Applicable |  | FALSE | FALSE | Capacity | FALSE | FALSE | FALSE | FALSE | FALSE | FALSE
1000062 | 1000062 | \Classifications\Space Class Current\Custom UML\EXHIBITION | EXHIBITION |  | Not Applicable |  | FALSE | FALSE | Capacity | FALSE | FALSE | FALSE | FALSE | FALSE | FALSE
1000063 | 1000063 | \Classifications\Space Class Current\Custom UML\EXHIBITION SERVICE | EXHIBITION SERVICE |  | Not Applicable |  | FALSE | FALSE | Capacity | FALSE | FALSE | FALSE | FALSE | FALSE | FALSE
1000064 | 1000064 | \Classifications\Space Class Current\Custom UML\FLEX WORKSPACE | FLEX WORKSPACE |  | Not Applicable |  | FALSE | FALSE | Capacity | FALSE | FALSE | FALSE | FALSE | FALSE | FALSE
1000065 | 1000065 | \Classifications\Space Class Current\Custom UML\FOOD FACILITY | FOOD FACILITY |  | Not Applicable |  | FALSE | FALSE | Capacity | FALSE | FALSE | FALSE | FALSE | FALSE | FALSE
1000066 | 1000066 | \Classifications\Space Class Current\Custom UML\FOOD FACILITY SERVICE | FOOD FACILITY SERVICE |  | Not Applicable |  | FALSE | FALSE | Capacity | FALSE | FALSE | FALSE | FALSE | FALSE | FALSE
1000067 | 1000067 | \Classifications\Space Class Current\Custom UML\FUEL STORAGE | FUEL STORAGE |  | Not Applicable |  | FALSE | FALSE | Capacity | FALSE | FALSE | FALSE | FALSE | FALSE | FALSE
1000068 | 1000068 | \Classifications\Space Class Current\Custom UML\HAZARDOUS MATERIALS STORAGE | HAZARDOUS MATERIALS STORAGE |  | Not Applicable |  | FALSE | FALSE | Capacity | FALSE | FALSE | FALSE | FALSE | FALSE | FALSE
1000069 | 1000069 | \Classifications\Space Class Current\Custom UML\HAZARDOUS WASTE STORAGE | HAZARDOUS WASTE STORAGE |  | Not Applicable |  | FALSE | FALSE | Capacity | FALSE | FALSE | FALSE | FALSE | FALSE | FALSE
1000070 | 1000070 | \Classifications\Space Class Current\Custom UML\JANITOR CLOSET | JANITOR CLOSET |  | Not Applicable |  | FALSE | FALSE | Capacity | FALSE | FALSE | FALSE | FALSE | FALSE | FALSE
1000071 | 1000071 | \Classifications\Space Class Current\Custom UML\INACTIVE | INACTIVE |  | Not Applicable |  | FALSE | FALSE | Capacity | FALSE | FALSE | FALSE | FALSE | FALSE | FALSE
1000072 | 1000072 | \Classifications\Space Class Current\Custom UML\LACTATION ROOM | LACTATION ROOM |  | Not Applicable |  | FALSE | FALSE | Capacity | FALSE | FALSE | FALSE | FALSE | FALSE | FALSE
1000073 | 1000073 | \Classifications\Space Class Current\Custom UML\LIVING / KITCHEN | LIVING / KITCHEN |  | Not Applicable |  | FALSE | FALSE | Capacity | FALSE | FALSE | FALSE | FALSE | FALSE | FALSE
1000074 | 1000074 | \Classifications\Space Class Current\Custom UML\LOADING DOCK | LOADING DOCK |  | Not Applicable |  | FALSE | FALSE | Capacity | FALSE | FALSE | FALSE | FALSE | FALSE | FALSE
1000075 | 1000075 | \Classifications\Space Class Current\Custom UML\LIVING / STUDY | LIVING / STUDY |  | Not Applicable |  | FALSE | FALSE | Capacity | FALSE | FALSE | FALSE | FALSE | FALSE | FALSE
1000076 | 1000076 | \Classifications\Space Class Current\Custom UML\LOUNGE | LOUNGE |  | Not Applicable |  | FALSE | FALSE | Capacity | FALSE | FALSE | FALSE | FALSE | FALSE | FALSE
1000077 | 1000077 | \Classifications\Space Class Current\Custom UML\LOUNGE SERVICE | LOUNGE SERVICE |  | Not Applicable |  | FALSE | FALSE | Capacity | FALSE | FALSE | FALSE | FALSE | FALSE | FALSE
1000078 | 1000078 | \Classifications\Space Class Current\Custom UML\LOBBY | LOBBY |  | Not Applicable |  | FALSE | FALSE | Capacity | FALSE | FALSE | FALSE | FALSE | FALSE | FALSE
1000079 | 1000079 | \Classifications\Space Class Current\Custom UML\MEDIA PRODUCTION | MEDIA PRODUCTION |  | Not Applicable |  | FALSE | FALSE | Capacity | FALSE | FALSE | FALSE | FALSE | FALSE | FALSE
1000080 | 1000080 | \Classifications\Space Class Current\Custom UML\MEDIA PRODUCTION SERVICE | MEDIA PRODUCTION SERVICE |  | Not Applicable |  | FALSE | FALSE | Capacity | FALSE | FALSE | FALSE | FALSE | FALSE | FALSE
1000081 | 1000081 | \Classifications\Space Class Current\Custom UML\MEETING ROOM | MEETING ROOM |  | Not Applicable |  | FALSE | FALSE | Capacity | FALSE | FALSE | FALSE | FALSE | FALSE | FALSE
1000082 | 1000082 | \Classifications\Space Class Current\Custom UML\MEETING ROOM SERVICE | MEETING ROOM SERVICE |  | Not Applicable |  | FALSE | FALSE | Capacity | FALSE | FALSE | FALSE | FALSE | FALSE | FALSE
1000083 | 1000083 | \Classifications\Space Class Current\Custom UML\MENS REST ROOM | MENS REST ROOM |  | Not Applicable |  | FALSE | FALSE | Capacity | FALSE | FALSE | FALSE | FALSE | FALSE | FALSE
1000084 | 1000084 | \Classifications\Space Class Current\Custom UML\MERCHANDISING | MERCHANDISING |  | Not Applicable |  | FALSE | FALSE | Capacity | FALSE | FALSE | FALSE | FALSE | FALSE | FALSE
1000085 | 1000085 | \Classifications\Space Class Current\Custom UML\MERCHANDISING SERVICE | MERCHANDISING SERVICE |  | Not Applicable |  | FALSE | FALSE | Capacity | FALSE | FALSE | FALSE | FALSE | FALSE | FALSE
1000086 | 1000086 | \Classifications\Space Class Current\Custom UML\OFFICE SERVICE | OFFICE SERVICE |  | Not Applicable |  | FALSE | FALSE | Capacity | FALSE | FALSE | FALSE | FALSE | FALSE | FALSE
1000087 | 1000087 | \Classifications\Space Class Current\Custom UML\OFFICE | OFFICE |  | Not Applicable |  | FALSE | FALSE | Capacity | FALSE | FALSE | FALSE | FALSE | FALSE | FALSE
1000088 | 1000088 | \Classifications\Space Class Current\Custom UML\OPEN LABORATORY | OPEN LABORATORY |  | Not Applicable |  | FALSE | FALSE | Capacity | FALSE | FALSE | FALSE | FALSE | FALSE | FALSE
1000089 | 1000089 | \Classifications\Space Class Current\Custom UML\OPEN LABORATORY SERVICE | OPEN LABORATORY SERVICE |  | Not Applicable |  | FALSE | FALSE | Capacity | FALSE | FALSE | FALSE | FALSE | FALSE | FALSE
1000090 | 1000090 | \Classifications\Space Class Current\Custom UML\PUBLIC CORRIDOR | PUBLIC CORRIDOR |  | Not Applicable |  | FALSE | FALSE | Capacity | FALSE | FALSE | FALSE | FALSE | FALSE | FALSE
1000091 | 1000091 | \Classifications\Space Class Current\Custom UML\PUBLIC REST ROOM | PUBLIC REST ROOM |  | Not Applicable |  | FALSE | FALSE | Capacity | FALSE | FALSE | FALSE | FALSE | FALSE | FALSE
1000092 | 1000092 | \Classifications\Space Class Current\Custom UML\PUBLIC WAITING | PUBLIC WAITING |  | Not Applicable |  | FALSE | FALSE | Capacity | FALSE | FALSE | FALSE | FALSE | FALSE | FALSE
1000093 | 1000093 | \Classifications\Space Class Current\Custom UML\RECREATION | RECREATION |  | Not Applicable |  | FALSE | FALSE | Capacity | FALSE | FALSE | FALSE | FALSE | FALSE | FALSE
1000094 | 1000094 | \Classifications\Space Class Current\Custom UML\RECREATION SERVICE | RECREATION SERVICE |  | Not Applicable |  | FALSE | FALSE | Capacity | FALSE | FALSE | FALSE | FALSE | FALSE | FALSE
1000095 | 1000095 | \Classifications\Space Class Current\Custom UML\RESEARCH LABORATORY | RESEARCH LABORATORY |  | Not Applicable |  | FALSE | FALSE | Capacity | FALSE | FALSE | FALSE | FALSE | FALSE | FALSE
1000096 | 1000096 | \Classifications\Space Class Current\Custom UML\RESEARCH LABORATORY SERVICE | RESEARCH LABORATORY SERVICE |  | Not Applicable |  | FALSE | FALSE | Capacity | FALSE | FALSE | FALSE | FALSE | FALSE | FALSE
1000097 | 1000097 | \Classifications\Space Class Current\Custom UML\SHAFT | SHAFT |  | Not Applicable |  | FALSE | FALSE | Capacity | FALSE | FALSE | FALSE | FALSE | FALSE | FALSE
1000098 | 1000098 | \Classifications\Space Class Current\Custom UML\SHOP | SHOP |  | Not Applicable |  | FALSE | FALSE | Capacity | FALSE | FALSE | FALSE | FALSE | FALSE | FALSE
1000099 | 1000099 | \Classifications\Space Class Current\Custom UML\SHOP SERVICE | SHOP SERVICE |  | Not Applicable |  | FALSE | FALSE | Capacity | FALSE | FALSE | FALSE | FALSE | FALSE | FALSE
1000100 | 1000100 | \Classifications\Space Class Current\Custom UML\SLEEP / STUDY / BATH | SLEEP / STUDY / BATH |  | Not Applicable |  | FALSE | FALSE | Capacity | FALSE | FALSE | FALSE | FALSE | FALSE | FALSE
1000101 | 1000101 | \Classifications\Space Class Current\Custom UML\SLEEP / STUDY | SLEEP / STUDY |  | Not Applicable |  | FALSE | FALSE | Capacity | FALSE | FALSE | FALSE | FALSE | FALSE | FALSE
1000102 | 1000102 | \Classifications\Space Class Current\Custom UML\SLEEP / STUDY SERVICE | SLEEP / STUDY SERVICE |  | Not Applicable |  | FALSE | FALSE | Capacity | FALSE | FALSE | FALSE | FALSE | FALSE | FALSE
1000103 | 1000103 | \Classifications\Space Class Current\Custom UML\STACK | STACK |  | Not Applicable |  | FALSE | FALSE | Capacity | FALSE | FALSE | FALSE | FALSE | FALSE | FALSE
1000104 | 1000104 | \Classifications\Space Class Current\Custom UML\STACK STUDY | STACK STUDY |  | Not Applicable |  | FALSE | FALSE | Capacity | FALSE | FALSE | FALSE | FALSE | FALSE | FALSE
1000105 | 1000105 | \Classifications\Space Class Current\Custom UML\STAIRWAY | STAIRWAY |  | Not Applicable |  | FALSE | FALSE | Capacity | FALSE | FALSE | FALSE | FALSE | FALSE | FALSE
1000106 | 1000106 | \Classifications\Space Class Current\Custom UML\STUDY PROCESSING | STUDY PROCESSING |  | Not Applicable |  | FALSE | FALSE | Capacity | FALSE | FALSE | FALSE | FALSE | FALSE | FALSE
1000107 | 1000107 | \Classifications\Space Class Current\Custom UML\STUDY | STUDY |  | Not Applicable |  | FALSE | FALSE | Capacity | FALSE | FALSE | FALSE | FALSE | FALSE | FALSE
1000108 | 1000108 | \Classifications\Space Class Current\Custom UML\STUDY SERVICE | STUDY SERVICE |  | Not Applicable |  | FALSE | FALSE | Capacity | FALSE | FALSE | FALSE | FALSE | FALSE | FALSE
1000109 | 1000109 | \Classifications\Space Class Current\Custom UML\TOILET OR BATH | TOILET OR BATH |  | Not Applicable |  | FALSE | FALSE | Capacity | FALSE | FALSE | FALSE | FALSE | FALSE | FALSE
1000110 | 1000110 | \Classifications\Space Class Current\Custom UML\TRASH STORAGE | TRASH STORAGE |  | Not Applicable |  | FALSE | FALSE | Capacity | FALSE | FALSE | FALSE | FALSE | FALSE | FALSE
1000111 | 1000111 | \Classifications\Space Class Current\Custom UML\TREATMENT / EXAMINATION CLINIC | TREATMENT / EXAMINATION CLINIC |  | Not Applicable |  | FALSE | FALSE | Capacity | FALSE | FALSE | FALSE | FALSE | FALSE | FALSE
1000112 | 1000112 | \Classifications\Space Class Current\Custom UML\TREATMENT / EXAMINATION CLINIC SERVICE | TREATMENT / EXAMINATION CLINIC SERVICE |  | Not Applicable |  | FALSE | FALSE | Capacity | FALSE | FALSE | FALSE | FALSE | FALSE | FALSE
1000113 | 1000113 | \Classifications\Space Class Current\Custom UML\UNCLASSIFIED (TO DO) | UNCLASSIFIED (TO DO) |  | Not Applicable |  | FALSE | FALSE | Capacity | FALSE | FALSE | FALSE | FALSE | FALSE | FALSE
1000114 | 1000114 | \Classifications\Space Class Current\Custom UML\UNFINISHED | UNFINISHED |  | Not Applicable |  | FALSE | FALSE | Capacity | FALSE | FALSE | FALSE | FALSE | FALSE | FALSE
1000115 | 1000115 | \Classifications\Space Class Current\Custom UML\UTILITY / MECHANICAL | UTILITY / MECHANICAL |  | Not Applicable |  | FALSE | FALSE | Capacity | FALSE | FALSE | FALSE | FALSE | FALSE | FALSE
1000116 | 1000116 | \Classifications\Space Class Current\Custom UML\VEHICLE STORAGE SERVICE | VEHICLE STORAGE SERVICE |  | Not Applicable |  | FALSE | FALSE | Capacity | FALSE | FALSE | FALSE | FALSE | FALSE | FALSE
1000117 | 1000117 | \Classifications\Space Class Current\Custom UML\VEHICLE STORAGE | VEHICLE STORAGE |  | Not Applicable |  | FALSE | FALSE | Capacity | FALSE | FALSE | FALSE | FALSE | FALSE | FALSE
1000118 | 1000118 | \Classifications\Space Class Current\Custom UML\VESTIBULE | VESTIBULE |  | Not Applicable |  | FALSE | FALSE | Capacity | FALSE | FALSE | FALSE | FALSE | FALSE | FALSE
1000119 | 1000119 | \Classifications\Space Class Current\Custom UML\WOMENS REST ROOM | WOMENS REST ROOM |  | Not Applicable |  | FALSE | FALSE | Capacity | FALSE | FALSE | FALSE | FALSE | FALSE | FALSE
1000021 |  | \Classifications\Space Class Current\LABORATORIES | LABORATORIES |  | Building Common |  | FALSE | FALSE | Capacity | FALSE | FALSE | FALSE | FALSE | TRUE | FALSE
1000025 |  | \Classifications\Space Class Current\OFFICES | OFFICES |  | Office |  | FALSE | FALSE | Capacity | FALSE | FALSE | FALSE | FALSE | TRUE | FALSE