## Eligible Circuits by EDC
Department of Energy Resources Clean Peak Energy Standard DCM Eligible Circuits List December 5, 2023
Per 225 CMR 21.05(6)(g) The Department may establish a Distribution Circuit Multiplier that modifies the number of Clean Peak Energy Certificates generated by a Clean Peak Resource based on the locational value of the unique load profile and particular needs of each distribution circuit, as defined by the Department, in consultation with the Distribution Companies. The Department's DCM Eligible Circuits List identified circuits which the Department has identified as eligible for the DCM. More information may be found in Clean Peal Distribution Circuit Multiplier Guideline for Clean Peak Energy Portfolio Standard Participants.
Electric Distribution Company | Total Circuits | Circuits Missing Information | CIP Circuits | 2023 DCM Eligible Circuits
Eversource | 2006 | 331 | 18 | 165
National Grid | 1191 | 106 | 19 | 106
Unitil | 50 | 0 | 0 | 5

## Eversource 2023 List
General Information |  |  |  |  | Substation Information | [9 empty] | Circuit Information | [9 empty] | DCM Information
CKT Sort | Sort Identifier | Company | Division | District | Substation Name | Substation Number | Circuit Sub XFMR Identifier | Substation Location by Town | Substation Classification ("D" Distribution or "T" Transmission) | Feeder/Circuit ID | Feeder/Circuit Location by Town/City | Feeder/Circuit Voltage 2020 | Feeder/Circuit Voltage 2021 | Feeder/Circuit Voltage 2022 | Feeder/Ckt PEAK Load MVA 2020 | Feeder/Ckt PEAK Load MVA 2021 | Feeder/Ckt PEAK Load MVA 2022 | Normal Rating MVA in 2020 | Normal Rating MVA in 2021 | Normal Rating MVA in 2022 | 2020 peak to normal rating %age | 2021 peak to normal rating %age | 2022 peak to normal rating %age | 3 year average | DCM Eligible? (Y/N) | Eligible DCM Capacity (MW) | Reserved DCM Capacity (MW) | Remaining DCM Capacity (MW)
355 | 1547 | NSTAR | Central | Boston | Dewar Street | 483 | 110A | Dorchester | D | 483-H1 | DOR | 13.8kV | 13.8kV |  | 5.6889 | 5.7128 | 5.9446 | 6.8123 | 6.8123 | 6.8041 | 83.51% | 83.86% | 87.37% | 84.91% | Y | 5 | 0 | 5
1455 | 1483 | NSTAR | West | Southboro | West Framingham | 455 | 110A | Framingham | D | 455-H1 | FRA | 13.8kV | 13.8kV |  | 10.2066 | 10.1588 | 9.4541 | 11.7125 | 11.7125 | 11.6983 | 87.14% | 86.73% | 80.82% | 84.9% | Y | 5 | 0 | 5
671 | 23 | NSTAR | Central | Somerville | Putnam | 817 | 14A | Cambridge | D | 817-02 | CAM | 4.16kV | 4.16kV |  | 1.7293 | 1.578 | 2.3749 | 2.2337 | 2.2337 | 2.231 | 77.42% | 70.65% | 106.5% | 84.84% | Y | 2 | 0 | 2
182 | 1197 | NSTAR | Central | Boston | Mattapan | 311 | 110B | Mattapan | D | 311-13 | HYP | 4.16kV | 4.16kV |  | 2.3778 | 1.6717 | 2.5477 | 2.594 | 2.594 | 2.5908 | 91.67% | 64.44% | 98.33% | 84.81% | Y | 2 | 0 | 2
1553 | 744 | NSTAR | West | Waltham | Homer Street | 17 | 14D | Newton | D | 1707 | NEW | 4.16kV | 4.16kV |  | 1.261 | 1.3474 | 1.3314 | 1.5492 | 1.5492 | 1.5473 | 81.4% | 86.98% | 86.05% | 84.81% | Y | 2 | 0 | 2
1395 | 1063 | NSTAR | West | Southboro | Leland Street | 240 | 110C | Framingham | D | 240-H1 | FRA,NAT,SHE | 13.8kV | 13.8kV |  | 9.7046 | 9.9675 | 10.0748 | 11.7125 | 11.7125 | 11.6983 | 82.86% | 85.1% | 86.12% | 84.69% | Y | 5 | 0 | 5
530 | 1033 | NSTAR | Central | Somerville | Woburn | 211 | 110D | Woburn | D | 211-H11 | ARL,WIN | 13.8kV | 13.8kV |  | 9.1787 | 9.4417 | 9.0005 | 10.8759 | 10.8759 | 10.8627 | 84.4% | 86.81% | 82.86% | 84.69% | Y | 5 | 0 | 5
1382 | 920 | NSTAR | West | Southboro | Hopkinton | 126 | 110B | Hopkinton | D | 126-H4 | HOK | 13.8kV | 13.8kV |  | 8.4138 | 10.1588 | 10.8627 | 11.5929 | 11.5929 | 11.5789 | 72.58% | 87.63% | 93.81% | 84.67% | Y | 5 | 0 | 5
402 | 1603 | NSTAR | Central | Boston | Willow St | 516 | 24AC | W. Roxbury | D | 516-03 | BKL,WRX | 4.16kV | 4.16kV |  | 2.4139 | 2.0824 | 2.0871 | 2.594 | 2.594 | 2.5908 | 93.06% | 80.28% | 80.56% | 84.63% | Y | 2 | 0 | 2
1417 | 1278 | NSTAR | West | Southboro | Sudbury | 342 | 110A | Sudbury | D | 342-H1 | SUD,WAY | 13.8kV | 13.8kV |  | 9.7763 | 9.7524 | 9.8838 | 11.5929 | 11.5929 | 11.5789 | 84.33% | 84.12% | 85.36% | 84.6% | Y | 5 | 0 | 5
1118 | 254 | NSTAR | South | New Bedford | Cross Rd. | 651 | 109 | Dartmouth | D | 2-533-533 | DAR | 13.2kV | 13.2kV |  | 10.6316 | 8.391 | 10.8243 | 11.7748 | 11.7748 | 11.7605 | 90.29% | 71.26% | 92.04% | 84.53% | Y | 5 | 0 | 5
964 | 658 | NSTAR | South | Cape & Vineyard | Harwich Sub | 968 | 2 | Harwich | D | 4-95A-599 | HAR | 22.8kV | 22.8kV |  | 4.0282 | 6.2002 | 6.7844 | 6.7136 | 6.7136 | 6.7055 | 60% | 92.35% | 101.2% | 84.51% | Y | 5 | 0 | 5
768 | 119 | NSTAR | Central | Somerville | Putnam | 831 | 110A | Cambridge | D | 831-1NA6 | CAM | 13.8kV | 13.8 |  | 10.0393 | 10.3978 | 8.9289 | 11.5929 | 11.5929 | 11.5789 | 86.6% | 89.69% | 77.11% | 84.47% | Y | 5 | 0 | 5
1557 | 748 | NSTAR | West | Waltham | Homer Street | 17 | 14C | Newton | D | 1712 | NEW | 4.16kV | 4.16kV |  | 1.0088 | 1.4627 | 1.4466 | 1.5492 | 1.5492 | 1.5473 | 65.12% | 94.42% | 93.49% | 84.34% | Y | 2 | 0 | 2
1489 | 783 | NSTAR | West | Walpole | Stone Street | 26 | 14A | Walpole | D | 2610 | WLP | 4.16kV | 4.16kV |  | 1.7005 | 1.8518 | 1.7272 | 2.0896 | 2.0896 | 2.0871 | 81.38% | 88.62% | 82.76% | 84.25% | Y | 2 | 0 | 2
823 | 514 | NSTAR | South | Cape & Vineyard | Edgartown | 960 | 1 | Edgartown | D | 4-75-123 | EDG | 8.3kV | 8.3kV |  | 2.8753 | 3.7235 | 3.561 | 4.0254 | 4.0254 | 4.0205 | 71.43% | 92.5% | 88.57% | 84.17% | Y | 2 | 0 | 2
334 | 1467 | NSTAR | Central | Boston | Lagrange St | 443 | 24AB | W. Roxbury | D | 443-08 | BKL,NEW,WRX | 4.16kV | 4.16kV |  | 2.3418 | 3.2857 | 2.1015 | 3.0624 | 3.0624 | 3.0586 | 76.47% | 107.3% | 68.71% | 84.16% | Y | 2 | 0 | 2
632 | 1558 | NSTAR | Central | Somerville | Willoughby St | 488 | 110C | Chelsea | D | 488-H2 | CHE | 13.8kV | 13.8kV |  | 9.1787 | 9.5851 | 10.4568 | 11.5929 | 11.5929 | 11.5789 | 79.18% | 82.68% | 90.31% | 84.05% | Y | 5 | 0 | 5
1714 | 1509 | NSTAR | West | Waltham | Arsenal Street | 467 | 110A | Watertown | D | 467-H4 | WAT | 13.8kV | 13.8kV |  | 9.8719 | 9.2983 | 9.8122 | 11.5929 | 11.5929 | 11.5789 | 85.15% | 80.21% | 84.74% | 83.37% | Y | 5 | 0 | 5
1692 | 1402 | NSTAR | West | Waltham | Burlington | 391 | 110B | Burlington | D | 391-H6 | BUR | 13.8kV | 13.8kV |  | 8.127 | 9.609 | 11.1969 | 11.5929 | 11.5929 | 11.5789 | 70.1% | 82.89% | 96.7% | 83.23% | Y | 5 | 0 | 5
1420 | 1281 | NSTAR | West | Southboro | Sudbury | 342 | 110B | Sudbury | D | 342-H4 | FRA,SUD | 13.8kV | 13.8kV |  | 9.5134 | 9.848 | 9.5496 | 11.5929 | 11.5929 | 11.5789 | 82.06% | 84.95% | 82.47% | 83.16% | Y | 5 | 0 | 5
1781 | W39 | WMECO | NORTHERN | HADLEY | Montague_21C | 21C | 21C-3X | MONTAGUE | D | 21C1 | MONTAGUE | 13.8 | 13.8kV |  | 6.4 | 7.6 | 7.19 | 8.5 | 8.5 | 8.5 | 75.29% | 89.41% | 84.59% | 83.1% | Y | 5 | 0 | 5
27 | 826 | NSTAR | Central | Boston | Allston | 36 | 14D | Allston | D | 3619 | BRI | 4.16kV | 4.16kV |  | 2.0896 | 2.104 | 2.267 | 2.594 | 2.594 | 2.5908 | 80.56% | 81.11% | 87.5% | 83.06% | Y | 2 | 0 | 2
975 | 675 | NSTAR | South | Cape & Vineyard | Chatham | 914 | 2 | Chatham | D | 4-95B-940 | CHM | 4.16kV | 4.16kV |  | 2.1905 | 2.3134 | 2.0853 | 2.63 | 2.6553 | 2.6521 | 83.29% | 87.12% | 78.63% | 83.01% | Y | 2 | 0 | 2
1661 | 1299 | NSTAR | West | Waltham | Burlington | 391 | 110A | Lexington | D | 346-1395H1 | BUR | 13.8kV | 13.8kV |  | 11.1149 | 10.2066 | 7.8307 | 11.7125 | 11.7125 | 11.6983 | 94.9% | 87.14% | 66.94% | 82.99% | Y | 5 | 0 | 5
763 | 114 | NSTAR | Central | Somerville | Putnam | 831 | 110B | Cambridge | D | 831-1387 | CAM | 13.8kV | 13.8kV |  | 8.127 | 6.0953 | 7.1622 | 8.6051 | 8.6051 | 8.5946 | 94.44% | 70.83% | 83.33% | 82.87% | Y | 5 | 0 | 5
1253 | 372 | NSTAR | South | Plymouth | Jones River Sub | 722 | 1 | Plymouth | D | 3-17-31J1 | KIN | 4.16kV | 4.16kV |  | 1.7005 | 1.6573 | 1.6553 | 2.0176 | 2.0176 | 2.0151 | 84.29% | 82.14% | 82.14% | 82.86% | Y | 2 | 0 | 2
1613 | 1120 | NSTAR | West | Waltham | Waltham | 282 | 110B | Waltham | D | 282-H1 | LIN,WAL,WAY,WTN | 13.8kV | 13.8kV |  | 10.2783 | 9.7046 | 9.096 | 11.7125 | 11.7125 | 11.6983 | 87.76% | 82.86% | 77.76% | 82.79% | Y | 5 | 0 | 5
1638 | 1157 | NSTAR | West | Waltham | Elliot Street | 292 | 110C | Newton | D | 292-H8 | BRI,NEW | 13.8kV | 13.8kV |  | 7.888 | 6.9319 | 6.4937 | 8.6051 | 8.6051 | 8.5946 | 91.67% | 80.56% | 75.56% | 82.59% | Y | 5 | 0 | 5
1596 | 981 | NSTAR | West | Waltham | Needham | 148 | 110B | Needham | D | 148-H1 | MDF,NEE,WRX | 13.8kV | 13.8kV |  | 9.8002 | 9.107 | 8.905 | 11.2344 | 11.2344 | 11.2208 | 87.23% | 81.06% | 79.36% | 82.55% | Y | 5 | 0 | 5
1588 | 973 | NSTAR | West | Waltham | Needham | 148 | 14A & 14B | Needham | D | 148-01 | NEE | 4.16kV | 4.16kV |  | 2.9182 | 3.0696 | 2.742 | 3.5307 | 3.5307 | 3.5264 | 82.65% | 86.94% | 77.76% | 82.45% | Y | 2 | 0 | 2
333 | 1466 | NSTAR | Central | Boston | Lagrange St | 443 | 24AB | W. Roxbury | D | 443-07 | BKL,NEW | 4.16kV | 4.16kV |  | 2.7381 | 2.4571 | 2.3534 | 3.0624 | 3.0624 | 3.0586 | 89.41% | 80.24% | 76.94% | 82.2% | Y | 2 | 0 | 2
754 | 106 | NSTAR | Central | Somerville | Putnam | 831 | 110B | Cambridge | D | 831-1307 | CAM | 13.8kV | 13.8kV |  | 5.7367 | 6.0475 | 5.5865 | 7.0514 | 7.0514 | 7.0428 | 81.36% | 85.76% | 79.32% | 82.15% | Y | 5 | 0 | 5
349 | 1541 | NSTAR | Central | Boston | Dewar Street | 483 | 14A | Dorchester | D | 483-01 | DOR | 4.16kV | 4.16kV |  | 2.4859 | 2.032 | 1.8712 | 2.594 | 2.594 | 2.5908 | 95.83% | 78.33% | 72.22% | 82.13% | Y | 2 | 0 | 2
343 | 1516 | NSTAR | Central | Boston | Rockingham Ave | 468 | 24AB | W. Roxbury | D | 468-01 | DED,WRX | 4.16kV | 4.16kV |  | 2.4859 | 2.5219 | 2.5333 | 3.0624 | 3.0624 | 3.0586 | 81.18% | 82.35% | 82.82% | 82.12% | Y | 2 | 0 | 2
268 | 1344 | NSTAR | Central | Boston | Baker St | 374 | 24A | W. Roxbury | D | 374-02 | WRX | 4.16kV | 4.16kV |  | 1.6573 | 1.5852 | 1.5473 | 1.9455 | 1.9455 | 1.9431 | 85.19% | 81.48% | 79.63% | 82.1% | Y | 2 | 0 | 2
1573 | 804 | NSTAR | West | Waltham | Grant Street | 34 | 14C | Lexington | D | 3401 | LEX | 4.16kV | 4.16kV |  | 2.4499 | 2.2842 | 2.1806 | 2.8102 | 2.8102 | 2.8068 | 87.18% | 81.28% | 77.69% | 82.05% | Y | 2 | 0 | 2
638 | 1563 | NSTAR | Central | Somerville | Willoughby St | 488 | 110B | Chelsea | D | 488-H8 | CHE EBO | 13.8kV | 13.8kV |  | 6.0236 | 7.5055 | 7.019 | 8.366 | 8.366 | 8.3559 | 72% | 89.71% | 84% | 81.9% | Y | 5 | 0 | 5
359 | 1551 | NSTAR | Central | Boston | Dewar Street | 483 | 110A | Dorchester | D | 483-H5 | DOR WRX | 13.8kV | 13.8kV |  | 9.5612 | 9.4178 | 9.478 | 11.5929 | 11.5929 | 11.5789 | 82.47% | 81.24% | 81.86% | 81.86% | Y | 5 | 0 | 5
38 | 838 | NSTAR | Central | Boston | Central Street | 43 | 14E | Dorchester | D | 4311 | DOR | 4.16kV | 4.16kV |  | 2.4499 | 1.9455 | 1.9719 | 2.594 | 2.594 | 2.5908 | 94.44% | 75% | 76.11% | 81.85% | Y | 2 | 0 | 2
1523 | 1494 | NSTAR | West | Walpole | Dover | 456 | 110B | Dover | D | 456-H5 | WTD DOV | 13.8kV | 13.8kV |  | 10.35 | 10.3978 | 7.9978 | 11.7125 | 11.7125 | 11.6983 | 88.37% | 88.78% | 68.37% | 81.84% | Y | 5 | 0 | 5
1637 | 1156 | NSTAR | West | Waltham | Elliot Street | 292 | 110B | Newton | D | 292-H7 | NEW | 13.8kV | 13.8kV |  | 10.7563 | 9.1787 | 8.8095 | 11.7125 | 11.7125 | 11.6983 | 91.84% | 78.37% | 75.31% | 81.84% | Y | 5 | 0 | 5
230 | 1263 | NSTAR | Central | Boston | Brighton | 329 | 110A | Brighton | D | 329-H3 | BRI,ROX,BKL | 13.8kV | 13.8kV |  | 9.3222 | 8.5573 | 10.5046 | 11.5929 | 11.5929 | 11.5789 | 80.41% | 73.81% | 90.72% | 81.65% | Y | 5 | 0 | 5
1543 | 1668 | NSTAR | West | Walpole | Medway | 65 | 110B | Medway | D | 65-H3 | HOL,MDW,MLS,NOF,SHE | 13.8kV | 13.8kV |  | 9.7046 | 9.3939 | 9.5735 | 11.7125 | 11.7125 | 11.6983 | 82.86% | 80.2% | 81.84% | 81.63% | Y | 5 | 0 | 5
731 | 83 | NSTAR | Central | Somerville | Alewife | 828 | 110B | Cambridge | D | 828-1105 | CAM | 13.8kV | 13.8 |  | 7.1709 | 7.3382 | 6.5176 | 8.6051 | 8.6051 | 8.5946 | 83.33% | 85.28% | 75.83% | 81.48% | Y | 5 | 0 | 5
1739 | 1634 | NSTAR | West | Waltham | Hartwell Avenue | 533 | 110B | Lexington | D | 533-H7 | BED | 13.8kV | 13.8kV |  | 8.0553 | 8.7007 | 8.332 | 10.2783 | 10.2783 | 10.2658 | 78.37% | 84.65% | 81.16% | 81.4% | Y | 5 | 0 | 5
1 | 723 | NSTAR | Central | Boston | Roslindale | 13 | 14B | Roslindale | D | 1301 | HYP,WRX | 4.16kV | 4.16kV |  | 2.5219 | 1.9527 | 1.8568 | 2.594 | 2.594 | 2.5908 | 97.22% | 75.28% | 71.67% | 81.39% | Y | 2 | 0 | 2
297 | 1406 | NSTAR | Central | Boston | Amory Street | 396 | 110B | Roxbury | D | 396-01 | ROX,WRX | 4.16kV | 4.16kV |  | 1.506 | 1.5636 | 1.6769 | 1.9455 | 1.9455 | 1.9431 | 77.41% | 80.37% | 86.3% | 81.36% | Y | 2 | 0 | 2
1704 | 1478 | NSTAR | West | Waltham | Trapelo Road | 450 | 110A | Waltham | D | 450-H8 | WAL | 13.8kV | 13.8kV |  | 9.0353 | 9.0831 | 10.3852 | 11.7125 | 11.7125 | 11.6983 | 77.14% | 77.55% | 88.78% | 81.16% | Y | 5 | 0 | 5
1598 | 984 | NSTAR | West | Waltham | Needham | 148 | 110C | Needham | D | 148-H4 | NEE | 13.8kV | 13.8kV |  | 10.1588 | 8.9875 | 9.3109 | 11.7125 | 11.7125 | 11.6983 | 86.73% | 76.73% | 79.59% | 81.02% | Y | 5 | 0 | 5
1482 | 776 | NSTAR | West | Walpole | Stone Street | 26 | 14A | Walpole | D | 2603 | WLP | 4.16kV | 4.16kV |  | 1.7437 | 1.7293 | 1.7776 | 2.1617 | 2.1617 | 2.159 | 80.67% | 80% | 82.33% | 81% | Y | 2 | 0 | 2
272 | 1348 | NSTAR | Central | Boston | Baker St | 374 | 24B | W. Roxbury | D | 374-08 | WRX | 4.16kV | 4.16kV |  | 1.7293 | 1.506 | 1.4897 | 1.9455 | 1.9455 | 1.9431 | 88.89% | 77.41% | 76.67% | 80.99% | Y | 2 | 0 | 2
1648 | 1235 | NSTAR | West | Waltham | Marrett Road | 320 | 110B | Lexington | D | 320-H5XY | LEX,WAL | 13.8kV | 13.8kV |  | 9.0831 | 9.8958 | 9.4302 | 11.7125 | 11.7125 | 11.6983 | 77.55% | 84.49% | 80.61% | 80.88% | Y | 5 | 0 | 5
1594 | 979 | NSTAR | West | Waltham | Needham | 148 | 14C | Needham | D | 148-07 | NEE | 4.16kV | 4.16kV |  | 2.8462 | 2.911 | 2.8068 | 3.5307 | 3.5307 | 3.5264 | 80.61% | 82.45% | 79.59% | 80.88% | Y | 2 | 0 | 2
1835 | W90 | WMECO | NORTHERN | PITTSFIELD | Pleasant_16B | 16B | 16B-3X | LEE | D | 16B5 | LEE | 23 | 23kV |  | 7.2 | 15.2 | 8.9 | 12.9 | 12.9 | 12.9 | 55.81% | 117.8% | 68.99% | 80.88% | Y | 5 | 0 | 5
146 | 1094 | NSTAR | Central | Boston | PNU25 | PNU25 | 110B | Brookline | D | 25N30 | BKL,ROX | 4.16kV | 4.16kV |  | 1.8014 | 1.7798 | 1.1371 | 1.9455 | 1.9455 | 1.9431 | 92.59% | 91.48% | 58.52% | 80.86% | Y | 2 | 0 | 2
337 | 1498 | NSTAR | Central | Boston | Dewar Street | 483 | 110A | Dorchester | D | 466-1481H1 | DOR | 13.8kV | 13.8kV |  | 6.5972 | 6.8123 | 6.8757 | 8.366 | 8.366 | 8.3559 | 78.86% | 81.43% | 82.29% | 80.86% | Y | 5 | 0 | 5
1495 | 963 | NSTAR | West | Walpole | South Street | 146 | 110B | Walpole | D | 146-H1 | SHA,WLP,WAL | 13.8kV | 13.8kV |  | 8.9875 | 9.0592 | 10.3136 | 11.7125 | 11.7125 | 11.6983 | 76.73% | 77.35% | 88.16% | 80.75% | Y | 5 | 0 | 5
1542 | 1666 | NSTAR | West | Walpole | Medway | 65 | 110A | Medway | D | 65-H1 | FKL,MDW,MLS,NOF | 13.8kV | 13.8kV |  | 9.0114 | 9.4895 | 9.8122 | 11.7125 | 11.7125 | 11.6983 | 76.94% | 81.02% | 83.88% | 80.61% | Y | 5 | 0 | 5
677 | 29 | NSTAR | Central | Somerville | Putnam | 817 | 14A | Cambridge | D | 817-09 | CAM | 4.16kV | 4.16kV |  | 1.9095 | 1.7509 | 2.4325 | 2.5219 | 2.5219 | 2.5189 | 75.71% | 69.43% | 96.57% | 80.57% | Y | 2 | 0 | 2
1520 | 1491 | NSTAR | West | Walpole | Dover | 456 | 110B | Dover | D | 456-H2 | DOV,MDF,MLS,WLP | 13.8kV | 13.8kV |  | 7.7924 | 7.6968 | 7.8784 | 9.6807 | 9.6807 | 9.669 | 80.49% | 79.51% | 81.48% | 80.49% | Y | 5 | 0 | 5
329 | 1463 | NSTAR | Central | Boston | Cummins Hwy | 441 | 14A | Roslindale | D | 441-07 | HYP,WRX | 4.16kV | 4.16kV |  | 2.2337 | 2.032 | 1.9863 | 2.594 | 2.594 | 2.5908 | 86.11% | 78.33% | 76.67% | 80.37% | Y | 2 | 0 | 2
1621 | 1127 | NSTAR | West | Waltham | Waltham | 282 | 110A | Waltham | D | 282-H8 | WAL,WTN | 13.8kV | 13.8kV |  | 8.7246 | 9.37 | 9.8361 | 11.5929 | 11.5929 | 11.5789 | 75.26% | 80.82% | 84.95% | 80.34% | Y | 5 | 0 | 5
260 | 1323 | NSTAR | Central | Boston | Brook Rd | 362 | 14A | Milton | D | 362-02 | MIT | 4.16kV | 4.16kV |  | 2.8102 | 2.8246 | 2.7852 | 3.4947 | 3.4947 | 3.4904 | 80.41% | 80.82% | 79.79% | 80.34% | Y | 2 | 0 | 2
370 | 1570 | NSTAR | Central | Boston | Hyde Park | 496 | 110B | Hyde Park | D | 496-H4 | WRX BKL | 13.8kV | 13.8kV |  | 10.6368 | 9.6329 | 7.6397 | 11.5929 | 11.5929 | 11.5789 | 91.75% | 83.09% | 65.98% | 80.27% | Y | 5 | 0 | 5
1614 | 1726 | NSTAR | West | Waltham | Waltham | 282 | 110B | Waltham | D | 282-H10 | WAL,WTN | 13.8kV | 13.8kV |  | 8.7246 | 9.5612 | 9.9077 | 11.7125 | 11.7125 | 11.6983 | 74.49% | 81.63% | 84.69% | 80.27% | Y | 5 | 0 | 5
1278 | 397 | NSTAR | South | Plymouth | Marshfield Sub | 739 | 1 | Marshfield | D | 3-24A-34J1 | MAF | 4.16kV | 4.16kV |  | 2.4499 | 16.2312 | 14.0421 | 3.3145 | 18.1663 | 18.1442 | 73.91% | 89.35% | 77.39% | 80.22% | Y | 2 | 0 | 2
528 | 1031 | NSTAR | Central | Somerville | Woburn | 211 | 110C | Woburn | D | 211-H1 | STN,WIN,WOB | 13.8kV | 13.8kV |  | 7.649 | 5.4977 | 7.5203 | 8.6051 | 8.6051 | 8.5946 | 88.89% | 63.89% | 87.5% | 80.09% | Y | 5 | 0 | 5
1634 | 1153 | NSTAR | West | Waltham | Elliot Street | 292 | 110A | Newton | D | 292-H4 | NEE,NEW | 13.8kV | 13.8kV |  | 6.6928 | 7.0753 | 6.8996 | 8.6051 | 8.6051 | 8.5946 | 77.78% | 82.22% | 80.28% | 80.09% | Y | 5 | 0 | 5
635 | 1560 | NSTAR | Central | Somerville | Chelsea Sub | 488 | 110C | Chelsea | D | 488-H5 | CHE, EBO | 13.8kV | 13.8kV |  | 6.3821 | 7.4577 | 10.2658 | 10.0393 | 10.0393 | 10.0271 | 63.57% | 74.29% | 102.4% | 80.08% | Y | 5 | 0 | 5
1514 | 1096 | NSTAR | West | Walpole | Canton | 470 | 110B | Canton | D | 269-1321H2 | CAN | 13.8kV | 13.8kV |  | 6.0953 | 8.5334 | 5.4194 | 8.366 | 8.366 | 8.3559 | 72.86% | 102% | 64.86% | 79.9% | Y | 5 | 0 | 5
1833 | W88 | WMECO | NORTHERN | PITTSFIELD | Pleasant_16B | 16B | 16B-1X,16B-2X | LEE | D | 16B3 | LEE | 23 | 23kV |  | 3.9 | 15.3 | 4.7 | 10 | 10 | 10 | 39% | 153% | 47% | 79.67% | Y | 5 | 0 | 5
1429 | 1321 | NSTAR | West | Southboro | Maynard | 355 | 342-H6 | Maynard | D | 355-05 | MAY | 4.16kV | 4.16kV |  | 1.8951 | 0.98716 | 2.1015 | 2.0896 | 2.0896 | 2.0871 | 90.69% | 47.24% | 100.7% | 79.54% | Y | 2 | 0 | 2
1595 | 980 | NSTAR | West | Waltham | Needham | 148 | 14C | Needham | D | 148-08 | NEE | 4.16kV | 4.16kV |  | 2.7381 | 2.7957 | 2.8571 | 3.5307 | 3.5307 | 3.5264 | 77.55% | 79.18% | 81.02% | 79.25% | Y | 2 | 0 | 2
743 | 95 | NSTAR | Central | Somerville | Alewife | 828 | 110C | Cambridge | D | 828-1NC8 | CAM | 13.8kV | 13.8kV |  | 4.5416 | 7.3621 | 4.8464 | 7.0514 | 7.0514 | 7.0428 | 64.41% | 104.4% | 68.81% | 79.21% | Y | 5 | 0 | 5
646 | 1657 | NSTAR | Central | Somerville | Woburn | 211 | 110D | Arlington | D | 59-1393H1 | ARL | 13.8kV | 13.8kV |  | 8.6051 | 9.4656 | 9.4541 | 11.5929 | 11.5929 | 11.5789 | 74.23% | 81.65% | 81.65% | 79.18% | Y | 5 | 0 | 5
1376 | 773 | NSTAR | West | Southboro | South Street | 24 | 14H | Framingham | D | 2410 | FRA | 4.16kV | 4.16kV |  | 1.787 | 2.2553 | 1.9431 | 2.5219 | 2.5219 | 2.5189 | 70.86% | 89.43% | 77.14% | 79.14% | Y | 2 | 0 | 2
1937 | W190 | WMECO | SOUTHERN | SPRINGFIELD | Silver_30A | 30A | 30A-2X | AGAWAM | D | 30A6 | AGAWAM | 13.8 | 13.8kV |  | 5.1 | 8.6 | 5.5 | 8.1 | 8.1 | 8.1 | 62.96% | 106.2% | 67.9% | 79.01% | Y | 5 | 0 | 5
1021 | 156 | NSTAR | South | New Bedford | Pine Street | 611 | D | N. Bedford | D | 2-2-2 | NEB | 13.2kV | 13.2kV |  | 5.8988 | 6.7905 | 6.3027 | 8.0252 | 8.0252 | 8.0154 | 73.5% | 84.62% | 78.63% | 78.92% | Y | 5 | 0 | 5
1314 | 447 | NSTAR | South | Plymouth | Manomet Sub | 741 | 1 | Plymouth | D | 3-73-27J2 | PLY | 4.16kV | 4.16kV |  | 2.7021 | 2.911 | 2.0583 | 3.2425 | 3.2425 | 3.2386 | 83.33% | 89.78% | 63.56% | 78.89% | Y | 2 | 0 | 2
1496 | 964 | NSTAR | West | Walpole | South Street | 146 | 110A | Walpole | D | 146-H10 | NOR WLP | 13.8kV | 13.8kV |  | 8.4617 | 9.2505 | 9.9793 | 11.7125 | 11.7125 | 11.6983 | 72.24% | 78.98% | 85.31% | 78.84% | Y | 5 | 0 | 5
597 | 1172 | NSTAR | Central | Somerville | Elm Street | 301 | 14B | Stoneham | D | 301-07 | STN | 4.16kV | 4.16kV |  | 1.5492 | 1.5276 | 1.5185 | 1.9455 | 1.9455 | 1.9431 | 79.63% | 78.52% | 78.15% | 78.77% | Y | 2 | 0 | 2
331 | 1464 | NSTAR | Central | Boston | Lagrange St | 443 | 24AB | W. Roxbury | D | 443-01 | BKL,WRX | 4.16kV | 4.16kV |  | 2.5219 | 2.0752 | 2.2022 | 2.8822 | 2.8822 | 2.8787 | 87.5% | 72% | 76.5% | 78.67% | Y | 2 | 0 | 2
582 | 1087 | NSTAR | Central | Somerville | Mystic Station | 250 | 110A | Charlestown | D | 250-H5 | CHT | 13.8kV | 13.8kV |  | 6.6211 | 6.9797 | 6.6847 | 8.6051 | 8.6051 | 8.5946 | 76.94% | 81.11% | 77.78% | 78.61% | Y | 5 | 0 | 5
178 | 1193 | NSTAR | Central | Boston | Mattapan | 311 | 110B | Mattapan | D | 311-08 | DOR,WRX | 4.16kV | 4.16kV |  | 1.8734 | 2.0824 | 2.1518 | 2.594 | 2.594 | 2.5908 | 72.22% | 80.28% | 83.06% | 78.52% | Y | 2 | 0 | 2
1432 | 1415 | NSTAR | West | Southboro | Acton | 416 | 110B | Maynard | D | 416-H2 | ACT,LIT | 13.8kV | 13.8kV |  | 8.9875 | 9.2026 | 9.3347 | 11.7125 | 11.7125 | 11.6983 | 76.73% | 78.57% | 79.8% | 78.37% | Y | 5 | 0 | 5
531 | 1034 | NSTAR | Central | Somerville | Woburn | 211 | 110B | Woburn | D | 211-H12 | STN | 13.8kV | 13.8kV |  | 6.2387 | 7.0514 | 6.9235 | 8.6051 | 8.6051 | 8.5946 | 72.5% | 81.94% | 80.56% | 78.33% | Y | 5 | 0 | 5
181 | 1196 | NSTAR | Central | Boston | Mattapan | 311 | 110B | Mattapan | D | 311-12 | DOR,WRX | 4.16kV | 4.16kV |  | 1.9815 | 2.0176 | 2.0799 | 2.594 | 2.594 | 2.5908 | 76.39% | 77.78% | 80.28% | 78.15% | Y | 2 | 0 | 2
686 | 38 | NSTAR | Central | Somerville | Prospect | 819 | 14A | Cambridge | D | 819-1NA4 | CAM | 13.8kV | 13.8kV |  | 2.0318 | 9.1548 | 2.4829 | 5.8562 | 5.8562 | 5.8491 | 34.69% | 156.3% | 42.45% | 77.82% | Y | 5 | 0 | 5
1161 | 290 | NSTAR | South | New Bedford | Pine Street | 611 | D | N. Bedford | D | 2-70-70 | NEB | 13.2kV | 13.2kV |  | 6.2189 | 5.8988 | 6.5539 | 8.0252 | 8.0252 | 8.0154 | 77.49% | 73.5% | 81.77% | 77.59% | Y | 5 | 0 | 5
866 | 561 | NSTAR | South | Cape & Vineyard | Centerville Sub | 911 | 1 | Centerville | D | 4-82-893 | BNS | 4.16kV | 4.16kV |  | 1.8951 | 2.1897 | 2.0708 | 2.63 | 2.6553 | 2.6521 | 72.05% | 82.47% | 78.08% | 77.53% | Y | 2 | 0 | 2
1283 | 400 | NSTAR | South | Plymouth | Marshfield Sub | 739 | 1 | Marshfield | D | 3-24A-974 | MAF | 22.8kV | 22.8kV |  | 8.3328 | 7.8589 | 6.7449 | 9.873 | 9.873 | 9.861 | 84.4% | 79.6% | 68.4% | 77.47% | Y | 5 | 0 | 5
1396 | 1064 | NSTAR | West | Southboro | Leland Street | 240 | 110B | Framingham | D | 240-H2 | FRA,NAT | 13.8kV | 13.8kV |  | 6.7167 | 6.908 | 6.6131 | 8.7246 | 8.7246 | 8.714 | 76.99% | 79.18% | 75.89% | 77.35% | Y | 5 | 0 | 5
235 | 1268 | NSTAR | Central | Boston | Brighton | 329 | 110C | Brighton | D | 329-H8 | BRI BKL | 13.8kV | 13.8kV |  | 6.2148 | 5.9757 | 3.5811 | 6.8123 | 6.8123 | 6.8041 | 91.23% | 87.72% | 52.63% | 77.19% | Y | 5 | 0 | 5
980 | 680 | NSTAR | South | Cape & Vineyard | Wellfleet Sub | 976 | 2 | Wellfleet | D | 4-96-675 | PRO | 22.8kV | 22.8kV |  | 11.2552 | 12.9138 | 12.3854 | 15.7968 | 15.7968 | 15.7776 | 71.25% | 81.75% | 78.5% | 77.17% | Y | 5 | 0 | 5
1431 | 1414 | NSTAR | West | Southboro | Acton | 416 | 110A | Maynard | D | 416-H1 | ACT,MAY | 13.8kV | 13.8kV |  | 10.3978 | 8.4617 | 7.9262 | 11.5929 | 11.5929 | 11.5789 | 89.69% | 72.99% | 68.45% | 77.04% | Y | 5 | 0 | 5
1478 | 757 | NSTAR | West | Walpole | Dedham | 20 | 14G | Dedham | D | 2007 | DED | 4.16kV | 4.16kV |  | 2.0536 | 1.9455 | 1.9935 | 2.594 | 2.594 | 2.5908 | 79.17% | 75% | 76.94% | 77.04% | Y | 2 | 0 | 2
1289 | 417 | NSTAR | South | Plymouth | Marshfield Hills Sub | 728 | 1 | Marshfield | D | 3-25-42J2 | MAR | 4.16kV | 4.16kV |  | 2.2337 | 2.5724 | 1.5185 | 2.7381 | 2.7381 | 2.7348 | 81.58% | 93.95% | 55.53% | 77.02% | Y | 2 | 0 | 2
148 | 1129 | NSTAR | Central | Boston | Washington St | 284 | 110B | Jamaica Plain | D | 284-01 | WRX | 4.16kV | 4.16kV |  | 2.1617 | 1.8662 | 1.9575 | 2.594 | 2.594 | 2.5908 | 83.33% | 71.94% | 75.56% | 76.94% | Y | 2 | 0 | 2
1256 | 377 | NSTAR | South | Plymouth | Kingston Sub | 735 | 2 | Kingston | D | 3-18-36J1 | KIN | 4.16kV | 4.16kV |  | 1.578 | 1.5348 | 1.5401 | 2.0176 | 2.0176 | 2.0151 | 78.21% | 76.07% | 76.43% | 76.9% | Y | 2 | 0 | 2
706 | 58 | NSTAR | Central | Somerville | Mellen | 822 | 14A | Cambridge | D | 822-22 | CAM | 4.16kV | 4.16kV |  | 1.8734 | 1.9527 | 1.9863 | 2.5219 | 2.5219 | 2.5189 | 74.29% | 77.43% | 78.86% | 76.86% | Y | 2 | 0 | 2
749 | 101 | NSTAR | Central | Somerville | Aberdeen | 830 | 14A | Cambridge | D | 830-11 | CAM | 4.16kV | 4.16kV |  | 2.3778 | 2.6084 | 3.0514 | 3.4947 | 3.4947 | 3.4904 | 68.04% | 74.64% | 87.42% | 76.7% | Y | 2 | 0 | 2
1480 | 759 | NSTAR | West | Walpole | Dedham | 20 | 14F | Dedham | D | 2009 | DED | 4.16kV | 4.16kV |  | 1.8662 | 1.8951 | 1.2882 | 2.1977 | 2.1977 | 2.195 | 84.92% | 86.23% | 58.69% | 76.61% | Y | 2 | 0 | 2
18 | 814 | NSTAR | Central | Boston | Allston | 36 | 14A | Allston | D | 3604 | BRI | 4.16kV | 4.16kV |  | 2.3058 | 2.0103 | 1.6409 | 2.594 | 2.594 | 2.5908 | 88.89% | 77.5% | 63.33% | 76.57% | Y | 2 | 0 | 2
1450 | 1451 | NSTAR | West | Southboro | Speen Street | 433 | 110C | Framingham | D | 433-H5 | NAT,WAY | 13.8kV | 13.8kV |  | 7.4816 | 7.649 | 9.8361 | 10.8759 | 10.8759 | 10.8627 | 68.79% | 70.33% | 90.55% | 76.56% | Y | 5 | 0 | 5
1531 | 1528 | NSTAR | West | Walpole | Canton | 470 | 110C | Canton | D | 470-H10 | CAN | 13.8kV | 13.8kV |  | 8.3182 | 9.4178 | 8.8573 | 11.5929 | 11.5929 | 11.5789 | 71.75% | 81.24% | 76.49% | 76.49% | Y | 5 | 0 | 5
1463 | 1606 | NSTAR | West | Southboro | Sherborn | 274 | 110A | Sherborn | D | 519-175H1 | ASH HOK FRA | 13.8kV | 13.8kV |  | 8.9875 | 9.2744 | 8.5946 | 11.7125 | 11.7125 | 11.6983 | 76.73% | 79.18% | 73.47% | 76.46% | Y | 5 | 0 | 5
257 | 1309 | NSTAR | Central | Boston | Colburn St | 350 | 110C | Boston | D | 350-H7 | ROX BKL | 13.8kV | 13.8kV |  | 7.1709 | 8.4138 | 10.982 | 11.5929 | 11.5929 | 11.5789 | 61.86% | 72.58% | 94.85% | 76.43% | Y | 5 | 0 | 5
1635 | 1154 | NSTAR | West | Waltham | Elliot Street | 292 | 110D | Newton | D | 292-H5 | BKL,NEW | 13.8kV | 13.8kV |  | 6.6928 | 6.7167 | 6.3027 | 8.6051 | 8.6051 | 8.5946 | 77.78% | 78.06% | 73.33% | 76.39% | Y | 5 | 0 | 5
847 | 540 | NSTAR | South | Cape & Vineyard | Osterville Sub | 913 | 1 | Osterville | D | 4-80A-892 | BNS | 4.16kV | 4.16kV |  | 4.4818 | 3.0481 | 3.088 | 4.6115 | 4.6559 | 4.6502 | 97.19% | 65.47% | 66.41% | 76.35% | Y | 2 | 0 | 2
93 | 899 | NSTAR | Central | Boston | Andrew Sq | 106 | 110C | South Boston | D | 106-H8 | DOR ROX SOB | 13.8kV | 13.8kV |  | 5.8323 | 6.167 | 6.0401 | 7.888 | 7.888 | 7.8784 | 73.94% | 78.18% | 76.67% | 76.26% | Y | 5 | 0 | 5
1669 | 1335 | NSTAR | West | Waltham | Jackson Street | 369 | 292-215 | Newton | D | 369-07 | BKL,NEW | 4.16kV | 4.16kV |  | 1.4051 | 1.333 | 1.2954 | 1.7654 | 1.7654 | 1.7632 | 79.59% | 75.51% | 73.47% | 76.19% | Y | 2 | 0 | 2
1380 | 918 | NSTAR | West | Southboro | Hopkinton | 126 | 110B | Hopkinton | D | 126-H2 | HOK | 13.8kV | 13.8kV |  | 9.0592 | 9.4656 | 7.9023 | 11.5929 | 11.5929 | 11.5789 | 78.14% | 81.65% | 68.25% | 76.01% | Y | 5 | 0 | 5
1869 | W124 | WMECO | SOUTHERN | SPRINGFIELD | Breckwood_20A | 20A | 20A-3X | SPRINGFIELD | D | 20A33 | SPRINGFIELD | 13.8 | 13.8kV |  | 10 | 6.5 | 9.7 | 11.5 | 11.5 | 11.5 | 86.96% | 56.52% | 84.35% | 75.94% | Y | 5 | 0 | 5
233 | 1266 | NSTAR | Central | Boston | Brighton | 329 | 110A | Brighton | D | 329-H6 | BRI | 13.8kV | 13.8kV |  | 6.0953 | 5.904 | 7.0428 | 8.366 | 8.366 | 8.3559 | 72.86% | 70.57% | 84.29% | 75.9% | Y | 5 | 0 | 5
965 | 659 | NSTAR | South | Cape & Vineyard | ORL Sub | 975 | 2 | Orleans | D | 4-95A-606 | ORL | 22.8kV | 22.8kV |  | 6.2397 | 6.2002 | 8.2044 | 9.0831 | 9.0831 | 9.0721 | 68.7% | 68.26% | 90.43% | 75.8% | Y | 5 | 0 | 5
1656 | 1274 | NSTAR | West | Waltham | Pine Street | 33 | 33-1350,33-1353, 33-1363 | Waltham | D | 33-H2 | WAL | 13.8kV | 13.8kV |  | 8.7963 | 9.107 | 8.714 | 11.7125 | 11.7125 | 11.6983 | 75.1% | 77.76% | 74.49% | 75.78% | Y | 5 | 0 | 5
1608 | 1108 | NSTAR | West | Waltham | Newtonville | 277 | 277-1368 | Newton | D | 277-04 | NEW | 4.16kV | 4.16kV |  | 1.1169 | 1.1313 | 1.1875 | 1.5132 | 1.5132 | 1.5113 | 73.81% | 74.76% | 78.57% | 75.71% | Y | 2 | 0 | 2
1378 | 916 | NSTAR | West | Southboro | Hopkinton | 126 | 110A | Hopkinton | D | 126-H1 | FRA,HOK | 13.8kV | 13.8kV |  | 8.8919 | 8.8441 | 8.5708 | 11.5929 | 11.5929 | 11.5789 | 76.7% | 76.29% | 74.02% | 75.67% | Y | 5 | 0 | 5
1374 | 771 | NSTAR | West | Southboro | South Street | 24 | 14F | Framingham | D | 2408 | FRA | 4.16kV | 4.16kV |  | 2.104 | 1.7077 | 2.0511 | 2.594 | 2.594 | 2.5908 | 81.11% | 65.83% | 79.17% | 75.37% | Y | 2 | 0 | 2
1133 |  | NSTAR | South | New Bedford | Rockdale | 693 | 1 | New Bedford | D | 2-59-38 | NEB | 3.74kV | 3.74kV |  | 1.6195 | 1.1984 | 1.9411 | 1.8527 | 2.2738 | 2.271 | 87.41% | 52.71% | 85.47% | 75.2% | Y | 2 | 0 | 2
1736 | 1631 | NSTAR | West | Waltham | Hartwell Avenue | 533 | 110B | Lexington | D | 533-H3 | BED,BUR,LEX | 13.8kV | 13.8kV |  | 7.1709 | 9.0114 | 6.9712 | 10.2783 | 10.2783 | 10.2658 | 69.77% | 87.67% | 67.91% | 75.12% | Y | 5 | 0 | 5
254 | 1306 | NSTAR | Central | Boston | Colburn St | 350 | 110C | Boston | D | 350-H4 | BOS ROX | 13.8kV | 13.8kV |  | 5.7367 | 6.4777 | 7.1622 | 8.6051 | 8.6051 | 8.5946 | 66.67% | 75.28% | 83.33% | 75.09% | Y | 5 | 0 | 5
1711 | 1506 | NSTAR | West | Waltham | Arsenal Street | 467 | 110A | Watertown | D | 467-H14 | WAT NEW | 13.8kV | 13.8kV |  | 8.6051 | 9.1309 | 8.6185 | 11.7125 | 11.7125 | 11.6983 | 73.47% | 77.96% | 73.67% | 75.03% | Y | 5 | 0 | 5
515 | 996 | NSTAR | Central | Somerville | Willoughby St | 488 | 110C | Chelsea | D | 152-53H1 | EBO | 13.8kV | 13.8kV |  | 1.0039 | 0.86051 | 5.6581 | 3.3464 | 3.3464 | 3.3424 | 30% | 25.71% | 169.3% | 75% | Y | 5 | 0 | 5
701 | 53 | NSTAR | Central | Somerville | Cambridge | 821 | 14A | Cambridge | D | 821-05 | CAM | 4.16kV | 4.16kV |  | 1.9455 | 1.9167 | 1.8064 | 2.5219 | 2.5219 | 2.5189 | 77.14% | 76% | 71.71% | 74.95% | Y | 2 | 0 | 2
1591 | 976 | NSTAR | West | Waltham | Needham | 148 | 14C | Needham | D | 148-04 | NEE | 4.16kV | 4.16kV |  | 1.5852 | 1.5276 | 1.5833 | 2.0896 | 2.0896 | 2.0871 | 75.86% | 73.1% | 75.86% | 74.94% | Y | 2 | 0 | 2
164 | 1165 | NSTAR | Central | Boston | Summer St | 293 | 110B | South Boston | D | 293-09 | SOB | 4.16kV | 4.16kV |  | 1.3763 | 1.1385 | 1.2882 | 1.6933 | 1.6933 | 1.6912 | 81.28% | 67.23% | 76.17% | 74.89% | Y | 2 | 0 | 2
750 | 102 | NSTAR | Central | Somerville | Aberdeen | 830 | 14A | Cambridge | D | 830-32 | CAM | 4.16kV | 4.16kV |  | 2.4859 | 2.594 | 2.7636 | 3.4947 | 3.4947 | 3.4904 | 71.13% | 74.23% | 79.18% | 74.85% | Y | 2 | 0 | 2
154 | 1135 | NSTAR | Central | Boston | Washington St | 284 | 110B | Jamaica Plain | D | 284-08 | WRX | 4.16kV | 4.16kV |  | 2.0896 | 1.8518 | 1.8784 | 2.594 | 2.594 | 2.5908 | 80.56% | 71.39% | 72.5% | 74.81% | Y | 2 | 0 | 2
1411 | 1113 | NSTAR | West | Southboro | Saxonville | 278 | 110M | Framingham | D | 278-H2 | FRA,NAT,WAY | 13.8kV | 13.8kV |  | 8.8919 | 9.2983 | 8.0694 | 11.7125 | 11.7125 | 11.6983 | 75.92% | 79.39% | 68.98% | 74.76% | Y | 5 | 0 | 5
624 | 1359 | NSTAR | Central | Somerville | Dragon Court | 375 | 110A | Woburn | D | 375-H7 | STN,WIN,WOB | 13.8kV | 13.8kV |  | 5.7367 | 7.5533 | 5.4671 | 8.366 | 8.366 | 8.3559 | 68.57% | 90.29% | 65.43% | 74.76% | Y | 5 | 0 | 5
1715 | 1510 | NSTAR | West | Waltham | Arsenal Street | 467 | 110B | Watertown | D | 467-H5 | NEW,WAL,WAT | 13.8kV | 13.8kV |  | 7.888 | 8.0314 | 8.4514 | 10.8759 | 10.8759 | 10.8627 | 72.53% | 73.85% | 77.8% | 74.73% | Y | 5 | 0 | 5
67 | 875 | NSTAR | Central | Boston | Pingree St | 60 | 14AB | Hyde Park | D | 6006 | HYP | 4.16kV | 4.16kV |  | 1.8734 | 1.6357 | 1.2522 | 2.1256 | 2.1256 | 2.1231 | 88.14% | 76.95% | 58.98% | 74.69% | Y | 2 | 0 | 2
517 | 999 | NSTAR | Central | Somerville | Alewife | 828 | 110D | Cambridge | D | 16-1461H | SOM | 13.8kV | 13.8kV |  | 6.0953 | 6.7406 | 6.4221 | 8.6051 | 8.6051 | 8.5946 | 70.83% | 78.33% | 74.72% | 74.63% | Y | 5 | 0 | 5
59 | 859 | NSTAR | Central | Boston | Tremont Street | 52 | 14C | Roxbury | D | 5209 | ROX | 4.16kV | 4.16kV |  | 1.2682 | 1.1024 | 1.0939 | 1.5492 | 1.5492 | 1.5473 | 81.86% | 71.16% | 70.7% | 74.57% | Y | 2 | 0 | 2
243 | 1293 | NSTAR | Central | Boston | Readville | 344 | 14C | Hyde Park | D | 344-08 | HYP | 4.16kV | 4.16kV |  | 2.3418 | 2.2337 | 2.2598 | 3.0624 | 3.0624 | 3.0586 | 76.47% | 72.94% | 73.88% | 74.43% | Y | 2 | 0 | 2
1048 | 181 | NSTAR | South | New Bedford | Industrial Park | 636 | 111 | N. Bedford | D | 2-101-101 | NEB | 13.2kV | 13.2kV |  | 8.9169 | 9.397 | 8.7005 | 12.1178 | 12.1178 | 12.1031 | 73.58% | 77.55% | 71.89% | 74.34% | Y | 5 | 0 | 5
217 | 1247 | NSTAR | Central | Boston | Southampton Street | 323 | 14A | South Boston | D | 323-05 | ROX | 4.16kV | 4.16kV |  | 1.4555 | 1.4555 | 1.425 | 1.9455 | 1.9455 | 1.9431 | 74.81% | 74.81% | 73.33% | 74.32% | Y | 2 | 0 | 2
997 | 698 | NSTAR | South | Cape & Vineyard | Falmouth Sub | 933 | 1 | Falmouth | D | 4-97-97 | VIN | 22.8kV | 22.8kV |  | 11.8476 | 14.2961 | 12.0699 | 17.179 | 17.179 | 17.1581 | 68.97% | 83.22% | 70.34% | 74.18% | Y | 5 | 0 | 5
636 | 1561 | NSTAR | Central | Somerville | Willoughby St | 488 | 110C | Chelsea | D | 488-H6 | CHE | 13.8kV | 13.8kV |  | 7.3621 | 6.7167 | 7.4248 | 9.6807 | 9.6807 | 9.669 | 76.05% | 69.38% | 76.79% | 74.07% | Y | 5 | 0 | 5
1505 | 983 | NSTAR | West | Walpole | Needham | 148 | 110B | Needham | D | 148-H3 | DOV,MDF,NAT,NEE,SHE | 13.8kV | 13.8kV |  | 8.7246 | 8.8919 | 8.3798 | 11.7125 | 11.7125 | 11.6983 | 74.49% | 75.92% | 71.63% | 74.01% | Y | 5 | 0 | 5
653 | 5 | NSTAR | Central | Somerville | Otis | 812 | 14A | Cambridge | D | 812-16 | CAM | 4.16kV | 4.16kV |  | 1.6573 | 1.7293 | 1.245 | 2.0896 | 2.0896 | 2.0871 | 79.31% | 82.76% | 59.66% | 73.91% | Y | 2 | 0 | 2
578 | 1083 | NSTAR | Central | Somerville | Mystic Station | 250 | 110A | Charlestown | D | 250-H1 | CHT | 13.8kV | 13.8kV |  | 4.8045 | 5.2108 | 5.3478 | 6.9319 | 6.9319 | 6.9235 | 69.31% | 75.17% | 77.24% | 73.91% | Y | 5 | 0 | 5
625 | 1360 | NSTAR | Central | Somerville | Dragon Court | 375 | 110A | Woburn | D | 375-H8 | STN | 13.8kV | 13.8kV |  | 8.3421 | 8.9875 | 8.3559 | 11.5929 | 11.5929 | 11.5789 | 71.96% | 77.53% | 72.16% | 73.88% | Y | 5 | 0 | 5
37 | 837 | NSTAR | Central | Boston | Central Street | 43 | 14F | Dorchester | D | 4310 | DOR | 4.16kV | 4.16kV |  | 1.6573 | 1.3835 | 1.2594 | 1.9455 | 1.9455 | 1.9431 | 85.19% | 71.11% | 64.81% | 73.7% | Y | 2 | 0 | 2
796 | 147 | NSTAR | Central | Somerville | East Camb | 875 | 110B | Cambridge | D | 875-1N23B | CAM | 13.8kV | 13.8kV |  | 6.6928 | 7.4338 | 8.5708 | 10.2783 | 10.2783 | 10.2658 | 65.12% | 72.33% | 83.49% | 73.64% | Y | 5 | 0 | 5
376 | 1579 | NSTAR | Central | Boston | Havard Court | 506 | 14A | Brookline | D | 506-03 | BKL | 4.16kV | 4.16kV |  | 1.8734 | 1.6789 | 1.6984 | 2.3778 | 2.3778 | 2.3749 | 78.79% | 70.61% | 71.52% | 73.64% | Y | 2 | 0 | 2
764 | 115 | NSTAR | Central | Somerville | Putnam | 831 | 110B | Cambridge | D | 831-1388 | CAM | 13.8kV | 13.8kV |  | 5.2587 | 6.8602 | 6.8757 | 8.6051 | 8.6051 | 8.5946 | 61.11% | 79.72% | 80% | 73.61% | Y | 5 | 0 | 5
47 | 847 | NSTAR | Central | Boston | Kenmore | 49 | 14C | Boston | D | 4908 | BDT,BRI,BKL | 4.16kV | 4.16kV |  | 1.8734 | 1.4123 | 1.0076 | 1.9455 | 1.9455 | 1.9431 | 96.3% | 72.59% | 51.85% | 73.58% | Y | 2 | 0 | 2
618 | 1353 | NSTAR | Central | Somerville | Dragon Court | 375 | 110C | Woburn | D | 375-H14 | WOB | 13.8kV | 13.8kV |  | 8.5095 | 8.868 | 8.4514 | 11.7125 | 11.7125 | 11.6983 | 72.65% | 75.71% | 72.24% | 73.54% | Y | 5 | 0 | 5
171 | 1186 | NSTAR | Central | Boston | Mattapan | 311 | 110B | Mattapan | D | 311-01 | DOR | 4.16kV | 4.16kV |  | 2.0896 | 1.7365 | 1.8784 | 2.594 | 2.594 | 2.5908 | 80.56% | 66.94% | 72.5% | 73.33% | Y | 2 | 0 | 2
1858 | W113 | WMECO | SOUTHERN | SPRINGFIELD | Agawam_16C | 16C | 16C-6X | AGAWAM | D | 16C17 | AGAWAM | 13.8 | 13.8kV |  | 7.4 | 6.7 | 7 | 9.6 | 9.6 | 9.6 | 77.08% | 69.79% | 72.92% | 73.26% | Y | 5 | 0 | 5
162 | 1163 | NSTAR | Central | Boston | Summer St | 293 | 110B | South Boston | D | 293-05 | BDT,SOB | 4.16kV | 4.16kV |  | 1.4483 | 1.0376 | 1.2235 | 1.6933 | 1.6933 | 1.6912 | 85.53% | 61.28% | 72.34% | 73.05% | Y | 2 | 0 | 2
1405 | 1101 | NSTAR | West | Southboro | Sherborn | 274 | 110A | Sherborn | D | 274-H1 | ASH,FRA,HOL,SHE | 13.8kV | 13.8kV |  | 8.3421 | 8.9636 | 8.3082 | 11.7125 | 11.7125 | 11.6983 | 71.22% | 76.53% | 71.02% | 72.93% | Y | 5 | 0 | 5
1418 | 1279 | NSTAR | West | Southboro | Sudbury | 342 | 110B | Sudbury | D | 342-H2 | SUD | 13.8kV | 13.8kV |  | 8.4617 | 8.7246 | 8.141 | 11.5929 | 11.5929 | 11.5789 | 72.99% | 75.26% | 70.31% | 72.85% | Y | 5 | 0 | 5
1165 |  | NSTAR | South | New Bedford | Ash St. | 615 | E | New Bedford | D | 2-73-43 | NEB | 3.74kV | 3.74kV |  | 1.0106 | 1.4576 | 1.5787 | 1.8527 | 1.8527 | 1.8505 | 54.55% | 78.67% | 85.31% | 72.84% | Y | 2 | 0 | 2
609 | 1254 | NSTAR | Central | Somerville | Main St | 325 | 14A | Woburn | D | 325-03 | WOB | 4.16kV | 4.16kV |  | 1.4123 | 1.4411 | 1.3962 | 1.9455 | 1.9455 | 1.9431 | 72.59% | 74.07% | 71.85% | 72.84% | Y | 2 | 0 | 2
1899 | W153 | WMECO | SOUTHERN | SPRINGFIELD | East_Springfield_5J | 5J | 5J-8X | SPRINGFIELD | D | 5J18 | SPRINGFIELD | 13.8 | 13.8kV |  | 7.1 | 5.9 | 7.1 | 9.2 | 9.2 | 9.2 | 77.17% | 64.13% | 77.17% | 72.83% | Y | 5 | 0 | 5
539 | 1042 | NSTAR | Central | Somerville | Woburn | 211 | 110A | Woburn | D | 211-H6 | WIN,WOB | 13.8kV | 13.8kV |  | 5.3782 | 6.9319 | 5.873 | 8.366 | 8.366 | 8.3559 | 64.29% | 82.86% | 70.29% | 72.48% | Y | 5 | 0 | 5
477 | 734 | NSTAR | Central | Somerville | Willow St | 16 | 14A | Somerville | D | 1604 | SOM | 4.16kV | 4.16kV |  | 1.9239 | 2.0608 | 1.9359 | 2.7381 | 2.7381 | 2.7348 | 70.26% | 75.26% | 70.79% | 72.11% | Y | 2 | 0 | 2
1018 |  | NSTAR | South | New Bedford | Second St. | 694 | 1 | New Bedford | D | 2-3-49 | NEB | 3.74kV | 3.74kV |  | 1.2308 | 1.2827 | 1.4881 | 1.8527 | 1.8527 | 1.8505 | 66.43% | 69.23% | 80.42% | 72.03% | Y | 2 | 0 | 2
1497 | 965 | NSTAR | West | Walpole | South Street | 146 | 110C | Walpole | D | 146-H2 | MDF,MLS,NOF,WLP | 13.8kV | 13.8kV |  | 8.2704 | 8.7246 | 8.2604 | 11.7125 | 11.7125 | 11.6983 | 70.61% | 74.49% | 70.61% | 71.9% | Y | 5 | 0 | 5
1540 | 1537 | NSTAR | West | Walpole | Canton | 470 | 110A | Canton | D | 470-H8 | CAN | 13.8kV | 13.8kV |  | 8.8919 | 8.0553 | 8.0455 | 11.5929 | 11.5929 | 11.5789 | 76.7% | 69.48% | 69.48% | 71.89% | Y | 5 | 0 | 5
1640 | 1212 | NSTAR | West | Waltham | Auburn Street | 316 | 17-1355H | Newton | D | 316-01 | NEW | 4.16kV | 4.16kV |  | 1.5132 | 1.4771 | 1.5113 | 2.0896 | 2.0896 | 2.0871 | 72.41% | 70.69% | 72.41% | 71.84% | Y | 2 | 0 | 2
1974 | W228 | WMECO | NORTHERN | PITTSFIELD | N/A | N/A | N/A | SAVOY | D | 1MEP1 | SAVOY | 4.8 | 4.8kV |  |  | 0 |  |  | 0 |  |  | #DIV/0! |  | #DIV/0! | N
1975 | W229 | WMECO | NORTHERN | PITTSFIELD | N/A | N/A | N/A | SAVOY | D | 1MEP2 | SAVOY | 4.8 | 4.8kV |  |  | 0 |  |  | 0 |  |  | #DIV/0! |  | #DIV/0! | N
1976 | W230 | WMECO | NORTHERN | PITTSFIELD | N/A | N/A | N/A | SAVOY | D | 1MEP3 | SAVOY | 4.8 | 4.8kV |  |  | 0 |  |  | 0 |  |  | #DIV/0! |  | #DIV/0! | N
1361 | 1703 | NSTAR | South | Plymouth | NGRID | NGRID | NGRID | Plympton | D | NGD-702 | PLM | 4.16kV | 4.16kV |  | 0.11529 | 0.63187 | 0.59166 |  | 0 | 0 |  | #DIV/0! | #DIV/0! | #DIV/0! | N
1362 | 1701 | NSTAR | South | Plymouth | NGRID | NGRID | NGRID | Plympton | D | NGD-703 | PLM | 4.16kV | 4.16kV |  | 0.057644 | 0.057644 | 0.071968 |  | 0 | 0 |  | #DIV/0! | #DIV/0! | #DIV/0! | N
73 | 880 | NSTAR | Central | Boston | Andrew Sq | 106 | 110C | South Boston | D | 106-1N18H | SOB,ROX | 13.8kV | 13.8kV |  | 3.8962 | 0 | 6.4699 | 8.366 | 0 | 8.3559 | 46.57% | #DIV/0! | 77.43% | #DIV/0! | N
80 |  | NSTAR | Central | Boston | Andrew Sq | 106 | 110D | South Boston | D | 106-1N28H | BDT | 13.8kV | 13.8kV |  | 2.6054 | 0 | 0.14324 | 6.9319 | 0 | 6.9235 | 37.59% | #DIV/0! | 2.069% | #DIV/0! | N
169 | 1204 | NSTAR | Central | Boston | Electric Ave | 315 | 110B | Brighton | D | 305-1421 | BRI | 13.8kV | 13.8kV |  | 0.95612 | 0 | 2.1487 | 11.5929 | 0 | 11.5789 | 8.247% | #DIV/0! | 18.56% | #DIV/0! | N
170 | 1204 | NSTAR | Central | Boston | Electric Ave | 315 | 110A | Brighton | D | 305-1423 | BRI | 13.8kV | 13.8kV |  |  | 0 | 2.6261 | 11.5929 | 0 | 11.5789 |  | #DIV/0! | 22.68% | #DIV/0! | N
323 | 1457 | NSTAR | Central | Boston | Dewar Street | 483 | 110B | Dorchester | D | 440-1478H | DOR | 13.8kV | 13.8kV |  | 1.0756 | 0 | 2.1725 | 8.366 | 0 | 8.3559 | 12.86% | #DIV/0! | 26% | #DIV/0! | N
336 | 1497 | NSTAR | Central | Boston | Dewar Street | 483 | 110A | Dorchester | D | 466-1481H | DOR | 13.8kV | 13.8kV |  | 7.7685 | 0 | 10.1942 | 11.5929 | 0 | 11.5789 | 67.01% | #DIV/0! | 88.04% | #DIV/0! | N
389 | 1592 | NSTAR | Central | Boston | Dewar Street | 483 | 110A | Dorchester | D | 511-1495H | DOR | 13.8kV | 13.8kV |  | 6.2148 | 0 | 4.0586 | 8.6051 | 0 | 8.5946 | 72.22% | #DIV/0! | 47.22% | #DIV/0! | N
392 |  | NSTAR | Central | Boston | Dewar Street | 483 | 110B | Dorchester | D | 511-1497H | DOR | 13.8kV | 13.8kV |  | 5.6172 | 0 | 5.5388 | 8.6051 | 0 | 8.5946 | 65.28% | #DIV/0! | 64.44% | #DIV/0! | N
413 | 1619 | NSTAR | Central | Boston | Andrew Sq | 106 | 110B | S. Boston | D | 528-129H | BOS ROX SOB | 13.8kV | 13.8kV |  | 4.183 | 0 | 0 | 6.9319 | 0 | 0 | 60.34% | #DIV/0! | #DIV/0! | #DIV/0! | N
414 | 1620 | NSTAR | Central | Boston | Andrew Sq | 106 | 110B | S. Boston | D | 528-169H | BOS | 4.16kV | 13.8kV |  | 1.0448 | 0 | 4.4883 | 2.5219 | 0 | 8.3559 | 41.43% | #DIV/0! | 53.71% | #DIV/0! | N
489 | 900 | NSTAR | Central | Somerville | Beacon St | 14 | 14kV Bus | Chelsea | D | 108-195H | EOB | 13.8kV | 13.8kV |  | 5.7367 | 0 | 6.9712 | 8.366 | 0 | 8.3559 | 68.57% | #DIV/0! | 83.43% | #DIV/0! | N
495 | 903 | NSTAR | Central | Somerville | Beacon St | 14 | 14kV Bus | Chelsea | D | 108-196H | EAB CHE | 13.8kV | 13.8kV |  | 6.1431 | 0 | 6.9473 | 8.366 | 0 | 8.3559 | 73.43% | #DIV/0! | 83.14% | #DIV/0! | N
514 | 995 | NSTAR | Central | Somerville | Willoughby St | 488 | 110B | Chelsea | D | 152-53H | CHE | 13.8kV | 13.8kV |  | 3.7289 | 0 | 6.3027 | 8.366 | 0 | 8.3559 | 44.57% | #DIV/0! | 75.43% | #DIV/0! | N
516 | 997 | NSTAR | Central | Somerville | Willoughby St | 488 | 110B | Chelsea | D | 152-87H | CHE EBO | 13.8kV | 13.8kV |  |  | 0 | 3.2469 | 6.9319 | 0 | 6.9235 |  | #DIV/0! | 46.9% | #DIV/0! | N
546 | 1047 | NSTAR | Central | Somerville | Terminal St | 5 | 14 kV Bus | Charlestown | D | 22-208 | CHT | 13.8kV | 13.8kV |  | 1.0278 | 0 | 1.0743 | 5.2587 | 0 | 5.2523 | 19.55% | #DIV/0! | 20.45% | #DIV/0! | N
606 |  | NSTAR | Central | Somerville | Roslindale | 13 | Bus #2 | W. Roxbury | D | 313-80 | BDT | 13.8kV | 13.8kV |  | 2.6293 | 0 | 2.7694 | 6.9319 | 0 | 6.9235 | 37.93% | #DIV/0! | 40% | #DIV/0! | N
647 | 1658 | NSTAR | Central | Somerville | Willoughby St | 488 | 110B | Chelsea | D | 592-70H | EBO | 13.8kV | 13.8kV |  | 5.3065 | 0 | 4.3451 | 10.8759 | 0 | 10.8627 | 48.79% | #DIV/0! | 40% | #DIV/0! | N
1360 | 1707 | NSTAR | South | Plymouth | NGRID | NGRID | NGRID | Kingston | D | NGD-701 | KIN | 13.8kV | 13.8kV |  | 0.14342 | 0.23695 | 0.19722 |  | 0 | 0 |  | #DIV/0! | #DIV/0! | #DIV/0! | N
1546 | 1682 | NSTAR | West | Walpole | NGRID | NGRID | NGRID | Stoughton | D | LINE43B | SHA | 13.8kV | 13.8kV |  | 0.47806 | 0.47806 | 0.47748 | 1.4342 | 0 | 0 | 33.33% | #DIV/0! | #DIV/0! | #DIV/0! | N
1547 | 1683 | NSTAR | West | Walpole | NGRID | NGRID | NGRID | Stoughton | D | LINE48C | SHA | 13.8kV | 13.8kV |  | 1.6732 | 1.6732 | 1.6712 | 1.4342 | 0 | 0 | 116.7% | #DIV/0! | #DIV/0! | #DIV/0! | N
1601 | 1005 | NSTAR | West | Waltham | Waltham | 282 | 110B | Waltham | D | 17-1354H | WAL,WAT | 13.8kV | 13.8kV |  | 1.0756 | 0 | 1.6712 | 8.366 | 0 | 8.3559 | 12.86% | #DIV/0! | 20% | #DIV/0! | N
1605 | 1515 | NSTAR | West | Waltham | Arsenal Street | 468 | 110B | Watertown | D | 231-1355 | WAT | 13.8kV | 13.8kV |  | 0.95612 | 0 | 1.5279 | 5.8562 | 0 | 5.8491 | 16.33% | #DIV/0! | 26.12% | #DIV/0! | N
1611 |  | NSTAR | West | Waltham | Arsenal Street | 467 | 110B | Watertown | D | 277-1367XYH | WAL | 13.8kV | 13.8kV |  | 0.95612 | 0 | 0.71622 | 5.8562 | 0 | 5.8491 | 16.33% | #DIV/0! | 12.24% | #DIV/0! | N
1696 | 1432 | NSTAR | West | Waltham | Eliot Street | 292 | 110C | Newton | D | 41-211 | NEW,WLY | 13.8kV | 13.8kV |  | 8.6051 | 0 | 9.1676 | 11.9515 | 0 | 11.937 | 72% | #DIV/0! | 76.8% | #DIV/0! | N
1705 | 1480 | NSTAR | West | Waltham | Elliot Street | 292 | 110A | Newton | D | 453-212 | NEW | 13.8kV | 13.8kV |  | 6.9319 | 0 | 7.4009 | 10.5173 | 0 | 10.5046 | 65.91% | #DIV/0! | 70.45% | #DIV/0! | N
1706 | 1481 | NSTAR | West | Waltham | Elliot Street | 292 | 110A | Newton | D | 453-213 | NEW,WLY | 13.8kV | 13.8kV |  | 6.8123 | 0 | 1.8383 | 10.5173 | 0 | 10.5046 | 64.77% | #DIV/0! | 17.5% | #DIV/0! | N
1707 | 1482 | NSTAR | West | Waltham | Elliot Street | 292 | 110A | Newton | D | 453-214 | NEW,WLY | 13.8kV | 13.8kV |  | 7.5294 | 0 | 7.0428 | 11.9515 | 0 | 11.937 | 63% | #DIV/0! | 59% | #DIV/0! | N
1968 | W222 | WMECO | NORTHERN | HADLEY | N/A | N/A | N/A | CHESTERFIELD | D | 1MEG1 | CHESTERFIELD | 4.16 | 13.8kV |  |  | 0 |  |  | 0 |  |  | #DIV/0! |  | #DIV/0! | N
1969 | W223 | WMECO | NORTHERN | HADLEY | N/A | N/A | N/A | ASHFIELD | D | 1MEG2 | ASHFIELD | 4.16 | 13.8kV |  |  | 0 |  |  | 0 |  |  | #DIV/0! |  | #DIV/0! | N
1970 | W224 | WMECO | NORTHERN | HADLEY | N/A | N/A | N/A | CHESTERFIELD | D | 1MEG3 | CHESTERFIELD | 4.16 | 13.8kV |  |  | 0 |  |  | 0 |  |  | #DIV/0! |  | #DIV/0! | N
1977 | W231 | WMECO | SOUTHERN | SPRINGFIELD | N/A | N/A | N/A | CHICOPEE | D | 1MES1 | CHICOPEE | 13.8 | 13.8kV |  |  | 0 |  |  | 0 |  |  | #DIV/0! |  | #DIV/0! | N
1971 | W225 | WMECO | NORTHERN | HADLEY | N/A | N/A | N/A | COLRAIN | D | 1CVP1 | COLRAIN | 12.4 | 12.4kV |  |  | 0 |  |  | 0 |  |  | #DIV/0! |  | #DIV/0! | N
1972 | W226 | WMECO | NORTHERN | HADLEY | N/A | N/A | N/A | LEYDEN | D | 1CVP2 | LEYDEN | 12.4 | 12.4kV |  |  | 0 |  |  | 0 |  |  | #DIV/0! |  | #DIV/0! | N
1973 | W227 | WMECO | NORTHERN | HADLEY | N/A | N/A | N/A | BERNARDSTON | D | 1CVP3 | BERNARDSTON | 12.4 | 12.4kV |  |  | 0 |  |  | 0 |  |  | #DIV/0! |  | #DIV/0! | N
1980 | W234 | WMECO | NORTHERN | PITTSFIELD | Oswald_30B | 30B | N/A | PITTSFIELD | D | 30BNW_1 | PITTSFIELD | 23 | 23 |  |  | 0 |  |  | 0 |  |  | #DIV/0! |  | #DIV/0! | N
1964 | W218 | WMECO | SOUTHERN | SPRINGFIELD | N/A | N/A | N/A | SPRINGFIELD | D | 603M | SPRINGFIELD | 13.8 | 13.8 |  |  | 0 |  |  | 0 |  |  | #DIV/0! |  | #DIV/0! | N
1967 | W221 | WMECO | SOUTHERN | SPRINGFIELD | N/A | N/A | N/A | SPRINGFIELD | D | 606G | SPRINGFIELD | 13.8 | 13.8 |  |  | 0 |  |  | 0 |  |  | #DIV/0! |  | #DIV/0! | N
1752 | W10 | WMECO | NORTHERN | HADLEY | Beers_Plain_33P | 33P | 33P-1X | NORTHFIELD | D | 33P1 | NORTHFIELD | n/a | n/a |  |  | 7 | [8 empty] | N
1776 | W34 | WMECO | NORTHERN | HADLEY | Midway_19B | 19B | 19B-2X,19B-3X | EASTHAMPTON | D | 19B3 | EASTHAMPTON | n/a | n/a | [11 empty] | N
1777 | W35 | WMECO | NORTHERN | HADLEY | Midway_19B | 19B | 19B-2X,19B-3X | EASTHAMPTON | D | 19B4 | EASTHAMPTON | n/a | n/a |  |  | 11.7 | [8 empty] | N
1808 | W64 | WMECO | NORTHERN | PITTSFIELD | Dalton_29M | 29M | 29M-1X | DALTON | D | 29M1 | DALTON | n/a | n/a | [11 empty] | N
1809 | W65 | WMECO | NORTHERN | PITTSFIELD | Dalton_29M | 29M | 29M-1X | DALTON | D | 29M2 | DALTON | n/a | n/a | [11 empty] | N
1838 | W93 | WMECO | NORTHERN | PITTSFIELD | Renne_31L | 31L | 31L-1X,31L-2X | PITTSFIELD | D | 31L2 | PITTSFIELD | n/a | n/a | [11 empty] | N
1839 | W94 | WMECO | NORTHERN | PITTSFIELD | Silver_Lake_5C | 5C | 5C-1X | PITTSFIELD | D | 5C1 | PITTSFIELD | n/a | n/a | [11 empty] | N
1841 | W96 | WMECO | NORTHERN | PITTSFIELD | Silver_Lake_5C | 5C | 5C-1X | PITTSFIELD | D | 5C4 | PITTSFIELD | n/a | n/a | [11 empty] | N
1843 | W98 | WMECO | NORTHERN | PITTSFIELD | Silver_Lake_5C | 5C | 5C-1X | PITTSFIELD | D | 5C6 | PITTSFIELD | n/a | n/a |  |  | 4.6 | [8 empty] | N
1851 | W106 | WMECO | NORTHERN | PITTSFIELD | Worthington_4G | 4G | 4G-1X | PITTSFIELD | D | 4G2 | PITTSFIELD | n/a | n/a | [11 empty] | N
1889 | W143 | WMECO | SOUTHERN | SPRINGFIELD | Converse_7J | 7J | 7J-3X | SPRINGFIELD | D | 7J3 | SPRINGFIELD | n/a | n/a | [11 empty] | N
1890 | W144 | WMECO | SOUTHERN | SPRINGFIELD | Converse_7J | 7J | 7J-3X | SPRINGFIELD | D | 7J4 | SPRINGFIELD | n/a | n/a |  |  | 2.3 | [8 empty] | N
1939 | W193 | WMECO | SOUTHERN | SPRINGFIELD | Southwick_29A | 29A | 29A-1X | SOUTHWICK | D | 29A2 | SOUTHWICK | n/a | n/a |  |  | 6.9 | [8 empty] | N
1956 | W210 | WMECO | SOUTHERN | SPRINGFIELD | Wilbraham_6N | 6N | 6N-2X | SPRINGFIELD | D | 6N5 | SPRINGFIELD | n/a | n/a | [11 empty] | N
1957 | W211 | WMECO | SOUTHERN | SPRINGFIELD | Wilbraham_6N | 6N | 6N-2X | SPRINGFIELD | D | 6N6 | SPRINGFIELD | n/a | n/a | [11 empty] | N
1958 | W212 | WMECO | SOUTHERN | SPRINGFIELD | Wilbraham_6N | 6N | 6N-3X | SPRINGFIELD | D | 6N7 | SPRINGFIELD | n/a | n/a | [11 empty] | N
1959 | W213 | WMECO | SOUTHERN | SPRINGFIELD | Wilbraham_6N | 6N | 6N-3X | SPRINGFIELD | D | 6N9 | SPRINGFIELD | n/a | n/a | [11 empty] | N
1963 | W217 | WMECO | SOUTHERN | SPRINGFIELD | N/A | N/A | N/A | SPRINGFIELD | D | 47A1 | SPRINGFIELD | 13.8 | n/a |  |  | 0 | [8 empty] | N
1001 | 711 | NSTAR | South | Cape & Vineyard | W. Falmouth Sub | 969 | 1 | Falmouth | D | 4-98A-856 | FAL | 4.8kV | 4.8kV |  | 2.9515 |  |  | 2.8268 |  |  | 104.4% |  |  |  | N
1102 | 238 | NSTAR | South | New Bedford | Bonney St. | 682 | 1 | N. Bedford | D | 2-41-41 | NEB | 4.8kV | 4.8kV | [11 empty] | N
8 | 729 | NSTAR | Central | Boston | Roslindale | 13 | 14C | Roslindale | D | 1310 | WRX | 4.16kV | 4.16kV |  |  | 0 | 0 | 2.594 | 2.594 | 2.5908 |  | 0% | 0% |  | N
31 | 831 | NSTAR | Central | Boston | Central Street | 43 | 14E | Dorchester | D | 4301 | DOR | 4.16kV | 4.16kV |  |  | 0 | 0 | 1.6933 | 1.6933 | 1.6912 |  | 0% | 0% |  | N
97 | 928 | NSTAR | Central | Boston | Dorchester Ave | 139 | 14C | South Boston | D | 139-03 | SOB | 4.16kV | 4.16kV |  |  | 0.49718 | 1.792 | 1.9455 | 1.9455 | 1.9431 |  | 25.56% | 92.22% |  | N
104 | 935 | NSTAR | Central | Boston | Dorchester Ave | 139 | 14C | S. Boston | D | 139-10 | SOB | 4.16kV | 4.16kV |  |  | 0 | 0.014394 | 2.594 | 2.594 | 2.5908 |  | 0% | 0.5556% |  | N
159 | 1160 | NSTAR | Central | Boston | Summer St | 293 | 110B | S. Boston | D | 293-01 | SOB | 4.16kV | 4.16kV |  |  | 0 | 0 | 2.594 | 2.594 | 2.5908 |  | 0% | 0% |  | N
165 | 1166 | NSTAR | Central | Boston | Summer St | 293 | 110B | South Boston | D | 293-10 | SOB | 4.16kV | 4.16kV |  |  | 0 | 0 | 1.6933 | 1.6933 | 1.6912 |  | 0% | 0% |  | N
203 | 1221 | NSTAR | Central | Boston | San Juan Street | 318 | 14A | Boston | D | 318-06 | BDT | 4.16kV | 4.16kV |  |  | 1.052 | 0 | 1.9455 | 1.9455 | 1.9431 |  | 54.07% | 0% |  | N
213 | 1240 | NSTAR | Central | Boston | Cottrell Street | 321 | 14AB | Dorchester | D | 321-03 | DOR,SOB | 4.16kV | 4.16kV |  |  | 0 | 0 | 2.594 | 2.594 | 2.5908 |  | 0% | 0% |  | N
220 | 1250 | NSTAR | Central | Boston | Southampton Street | 323 | 14C | South Boston | D | 323-08 | BDT | 4.16kV | 4.16kV |  |  | 0 | 0 | 1.6933 | 1.6933 | 1.6912 |  | 0% | 0% |  | N
381 | 1584 | NSTAR | Central | Boston | Havard Court | 506 | 14C | Brookline | D | 506-09 | BKL | 4.16kV | 4.16kV |  |  | 0 | 0 | 2.3778 | 2.3778 | 2.3749 |  | 0% | 0% |  | N
404 | 1605 | NSTAR | Central | Boston | Willow St | 516 | 24AC | W. Roxbury | D | 516-07 | WRX | 4.16kV | 4.16kV |  |  | 0.0072055 | 0.0071968 | 2.594 | 2.594 | 2.5908 |  | 0.2778% | 0.2778% |  | N
462 | 1678 | NSTAR | Central | Boston | PNU9 | PNU9 | P9 | Roxbury | D | 9N01 | BDT,ROX | 4.16kV | 4.16kV | [11 empty] | N
520 | 1009 | NSTAR | Central | Somerville | PNU29 | PNU29 | P17/P29 | Somerville | D | 17N29 | SOM | 4.16kV | 4.16kV |  |  | 0 | 0 | 1.6933 | 1.6933 | 1.6912 |  | 0% | 0% |  | N
1288 | 416 | NSTAR | South | Plymouth | Marshfield Hills Sub | 728 | 1 | Marshfield | D | 3-25-42J1 | MAR | 4.16kV | 4.16kV |  |  | 0.021617 | 0.02159 | 2.2697 | 2.2697 | 2.267 |  | 0.9524% | 0.9524% |  | N
1301 | 432 | NSTAR | South | Plymouth | Plympton Sub | 746 | 1 | Plympton | D | 3-51-43J1 | PLT | 4.16kV | 4.16kV |  | 0.67732 | 0.7854 |  | 1.5132 | 1.5132 |  | 44.76% | 51.9% |  |  | N
1369 | 766 | NSTAR | West | Southboro | South Street | 24 | 14F | Framingham | D | 2401 | FRA | 4.16kV | 4.16kV |  |  | 0 | 0 | 2.5219 | 2.5219 | 2.5189 |  | 0% | 0% |  | N
1370 | 767 | NSTAR | West | Southboro | South Street | 24 | 14F | Framingham | D | 2403 | FRA | 4.16kV | 4.16kV |  |  | 0 | 0 | 1.5492 | 1.5492 | 1.5473 |  | 0% | 0% |  | N
1472 | 751 | NSTAR | West | Walpole | Dedham | 20 | 14E | Dedham | D | 2001 | DED | 4.16kV | 4.16kV |  |  | 0 | 0 | 2.0896 | 2.0896 | 2.0871 |  | 0% | 0% |  | N
1477 | 756 | NSTAR | West | Walpole | Dedham | 20 | 14G | Dedham | D | 2006 | DED,WRX | 4.16kV | 4.16kV |  |  | 0 | 0 | 1.5852 | 1.5852 | 1.5833 |  | 0% | 0% |  | N
1515 | 1207 | NSTAR | West | Walpole | Westwood | 312 | 14A | Westwood | D | 312-05 | WWO | 4.16kV | 4.16kV | [11 empty] | N
1552 | 743 | NSTAR | West | Waltham | Homer Street | 17 | 14E | Newton | D | 1706 | NEW | 4.16kV | 4.16kV |  |  | 0 | 0 | 1.6933 | 1.6933 | 1.6912 |  | 0% | 0% |  | N
1592 | 977 | NSTAR | West | Waltham | Needham | 148 | 14C | Needham | D | 148-05 | NEE | 4.16kV | 4.16kV |  |  | 0 | 0 | 3.5307 | 3.5307 | 3.5264 |  | 0% | 0% |  | N
1627 | 1146 | NSTAR | West | Waltham | Elliot Street | 292 | 14C | Newton | D | 292-05 | NEW | 4.16kV | 4.16kV |  |  | 0 | 0 | 1.6573 | 1.6573 | 1.6553 |  | 0% | 0% |  | N
1811 | W66 | WMECO | NORTHERN | PITTSFIELD | Dorchester_7N | 7N | 7N-1X,7N-2X | PITTSFIELD | D | 7N1 | PITTSFIELD | n/a | 4.16kV | [11 empty] | N
1812 | W67 | WMECO | NORTHERN | PITTSFIELD | Dorchester_7N | 7N | 7N-1X,7N-2X | PITTSFIELD | D | 7N2 | PITTSFIELD | n/a | 4.16kV |  |  | 3.6 | [8 empty] | N
1840 | W95 | WMECO | NORTHERN | PITTSFIELD | Silver_Lake_5C | 5C | 5C-1X | PITTSFIELD | D | 5C2 | PITTSFIELD | 4.16 | 4.16kV |  |  |  |  | 2 | [6 empty] | N
1842 | W97 | WMECO | NORTHERN | PITTSFIELD | Silver_Lake_5C | 5C | 5C-1X | PITTSFIELD | D | 5C5 | PITTSFIELD | 4.16 | 4.16kV |  | 1.4 |  |  | 2 |  |  | 70% |  |  |  | N
1852 | W107 | WMECO | NORTHERN | PITTSFIELD | Worthington_4G | 4G | 4G-1X | PITTSFIELD | D | 4G3 | PITTSFIELD | n/a | 4.16kV |  |  | 6.5 | [8 empty] | N
1931 | W184 | WMECO | SOUTHERN | SPRINGFIELD | Ravenwood_32N | 32N | 32N-1X | Ludlow | D | 32N1 | LUDLOW | 4.16 | 4.16kV |  |  | 8.5 | [8 empty] | N
577 | 1082 | NSTAR | Central | Somerville | Mystic Station | 250 | 24kV Bus | Charlestown | D | 250-2132 | CHT | 24kV | 24kV |  |  |  |  | 16.2125 | [6 empty] | N
1751 | W9 | WMECO | NORTHERN | HADLEY | Ashfield_38A | 38A | 38A-1X | ASHFIELD | D | 38A1 | ASHFIELD | 23 | 23kV |  | 2.7 |  | 6.91 | 12 | 12 | 12 | 22.5% |  | 57.58% |  | N
1806 | W63 | WMECO | NORTHERN | PITTSFIELD | Blandford_19J | 19J | 19J-2X | BLANDFORD | D | 19J4 | BLANDFORD | 23 | 23kV |  | 4.8 |  | 5.1 | 18.2 | 18.2 | 18.2 | 26.37% |  | 28.02% |  | N
1807 |  | WMECO | NORTHERN | PITTSFIELD | Blandford_19J | 19J | 19J-2X | BLANDFORD | D | 19J5 | BLANDFORD | n/a | 23kV |  |  | 2.1 | 4.1 |  |  | 14.8 |  |  | 27.7% |  | N
1810 |  | WMECO | NORTHERN | PITTSFIELD | Dalton_29M | 29M | n/a | DALTON | D | 29M11 | DALTON | 23 | 23kV | [11 empty] | N
1832 | W87 | WMECO | NORTHERN | PITTSFIELD | Pleasant_16B | 16B | 16B-1X,16B-2X | LEE | D | 16B2 | LEE | 23 | 23kV |  |  | 3.9 | 0 | 21.5 | 21.5 | 21.5 |  | 18.14% | 0% |  | N
1837 | W92 | WMECO | NORTHERN | PITTSFIELD | Pleasant_16B | 16B | 16B-1X,16B-2X | LEE | D | 16B8 | LEE | 23 | 23kV |  | 4.7 |  | 4.7 | 21.4 | 21.4 | 21.4 | 21.96% |  | 21.96% |  | N
1850 | W105 | WMECO | NORTHERN | PITTSFIELD | Woodland_Rd_17G | 17G | 17G-1X,17G-2X | LEE | D | 17G8 | LEE | 23 | 23kV |  | 0.3 |  | 0.2 | 15.6 | 15.6 | 15.6 | 1.923% |  | 1.282% |  | N
1938 | W192 | WMECO | SOUTHERN | SPRINGFIELD | Southwick_29A | 29A | 29A-1X | SOUTHWICK | D | 29A1 | SOUTHWICK | 23 | 23kV |  | 10.4 |  | 7.7 | 21.3 | 21.3 | 21.3 | 48.83% |  | 36.15% |  | N
1011 | 1714 | NSTAR | South | Cape & Vineyard | Falmouth Sub | 933 | 1 | Falmouth | D | 4-99-225 | OKB | 22.8kV | 22.8kV |  | 1.6192 | 1.6192 | 1.8144 |  | 11.0577 | 11.0443 |  | 14.64% | 16.43% |  | N
1344 | 487 | NSTAR | South | Plymouth | Valley Sub | 715 | 2 | Plymouth | D | 3-87-87 | PLY | 22.8kV | 22.8kV |  |  | 0 | 5.6405 | 6.7136 | 6.7136 | 6.7055 |  | 0% | 84.12% |  | N
1961 | W215 | WMECO | SOUTHERN | SPRINGFIELD | N/A | N/A | N/A | LUDLOW | D | 32N2 | LUDLOW | 0.48 | 2.16kV |  |  | 0 | [8 empty] | N
75 | 882 | NSTAR | Central | Boston | Andrew Sq | 106 | 110C | S. Boston | D | 106-1N18H2 | ROX | 13.8kV | 13.8kV | [11 empty] | N
114 |  | NSTAR | Central | Boston | Andrew Sq | 106 | 110B | South Boston | D | 143-109H11 | WRX |  | 13.8kV |  |  | 0.15 |  |  | 2.5 |  |  | 6% |  |  | N
136 | 1001 | NSTAR | Central | Boston | K Street | 385 | 110B | S. Boston | D | 162-195H | SOB | 13.8kV | 13.8kV |  |  |  |  | 8.366 | [6 empty] | N
147 |  | NSTAR | Central | Boston | Dewar Street | 483 |  | Dorchester | D | 263-1477H1 | DOR |  | 13.8kV |  |  | 1.2 |  |  | 2.5 |  |  | 48% |  |  | N
194 |  | NSTAR | Central | Boston | Electric Ave | 315 | 110A | Brighton | D | 315-H2 | BRI |  | 13.8kV |  |  | 2.15 |  |  | 11 |  |  | 19.55% |  |  | N
232 | 1265 | NSTAR | Central | Boston | Brighton | 329 | 110C | Brighton | D | 329-H5 | BRI | 13.8kV | 13.8kV |  |  | 0 | 0 | 8.366 | 8.366 | 8.3559 |  | 0% | 0% |  | N
246 | 1301 | NSTAR | Central | Boston | Colburn St | 350 | 110C | Boston | D | 350-1210H | ROX | 13.8kV | 13.8kV |  | 2.3903 |  |  | 11.5929 |  |  | 20.62% |  |  |  | N
247 | 1302 | NSTAR | Central | Boston | Colburn St | 350 | 110D | Boston | D | 350-1271H | BOS/ROX | 13.8kV | 13.8kV |  | 4.3025 |  |  | 11.5929 |  |  | 37.11% |  |  |  | N
273 | 1386 | NSTAR | Central | Boston | K Street | 385 | N/A | S. Boston | D | 385-188H1 | SOB |  | 13.8kV | [11 empty] | N
274 |  | NSTAR | Central | Boston | K Street | 385 | 110B | S. Boston | D | 385-188H2 | SOB |  | 13.8kV |  |  | 2 |  |  | 2.5 |  |  | 80% |  |  | N
290 | 1376 | NSTAR | Central | Boston | K Street | 385 | 110A | South Boston | D | 385-H3 | SOB | 13.8kV | 13.8kV |  |  | 0 | 0 | 7.0514 | 7.0514 | 7.0428 |  | 0% | 0% |  | N
304 |  | NSTAR | Central | Boston | Amory Street | 396 | 14B | Roxbury | D | 396-1050H4 | ROX |  | 13.8kV |  |  | 0.15 |  |  | 2.5 |  |  | 6% |  |  | N
306 |  | NSTAR | Central | Boston | Colburn St | 350 | 110B | South Boston | D | 396-1130H2 | ROX |  | 13.8kV |  |  | 0.3 |  |  | 2.5 |  |  | 12% |  |  | N
307 | 1413 | NSTAR | Central | Boston | K Street | 385 | 110B | S. Boston | D | 403-137 | BDT SOB | 13.8kV | 13.8kV |  | 3.7528 |  |  | 5.6172 |  |  | 66.81% |  |  |  | N
330 | 1463 | NSTAR | Central | Boston | Hyde Park | 496 | 110B | Hyde Park | D | 441-1401H1 | WRX | 13.8kV | 13.8kV |  |  |  |  | 6.3343 | [6 empty] | N
340 |  | NSTAR | Central | Boston | Dewar Street | 483 | 110B | Dorchester | D | 466-1482H3 | DOR |  | 13.8kV |  |  | 2 |  |  | 2.5 |  |  | 80% |  |  | N
363 | 1709 | NSTAR | Central | Boston | Colburn St | 350 | 110A | Boston | D | 49-1400H | BOS ROX | 13.8kV | 13.8kV |  | 4.7806 |  |  | 11.5929 |  |  | 41.24% |  |  |  | N
399 |  | NSTAR | Central | Boston | Dewar Street | 483 | 110A | Dorchester | D | 515-193H2 | SOB |  | 13.8kV |  |  | 0.5 |  |  | 2.5 |  |  | 20% |  |  | N
406 |  | NSTAR | Central | Boston | Dewar Street | 483 | 110B | Dorchester | D | 52-1487H2 | ROX |  | 13.8kV |  |  | 2 |  |  | 4 |  |  | 50% |  |  | N
407 |  | NSTAR | Central | Boston | Dewar Street | 483 | 110A | Dorchester | D | 52-1494H1 | DOR |  | 13.8kV |  |  | 0.162 | 0.26261 |  | 2.5 | 2.9842 |  | 6.48% | 8.8% |  | N
408 |  | NSTAR | Central | Boston | Dewar Street | 483 | 110A | Dorchester | D | 52-1494H2 | DOR | 13.8kV | 13.8kV |  |  | 0.66928 | 0.62072 | 2.9879 | 2.9879 | 2.9842 |  | 22.4% | 20.8% |  | N
411 |  | NSTAR | Central | Boston | Dewar Street | 483 | 110B | Roxbury | D | 52-1499H4 | ROX |  | 13.8kV |  |  | 2.16 |  |  | 2.5 |  |  | 86.4% |  |  | N
418 | 1636 | NSTAR | Central | Boston | Roslindale | 13 | Bus #1 | Roslindale | D | 536-76H1 | WRX | 13.8kV | 13.8kV |  |  | 0.57367 | 0.59685 | 3.944 | 3.944 | 3.9392 |  | 14.55% | 15.15% |  | N
432 | 1651 | NSTAR | Central | Boston | K Street | 385 | 110C | S. Boston | D | 574-70H3 | BDT |  | 13.8kV | [11 empty] | N
434 |  | NSTAR | Central | Boston | K Street | 385 | 110C | S. Boston | D | 574-70H5 | BDT |  | 13.8kV |  |  | 1.5 | 0.42973 |  | 2.5 | 6.3266 |  | 60% | 6.792% |  | N
435 |  | NSTAR | Central | Boston | K Street | 385 | 110C | S. Boston | D | 574-70H6 | BDT |  | 13.8kV |  |  | 1.5 | 0.45361 |  | 2.5 | 6.3266 |  | 60% | 7.17% |  | N
448 |  | NSTAR | Central | Boston | Seafood Way | 99 | 110B | South Boston | D | 99-135H1 | SOB |  | 13.8kV |  |  | 2 |  |  | 2.5 |  |  | 80% |  |  | N
449 |  | NSTAR | Central | Boston | Seafood Way | 99 | 110B | South Boston | D | 99-135H2 | SOB |  | 13.8kV |  |  | 2 |  |  | 2.5 |  |  | 80% |  |  | N
450 |  | NSTAR | Central | Boston | Seafood Way | 99 | 110B | South Boston | D | 99-135H3 | SOB |  | 13.8kV |  |  | 2.25 |  |  | 2.5 |  |  | 90% |  |  | N
453 |  | NSTAR | Central | Boston | Seafood Way | 99 | 110A | South Boston | D | 99-H11 | SOB | 13.8kV | 13.8kV |  |  | 0 | 0 | 14.8198 | 14.8198 | 14.8019 |  | 0% | 0% |  | N
456 |  | NSTAR | Central | Boston | Seafood Way | 99 | 110C | South Boston | D | 99-H4 | SOB |  | 13.8kV |  |  | 5.2 |  |  | 14 |  |  | 37.14% |  |  | N
458 |  | NSTAR | Central | Boston | Seafood Way | 99 | 110A | South Boston | D | 99-H6 | SOB |  | 13.8kV |  |  | 2.4 | 2.268 |  | 14 | 14.8019 |  | 17.14% | 15.32% |  | N
459 |  | NSTAR | Central | Boston | Seafood Way | 99 | 110B | South Boston | D | 99-H7 | SOB | 13.8kV | 13.8kV |  |  | 2.5098 | 2.3397 | 12.1905 | 12.1905 | 12.1757 |  | 20.59% | 19.22% |  | N
492 | 902 | NSTAR | Central | Somerville | Willoughby St | 488 | 14kV Bus | Chelsea | D | 108-195H3 | EBO | 13.8kV | 13.8kV |  |  |  |  | 6.3343 | [6 empty] | N
494 |  | NSTAR | Central | Somerville | Willoughby St | 488 | 110B | Somerville | D | 108-195H5 | EBO,SOM | 13.8kV | 13.8kV |  |  | 0.047806 | 0.21487 | 3.5854 | 3.5854 | 3.5811 |  | 1.333% | 6% |  | N
508 | 987 | NSTAR | Central | Somerville | Willoughby St | 488 | 110C | Chelsea | D | 14-99H | CHE | 13.8kV | 13.8kV |  |  |  |  | 10.0393 | [6 empty] | N
510 |  | NSTAR | Central | Somerville | Willoughby St | 489 | 110C | Chelsea | D | 14-99H2 | CHE |  | 13.8kV |  |  | 0.798 |  |  | 3 |  |  | 26.6% |  |  | N
547 |  | NSTAR | Central | Boston | K Street | 385 | 110A | South Boston | D | 222-161H1 | SO. BOSTON |  | 13.8kV |  |  | 0.5 |  |  | 2.5 |  |  | 20% |  |  | N
548 |  | NSTAR | Central | Boston | K Street | 385 | 110A | South Boston | D | 222-161H2 | SO. BOSTON |  | 13.8kV |  |  | 0.54 |  |  | 2.5 |  |  | 21.6% |  |  | N
550 |  | NSTAR | Central | Somerville | Mystic Station | 250 | 110A | Everett | D | 227-51H10 | SOM |  | 13.8kV |  |  | 0 |  |  | 3 |  |  | 0% |  |  | N
557 |  | NSTAR | Central | Somerville | Mystic Station | 250 | 110A | Everett | D | 227-51H9 | SOM |  | 13.8kV |  |  | 0 |  |  | 3 |  |  | 0% |  |  | N
564 |  | NSTAR | Central | Somerville | Mystic Station | 250 | 110B | Somerville | D | 227-52H8 | SOM | 13.8kV | 13.8kV |  |  | 0 | 0.69235 | 3.5854 | 3.5854 | 3.5811 |  | 0% | 19.33% |  | N
598 |  | NSTAR | Central | Somerville | NOT ENERGIZED YET | N/A | N/A | N/A | N/A | 301-1386H4 | N/A |  | 13.8kV | [11 empty] | N
612 |  | NSTAR | Central | Somerville | Colburn St | 350 | 110C | Boston | D | 350-H13 | BKL | 13.8kV | 13.8kV |  |  | 0.95612 | 1.1698 | 9.3222 | 9.3222 | 9.3109 |  | 10.26% | 12.56% |  | N
681 | 33 | NSTAR | Central | Somerville | Prospect | 819 | 14A | Cambridge | D | 819-1338 | CAM | 13.8kV | 13.8kV |  |  | 6.4777 | 0 | 8.6051 | 8.6051 | 8.5946 |  | 75.28% | 0% |  | N
766 | 117 | NSTAR | Central | Somerville | Putnam | 831 | 110C | Cambridge | D | 831-1393 | CAM | 13.8kV | 13.8kV |  |  | 0.023903 | 0.023874 | 5.8562 | 5.8562 | 5.8491 |  | 0.4082% | 0.4082% |  | N
1381 | 919 | NSTAR | West | Southboro | Hopkinton | 126 | 110A | Hopkinton | D | 126-H3 | HOK | 13.8kV | 13.8kV |  |  | 0 | 1.7189 | 11.5929 | 11.5929 | 11.5789 |  | 0% | 14.85% |  | N
1401 |  | NSTAR | West | Waltham | Trapelo Rd | 450 | 110B | Waltham | D | 244-1363 | WAL |  | 13.8kV |  |  | 1.5 |  |  | 11.4 |  |  | 13.16% |  |  | N
1446 | 1456 | NSTAR | West | Southboro | Speen Street | 433 | 110C | Framingham | D | 433-H15 | FRA | 13.8kV | 13.8kV |  |  | 0 | 0 | 8.4856 | 8.4856 | 8.4753 |  | 0% | 0% |  | N
1462 | 1489 | NSTAR | West | Southboro | West Framingham | 455 | 110B | Framingham | D | 455-H8 | FRA | 13.8kV | 13.8kV |  |  | 0 | 1.6712 | 11.9515 | 11.9515 | 11.937 |  | 0% | 14% |  | N
1528 |  | NSTAR | West | Walpole | Norwood Sub | 469 | XFMR#2 | Norwood | D | 469-H5 | WWO |  | 13.8kV |  |  | 3.9 | 5.1807 |  | 4 | 9.7883 |  | 97.5% | 52.93% |  | N
1616 | 1122 | NSTAR | West | Waltham | Waltham | 282 | 110B | Waltham | D | 282-H3 | WAL,WTN | 13.8kV | 13.8kV |  |  | 0 | 0 | 11.7125 | 11.7125 | 11.6983 |  | 0% | 0% |  | N
1676 |  | NSTAR | West | Waltham | Chestnut St | 148 | 110B | Needham | D | 378-93 | NEE |  | 13.8kV |  |  | 0 |  |  | 11 |  |  | 0% |  |  | N
1759 | W17 | WMECO | NORTHERN | HADLEY | Cumberland_22B | 22B | 22B-2X | GREENFIELD | D | 22B7 | GREENFIELD | 13.8 | 13.8kV |  | 7 |  | 6.73 | 11 | 11 | 11 | 63.64% |  | 61.18% |  | N
1775 | W33 | WMECO | NORTHERN | HADLEY | Midway_19B | 19B | 19B-2X,19B-3X | EASTHAMPTON | D | 19B2 | EASTHAMPTON | 13.8 | 13.8kV |  | 4.1 |  | 4.7 | 12.8 | 12.8 | 12.8 | 32.03% |  | 36.72% |  | N
1783 | W41 | WMECO | NORTHERN | HADLEY | Montague_21C | 21C | 21C-3X | MONTAGUE | D | 21C3 | MONTAGUE | 13.8 | 13.8kV |  |  | 7.3 | 0 | 10.6 | 10.6 | 10.6 |  | 68.87% | 0% |  | N
1791 | W48 | WMECO | NORTHERN | HADLEY | Podick_18G | 18G | 18G-7X,18G-8X | AMHERST | D | 18G1 | AMHERST | 13.8 | 13.8kV |  |  | 0.6 | 0 | 14.3 | 14.3 | 14.3 |  | 4.196% | 0% |  | N
1872 | W127 | WMECO | SOUTHERN | SPRINGFIELD | Chicopee_18L | 18L | 18L-3X | CHICOPEE | D | 18L16 | CHICOPEE | 13.8 | 13.8kV |  |  | 4.5 | 0 | 7.8 | 7.8 | 7.8 |  | 57.69% | 0% |  | N
1880 |  | WMECO | SOUTHERN | SPRINGFIELD | Clinton_21S | 21S | 21S-3X | SPRINGFIELD | D | 21S16 | SPRINGFIELD |  | 13.8KV |  |  |  | 2.9 |  | 12.1 | 12.1 |  |  | 23.97% |  | N
1888 | W142 | WMECO | SOUTHERN | SPRINGFIELD | Clinton_21S | 21S | 21S-2X | SPRINGFIELD | D | 21S9 | SPRINGFIELD | 13.8 | 13.8kV |  | 2.8 |  | 2.8 | 12.1 | 12.1 | 12.1 | 23.14% |  | 23.14% |  | N
1903 |  | WMECO | SOUTHERN | SPRINGFIELD | Franconia_22H | 22H | 22H-2X | LONGMEADOW | D | 22H13 | LONGMEADOW | 13.8 | 13.8kV |  |  | 4.5 | 7.2 |  | 12.5 | 12.5 |  | 36% | 57.6% |  | N
1923 | W176 | WMECO | SOUTHERN | SPRINGFIELD | Orchard_27A | 27A | 27A-1X | SPRINGFIELD | D | 27A7 | LUDLOW | 13.8 | 13.8kV |  | 3.6 |  | 3.5 | 10.5 | 10.5 | 10.5 | 34.29% |  | 33.33% |  | N
1924 | W177 | WMECO | SOUTHERN | SPRINGFIELD | Orchard_27A | 27A | 27A-2X | SPRINGFIELD | D | 27A9 | LUDLOW | n/a | 13.8kV |  |  | 7.4 | [8 empty] | N
1930 | W183 | WMECO | SOUTHERN | SPRINGFIELD | Piper_21N | 21N | 21N-2X | WEST SPRINGFIELD | D | 21N9 | WEST SPRINGFIELD | 13.8 | 13.8kV |  | 6.7 |  | 6.4 | 12.8 | 12.8 | 12.8 | 52.34% |  | 50% |  | N
1955 | W209 | WMECO | SOUTHERN | SPRINGFIELD | West_Springfield_8C | 8C | 8C-1X,8C-2X | WEST SPRINGFIELD | D | 8C32 | WEST SPRINGFIELD | 13.8 | 13.8kV |  | 0.7 |  | 0.9 | 12.1 | 12.1 | 12.1 | 5.785% |  | 7.438% |  | N
1090 | 223 | NSTAR | South | New Bedford | Wing Lane | 624 | 1 | Acushnet | D | 2-242-242 | ACU | 13.2kV | 13.2kV |  |  | 2.9494 | 0 | 11.569 | 11.569 | 11.555 |  | 25.49% | 0% |  | N
48 | 848 | NSTAR | Central | Boston | Kenmore | 49 | 14B | Boston | D | 4909 | BDT | 4.16kV | [12 empty] | N
137 | 1002 | NSTAR | Central | Boston | K Street | 385 | 110B | South Boston | D | 162-195H1 | SOB | 13.8kV | [12 empty] | N
193 | 1204 | NSTAR | Central | Boston | Electric Ave | 315 | 110A | Brighton | D | 315-H15 | BDT | 13.8kV | [12 empty] | N
283 | 1372 | NSTAR | Central | Boston | K Street | 385 | 110A | South Boston | D | 385-H16 | SOB | 13.8kV | [5 empty] | 8.6051 | [6 empty] | N
293 | 1379 | NSTAR | Central | Boston | K Street | 385 | 110A | South Boston | D | 385-H6 | SOB | 13.8kV | [5 empty] | 8.6051 | [6 empty] | N
469 | 1684 | NSTAR | Central | Boston | Chatham | 12 | Network | Boston | NET | NETWORKSTA12 | BDT | n/a | [12 empty] | N
470 | 1685 | NSTAR | Central | Boston | Hawkins | 2 | Network | Boston | NET | NETWORKSTA2 | BDT | n/a | [12 empty] | N
471 | 1686 | NSTAR | Central | Boston | Scotia | 492 | Network | Boston | NET | NETWORKSTA492 | BDT | n/a | [12 empty] | N
472 | 1687 | NSTAR | Central | Boston | Kingston | 514 | Network | Boston | NET | NETWORKSTA514 | BDT | n/a | [12 empty] | N
473 | 1688 | NSTAR | Central | Boston | High | 53 | Network | Boston | NET | NETWORKSTA53 | BDT | n/a | [12 empty] | N
474 | 1689 | NSTAR | Central | Boston | Carver | 71 | Network | Boston | NET | NETWORKSTA71 | BDT | n/a | [12 empty] | N
832 | 523 | NSTAR | South | Cape & Vineyard | Hatchville Sub | 936 | 1 | Falmouth | D | 4-77A-454 | MAS | 22.8kV |  |  | 6.9901 |  |  | 13.4272 |  |  | 52.06% |  |  |  | N
833 | 524 | NSTAR | South | Cape & Vineyard | Hatchville Sub | 936 | 1 | Falmouth | D | 4-77A-456 | MAS | 22.8kV |  |  | 6.9901 |  |  | 13.4272 |  |  | 52.06% |  |  |  | N
862 | 557 | NSTAR | South | Cape & Vineyard | Oak Street Sub | 920 | 1 | Barnstable | D | 4-82-508 | BNS | 22.8kV |  |  | 3.7517 |  |  | 22.1155 |  |  | 16.96% |  |  |  | N
863 | 558 | NSTAR | South | Cape & Vineyard | Oak Street Sub | 920 | 1 | Barnstable | D | 4-82-516 | BNS | 22.8kV |  |  | 2.567 |  |  | 13.4272 |  |  | 19.12% |  |  |  | N
864 | 559 | NSTAR | South | Cape & Vineyard | Oak Street Sub | 920 | 1 | Barnstable | D | 4-82-518 | BNS | 22.8kV |  |  | 10.7418 |  |  | 22.1155 |  |  | 48.57% |  |  |  | N
889 | 586 | NSTAR | South | Cape & Vineyard | Mashpee Sub | 946 | 1 | Mashpee | D | 4-88-453 | MAS | 22.8kV | [12 empty] | N
890 | 587 | NSTAR | South | Cape & Vineyard | Mashpee Sub | 946 | 1 | Mashpee | D | 4-88-455 | MAS | 22.8kV | [5 empty] | 11.0577 | [6 empty] | N
892 | 589 | NSTAR | South | Cape & Vineyard | Mashpee Sub | 946 | 1 | Mashpee | D | 4-88-483 | MAS | 22.8kV | [5 empty] | 11.0577 | [6 empty] | N
911 | 610 | NSTAR | South | Cape & Vineyard | Hyannis Junction | 961 | 1 | Barnstable | D | 4-90-541 | YAR | 22.8kV | [12 empty] | N
969 | 668 | NSTAR | South | Cape & Vineyard | Orleans Sub | 975 | 2 | Orleans | D | 4-95B-600 | HAR | 22.8kV |  |  | 5.2524 |  |  | 17.3764 |  |  | 30.23% |  |  |  | N
974 | 674 | NSTAR | South | Cape & Vineyard | ORL Sub | 975 | 2 | Orleans | D | 4-95B-628 | ORL | 22.8kV | [12 empty] | N
979 | 679 | NSTAR | South | Cape & Vineyard | Wellfleet Sub | 976 | 2 | Wellfleet | D | 4-96-674 | TRU | 22.8kV |  |  | 14.1381 |  |  | 22.1155 |  |  | 63.93% |  |  |  | N
981 | 681 | NSTAR | South | Cape & Vineyard | Wellfleet Sub | 976 | 2 | Wellfleet | D | 4-96-676 | PRO | 22.8kV |  |  | 3.0014 |  |  | 11.0577 |  |  | 27.14% |  |  |  | N
990 | 690 | NSTAR | South | Cape & Vineyard | Chilmark | 955 | 1 | Chilmark | D | 4-97-126 | CHI | 8.3kV | [12 empty] | N
999 | 709 | NSTAR | South | Cape & Vineyard | Hatchville Sub | 936 | 1 | Falmouth | D | 4-98A-461 | FAL | 22.8kV | [5 empty] | 13.4272 | [6 empty] | N
1051 | 184 | NSTAR | South | New Bedford | Industrial Park | 636 | 111 | N. Bedford | D | 2-102-603 | LKV | [13 empty] | N
1065 | 198 | NSTAR | South | New Bedford | Belleville Ave. | 680 | 1 | N. Bedford | D | 2-130-130 | NEB | 3.74kV | [5 empty] | 1.8527 | [6 empty] | N
1069 | 202 | NSTAR | South | New Bedford | Hathaway St. | 617 | S | N. Bedford | D | 2-137-137 | NEB | 3.74kV | [5 empty] | 1.8527 | [6 empty] | N
1070 | 203 | NSTAR | South | New Bedford | River Road | 695 | 1 | N. Bedford | D | 2-137-139 | NEB | 3.74kV | [5 empty] | 1.8527 | [6 empty] | N
1097 | 233 | NSTAR | South | New Bedford | Bolton St. | 681 | 1 | N. Bedford | D | 2-35-35 | NEB | 3.74kV | [5 empty] | 1.8527 | [6 empty] | N
1100 | 236 | NSTAR | South | New Bedford | Bonney St. | 682 | 1 | N. Bedford | D | 2-39-39 | NEB | 3.74kV | [12 empty] | N
1105 | 241 | NSTAR | South | New Bedford | Bonney St. | 682 | 1 | N. Bedford | D | 2-46-46 | NEB | 3.74kV | [12 empty] | N
1268 | 394 | NSTAR | South | Plymouth | Marshfield Sub | 739 | 1 | Marshfield | D | 3-23-981 | DUX | 22.8kV | [12 empty] | N
1286 | 404 | NSTAR | South | Plymouth | Duxbury Sub | 738 | 1 | Duxbury | D | 3-24B-905 | DUX | 22.8kV | [12 empty] | N
1960 | W214 | WMECO | SOUTHERN | SPRINGFIELD | N/A | N/A | N/A | LUDLOW | D | 32N | LUDLOW | 13.8 | 13.8 | [11 empty] | N
1962 | W216 | WMECO | SOUTHERN | SPRINGFIELD | N/A | N/A | N/A | SPRINGFIELD | D | 44M | SPRINGFIELD | 13.8 | 13.8 | [5 empty] | 0 | [5 empty] | N
1965 | W219 | WMECO | SOUTHERN | SPRINGFIELD | N/A | N/A | N/A | SPRINGFIELD | D | 604D | SPRINGFIELD | 13.8 | 13.8 | [5 empty] | 0 | [5 empty] | N
1966 | W220 | WMECO | SOUTHERN | SPRINGFIELD | N/A | N/A | N/A | SPRINGFIELD | D | 605C | SPRINGFIELD | 13.8 | 13.8 |  |  | 0 | [8 empty] | N
1981 | W235 | WMECO | SOUTHERN | SPRINGFIELD | East_Springfield_5J | 5J | N/A | SPRINGFIELD | D | 5JNW_1 | SPRINGFIELD | 13.8 | 13.8 | [5 empty] | 0 | [5 empty] | N
1982 | W236 | WMECO | SOUTHERN | SPRINGFIELD | East_Springfield_5J | 5J | N/A | SPRINGFIELD | D | 5JNW_2 | SPRINGFIELD | 13.8 | 13.8 |  |  | 0 | [8 empty] | N
1983 | W237 | WMECO | SOUTHERN | SPRINGFIELD | West_Springfield_8C | 8C | 8C-1X,8C-2X | WEST SPRINGFIELD | D | 8CNW_1 | WEST SPRINGFIELD | 13.8 | 13.8 | [5 empty] | 0 | [5 empty] | N
1760 | W18 | WMECO | NORTHERN | HADLEY | Dell_St_29H | 29H | 29H-1X | MONTAGUE | D | 29H1 | MONTAGUE | 4.8 | 4.8 |  | 0.6 |  |  | 1.7 |  |  | 35.29% |  |  |  | N
1761 | W19 | WMECO | NORTHERN | HADLEY | Dell_St_29H | 29H | 29H-1X | MONTAGUE | D | 29H2 | MONTAGUE | 4.8 | 4.8 |  | 0.9 | 5.7 |  | 1.7 |  |  | 52.94% |  |  |  | N
1978 | W232 | WMECO | SOUTHERN | SPRINGFIELD | Riverton_14N | 14N | N/A | Granville | D | 14N2 | Granville | 4.8 | 4.8 | [5 empty] | 0 | [5 empty] | N
1979 | W233 | WMECO | NORTHERN | HADLEY | Greenfield_28W | 28W | 28W-2X | GREENFIELD | D | 28WNW_1 | GREENFIELD | 4.8 | 4.8 |  |  | 0 | [8 empty] | N
211 | 1238 | NSTAR | Central | Boston | Cottrell Street | 321 | 14AB | Dorchester | D | 321-01 | DOR | 4.16kV | 4.16 |  |  | 0 | 0 | 1.9455 | 1.9455 | 1.9431 |  | 0% | 0% |  | N
1101 | 237 | NSTAR | South | New Bedford | Depot St. | 685 | 1 | N. Bedford | D | 2-40-40 | NEB | 3.74kV | 3.74 |  |  | 0 | 0 | 1.8527 | 1.8527 | 1.8505 |  | 0% | 0% |  | N
|  | NSTAR | South | Cape & Vineyard | STA 981 | 981 | 1 | Provincetown | D | 4-675-971 | PRO |  |  | 4.16kV |  |  | 1.9182 |  |  | 4 |  |  | 47.96% |  | N
|  | NSTAR | South | Cape & Vineyard | STA 983 | 983 | 1 | Provincetown | D | 4-675-974 | PRO |  |  | 4.16kV |  |  | 2.3106 |  |  | 5 |  |  | 46.21% |  | N
|  | NSTAR | South | Plymouth | STA 746 | 746 | 1 | Plympton | D | 3-50-43J1 | PLT |  |  | 4.16kV |  |  | 0.8 |  |  | 1.5 |  |  | 53.33% |  | N
|  | NSTAR | South | New Bedford | STA 681 | 681 | 1 | N. Bedford | D | 2-6-35 | NEB |  |  | 3.74kV |  |  | 1.2 |  |  | 1.8 |  |  | 66.67% |  | N
|  | NSTAR | South | Cape & Vineyard | STA 976 | 928 | 2 | Provincetown | D | 4-675-675 | PRO |  |  | 22.8kV |  |  | 12.3854 |  |  | 15.9 |  |  | 77.9% |  | N
|  | NSTAR | South | Plymouth | WAREHAM 714 | 714 | 2 | Wareham | D | 3-80-80 | WAR |  |  | 22.8kV |  |  | 20 |  |  | 36 |  |  | 55.56% |  | N
|  | NSTAR | Central | Boston | STA385D | 385 | 110B | South Boston | D | 293-53H1 | SOB |  |  | 13.8kV | [10 empty] | N
|  | NSTAR | Central | Boston | STA315 | 315 | 110B | Boston | D | 315-H7 | BRI |  |  | 13.8kV |  |  | 0 |  |  | 11.5789 |  |  | 0% |  | N
|  | NSTAR | Central | Boston | BRIGHTON 329 | 329 | 110C | Boston, Brookline | D | 315-H8 | BRI |  |  | 13.8kV |  |  | 5.9685 |  |  | 11.5789 |  |  | 51.55% |  | N
|  | NSTAR | Central | Boston | DORCHESTER 483 | 483 | 110B | Dorchester | D | 52-1487H3 | ROX |  |  | 13.8kV | [10 empty] | N
|  | NSTAR | Central | Boston | HYDE PARK 13 | 13 | BUS #1 | Roslindale | D | 536-76H3 | HYP |  |  | 13.8kV | [10 empty] | N
|  | NSTAR | Central | Boston | DORCHESTER 483 | 483 | 110A | Boston | D | 566-1475H2 | DOR |  |  | 13.8kV | [10 empty] | N
|  | NSTAR | Central | Boston | STA483 | 483 | 110A | Boston | D | 566-1475H3 | DOR |  |  | 13.8kV | [10 empty] | N
|  | NSTAR | Central | Boston | STA99 | 99 | 110B | Boston | D | 99-135H6 | SOB |  |  | 13.8kV | [10 empty] | N
|  | NSTAR | Central | Somerville | EVERETT 250 | 250 | 110B | Somerville | D | 227-52H11 | SOM |  |  | 13.8kV | [10 empty] | N
|  | NSTAR | Central | Somerville | EVERETT 250 | 250 | 110B | Somerville | D | 250-1N33H2 | SOM |  |  | 13.8kV | [10 empty] | N
|  | NSTAR | Central | Somerville | EVERETT 250 | 250 | 110B | Somerville | D | 250-1N33H3 | SOM |  |  | 13.8kV | [10 empty] | N
|  | NSTAR | Central | Somerville | EVERETT 250 | 250 | 110B | Somerville | D | 250-1N33H4 | SOM |  |  | 13.8kV | [10 empty] | N
|  | NSTAR | Central | Somerville | EVERETT 250 | 250 | 110A | Somerville | D | 250-1N35H3 | SOM |  |  | 13.8kV | [10 empty] | N
|  | NSTAR | Central | Somerville | STA 250 | 250 | 110A | Boston, Somerville | D | 250-1N38H3 | SOM |  |  | 13.8kV | [10 empty] | N
|  | NSTAR | West | Southboro | SHERBORN 274 | 274 | 110B | Ashland, Framingham, Hopkinton, Sherborn | D | 274-H6 | SHE |  |  | 13.8kV |  |  | 5.2284 |  |  | 11.7 |  |  | 44.69% |  | N
|  | NSTAR | West | Waltham | NEWTON 292 | 292 | 110D | Newton | D | 292-H16 | NEW |  |  | 13.8kV | [10 empty] | N
|  | WMECO | NORTHERN | HADLEY | Cumberland_22B | 22B | 22B-2X | GREENFIELD | D | 22B8 | GREENFIELD |  |  | 13.8kV |  |  | 4.5 |  |  | 12.8 |  |  | 35.16% |  | N
22 | 818 | NSTAR | Central | Boston | Allston | 36 | 14B | Allston | D | 3609 | BRI | [13 empty] | N
23 | 819 | NSTAR | Central | Boston | Allston | 36 | 14B | Allston | D | 3610 | BRI,BKL | [13 empty] | N
41 | 841 | NSTAR | Central | Boston | Kenmore | 49 | 14B | Boston | D | 4902 | BDT,BKL | [13 empty] | N
42 | 842 | NSTAR | Central | Boston | Kenmore | 49 | 14A | Boston | D | 4903 | BDT | [13 empty] | N
100 | 931 | NSTAR | Central | Boston | Dorchester Ave | 139 | 14B | S. Boston | D | 139-06 | SOB | [13 empty] | N
109 | 949 | NSTAR | Central | Boston | Humboldt Ave | 143 | 14AB | Roxbury | D | 143-02 | ROX | [13 empty] | N
128 | 992 | NSTAR | Central | Boston | K Street | 385 | 110B | South Boston | D | 151-141H1 | SOB | [13 empty] | N
130 | 993 | NSTAR | Central | Boston | K Street | 385 | 110B | S. Boston | D | 151-142H1 | SOB | [13 empty] | N
139 | 1003 | NSTAR | Central | Boston | PNU16 | PNU16 | 110B | Roxbury | D | 16N01 | ROX DOR | [13 empty] | N
142 | 1023 | NSTAR | Central | Boston | PNU20 | PNU20 | 110B | Brookline | D | 20N30 | BKL | [13 empty] | N
201 | 1219 | NSTAR | Central | Boston | San Juan Street | 318 | 14A | Boston | D | 318-04 | BDT | [13 empty] | N
214 | 1241 | NSTAR | Central | Boston | Cottrell Street | 321 | 14AB | Dorchester | D | 321-05 | DOR,SOB | [13 empty] | N
237 | 1287 | NSTAR | Central | Boston | K Street | 385 | 110C | S. Boston | D | 343-169H1 | SOB | [13 empty] | N
280 | 1369 | NSTAR | Central | Boston | K Street | 385 | 110D | S. Boston | D | 385-H13 | SOB | [13 empty] | N
281 | 1370 | NSTAR | Central | Boston | K Street | 385 | 110A | S. Boston | D | 385-H14 | SOB | [13 empty] | N
308 | 1423 | NSTAR | Central | Boston | Congress Street | 430 | 14A | S. Boston | D | 430-01 | SOB | [13 empty] | N
312 | 1427 | NSTAR | Central | Boston | Congress Street | 430 | 14B | S. Boston | D | 430-09 | SOB | [13 empty] | N
350 | 1542 | NSTAR | Central | Boston | Dewar Street | 483 | 14A | Dorchester | D | 483-02 | DOR | [13 empty] | N
423 | 1642 | NSTAR | Central | Boston | Brighton | 329 | 110B | Brighton | D | 548-92H3 | BRI,CAM | [13 empty] | N
424 | 1643 | NSTAR | Central | Boston | Lincoln Street | 329 | 110B | Brighton | D | 548-92H4 | BRI | [13 empty] | N
425 | 1643 | NSTAR | Central | Boston | 350 Licoln St | 329 | 110B | Brighton | D | 548-92H5 | BRI | [13 empty] | N
433 | 1652 | NSTAR | Central | Boston | K Street | 385 | 110C | S. Boston | D | 574-70H4 | BDT | [13 empty] | N
436 | 1653 | NSTAR | Central | Boston | K Street | 385 | 110C | South Boston | D | 583-122H1 | SOB | [13 empty] | N
437 | 1653 | NSTAR | Central | Boston | K Street | 385 | 110C | South Boston | D | 583-122H2 | SOB | [13 empty] | N
445 | 1674 | NSTAR | Central | Boston | PNU8 | PNU8 | PNU8 | Roxbury | D | 8N02 | ROX | [13 empty] | N
446 | 1675 | NSTAR | Central | Boston | PNU8 | PNU8 | P8/P16 | Roxbury | D | 8N16 | ROX | [13 empty] | N
447 | 1677 | NSTAR | Central | Boston | PNU8 | PNU8 | P8/P9 | Roxbury | D | 8N9 | ROX | [13 empty] | N
464 | 1692 | NSTAR | Central | Boston | K Street | 385 | 110C | S. Boston | D | MC-14 | SOB | [13 empty] | N
467 | 1695 | NSTAR | Central | Boston | K Street | 385 | 110A | S. Boston | D | MC-6 | SOB | [13 empty] | N
483 | 864 | NSTAR | Central | Somerville | Mystic Street | 59 | 14A | Arlington | D | 5902 | ARL | [13 empty] | N
487 | 868 | NSTAR | Central | Somerville | Mystic Street | 59 | 14B | Arlington | D | 5906 | ARL | [13 empty] | N
497 | 905 | NSTAR | Central | Somerville | Chelsea Sub | 488 | 110C | Chelsea | D | 108-196H2 | EBO | [13 empty] | N
502 | 940 | NSTAR | Central | Somerville | PNU26 | PNU26 | P13/P26 | Somerville | D | 13N26 | SOM | [13 empty] | N
512 | 990 | NSTAR | Central | Somerville | PNU26 | PNU26 | P14/P26 | Somerville | D | 14N26 | SOM | [13 empty] | N
590 | 1097 | NSTAR | Central | Somerville | PNU26 | PNU26 | P26 | Somerville | D | 26N01 | SOM | [13 empty] | N
591 | 1098 | NSTAR | Central | Somerville | PNU33 | PNU33 | P26/P33 | Somerville | D | 26N33 | SOM | [13 empty] | N
605 | 1185 | NSTAR | Central | Somerville | Willoughby St | 488 | 110B | Chelsea | D | 308-54H1 | EAB | [13 empty] | N
648 | 1659 | NSTAR | Central | Somerville | Willoughby St | 488 | 110B | Chelsea | D | 592-70H1 | CHE EAB | [13 empty] | N
779 | 130 | NSTAR | Central | Somerville | Kendall | 850 | 14 kV Bus | Cambridge | D | 850-1NK6 | CAM | [13 empty] | N
800 | 151 | NSTAR | Central | Somerville | East Camb | 875 | 110C | Cambridge | D | 875-1N37B | CAM | [13 empty] | N
821 | 511 | NSTAR | South | Cape & Vineyard | Falmouth Sub | 933 | 1 | Falmouth | D | 4-72-434 | FAL | [13 empty] | N
825 | 1719 | NSTAR | South | Cape & Vineyard | Falmouth Sub | 933 | 1 | Falmouth | D | 4-75-225 | OKB | [13 empty] | N
835 | 526 | NSTAR | South | Cape & Vineyard | Mashpee Sub | 946 | 1 | Mashpee | D | 4-77B-452 | MAS | [13 empty] | N
906 | 605 | NSTAR | South | Cape & Vineyard | Orleans Sub | 975 | 2 | Orleans | D | 4-89B-628 | ORL | [13 empty] | N
914 | 613 | NSTAR | South | Cape & Vineyard | Hyannis Junction | 961 | 1 | Hyannis | D | 4-90-965 | DEN | [13 empty] | N
917 | 616 | NSTAR | South | Cape & Vineyard | Falmouth Sub | 933 | 1 | Falmouth | D | 4-91-126 | CHL | [13 empty] | N
918 | 617 | NSTAR | South | Cape & Vineyard | Falmouth Sub | 933 | 1 | Falmouth | D | 4-91-220 | TIS | [13 empty] | N
919 | 618 | NSTAR | South | Cape & Vineyard | Falmouth Sub | 933 | 1 | Falmouth | D | 4-91-222 | TIS | [13 empty] | N
920 | 619 | NSTAR | South | Cape & Vineyard | Falmouth Sub | 933 | 1 | Falmouth | D | 4-91-226 | CHL | [13 empty] | N
925 | 623 | NSTAR | South | Cape & Vineyard | Hyannis Junction | 961 | 2 | Barnstable | D | 4-92A-536 | YAR | [13 empty] | N
927 | 624 | NSTAR | South | Cape & Vineyard | Hyannis Junction | 961 | 2 | Barnstable | D | 4-92A-557 | YAR | [13 empty] | N
928 | 625 | NSTAR | South | Cape & Vineyard | Hyannis Junction | 961 | 2 | Barnstable | D | 4-92A-558 | YAR | [13 empty] | N
937 | 631 | NSTAR | South | Cape & Vineyard | Harwich Sub | 968 | 1 | Harwich | D | 4-92B-551 | YAR | [13 empty] | N
938 | 632 | NSTAR | South | Cape & Vineyard | Harwich Sub | 968 | 1 | Harwich | D | 4-92B-560 | YAR | [13 empty] | N
939 | 633 | NSTAR | South | Cape & Vineyard | Harwich Sub | 968 | 1 | Harwich | D | 4-92B-563 | YAR | [13 empty] | N
940 | 634 | NSTAR | South | Cape & Vineyard | Harwich Sub | 968 | 1 | Harwich | D | 4-92B-568 | YAR | [13 empty] | N
946 | 640 | NSTAR | South | Cape & Vineyard | HYN Junction | 961 | 1 | Barnstable | D | 4-93-521 | HYN | [13 empty] | N
947 | 641 | NSTAR | South | Cape & Vineyard | Hyannis Junction | 961 | 1 | Barnstable | D | 4-93-531 | HYN | [13 empty] | N
948 | 642 | NSTAR | South | Cape & Vineyard | Hyannis Junction | 961 | 1 | Barnstable | D | 4-93-532 | HYN | [13 empty] | N
949 | 643 | NSTAR | South | Cape & Vineyard | HYN Sub | 912 | 1 | Hyannis | D | 4-93-905 | HYN | [13 empty] | N
950 | 644 | NSTAR | South | Cape & Vineyard | Hyannis Junction | 961 | 1 | Barnstable | D | 4-93-93 | HYN | [13 empty] | N
953 | 647 | NSTAR | South | Cape & Vineyard | Orleans Sub | 975 | 1 | Orleans | D | 4-94A-640 | EAS | [13 empty] | N
967 | 662 | NSTAR | South | Cape & Vineyard | Harwich Sub | 973 | 1 | Harwich | D | 4-95A-930 | HAR | [13 empty] | N
970 | 669 | NSTAR | South | Cape & Vineyard | Orleans Sub | 975 | 2 | Orleans | D | 4-95B-606 | CHM | [13 empty] | N
971 | 670 | NSTAR | South | Cape & Vineyard | Orleans Sub | 975 | 2 | Orleans | D | 4-95B-608 | CHM | [13 empty] | N
987 | 687 | NSTAR | South | Cape & Vineyard | Vinyard Haven Sub | 982 | 1 | Vineyard Haven | D | 4-97-121 | VIN | [13 empty] | N
988 | 688 | NSTAR | South | Cape & Vineyard | Vinyard Haven Sub | 982 | 1 | Vineyard Haven | D | 4-97-122 | VIN | [13 empty] | N
989 | 689 | NSTAR | South | Cape & Vineyard | Oak Bluffs Sub | 918 | 1 | Oak Bluffs | D | 4-97-123 | EDG | [13 empty] | N
993 | 693 | NSTAR | South | Cape & Vineyard | Falmouth Sub | 933 | 1 | Falmouth | D | 4-97-225 | OKB | [13 empty] | N
995 | 695 | NSTAR | South | Cape & Vineyard | Falmouth Sub | 933 | 1 | Falmouth | D | 4-97-227 | EDG | [13 empty] | N
996 | 696 | NSTAR | South | Cape & Vineyard | Falmouth Sub | 933 | 1 | Falmouth | D | 4-97-228 | VIN | [13 empty] | N
1009 | 720 | NSTAR | South | Cape & Vineyard | Falmouth Sub | 933 | 3 | Falmouth | D | 4-99-223 | EDG | [13 empty] | N
1031 | 165 | NSTAR | South | New Bedford | Pine Street | 611 | C | N. Bedford | D | 2-5-20 | NEB | [13 empty] | N
1155 | 284 | NSTAR | South | New Bedford | Pine Street | 611 | A | N. Bedford | D | 2-69-19 | NEB | [13 empty] | N
1156 | 285 | NSTAR | South | New Bedford | Pine Street | 611 | A | N. Bedford | D | 2-69-27 | NEB | [13 empty] | N
1157 | 286 | NSTAR | South | New Bedford | Pine Street | 611 | A | N. Bedford | D | 2-69-52 | NEB | [13 empty] | N
1208 | 324 | NSTAR | South | New Bedford | Acushnet | 612 | S | Acushnet | D | 2-89-404 | NEB | [13 empty] | N
1211 | 326 | NSTAR | South | New Bedford | Pine Street | 611 | D | New Bedford | D | 2-89S-11 | NEB | [13 empty] | N
1212 | 327 | NSTAR | South | New Bedford | Pine Street | 611 | D | N. Bedford | D | 2-89S-14 | NEB | [13 empty] | N
1213 | 328 | NSTAR | South | New Bedford | Pine Street | 611 | D | New Bedford | D | 2-89S-181 | NEB | [13 empty] | N
1214 | 329 | NSTAR | South | New Bedford | Pine Street | 611 | D | N. Bedford | D | 2-89S-89 | NEB | [13 empty] | N
1215 | 330 | NSTAR | South | New Bedford | Pine Street | 611 | D | N. Bedford | D | 2-89S-94 | NEB | [13 empty] | N
1227 | 378 | NSTAR | South | Plymouth | Marshfield Sub | 739 | 1 | Marshfield | D | 3-21-21 | MAF | [13 empty] | N
1230 | 395 | NSTAR | South | Plymouth | Duxbury Sub | 738 | 1 | Duxbury | D | 3-24-24 | DUX | [13 empty] | N
1237 | 343 | NSTAR | South | Plymouth | Newfield Sub | 736 | 1 | Plymouth | D | 3-12-28J2 | PLY | [13 empty] | N
1239 | 345 | NSTAR | South | Plymouth | Newfield Sub | 736 | 1 | Plymouth | D | 3-12-28J4 | PLY | [13 empty] | N
1250 | 363 | NSTAR | South | Plymouth | NGRID | NGRID | NGRID | Plymouth | D | 3-15-43J1-NGRID | PLM | [13 empty] | N
1251 | 365 | NSTAR | South | Plymouth | Kingston Sub | 735 | 1 | Kingston | D | 3-15-906 | KIN | [13 empty] | N
1252 | 369 | NSTAR | South | Plymouth | Kingston Sub | 735 | 1 | Kingston | D | 3-15-978 | KIN | [13 empty] | N
1257 | 379 | NSTAR | South | Plymouth | South River Sub | 730 | 1 | Marshfield | D | 3-21-34J1 | MAR | [13 empty] | N
1258 | 380 | NSTAR | South | Plymouth | South River Sub | 730 | 1 | Marshfield | D | 3-21-34J2 | MAR | [13 empty] | N
1259 | 381 | NSTAR | South | Plymouth | Seaview Sub | 729 | 1 | Marshfield | D | 3-21-35J1 | MAR | [13 empty] | N
1260 | 382 | NSTAR | South | Plymouth | Seaview Sub | 729 | 1 | Marshfield | D | 3-21-35J2 | MAR | [13 empty] | N
1261 | 383 | NSTAR | South | Plymouth | Marshfield Sub | 739 | 1 | Marshfield | D | 3-21-971 | MAR | [13 empty] | N
1262 | 385 | NSTAR | South | Plymouth | Marshfield Sub | 739 | 1 | Marshfield | D | 3-21-974 | MAR | [13 empty] | N
1263 | 387 | NSTAR | South | Plymouth | Marshfield Sub | 739 | 1 | Marshfield | D | 3-21-976 | MAR | [13 empty] | N
1266 | 391 | NSTAR | South | Plymouth | Marshfield Sub | 739 | 1 | Marshfield | D | 3-22-971 | MAR | [13 empty] | N
1269 | 406 | NSTAR | South | Plymouth | South River Sub | 730 | 1 | Marshfield | D | 3-24-34J1 | MAR | [13 empty] | N
1270 | 407 | NSTAR | South | Plymouth | South River Sub | 730 | 1 | Marshfield | D | 3-24-34J2 | MAR | [13 empty] | N
1271 | 408 | NSTAR | South | Plymouth | Seaview Sub | 729 | 1 | Marshfield | D | 3-24-35J1 | MAR | [13 empty] | N
1272 | 409 | NSTAR | South | Plymouth | Duxbury Sub | 738 | 1 | Duxbury | D | 3-24-905 | DUX | [13 empty] | N
1273 | 410 | NSTAR | South | Plymouth | NGRID | NGRID | NGRID | Duxbury | D | 3-24-905-NGRID | DUX | [13 empty] | N
1274 | 412 | NSTAR | South | Plymouth | Duxbury Sub | 738 | 1 | Duxbury | D | 3-24-915 | MAR | [13 empty] | N
1275 | 413 | NSTAR | South | Plymouth | Marshfield Sub | 739 | 1 | Marshfield | D | 3-24-974 | MAR | [13 empty] | N
1276 | 414 | NSTAR | South | Plymouth | Marshfield Sub | 739 | 1 | Marshfield | D | 3-24-975 | MAR | [13 empty] | N
1284 | 402 | NSTAR | South | Plymouth | Marshfield Sub | 739 | 1 | Marshfield | D | 3-24A-975 | MAF | [13 empty] | N
1292 | 420 | NSTAR | South | Plymouth | Duxbury Sub | 738 | 2 | Duxbury | D | 3-25-975 | MAF | [13 empty] | N
1293 | 421 | NSTAR | South | Plymouth | Marshfield Sub | 739 | 1 | Marshfield | D | 3-25-976 | MAR | [13 empty] | N
1297 | 426 | NSTAR | South | Plymouth | Duxbury Sub | 738 | 1 | Duxbury | D | 3-26-904 | DUX | [13 empty] | N
1302 | 435 | NSTAR | South | Plymouth | NGRID | NGRID | NGRID | Plympton | D | 3-51-43J1-NGRID | PLT | [13 empty] | N
1321 | 455 | NSTAR | South | Plymouth | Wareham Sub | 714 | 1 | Wareham | D | 3-83-950 | WAR,CAR | [13 empty] | N
1322 | 457 | NSTAR | South | Plymouth | Wareham Sub | 714 | 1 | Wareham | D | 3-83-967 | WAR | [13 empty] | N
1324 | 460 | NSTAR | South | Plymouth | Tempest Knob | 754 | 1 | Wareham | D | 3-84-14J1 | WAR | [13 empty] | N
1337 | 480 | NSTAR | South | Plymouth | MUNI | MUNI | MUNI | Rochester | D | 3-85-953-MIDMUNI | ROC | [13 empty] | N
1345 | 488 | NSTAR | South | Plymouth | Garland Sub | 733 | 1 | Plymouth | D | 3-88-10J2 | BRN | [13 empty] | N
1351 | 494 | NSTAR | South | Plymouth | Valley Sub | 715 | 1 | Plymouth | D | 3-88-924 | PLY | [13 empty] | N
1379 | 917 | NSTAR | West | Southboro | N/A | 126 | NGRID | Hopkinton | D | 126-H1-NGRID | HOK | [13 empty] | N
1430 | 1321 | NSTAR | West | Southboro | Speen Street | 433 | 110C | Framingham | D | 408-1433H1 | NAT | [13 empty] | N
1465 | 1662 | NSTAR | West | Southboro | Sherborn | 274 | 110A | Sherborn | D | 65-1325H1 | ASH,FRA,HOL,HOK | [13 empty] | N
1466 | 1663 | NSTAR | West | Southboro | Medway | 65 | 110B | Medway | D | 65-1325H3 | HOK | [13 empty] | N
1467 | 1664 | NSTAR | West | Southboro | Sherborn | 274 | 110A | Sherborn | D | 65-1325H5 | ASH | [13 empty] | N
1516 | 1271 | NSTAR | West | Walpole | Dedham | 20 | 14E | Dedham | D | 333-176H1 | DED | [13 empty] | N
1575 | 806 | NSTAR | West | Waltham | Grant Street | 34 | 14B | Lexington | D | 3403 | LEX | [13 empty] | N
1623 | 1142 | NSTAR | West | Waltham | Waltham | 292 | 110D | Newton | D | 288-1213H1 | NEE | [13 empty] | N
1624 | 1143 | NSTAR | West | Waltham | Waltham | 292 | 110D | Newton | D | 288-1213H2 | NEE | [13 empty] | N
1644 | 1230 | NSTAR | West | Waltham | Marrett Road | 320 | 110A | Lexington | D | 320-H1 | LIC,WAL | [13 empty] | N
1665 | 1329 | NSTAR | West | Waltham | Trapelo Road | 450 | 110B | Waltham | D | 363-1369YH1 | WAL | [13 empty] | N
1673 | 1340 | NSTAR | West | Waltham | Trapelo Road | 450 | 110B | Waltham | D | 373-1358H1 | WAL | [13 empty] | N
1674 | 1341 | NSTAR | West | Waltham | Trapelo Road | 450 | 110B | Waltham | D | 373-1358H3 | WAL | [13 empty] | N
1675 | 1342 | NSTAR | West | Waltham | Trapelo Road | 450 | 110B | Waltham | D | 373-1358H4 | WAL | [13 empty] | N
1677 | 1362 | NSTAR | West | Waltham | Chestnut St | 381 | 14B | Needham | D | 381-01 | NEE | [13 empty] | N
1678 | 1363 | NSTAR | West | Waltham | Chestnut St | 381 | 14B | Needham | D | 381-02 | NEE | [13 empty] | N
1679 | 1364 | NSTAR | West | Waltham | Chestnut St | 381 | 14B | Needham | D | 381-04 | NEE | [13 empty] | N
1767 | W25 | WMECO | NORTHERN | HADLEY | Greenfield_28W | 28W | 28W-2X | GREENFIELD | D | 28W9 | GREENFIELD | 4.8 | 4.8kV |  | 0.6 | 8.5 | 0.6 | 1.3 | 1.3 | 1.3 | 46.15% | 653.8% | 46.15% | 248.7% | N
522 | 1025 | NSTAR | Central | Somerville | Woburn | 211 | 14A | Woburn | D | 211-02 | WOB | 4.16kV | 4.16kV |  | 1.8662 | 1.7726 | 1.8064 | 1.6933 | 1.6933 | 1.6912 | 110.2% | 104.7% | 106.8% | 107.2% | N
909 | 608 | NSTAR | South | Cape & Vineyard | Brewster Sub | 951 | 1 | Brewster | D | 4-89B-946 | BRE | 4.8kV | 4.8kV |  | 2.4111 | 1.854 | 1.8684 | 1.9122 | 1.9122 | 1.9099 | 126.1% | 96.96% | 97.83% | 107% | N
961 | 655 | NSTAR | South | Cape & Vineyard | N. Eastham Sub | 962 | 1 | Eastham | D | 4-94B-956 | EAS | 4.8kV | 4.8kV |  | 2.7686 | 2.7104 | 2.7403 | 2.6189 | 2.6189 | 2.6158 | 105.7% | 103.5% | 104.8% | 104.7% | N
529 | 1032 | NSTAR | Central | Somerville | Woburn | 211 | 110C | Woburn | D | 211-H10 | LEX,WIN,WOB | 13.8kV | 13.8kV |  | 6.8602 | 6.7884 | 7.1622 | 6.9319 | 6.9319 | 6.9235 | 98.97% | 97.93% | 103.4% | 100.1% | N
1499 | 967 | NSTAR | West | Walpole | South Street | 146 | 110C | Walpole | D | 146-H4 | WLP,WWO | 13.8kV | 13.8kV |  | 8.3421 | 8.2943 | 8.4275 | 8.366 | 8.366 | 8.3559 | 99.71% | 99.14% | 100.9% | 99.9% | N
1486 | 780 | NSTAR | West | Walpole | Stone Street | 26 | 14A | Walpole | D | 2607 | WLP | 4.16kV | 4.16kV |  | 1.6789 | 1.7509 | 1.6121 | 1.6933 | 1.6933 | 1.6912 | 99.15% | 103.4% | 95.32% | 99.29% | N
39 | 839 | NSTAR | Central | Boston | Central Street | 43 | 14D | Dorchester | D | 4312 | DOR | 4.16kV | 4.16kV |  | 1.9455 | 2.0752 | 1.7488 | 1.9455 | 1.9455 | 1.9431 | 100% | 106.7% | 90% | 98.89% | N
1049 | 182 | NSTAR | South | New Bedford | Industrial Park | 636 | 111 | N. Bedford | D | 2-102-102 | NEB | 13.2kV | 13.2kV |  | 11.9349 | 12.5065 | 11.4637 | 12.1178 | 12.1178 | 12.1031 | 98.49% | 103.2% | 94.72% | 98.81% | N
1631 | 1159 | NSTAR | West | Waltham | Elliot Street | 292 | 110C | Newton | D | 292-H12 | WAL | 13.8kV | 13.8kV |  | 10.7563 | 11.7125 | 11.8176 | 11.5929 | 11.5929 | 11.5789 | 92.78% | 101% | 102.1% | 98.63% | N
64 | 872 | NSTAR | Central | Boston | Pingree St | 60 | 14AB | Hyde Park | D | 6003 | DOR,HYP,MIT | 4.16kV | 4.16kV |  | 2.0896 | 2.068 | 2.0367 | 2.1617 | 2.1617 | 2.159 | 96.67% | 95.67% | 94.33% | 95.56% | N
33 | 833 | NSTAR | Central | Boston | Central Street | 43 | 14D | Dorchester | D | 4303 | MIT | 4.16kV | 4.16kV |  | 1.7293 | 1.9959 | 1.8424 | 1.9455 | 1.9455 | 1.9431 | 88.89% | 102.6% | 94.81% | 95.43% | N
1367 | 764 | NSTAR | West | Southboro | Mechanic St | 23 | 14A | Natick | D | 2305 | NAT | 4.16kV | 4.16kV |  | 2.0464 | 2.1472 | 2.195 | 2.2337 | 2.2337 | 2.231 | 91.61% | 96.13% | 98.39% | 95.38% | N
1693 | 1403 | NSTAR | West | Waltham | Burlington | 391 | 110B | Burlington | D | 391-H7 | BED,BIL,BUR | 13.8kV | 13.8kV |  | 8.127 | 8.7007 | 7.7352 | 8.6051 | 8.6051 | 8.5946 | 94.44% | 101.1% | 90% | 95.19% | N
1443 | 1445 | NSTAR | West | Southboro | Speen Street | 433 | 110C | Framingham | D | 433-H12 | FRA,NAT | 13.8kV | 13.8kV |  | 8.1031 | 8.5334 | 8.1888 | 8.7246 | 8.7246 | 8.714 | 92.88% | 97.81% | 93.97% | 94.89% | N
1481 | 775 | NSTAR | West | Walpole | Stone Street | 26 | 14B | Walpole | D | 2601 | WLP | 4.16kV | 4.16kV |  | 1.9887 | 2.1112 | 2.0295 | 2.1617 | 2.1617 | 2.159 | 92% | 97.67% | 94% | 94.56% | N
371 | 1571 | NSTAR | Central | Boston | Hyde Park | 496 | 110A | Hyde Park | D | 496-H5 | WRX HYP BKL | 13.8kV | 13.8kV |  | 8.0075 | 7.8163 | 7.8784 | 8.366 | 8.366 | 8.3559 | 95.71% | 93.43% | 94.29% | 94.48% | N
1555 | 746 | NSTAR | West | Waltham | Homer Street | 17 | 14D | Newton | D | 1709 | NEW | 4.16kV | 4.16kV |  | 2.4139 | 2.4139 | 2.5189 | 2.594 | 2.594 | 2.5908 | 93.06% | 93.06% | 97.22% | 94.44% | N
66 | 874 | NSTAR | Central | Boston | Pingree St | 60 | 14AB | Hyde Park | D | 6005 | HYP,WRX | 4.16kV | 4.16kV |  | 2.1256 | 1.9239 | 1.9431 | 2.1256 | 2.1256 | 2.1231 | 100% | 90.51% | 91.53% | 94.01% | N
1488 | 782 | NSTAR | West | Walpole | Stone Street | 26 | 14A | Walpole | D | 2609 | SHA,WLP | 4.16kV | 4.16kV |  | 2.1472 | 2.2914 | 1.4466 | 2.0896 | 2.0896 | 2.0871 | 102.8% | 109.7% | 69.31% | 93.91% | N
1548 | 739 | NSTAR | West | Waltham | Homer Street | 17 | 14C | Newton | D | 1701 | NEW | 4.16kV | 4.16kV |  | 1.6573 | 1.859 | 1.72 | 1.8734 | 1.8734 | 1.8712 | 88.46% | 99.23% | 91.92% | 93.21% | N
1713 | 1508 | NSTAR | West | Waltham | Arsenal Street | 467 | 110B | Watertown | D | 467-H3 | NEW,WAT | 13.8kV | 13.8kV |  | 10.0393 | 10.0153 | 10.2897 | 10.8759 | 10.8759 | 10.8627 | 92.31% | 92.09% | 94.73% | 93.04% | N
607 | 1237 | NSTAR | Central | Somerville | Marrett Road | 320 | 110A | Lexington | D | 320-H7 | LEX LIC | 13.8kV | 13.8kV |  | 8.0075 | 7.9119 | 7.95 | 8.6051 | 8.6051 | 8.5946 | 93.06% | 91.94% | 92.5% | 92.5% | N
258 | 1310 | NSTAR | Central | Boston | Colburn St | 350 | 110D | Boston | D | 350-H8 | ROX BKL | 13.8kV | 13.8kV |  | 10.6368 | 10.7324 | 10.7433 | 11.5929 | 11.5929 | 11.5789 | 91.75% | 92.58% | 92.78% | 92.37% | N
1006 | 716 | NSTAR | South | Cape & Vineyard | Waquoit Sub | 970 | 1899-12-31 | Falmouth | D | 4-98B-845 | FAL | 4.8kV | 4.8kV |  | 2.9598 | 2.9681 | 3.2801 | 3.3256 | 3.3256 | 3.3216 | 89% | 89.25% | 98.75% | 92.33% | N
827 | 513 | NSTAR | South | Cape & Vineyard | Falmouth Sub | 933 | 2 | Falmouth | D | 4-75-75 | FAL | 22.8kV | 22.8kV |  | 20.3383 | 24.2085 | 24.2581 | 24.8799 | 24.8799 | 24.8497 | 81.75% | 97.3% | 97.62% | 92.22% | N
1738 | 1633 | NSTAR | West | Waltham | Hartwell Avenue | 533 | 110A | Lexington | D | 533-H5 | BED | 13.8kV | 13.8kV |  | 10.1827 | 10.2066 | 9.5973 | 10.8759 | 10.8759 | 10.8627 | 93.63% | 93.85% | 88.35% | 91.94% | N
1709 | 1502 | NSTAR | West | Waltham | Arsenal Street | 467 | 110A | Watertown | D | 467-H10 | WAT | 13.8kV | 13.8kV |  | 10.3978 | 11.1149 | 10.7433 | 11.7125 | 11.7125 | 11.6983 | 88.78% | 94.9% | 91.84% | 91.84% | N
699 | 51 | NSTAR | Central | Somerville | Amory | 820 | 14A | Cambridge | D | 820-45 | CAM | 4.16kV | 4.16kV |  | 2.5219 | 2.666 | 2.5405 | 2.8102 | 2.8102 | 2.8068 | 89.74% | 94.87% | 90.51% | 91.71% | N
1501 | 969 | NSTAR | West | Walpole | South Street | 146 | 110B | Walpole | D | 146-H6 | MDF,WLP | 13.8kV | 13.8kV |  | 7.386 | 8.0314 | 7.5681 | 8.366 | 8.366 | 8.3559 | 88.29% | 96% | 90.57% | 91.62% | N
205 | 1223 | NSTAR | Central | Boston | San Juan Street | 318 | 14A | Boston | D | 318-08 | BDT | 4.16kV | 4.16kV |  | 1.859 | 1.7005 | 1.7848 | 1.9455 | 1.9455 | 1.9431 | 95.56% | 87.41% | 91.85% | 91.6% | N
1498 | 966 | NSTAR | West | Walpole | South Street | 146 | 110B | Walpole | D | 146-H3 | NOF,SHA,WLP | 13.8kV | 13.8kV |  | 10.4934 | 11.4017 | 10.2658 | 11.7125 | 11.7125 | 11.6983 | 89.59% | 97.35% | 87.76% | 91.56% | N
574 | 1080 | NSTAR | Central | Somerville | Mystic Station | 250 | 110B | Charlestown | D | 250-1N90H | CHT | 13.8kV | 13.8kV |  | 10.5173 | 10.8041 | 10.3136 | 11.5929 | 11.5929 | 11.5789 | 90.72% | 93.2% | 89.07% | 91% | N
679 | 31 | NSTAR | Central | Somerville | Putnam | 817 | 14A | Cambridge | D | 817-48 | CAM | 4.16kV | 4.16kV |  | 1.8014 | 1.7221 | 2.0583 | 2.0536 | 2.0536 | 2.0511 | 87.72% | 83.86% | 100.4% | 90.64% | N
631 | 1557 | NSTAR | Central | Somerville | Willoughby St | 488 | 110A | Chelsea | D | 488-H1 | CHE | 13.8kV | 13.8kV |  | 9.37 | 11.0432 | 11.0537 | 11.5929 | 11.5929 | 11.5789 | 80.82% | 95.26% | 95.46% | 90.52% | N
242 | 1292 | NSTAR | Central | Boston | Readville | 344 | 14C | Hyde Park | D | 344-07 | DED,HYP | 4.16kV | 4.16kV |  | 2.7741 | 2.7525 | 2.7852 | 3.0624 | 3.0624 | 3.0586 | 90.59% | 89.88% | 91.06% | 90.51% | N
877 | 572 | NSTAR | South | Cape & Vineyard | Harwich Sub | 968 | 2 | Harwich | D | 4-85-592 | HAR | 22.8kV | 22.8kV |  | 8.3723 | 8.4908 | 7.7705 | 9.0831 | 9.0831 | 9.0721 | 92.17% | 93.48% | 85.65% | 90.43% | N
942 | 636 | NSTAR | South | Cape & Vineyard | Harwich Sub | 968 | 1 | Harwich | D | 4-92B-571 | DEN | 22.8kV | 22.8kV |  | 8.6092 | 7.7009 | 8.3227 | 9.0831 | 9.0831 | 9.0721 | 94.78% | 84.78% | 91.74% | 90.43% | N
346 | 1519 | NSTAR | Central | Boston | Rockingham Ave | 468 | 24AB | W. Roxbury | D | 468-06 | WRX | 4.16kV | 4.16kV |  | 2.8102 | 2.7525 | 2.7348 | 3.0624 | 3.0624 | 3.0586 | 91.76% | 89.88% | 89.41% | 90.35% | N
1115 | 251 | NSTAR | South | New Bedford | Cross Rd. | 651 | 111 | Dartmouth | D | 2-532-532 | DAR | 13.2kV | 13.2kV |  | 12.0263 | 10.6316 | 11.8976 | 12.8037 | 12.8037 | 12.7882 | 93.93% | 83.04% | 93.04% | 90% | N
538 | 1041 | NSTAR | Central | Somerville | Woburn | 211 | 110C | Woburn | D | 211-H5 | WAY,WOB | 13.8kV | 13.8kV |  | 7.3382 | 7.5055 | 7.6397 | 8.366 | 8.366 | 8.3559 | 87.71% | 89.71% | 91.43% | 89.62% | N
583 | 1088 | NSTAR | Central | Somerville | Mystic Station | 250 | 110B | Charlestown | D | 250-H6 | SOM CHT | 13.8kV | 13.8kV |  | 10.2783 | 10.8759 | 9.9555 | 11.5929 | 11.5929 | 11.5789 | 88.66% | 93.81% | 85.98% | 89.48% | N
670 | 22 | NSTAR | Central | Somerville | Putnam | 817 | 14A | Cambridge | D | 817-01 | CAM | 4.16kV | 4.16kV |  | 1.6933 | 2.1761 | 1.828 | 2.1256 | 2.1256 | 2.1231 | 79.66% | 102.4% | 86.1% | 89.38% | N
637 | 1562 | NSTAR | Central | Somerville | Willoughby St | 488 | 110B | Chelsea | D | 488-H7 | CHE | 13.8kV | 13.8kV |  | 10.2544 | 11.0432 | 9.7645 | 11.5929 | 11.5929 | 11.5789 | 88.45% | 95.26% | 84.33% | 89.35% | N
1710 | 1504 | NSTAR | West | Waltham | Arsenal Street | 467 | 110A | Watertown | D | 467-H12 | WAT NEW | 13.8kV | 13.8kV |  | 9.9436 | 10.7802 | 10.3136 | 11.5929 | 11.5929 | 11.5789 | 85.77% | 92.99% | 89.07% | 89.28% | N
36 | 836 | NSTAR | Central | Boston | Central Street | 43 | 14F | Dorchester | D | 4309 | MIT | 4.16kV | 4.16kV |  | 1.9455 | 1.6285 | 1.6337 | 1.9455 | 1.9455 | 1.9431 | 100% | 83.7% | 84.07% | 89.26% | N
1737 | 1632 | NSTAR | West | Waltham | Hartwell Avenue | 533 | 110A | Lexington | D | 533-H4 | LEX | 13.8kV | 13.8kV |  | 8.7246 | 9.2266 | 9.478 | 10.2783 | 10.2783 | 10.2658 | 84.88% | 89.77% | 92.33% | 88.99% | N
1125 | 260 | NSTAR | South | New Bedford | Pine Street | 611 | B | N. Bedford | D | 2-54-54 | NEB | 13.2kV | 13.2kV |  | 2.8122 | 2.9951 | 7.8556 | 5.1215 | 5.1215 | 5.1153 | 54.91% | 58.48% | 153.6% | 88.99% | N
1231 | 415 | NSTAR | South | Plymouth | Duxbury Sub | 738 | 1 | Duxbury | D | 3-25-25 | DUX | 22.8kV | 22.8kV |  | 12.045 | 11.8476 | 11.8332 | 13.4272 | 13.4272 | 13.411 | 89.71% | 88.24% | 88.24% | 88.73% | N
1593 | 978 | NSTAR | West | Waltham | Needham | 148 | 14C | Needham | D | 148-06 | NEE | 4.16kV | 4.16kV |  | 2.9182 | 3.2209 | 3.253 | 3.5307 | 3.5307 | 3.5264 | 82.65% | 91.22% | 92.24% | 88.71% | N
357 | 1549 | NSTAR | Central | Boston | Dewar Street | 483 | 110B | Dorchester | D | 483-H3 | DOR | 4.16kV | 13.8kV |  | 2.2697 | 7.5294 | 7.1622 | 2.5219 | 8.366 | 8.3559 | 90% | 90% | 85.71% | 88.57% | N
744 | 96 | NSTAR | Central | Somerville | Alewife | 828 | 110C | Cambridge | D | 828-1ND3 | CAM | 13.8kV | 13.8kV |  | 8.0075 | 7.9358 | 6.8996 | 8.6051 | 8.6051 | 8.5946 | 93.06% | 92.22% | 80.28% | 88.52% | N
98 | 929 | NSTAR | Central | Boston | Dorchester Ave | 139 | 14B | South Boston | D | 139-04 | SOB | 4.16kV | 4.16kV |  | 1.2682 | 1.542 | 1.6841 | 1.6933 | 1.6933 | 1.6912 | 74.89% | 91.06% | 99.57% | 88.51% | N
234 | 1267 | NSTAR | Central | Boston | Brighton | 329 | 110A | Brighton | D | 329-H7 | BRI | 13.8kV | 13.8kV |  | 10.2783 | 9.7285 | 10.7433 | 11.5929 | 11.5929 | 11.5789 | 88.66% | 83.92% | 92.78% | 88.45% | N
348 | 1521 | NSTAR | Central | Boston | Rockingham Ave | 468 | 24AB | W. Roxbury | D | 468-08 | DED,HYP,WRX | 4.16kV | 4.16kV |  | 2.7381 | 2.666 | 2.6988 | 3.0624 | 3.0624 | 3.0586 | 89.41% | 87.06% | 88.24% | 88.24% | N
263 | 1326 | NSTAR | Central | Boston | Brook Rd | 362 | 14B | Milton | D | 362-05 | MIT | 4.16kV | 4.16kV |  | 3.1344 | 3.0624 | 3.037 | 3.4947 | 3.4947 | 3.4904 | 89.69% | 87.63% | 87.01% | 88.11% | N
1687 | 1397 | NSTAR | West | Waltham | Burlington | 391 | 110B | Burlington | D | 391-H16 | BUR | 13.8kV | 13.8kV |  | 10.5173 | 13.2423 | 13.4888 | 14.1028 | 14.1028 | 14.0857 | 74.58% | 93.9% | 95.76% | 88.08% | N
533 | 1036 | NSTAR | Central | Somerville | Woburn | 211 | 110B | Woburn | D | 211-H14 | WOB WIN ARL | 13.8kV | 13.8kV |  | 7.2187 | 6.8123 | 8.0455 | 8.366 | 8.366 | 8.3559 | 86.29% | 81.43% | 96.29% | 88% | N
619 | 1354 | NSTAR | Central | Somerville | Dragon Court | 375 | 110B | Woburn | D | 375-H2 | STN | 13.8kV | 13.8kV |  | 7.1709 | 7.6011 | 7.2816 | 8.366 | 8.366 | 8.3559 | 85.71% | 90.86% | 87.14% | 87.9% | N
325 | 1459 | NSTAR | Central | Boston | Cummins Hwy | 441 | 14B | Roslindale | D | 441-02 | DOR,HYP,MIT | 4.16kV | 4.16kV |  | 2.3778 | 2.2697 | 2.159 | 2.594 | 2.594 | 2.5908 | 91.67% | 87.5% | 83.33% | 87.5% | N
1134 | 266 | NSTAR | South | New Bedford | Pine Street | 611 | D | N. Bedford | D | 2-59-59 | NEB | 13.2kV | 13.2kV |  | 8.2309 | 6.2647 | 6.5311 | 8.0252 | 8.0252 | 8.0154 | 102.6% | 78.06% | 81.48% | 87.37% | N
732 | 84 | NSTAR | Central | Somerville | Alewife | 828 | 110C | Cambridge | D | 828-1339 | CAM | 13.8kV | 13.8kV |  | 5.8562 | 5.7606 | 6.2311 | 6.8123 | 6.8123 | 6.8041 | 85.96% | 84.56% | 91.58% | 87.37% | N
369 | 1569 | NSTAR | Central | Boston | Hyde Park | 496 | 110A | Hyde Park | D | 496-H3 | HYP,WRX | 13.8kV | 13.8kV |  | 7.649 | 7.4816 | 7.3771 | 8.6051 | 8.6051 | 8.5946 | 88.89% | 86.94% | 85.83% | 87.22% | N
727 | 79 | NSTAR | Central | Somerville | Alewife | 828 | 110A | Cambridge | D | 828-1103 | CAM | 13.8kV | 13.8kV |  | 4.6611 | 5.1869 | 5.4671 | 5.8562 | 5.8562 | 5.8491 | 79.59% | 88.57% | 93.47% | 87.21% | N
807 | 527 | NSTAR | South | Cape & Vineyard | Mashpee Sub | 946 | 1 | Mashpee | D | 4-452-452 | MAS | 22.8kV | 22.8kV |  | 10.5048 | 11.9265 | 12.6221 | 13.4272 | 13.4272 | 13.411 | 78.24% | 88.82% | 94.12% | 87.06% | N
356 | 1548 | NSTAR | Central | Boston | Dewar Street | 483 | 110A | Dorchester | D | 483-H2 | DOR | 13.8kV | 13.8kV |  | 6.6928 | 5.8801 | 5.2045 | 6.8123 | 6.8123 | 6.8041 | 98.25% | 86.32% | 76.49% | 87.02% | N
367 | 1567 | NSTAR | Central | Boston | Hyde Park | 496 | 110A | Hyde Park | D | 496-H1XY | DOR,MIT | 13.8kV | 13.8kV |  | 7.5533 | 8.3182 | 8.141 | 9.2026 | 9.2026 | 9.1915 | 82.08% | 90.39% | 88.57% | 87.01% | N
324 | 1458 | NSTAR | Central | Boston | Cummins Hwy | 441 | 14B | Roslindale | D | 441-01 | DOR,HYP,WRX | 4.16kV | 4.16kV |  | 2.666 | 2.1977 | 2.4541 | 2.8102 | 2.8102 | 2.8068 | 94.87% | 78.21% | 87.44% | 86.84% | N
256 | 1308 | NSTAR | Central | Boston | Colburn St | 350 | 110A | Boston | D | 350-H6 | BOS ROX | 13.8kV | 13.8kV |  | 9.5612 | 10.0871 | 10.5046 | 11.5929 | 11.5929 | 11.5789 | 82.47% | 87.01% | 90.72% | 86.74% | N
535 | 1038 | NSTAR | Central | Somerville | Woburn | 211 | 110A | Woburn | D | 211-H2 | WOB | 13.8kV | 13.8kV |  | 5.6411 | 6.0236 | 6.0162 | 6.8123 | 6.8123 | 6.8041 | 82.81% | 88.42% | 88.42% | 86.55% | N
486 | 867 | NSTAR | Central | Somerville | Mystic Street | 59 | 14A | Arlington | D | 5905 | ARL | 4.16kV | 4.16kV |  | 1.6717 | 1.5708 | 1.6193 | 1.8734 | 1.8734 | 1.8712 | 89.23% | 83.85% | 86.54% | 86.54% | N
197 | 1204 | NSTAR | Central | Boston | Electric Ave | 315 | 110A | Brighton | D | 315-H5 | BRI | 13.8kV | 13.8kV |  | 9.5612 | 10.2544 | 10.2658 | 11.5929 | 11.5929 | 11.5789 | 82.47% | 88.45% | 88.66% | 86.53% | N
276 | 1365 | NSTAR | Central | Boston | K Street | 385 | 110D | South Boston | D | 385-H1 | SOB | 13.8kV | 13.8kV |  | 6.1909 | 5.7367 | 6.3266 | 7.0514 | 7.0514 | 7.0428 | 87.8% | 81.36% | 89.83% | 86.33% | N
1438 | 1421 | NSTAR | West | Southboro | Acton | 416 | 110A | Maynard | D | 416-H8 | ACT | 13.8kV | 13.8kV |  | 7.7685 | 7.4099 | 6.7802 | 8.4856 | 8.4856 | 8.4753 | 91.55% | 87.32% | 80% | 86.29% | N
573 | 1078 | NSTAR | Central | Somerville | Mystic Station | 250 | 110B | Charlestown | D | 250-1N81H1 | SOM EVR | 13.8kV | 13.8kV |  | 9.5612 | 10.111 | 10.2897 | 11.5929 | 11.5929 | 11.5789 | 82.47% | 87.22% | 88.87% | 86.19% | N
868 | 563 | NSTAR | South | Cape & Vineyard | Orleans Sub | 975 | 2 | Orleans | D | 4-83-950 | ORL | 4.8kV | 4.8kV |  | 2.3861 | 2.5025 | 2.4082 | 2.8268 | 2.8268 | 2.8234 | 84.41% | 88.53% | 85.29% | 86.08% | N
1459 | 1487 | NSTAR | West | Southboro | West Framingham | 455 | 110B | Framingham | D | 455-H5 | ASH,FRA | 13.8kV | 13.8kV |  | 9.2505 | 10.852 | 10.1226 | 11.7125 | 11.7125 | 11.6983 | 78.98% | 92.65% | 86.53% | 86.05% | N
1718 | 1513 | NSTAR | West | Waltham | Arsenal Street | 467 | 110B | Watertown | D | 467-H8 | WAL,WAT | 13.8kV | 13.8kV |  | 6.3104 | 6.3343 | 6.4221 | 7.4099 | 7.4099 | 7.4009 | 85.16% | 85.48% | 86.77% | 85.81% | N
1485 | 779 | NSTAR | West | Walpole | Stone Street | 26 | 14B | Walpole | D | 2606 | WLP | 4.16kV | 4.16kV |  | 1.8374 | 1.8014 | 0.99316 | 1.8014 | 1.8014 | 1.7992 | 102% | 100% | 55.2% | 85.73% | N
1645 | 1231 | NSTAR | West | Waltham | Marrett Road | 320 | 110B | Lexington | D | 320-H2 | LEX,LIC | 13.8kV | 13.8kV |  | 8.6051 | 10.4456 | 11.0059 | 11.7125 | 11.7125 | 11.6983 | 73.47% | 89.18% | 94.08% | 85.58% | N
6 | 727 | NSTAR | Central | Boston | Roslindale | 13 | 14C | Roslindale | D | 1308 | BKL WRX | 4.16kV | 4.16kV |  | 1.9455 | 1.7798 | 1.8208 | 2.1617 | 2.1617 | 2.159 | 90% | 82.33% | 84.33% | 85.56% | N
172 | 1187 | NSTAR | Central | Boston | Mattapan | 311 | 110B | Mattapan | D | 311-02 | DOR | 4.16kV | 4.16kV |  | 1.859 | 1.9167 | 1.2163 | 1.9455 | 1.9455 | 1.9431 | 95.56% | 98.52% | 62.59% | 85.56% | N
1539 | 1536 | NSTAR | West | Walpole | Canton | 470 | 110C | Canton | D | 470-H7 | CAN,MIT | 13.8kV | 13.8kV |  | 8.8441 | 9.3222 | 9.7167 | 10.8759 | 10.8759 | 10.8627 | 81.32% | 85.71% | 89.45% | 85.49% | N
1708 | 1501 | NSTAR | West | Waltham | Arsenal Street | 467 | 110B | Watertown | D | 467-H1 | WAL,WAT | 13.8kV | 13.8kV |  | 9.7285 | 9.8241 | 10.0032 | 11.5929 | 11.5929 | 11.5789 | 83.92% | 84.74% | 86.39% | 85.02% | N
1578 | 809 | NSTAR | West | Waltham | Grant Street | 34 | 14D | Lexington | D | 3407 | LEX | 4.16kV | 4.16kV |  | 1.1529 | 1.4051 | 1.317 | 1.8014 | 1.8014 | 1.7992 | 64% | 78% | 73.2% | 71.73% | N
238 | 1288 | NSTAR | Central | Boston | Readville | 344 | 14AB | Hyde Park | D | 344-01 | HYP | 4.16kV | 4.16kV |  | 1.5852 | 1.6212 | 1.5977 | 2.2337 | 2.2337 | 2.231 | 70.97% | 72.58% | 71.61% | 71.72% | N
1436 | 1419 | NSTAR | West | Southboro | Acton | 416 | 110A | Maynard | D | 416-H6 | MAY,SUD | 13.8kV | 13.8kV |  | 7.8163 | 8.7485 | 8.5946 | 11.7125 | 11.7125 | 11.6983 | 66.73% | 74.69% | 73.47% | 71.63% | N
58 | 858 | NSTAR | Central | Boston | Tremont Street | 52 | 14B | Roxbury | D | 5207 | BDT,ROX | 4.16kV | 4.16kV |  | 1.4699 | 1.6861 | 1.2522 | 2.0536 | 2.0536 | 2.0511 | 71.58% | 82.11% | 61.05% | 71.58% | N
753 | 105 | NSTAR | Central | Somerville | Putnam | 831 | 110A | Cambridge | D | 831-1304 | CAM | 13.8kV | 13.8kV |  | 5.4977 | 6.2387 | 3.1275 | 6.9319 | 6.9319 | 6.9235 | 79.31% | 90% | 45.17% | 71.49% | N
1096 | 232 | NSTAR | South | New Bedford | Crystal Spring | 646 | 1 | Mattapoisett | D | 2-304-304 | MPO, MAR | 13.2kV | 13.2kV |  | 7.6136 | 8.1623 | 7.7414 | 10.9746 | 10.9746 | 10.9613 | 69.37% | 74.37% | 70.62% | 71.46% | N
87 | 893 | NSTAR | Central | Boston | Andrew Sq | 106 | 110B | South Boston | D | 106-H2 | DOR,SOB | 13.8kV | 13.8kV |  | 6.0714 | 6.0714 | 7.2816 | 9.0831 | 9.0831 | 9.0721 | 66.84% | 66.84% | 80.26% | 71.32% | N
1639 | 1158 | NSTAR | West | Waltham | Elliot Street | 292 | 110C | Newton | D | 292-H9 | NEE | 13.8kV | 13.8kV |  | 6.8123 | 6.8602 | 4.7032 | 8.6051 | 8.6051 | 8.5946 | 79.17% | 79.72% | 54.72% | 71.2% | N
703 | 55 | NSTAR | Central | Somerville | Cambridge | 821 | 14A | Cambridge | D | 821-24 | CAM | 4.16kV | 4.16kV |  | 1.7654 | 1.8014 | 1.8136 | 2.5219 | 2.5219 | 2.5189 | 70% | 71.43% | 72% | 71.14% | N
1088 | 221 | NSTAR | South | New Bedford | Wing Lane | 624 | 1 | Acushnet | D | 2-241-241 | ACU | 13.2kV | 13.2kV |  | 10.4259 | 9.1226 | 13.1079 | 15.3416 | 15.3416 | 15.323 | 67.96% | 59.46% | 85.54% | 70.99% | N
698 | 50 | NSTAR | Central | Somerville | Amory | 820 | 14A | Cambridge | D | 820-24 | CAM | 4.16kV | 4.16kV |  | 1.8014 | 1.8158 | 1.7344 | 2.5219 | 2.5219 | 2.5189 | 71.43% | 72% | 68.86% | 70.76% | N
352 | 1544 | NSTAR | Central | Boston | Dewar Street | 483 | 14B | Dorchester | D | 483-07 | DOR | 4.16kV | 4.16kV |  | 1.6573 | 1.5492 | 0.92119 | 1.9455 | 1.9455 | 1.9431 | 85.19% | 79.63% | 47.41% | 70.74% | N
1584 | 912 | NSTAR | West | Waltham | Spring Street | 124 | 14A | Watertown | D | 124-04 | WAL,WAT | 4.16kV | 4.16kV |  | 1.3546 | 1.3402 | 1.353 | 1.9095 | 1.9095 | 1.9072 | 70.94% | 70.19% | 70.94% | 70.69% | N
1245 | 355 | NSTAR | South | Plymouth | North PLY Sub | 734 | 1 | Plymouth | D | 3-14-30J1 | PLY | 4.16kV | 4.16kV |  | 2.3418 | 2.0752 | 2.6052 | 3.3145 | 3.3145 | 3.3105 | 70.65% | 62.61% | 78.7% | 70.65% | N
1315 | 446 | NSTAR | South | Plymouth | Manomet Sub | 721 | 1 | Plymouth | D | 3-73-73 | PLY | 22.8kV | 22.8kV |  | 19.351 | 18.9561 | 18.1442 | 26.657 | 26.657 | 26.6247 | 72.59% | 71.11% | 68.15% | 70.62% | N
91 | 897 | NSTAR | Central | Boston | Andrew Sq | 106 | 110D | South Boston | D | 106-H6 | BDT SOB ROX | 13.8kV | 13.8kV |  | 5.665 | 5.904 | 6.1117 | 8.366 | 8.366 | 8.3559 | 67.71% | 70.57% | 73.14% | 70.48% | N
1655 | 1273 | NSTAR | West | Waltham | Pine Street | 33 | 33-1351, 33-1352, 33-1362 | Waltham | D | 33-H1 | NEW,WAL | 13.8kV | 13.8kV |  | 5.9757 | 6.2387 | 5.9685 | 8.6051 | 8.6051 | 8.5946 | 69.44% | 72.5% | 69.44% | 70.46% | N
623 | 1358 | NSTAR | Central | Somerville | Dragon Court | 375 | 110C | Woburn | D | 375-H6 | BUR,WOB | 13.8kV | 13.8kV |  | 7.386 | 8.2465 | 9.0721 | 11.7125 | 11.7125 | 11.6983 | 63.06% | 70.41% | 77.55% | 70.34% | N
675 | 27 | NSTAR | Central | Somerville | Putnam | 817 | 14A | Cambridge | D | 817-06 | CAM | 4.16kV | 4.16kV |  | 1.297 | 0.97995 | 3.6416 | 2.8102 | 2.8102 | 2.8068 | 46.15% | 34.87% | 129.7% | 70.26% | N
1652 | 1243 | NSTAR | West | Waltham | South Street | 322 | 14A | Bedford | D | 322-03 | BED | 4.16kV | 4.16kV |  | 1.3546 | 1.3835 | 1.3602 | 1.9455 | 1.9455 | 1.9431 | 69.63% | 71.11% | 70% | 70.25% | N
1503 | 971 | NSTAR | West | Walpole | South Street | 146 | 110A | Walpole | D | 146-H8 | SHA,WLP | 13.8kV | 13.8kV |  | 5.7845 | 5.8562 | 5.9685 | 8.366 | 8.366 | 8.3559 | 69.14% | 70% | 71.43% | 70.19% | N
1544 | 1669 | NSTAR | West | Walpole | Medway | 65 | 110A | Medway | D | 65-H4 | BLG,MDW | 13.8kV | 13.8kV |  | 8.4378 | 8.1748 | 7.9978 | 11.7125 | 11.7125 | 11.6983 | 72.04% | 69.8% | 68.37% | 70.07% | N
1513 | 1095 | NSTAR | West | Walpole | Canton | 470 | 110A | Canton | D | 269-1320H1 | CAN | 13.8kV | 13.8kV |  | 5.2587 | 6.1909 | 6.1117 | 8.366 | 8.366 | 8.3559 | 62.86% | 74% | 73.14% | 70% | N
358 | 1550 | NSTAR | Central | Boston | Dewar Street | 483 | 110A | Dorchester | D | 483-H4 | DOR | 13.8kV | 13.8kV |  | 7.888 | 7.9836 | 8.4275 | 11.5929 | 11.5929 | 11.5789 | 68.04% | 68.87% | 72.78% | 69.9% | N
1476 | 755 | NSTAR | West | Walpole | Dedham | 20 | 14F | Dedham | D | 2005 | DED | 4.16kV | 4.16kV |  | 1.3691 | 1.2249 | 1.1803 | 1.8014 | 1.8014 | 1.7992 | 76% | 68% | 65.6% | 69.87% | N
1577 | 808 | NSTAR | West | Waltham | Grant Street | 34 | 14C | Lexington | D | 3406 | LEX | 4.16kV | 4.16kV |  | 1.261 | 1.1961 | 1.317 | 1.8014 | 1.8014 | 1.7992 | 70% | 66.4% | 73.2% | 69.87% | N
1622 | 1128 | NSTAR | West | Waltham | Waltham | 282 | 110B | Waltham | D | 282-H9 | NEW,WAL | 13.8kV | 13.8kV |  | 8.127 | 7.7924 | 8.3559 | 11.5929 | 11.5929 | 11.5789 | 70.1% | 67.22% | 72.16% | 69.83% | N
365 | 1564 | NSTAR | Central | Boston | Colburn St | 350 | 110A | Boston | D | 493-1341H | BOS ROX | 13.8kV | 13.8kV |  | 6.2148 | 6.167 | 5.6104 | 8.6051 | 8.6051 | 8.5946 | 72.22% | 71.67% | 65.28% | 69.72% | N
174 | 1189 | NSTAR | Central | Boston | Mattapan | 311 | 110B | Mattapan | D | 311-04 | DOR,MIT | 4.16kV | 4.16kV |  | 1.8734 | 1.7582 | 1.7848 | 2.594 | 2.594 | 2.5908 | 72.22% | 67.78% | 68.89% | 69.63% | N
90 | 896 | NSTAR | Central | Boston | Andrew Sq | 106 | 110C | South Boston | D | 106-H5 | BOS SOB ROX | 13.8kV | 13.8kV |  | 6.1192 | 6.0953 | 6.7325 | 9.0831 | 9.0831 | 9.0721 | 67.37% | 67.11% | 74.21% | 69.56% | N
1434 | 1417 | NSTAR | West | Southboro | Acton | 416 | 110A | Maynard | D | 416-H4 | ACT,MAY | 13.8kV | 13.8kV |  | 5.7845 | 6.2387 | 5.9208 | 8.6051 | 8.6051 | 8.5946 | 67.22% | 72.5% | 68.89% | 69.54% | N
1741 |  | NSTAR | West | Waltham | Hartwell Avenue | 533 | 110A | Waltham | D | 533-H9 | LEX | 3.74kV | 13.8kV |  | 2.5264 | 9.1548 | 10.8627 | 3.8221 | 14.1028 | 14.0857 | 66.1% | 64.92% | 77.12% | 69.38% | N
34 | 834 | NSTAR | Central | Boston | Central Street | 43 | 14E | Dorchester | D | 4306 | DOR | 4.16kV | 4.16kV |  | 2.0176 | 1.0088 | 1.0076 | 1.9455 | 1.9455 | 1.9431 | 103.7% | 51.85% | 51.85% | 69.14% | N
1906 | W159 | WMECO | SOUTHERN | SPRINGFIELD | Franconia_22H | 22H | 22H-3X | LONGMEADOW | D | 22H16 | LONGMEADOW | 13.8 | 13.8kV |  | 7.2 | 6.1 | 7 | 9.8 | 9.8 | 9.8 | 73.47% | 62.24% | 71.43% | 69.05% | N
403 | 1604 | NSTAR | Central | Boston | Willow St | 516 | 24AC | W. Roxbury | D | 516-06 | BKL,WRX | 4.16kV | 4.16kV |  | 1.8734 | 1.7582 | 1.7344 | 2.594 | 2.594 | 2.5908 | 72.22% | 67.78% | 66.94% | 68.98% | N
1653 | 1244 | NSTAR | West | Waltham | South Street | 322 | 14B | Bedford | D | 322-05 | BED,SUD | 4.16kV | 4.16kV |  | 1.3114 | 1.3691 | 1.3386 | 1.9455 | 1.9455 | 1.9431 | 67.41% | 70.37% | 68.89% | 68.89% | N
1904 | W157 | WMECO | SOUTHERN | SPRINGFIELD | Franconia_22H | 22H | 22H-3X | LONGMEADOW | D | 22H14 | LONGMEADOW | 13.8 | 13.8kV |  | 4.8 | 7.2 | 9.7 | 10.5 | 10.5 | 10.5 | 45.71% | 68.57% | 92.38% | 68.89% | N
770 | 121 | NSTAR | Central | Somerville | Putnam | 831 | 110B | Cambridge | D | 831-1NC6 | CAM | 13.8kV | 13.8kV |  | 5.0196 | 6.8841 | 5.8491 | 8.6051 | 8.6051 | 8.5946 | 58.33% | 80% | 68.06% | 68.8% | N
523 | 1026 | NSTAR | Central | Somerville | Woburn | 211 | 14B | Woburn | D | 211-03 | WOB | 4.16kV | 4.16kV |  | 1.1385 | 1.1601 | 1.1947 | 1.6933 | 1.6933 | 1.6912 | 67.23% | 68.51% | 70.64% | 68.79% | N
1421 | 1282 | NSTAR | West | Southboro | Sudbury | 342 | 110A | Sudbury | D | 342-H5 | FRA SUD | 13.8kV | 13.8kV |  | 7.9597 | 7.9836 | 7.95 | 11.5929 | 11.5929 | 11.5789 | 68.66% | 68.87% | 68.66% | 68.73% | N
1533 | 1530 | NSTAR | West | Walpole | Canton | 470 | 110C | Canton | D | 470-H12 | CAN,SHA | 13.8kV | 13.8kV |  | 7.4816 | 8.5334 | 8.0933 | 11.7125 | 11.7125 | 11.6983 | 63.88% | 72.86% | 69.18% | 68.64% | N
1722 | 1599 | NSTAR | West | Waltham | Hartwell Avenue | 533 | 110B | Lexington | D | 512-1399H1 | ACT,BED,CAL | 13.8kV | 13.8kV |  | 8.1748 | 8.4617 | 7.4487 | 11.7125 | 11.7125 | 11.6983 | 69.8% | 72.24% | 63.67% | 68.57% | N
150 | 1131 | NSTAR | Central | Boston | Washington St | 284 | 110B | Jamaica Plain | D | 284-03 | WRX | 4.16kV | 4.16kV |  | 1.7293 | 1.1169 | 1.1515 | 1.9455 | 1.9455 | 1.9431 | 88.89% | 57.41% | 59.26% | 68.52% | N
269 | 1345 | NSTAR | Central | Boston | Baker St | 374 | 24A | W. Roxbury | D | 374-04 | DED,WRX | 4.16kV | 4.16kV |  | 1.8014 | 1.8158 | 1.7128 | 2.594 | 2.594 | 2.5908 | 69.44% | 70% | 66.11% | 68.52% | N
1522 | 1493 | NSTAR | West | Walpole | Dover | 456 | 110A | Dover | D | 456-H4 | WLP | 13.8kV | 13.8kV |  | 7.6729 | 8.366 | 7.95 | 11.7125 | 11.7125 | 11.6983 | 65.51% | 71.43% | 67.96% | 68.3% | N
88 | 894 | NSTAR | Central | Boston | Andrew Sq | 106 | 110D | South Boston | D | 106-H3 | SOB | 13.8kV | 13.8kV |  | 5.5216 | 5.3782 | 6.2311 | 8.366 | 8.366 | 8.3559 | 66% | 64.29% | 74.57% | 68.29% | N
820 | 510 | NSTAR | South | Cape & Vineyard | Falmouth Sub | 933 | 1 | Falmouth | D | 4-72-433 | FAL | 22.8kV | 22.8kV |  | 5.9238 | 6.0028 | 6.666 | 9.0831 | 9.0831 | 9.0721 | 65.22% | 66.09% | 73.48% | 68.26% | N
1384 | 922 | NSTAR | West | Southboro | Holliston | 130 | 110M | Holliston | D | 130-H2 | HOL,MLS,MDW,SHE | 13.8kV | 13.8kV |  | 7.0036 | 7.386 | 9.5735 | 11.7125 | 11.7125 | 11.6983 | 59.8% | 63.06% | 81.84% | 68.23% | N
738 | 90 | NSTAR | Central | Somerville | Alewife | 828 | 110C | Cambridge | D | 828-1379 | CAM | 13.8kV | 13.8kV |  | 4.3025 | 4.924 | 4.9419 | 6.9319 | 6.9319 | 6.9235 | 62.07% | 71.03% | 71.38% | 68.16% | N
1469 | 1670 | NSTAR | West | Southboro | Medway | 65 | 110B | Medway | D | 65-H5 | ASH,FRA,HOL,HOK,MDW | 13.8kV | 13.8kV |  | 7.649 | 8.1987 | 8.0694 | 11.7125 | 11.7125 | 11.6983 | 65.31% | 70% | 68.98% | 68.1% | N
1398 | 1066 | NSTAR | West | Southboro | Leland Street | 240 | 110B | Framingham | D | 240-H4 | FRA | 13.8kV | 13.8kV |  | 3.8962 | 5.4738 | 4.5361 | 6.8123 | 6.8123 | 6.8041 | 57.19% | 80.35% | 66.67% | 68.07% | N
716 | 68 | NSTAR | Central | Somerville | Sherman | 825 | 14A | Cambridge | D | 825-20 | CAM | 4.16kV | 4.16kV |  | 1.6573 | 1.787 | 1.6984 | 2.5219 | 2.5219 | 2.5189 | 65.71% | 70.86% | 67.43% | 68% | N
1323 | 459 | NSTAR | South | Plymouth | Onset Sub | 751 | 1 | Wareham | D | 3-84-13J1 | WAR | 4.16kV | 4.16kV |  | 1.4555 | 1.3186 | 1.3386 | 2.0176 | 2.0176 | 2.0151 | 72.14% | 65.36% | 66.43% | 67.98% | N
1400 | 1068 | NSTAR | West | Southboro | Leland Street | 240 | 110B | Framingham | D | 240-H6 | FRA | 13.8kV | 13.8kV |  | 8.6768 | 6.2626 | 8.6901 | 11.5929 | 11.5929 | 11.5789 | 74.85% | 54.02% | 75.05% | 67.97% | N
575 | 1081 | NSTAR | Central | Somerville | Mystic Station | 250 | 110B | Charlestown | D | 250-1N90H2 | SOM | 4.16kV | 4.16kV |  | 2.0392 | 6.4538 | 6.4937 | 2.9182 | 9.6807 | 9.669 | 69.88% | 66.67% | 67.16% | 67.9% | N
781 | 132 | NSTAR | Central | Somerville | East Camb | 875 | 110B | Cambridge | D | 875-1317 | CAM | 13.8kV | 13.8kV |  | 6.9319 | 8.9158 | 7.7352 | 11.5929 | 11.5929 | 11.5789 | 59.79% | 76.91% | 66.8% | 67.84% | N
1510 | 1018 | NSTAR | West | Walpole | Dedham | 20 | 24A | Dedham | D | 20-H6 | DED,NEE | 13.8kV | 13.8kV |  | 5.4021 | 5.2826 | 6.3027 | 8.366 | 8.366 | 8.3559 | 64.57% | 63.14% | 75.43% | 67.71% | N
123 | 961 | NSTAR | Central | Boston | Andrew Sq | 106 | 110D | South Boston | D | 143-151H1 | ROX | 13.8kV | 13.8kV |  | 7.2665 | 7.0514 | 5.8253 | 9.9197 | 9.9197 | 9.9077 | 73.25% | 71.08% | 58.8% | 67.71% | N
209 | 1228 | NSTAR | Central | Boston | San Juan Street | 318 | 14D | Boston | D | 318-13 | BDT | 4.16kV | 4.16kV |  | 1.5852 | 1.8518 | 1.828 | 2.594 | 2.594 | 2.5908 | 61.11% | 71.39% | 70.56% | 67.69% | N
3 | 725 | NSTAR | Central | Boston | Roslindale | 13 | 14A | Roslindale | D | 1305 | WRX | 4.16kV | 4.16kV |  | 1.8014 | 1.7798 | 1.6697 | 2.594 | 2.594 | 2.5908 | 69.44% | 68.61% | 64.44% | 67.5% | N
51 | 851 | NSTAR | Central | Boston | Kenmore | 49 | 14B | Boston | D | 4912 | BDT | 4.16kV | 4.16kV |  | 1.6573 | 2.0752 | 1.5113 | 2.594 | 2.594 | 2.5908 | 63.89% | 80% | 58.33% | 67.41% | N
1921 | W174 | WMECO | SOUTHERN | SPRINGFIELD | Orchard_27A | 27A | 27A-1X | SPRINGFIELD | D | 27A5 | LUDLOW | 13.8 | 13.8kV |  | 6.2 | 7.3 | 5.9 | 9.6 | 9.6 | 9.6 | 64.58% | 76.04% | 61.46% | 67.36% | N
1435 | 1418 | NSTAR | West | Southboro | Acton | 416 | 110A | Maynard | D | 416-H5 | ACT | 13.8kV | 13.8kV |  | 5.7367 | 5.9518 | 5.6581 | 8.6051 | 8.6051 | 8.5946 | 66.67% | 69.17% | 65.83% | 67.22% | N
1558 | 749 | NSTAR | West | Waltham | Homer Street | 17 | 14C | Newton | D | 1713 | NEW | 4.16kV | 4.16kV |  | 1.0088 | 1.0304 | 1.0795 | 1.5492 | 1.5492 | 1.5473 | 65.12% | 66.51% | 69.77% | 67.13% | N
1633 | 1152 | NSTAR | West | Waltham | Elliot Street | 292 | 110D | Newton | D | 292-H3 | NEE,NEW | 13.8kV | 13.8kV |  | 5.0196 | 6.0953 | 6.2072 | 8.6051 | 8.6051 | 8.5946 | 58.33% | 70.83% | 72.22% | 67.13% | N
1119 | 255 | NSTAR | South | New Bedford | Bonney St. | 682 | C | N. Bedford | D | 2-53-65 | NEB | 13.2kV | 13.2kV |  | 4.2984 | 4.0926 | 4.0648 | 6.1961 | 6.1961 | 6.1886 | 69.37% | 66.05% | 65.68% | 67.04% | N
241 | 1291 | NSTAR | Central | Boston | Readville | 344 | 14AB | Hyde Park | D | 344-05 | HYP,MIT | 4.16kV | 4.16kV |  | 1.4771 | 1.4988 | 1.5113 | 2.2337 | 2.2337 | 2.231 | 66.13% | 67.1% | 67.74% | 66.99% | N
1277 | 396 | NSTAR | South | Plymouth | Marshfield Sub | 739 | 1 | Marshfield | D | 3-24A-24A | MAF | 22.8kV | 22.8kV |  | 15.4018 | 14.0591 | 13.3715 | 21.3256 | 21.3256 | 21.2998 | 72.22% | 65.93% | 62.78% | 66.98% | N
1189 | 313 | NSTAR | South | New Bedford | Hathaway St. | 617 | S | N. Bedford | D | 2-85-131 | NEB | 3.74kV | 3.74kV |  | 1.0754 | 1.2308 | 1.4105 | 1.8527 | 1.8527 | 1.8505 | 58.04% | 66.43% | 76.22% | 66.9% | N
1375 | 772 | NSTAR | West | Southboro | South Street | 24 | 14G | Framingham | D | 2409 | FRA | 13.8kV | 4.16kV |  | 5.1152 | 1.9239 | 1.7344 | 8.6051 | 2.594 | 2.5908 | 59.44% | 74.17% | 66.94% | 66.85% | N
1536 | 1533 | NSTAR | West | Walpole | Canton | 470 | 110A | Canton | D | 470-H4 | CAN | 13.8kV | 13.8kV |  | 6.908 | 8.366 | 7.95 | 11.5929 | 11.5929 | 11.5789 | 59.59% | 72.16% | 68.66% | 66.8% | N
1868 | W123 | WMECO | SOUTHERN | SPRINGFIELD | Breckwood_20A | 20A | 20A-3X | SPRINGFIELD | D | 20A32 | SPRINGFIELD | 13.8 | 13.8kV |  | 6.4 | 9.6 | 5.9 | 11 | 11 | 11 | 58.18% | 87.27% | 53.64% | 66.36% | N
1056 | 189 | NSTAR | South | New Bedford | Industrial Park | 636 | 111 | N. Bedford | D | 2-105-105 | NEB | 13.2kV | 13.2kV |  | 7.9108 | 8.1852 | 8.0154 | 12.1178 | 12.1178 | 12.1031 | 65.28% | 67.55% | 66.23% | 66.35% | N
525 | 1028 | NSTAR | Central | Somerville | Woburn | 211 | 14A | Woburn | D | 211-05 | WIN | 4.16kV | 4.16kV |  | 1.8662 | 1.7726 | 1.8064 | 2.7381 | 2.7381 | 2.7348 | 68.16% | 64.74% | 66.05% | 66.32% | N
662 | 14 | NSTAR | Central | Somerville | Hampshire | 814 | 14A | Cambridge | D | 814-15 | CAM | 4.16kV | 4.16kV |  | 1.5852 | 1.5996 | 0.8996 | 2.0536 | 2.0536 | 2.0511 | 77.19% | 77.89% | 43.86% | 66.32% | N
737 | 89 | NSTAR | Central | Somerville | Alewife | 828 | 110B | Cambridge | D | 828-1378 | CAM | 13.8kV | 13.8kV |  | 4.7806 | 5.3782 | 6.4699 | 8.366 | 8.366 | 8.3559 | 57.14% | 64.29% | 77.43% | 66.29% | N
1629 | 1149 | NSTAR | West | Waltham | Elliot Street | 292 | 110A | Newton | D | 292-H10 | NEE | 13.8kV | 13.8kV |  | 5.3782 | 5.6172 | 6.064 | 8.6051 | 8.6051 | 8.5946 | 62.5% | 65.28% | 70.56% | 66.11% | N
1666 | 1332 | NSTAR | West | Waltham | Jackson Street | 369 | 292-82H | Newton | D | 369-01 | NEW | 4.16kV | 4.16kV |  | 1.2249 | 1.297 | 1.3314 | 1.9455 | 1.9455 | 1.9431 | 62.96% | 66.67% | 68.52% | 66.05% | N
504 | 942 | NSTAR | Central | Somerville | PNU33 | PNU33 | P13/P33 | Somerville | D | 13N33 | SOM | 4.16kV | 4.16kV |  | 1.7293 | 1.787 | 1.6193 | 2.594 | 2.594 | 2.5908 | 66.67% | 68.89% | 62.5% | 66.02% | N
1610 | 1110 | NSTAR | West | Waltham | Newtonville | 277 | 277-1365 | Newton | D | 277-08 | NEW | 4.16kV | 4.16kV |  | 1.8374 | 1.8518 | 2.0151 | 2.8822 | 2.8822 | 2.8787 | 63.75% | 64.25% | 70% | 66% | N
1663 | 1313 | NSTAR | West | Waltham | Lilian Road | 351 | 14C | Lexington | D | 351-01 | LEX | 4.16kV | 4.16kV |  | 1.1529 | 1.1529 | 1.1875 | 1.7654 | 1.7654 | 1.7632 | 65.31% | 65.31% | 67.35% | 65.99% | N
1076 | 209 | NSTAR | South | New Bedford | Arsene | 654 | 1 | Fairhaven | D | 2-220-220 | FRH | 13.2kV | 13.2kV |  | 8.5282 | 7.4307 | 7.3304 | 11.7748 | 11.7748 | 11.7605 | 72.43% | 63.11% | 62.33% | 65.95% | N
1740 | 1635 | NSTAR | West | Waltham | Hartwell Avenue | 533 | 110B | Lexington | D | 533-H8 | LEX,BED | 13.8kV | 13.8kV |  | 7.1709 | 7.4816 | 8.2604 | 11.5929 | 11.5929 | 11.5789 | 61.86% | 64.54% | 71.34% | 65.91% | N
49 | 849 | NSTAR | Central | Boston | Kenmore | 49 | 14C | Boston | D | 4910 | BDT | 4.16kV | 4.16kV |  | 1.8014 | 1.3763 | 1.9431 | 2.594 | 2.594 | 2.5908 | 69.44% | 53.06% | 75% | 65.83% | N
61 | 861 | NSTAR | Central | Boston | Tremont Street | 52 | 14C | Roxbury | D | 5211 | ROX | 4.16kV | 4.16kV |  | 1.1169 | 1.1673 | 1.0579 | 1.6933 | 1.6933 | 1.6912 | 65.96% | 68.94% | 62.55% | 65.82% | N
106 | 937 | NSTAR | Central | Boston | Dorchester Ave | 139 | 14B | South Boston | D | 139-12 | SOB | 4.16kV | 4.16kV |  | 1.4555 | 1.1817 | 1.2019 | 1.9455 | 1.9455 | 1.9431 | 74.81% | 60.74% | 61.85% | 65.8% | N
1700 | 1474 | NSTAR | West | Waltham | Trapelo Road | 450 | 110B | Waltham | D | 450-H4 | WAL | 13.8kV | 13.8kV |  | 7.7924 | 7.7207 | 7.5919 | 11.7125 | 11.7125 | 11.6983 | 66.53% | 65.92% | 64.9% | 65.78% | N
1325 | 461 | NSTAR | South | Plymouth | Butlerville | 750 | 1 | Wareham | D | 3-84-17J1 | WAR | 4.16kV | 4.16kV |  | 2.4499 | 0 | 2.5189 | 2.5219 | 2.5219 | 2.5189 | 97.14% | 0% | 100% | 65.71% | N
1554 | 745 | NSTAR | West | Waltham | Homer Street | 17 | 14E | Newton | D | 1708 | NEW | 4.16kV | 4.16kV |  | 1.8014 | 1.8879 | 1.8352 | 2.8102 | 2.8102 | 2.8068 | 64.1% | 67.18% | 65.38% | 65.56% | N
519 | 1000 | NSTAR | Central | Somerville | Alewife | 828 | 110A | Cambridge | D | 16-1462 | SOM | 13.8kV | 13.8kV |  | 5.6172 | 5.7606 | 5.5388 | 8.6051 | 8.6051 | 8.5946 | 65.28% | 66.94% | 64.44% | 65.56% | N
1630 | 1150 | NSTAR | West | Waltham | Elliot Street | 292 | 110A | Newton | D | 292-H11 | NEW | 13.8kV | 13.8kV |  | 7.2904 | 7.6011 | 7.8545 | 11.5929 | 11.5929 | 11.5789 | 62.89% | 65.57% | 67.84% | 65.43% | N
1800 | W57 | WMECO | NORTHERN | HADLEY | Shelburne_29R | 29R | 29R-1X | SHELBURNE | D | 29R2 | SHELBURNE | 13.8 | 13.8kV |  | 2.8 | 4.6 | 2.8 | 5.2 | 5.2 | 5.2 | 53.85% | 88.46% | 53.85% | 65.38% | N
1109 | 245 | NSTAR | South | New Bedford | Fisher Rd. | 657 | W | Dartmouth | D | 2-523-523 | WSP | 13.2kV | 13.2kV |  | 6.4704 | 6.539 | 8.4722 | 10.9746 | 10.9746 | 10.9613 | 58.96% | 59.58% | 77.29% | 65.28% | N
806 | 501 | NSTAR | South | Cape & Vineyard | Falmouth Sub | 933 | 1 | Falmouth | D | 4-107-832 | FAL | 4.8kV | 4.8kV |  | 2.5192 | 2.7021 | 2.7486 | 4.0739 | 4.0739 | 4.069 | 61.84% | 66.33% | 67.55% | 65.24% | N
1590 | 975 | NSTAR | West | Waltham | Needham | 148 | 14A & 14B | Needham | D | 148-03 | NEE | 4.16kV | 4.16kV |  | 1.5132 | 1.506 | 1.6265 | 2.3778 | 2.3778 | 2.3749 | 63.64% | 63.33% | 68.48% | 65.15% | N
180 | 1195 | NSTAR | Central | Boston | Mattapan | 311 | 110B | Mattapan | D | 311-11 | MIT | 4.16kV | 4.16kV |  | 1.8374 | 1.6501 | 1.5761 | 2.594 | 2.594 | 2.5908 | 70.83% | 63.61% | 60.83% | 65.09% | N
895 | 592 | NSTAR | South | Cape & Vineyard | Mashpee Sub | 946 | 1 | Mashpee | D | 4-88-88 | BNS | 22.8kV | 22.8kV |  | 17.6529 | 17.9688 | 16.3693 | 26.657 | 26.657 | 26.6247 | 66.22% | 67.41% | 61.48% | 65.04% | N
786 | 137 | NSTAR | Central | Somerville | East Camb | 875 | 110B | Cambridge | D | 875-1345 | CAM | 13.8kV | 13.8kV |  | 5.7367 | 7.8163 | 9.0482 | 11.5929 | 11.5929 | 11.5789 | 49.48% | 67.42% | 78.14% | 65.02% | N
1504 | 972 | NSTAR | West | Walpole | South Street | 146 | 110C | Walpole | D | 146-H9 | NOF,WLP | 13.8kV | 13.8kV |  | 6.9319 | 8.366 | 7.5203 | 11.7125 | 11.7125 | 11.6983 | 59.18% | 71.43% | 64.29% | 64.97% | N
210 | 1229 | NSTAR | Central | Boston | San Juan Street | 318 | 14D | Boston | D | 318-14 | BDT | 4.16kV | 4.16kV |  | 1.6285 | 1.7221 | 1.6984 | 2.594 | 2.594 | 2.5908 | 62.78% | 66.39% | 65.56% | 64.91% | N
110 | 950 | NSTAR | Central | Boston | Humboldt Ave | 143 | 14AB | Roxbury | D | 143-03 | ROX | 4.16kV | 4.16kV |  | 1.0952 | 1.4051 | 0.78445 | 1.6933 | 1.6933 | 1.6912 | 64.68% | 82.98% | 46.38% | 64.68% | N
1933 | W186 | WMECO | SOUTHERN | SPRINGFIELD | Silver_30A | 30A | 30A-2X | AGAWAM | D | 30A2 | AGAWAM | 13.8 | 13.8kV |  | 9.7 | 6.3 | 8.8 | 12.8 | 12.8 | 12.8 | 75.78% | 49.22% | 68.75% | 64.58% | N
24 | 821 | NSTAR | Central | Boston | Allston | 36 | 14C | Allston | D | 3613 | BKL | 4.16kV | 4.16kV |  | 1.5132 | 1.333 | 1.4753 | 2.2337 | 2.2337 | 2.231 | 67.74% | 59.68% | 66.13% | 64.52% | N
1907 | W160 | WMECO | SOUTHERN | SPRINGFIELD | Franconia_22H | 22H | 22H-3X | LONGMEADOW | D | 22H17 | LONGMEADOW | 13.8 | 13.8kV |  | 6.7 | 4.8 | 6.3 | 9.2 | 9.2 | 9.2 | 72.83% | 52.17% | 68.48% | 64.49% | N
2 | 724 | NSTAR | Central | Boston | Roslindale | 13 | 14A | Roslindale | D | 1304 | WRX | 4.16kV | 4.16kV |  | 1.6573 | 1.8879 | 1.4681 | 2.594 | 2.594 | 2.5908 | 63.89% | 72.78% | 56.67% | 64.44% | N
755 | 107 | NSTAR | Central | Somerville | Putnam | 831 | 110A | Cambridge | D | 831-1314 | CAM | 13.8kV | 13.8kV |  | 6.6928 | 6.9558 | 6.4221 | 8.6051 | 11.5929 | 11.5789 | 77.78% | 60% | 55.46% | 64.41% | N
1326 | 458 | NSTAR | South | Plymouth | Wareham Sub | 714 | 1 | Wareham | D | 3-84-84 | WAR | 22.8kV | 22.8kV |  | 22.7078 | 24.1295 | 23.6664 | 36.53 | 36.53 | 36.4857 | 62.16% | 66.05% | 64.86% | 64.36% | N
277 | 1366 | NSTAR | Central | Boston | K Street | 385 | 110C | South Boston | D | 385-H10 | SOB | 13.8kV | 13.8kV |  | 5.8323 | 5.3782 | 5.3955 | 8.6051 | 8.6051 | 8.5946 | 67.78% | 62.5% | 62.78% | 64.35% | N
1058 | 191 | NSTAR | South | New Bedford | Industrial Park | 636 | 111 | N. Bedford | D | 2-106-106 | NEB | 13.2kV | 13.2kV |  | 8.1166 | 7.7508 | 7.4902 | 12.1178 | 12.1178 | 12.1031 | 66.98% | 63.96% | 61.89% | 64.28% | N
537 | 1040 | NSTAR | Central | Somerville | Woburn | 211 | 110A | Woburn | D | 211-H4 | WIN | 13.8kV | 13.8kV |  | 3.9918 | 5.7367 | 3.6288 | 6.9319 | 6.9319 | 6.9235 | 57.59% | 82.76% | 52.41% | 64.25% | N
1864 | W119 | WMECO | SOUTHERN | SPRINGFIELD | Breckwood_20A | 20A | 20A-2X | SPRINGFIELD | D | 20A21 | SPRINGFIELD | 13.8 | 13.8kV |  | 8 | 5.6 | 7.6 | 11 | 11 | 11 | 72.73% | 50.91% | 69.09% | 64.24% | N
567 | 1072 | NSTAR | Central | Somerville | Mystic Station | 250 | 110A | Charlestown | D | 250-1N35H | CHT | 13.8kV | 13.8kV |  | 6.6928 | 7.386 | 8.2365 | 11.5929 | 11.5929 | 11.5789 | 57.73% | 63.71% | 71.13% | 64.19% | N
710 | 62 | NSTAR | Central | Somerville | Healey | 823 | 14A | Cambridge | D | 823-30 | CAM | 4.16kV | 4.16kV |  | 1.6573 | 1.9167 | 1.281 | 2.5219 | 2.5219 | 2.5189 | 65.71% | 76% | 50.86% | 64.19% | N
1535 | 1532 | NSTAR | West | Walpole | Canton | 470 | 110B | Canton | D | 470-H3 | CAN,SHA | 13.8kV | 13.8kV |  | 5.5694 | 5.7845 | 5.4194 | 8.7246 | 8.7246 | 8.714 | 63.84% | 66.3% | 62.19% | 64.11% | N
813 | 509 | NSTAR | South | Cape & Vineyard | Hyannis Junction | 961 | 3 | Barnstable | D | 4-63-905 | BAR | 4.16kV | 4.16kV |  | 2.558 | 2.594 | 2.6052 | 4.0351 | 4.0351 | 4.0302 | 63.39% | 64.29% | 64.64% | 64.11% | N
1334 | 476 | NSTAR | South | Plymouth | Swifts Beach Sub | 753 | 1 | Wareham | D | 3-85-12J1 | WAR | 4.16kV | 4.16kV |  | 2.2625 | 1.9743 | 1.9935 | 3.2425 | 3.2425 | 3.2386 | 69.78% | 60.89% | 61.56% | 64.07% | N
1683 | 1393 | NSTAR | West | Waltham | Burlington | 391 | 110B | Burlington | D | 391-H12 | BUR | 13.8kV | 13.8kV |  | 5.2587 | 5.4977 | 5.7775 | 8.6051 | 8.6051 | 8.5946 | 61.11% | 63.89% | 67.22% | 64.07% | N
1224 | 354 | NSTAR | South | Plymouth | West Pond Sub | 737 | 1 | Plymouth | D | 3-14-14 | PLY, CAR | 22.8kV | 22.8kV |  | 23.1422 | 22.9053 | 24.0608 | 36.53 | 36.53 | 36.4857 | 63.35% | 62.7% | 65.95% | 64% | N
642 | 1654 | NSTAR | Central | Somerville | Mystic Station | 250 | 110A | Charlestown | D | 585-114H | SOM | 13.8kV | 13.8kV |  | 6.5733 | 7.5772 | 8.0455 | 11.5929 | 11.5929 | 11.5789 | 56.7% | 65.36% | 69.48% | 63.85% | N
740 | 92 | NSTAR | Central | Somerville | Alewife | 828 | 110A | Cambridge | D | 828-1NA9 | CAM | 13.8kV | 13.8kV |  | 4.5416 | 6.3821 | 5.0852 | 8.366 | 8.366 | 8.3559 | 54.29% | 76.29% | 60.86% | 63.81% | N
688 | 40 | NSTAR | Central | Somerville | Prospect | 819 | 14kV Bus | Cambridge | D | 819-1NA6 | CAM | 13.8kV | 13.8kV |  | 4.5416 | 7.0753 | 4.8464 | 8.6051 | 8.6051 | 8.5946 | 52.78% | 82.22% | 56.39% | 63.8% | N
1579 | 810 | NSTAR | West | Waltham | Grant Street | 34 | 14B | Lexington | D | 3408 | LEX | 4.16kV | 4.16kV |  | 1.1529 | 1.0952 | 1.1947 | 1.8014 | 1.8014 | 1.7992 | 64% | 60.8% | 66.4% | 63.73% | N
328 | 1462 | NSTAR | Central | Boston | Cummins Hwy | 441 | 14A | Roslindale | D | 441-06 | HYP,MIT,WRX | 4.16kV | 4.16kV |  | 1.8014 | 1.5996 | 1.5545 | 2.594 | 2.594 | 2.5908 | 69.44% | 61.67% | 60% | 63.7% | N
1925 | W178 | WMECO | SOUTHERN | SPRINGFIELD | Piper_21N | 21N | 21N-1X | WEST SPRINGFIELD | D | 21N4 | WEST SPRINGFIELD | 13.8 | 13.8kV |  | 7.4 | 8.9 | 6.8 | 12.1 | 12.1 | 12.1 | 61.16% | 73.55% | 56.2% | 63.64% | N
1926 | W179 | WMECO | SOUTHERN | SPRINGFIELD | Piper_21N | 21N | 21N-1X | WEST SPRINGFIELD | D | 21N5 | WEST SPRINGFIELD | 13.8 | 13.8kV |  | 10.4 | 4.3 | 8.4 | 12.1 | 12.1 | 12.1 | 85.95% | 35.54% | 69.42% | 63.64% | N
1052 | 185 | NSTAR | South | New Bedford | Industrial Park | 636 | 111 | N. Bedford | D | 2-102-604 | FRE | 13.2kV | 13.2 |  | 2.9266 | 3.1781 | 3.9278 | 5.2587 | 5.2587 | 5.2523 | 55.65% | 60.43% | 74.78% | 63.62% | N
916 | 615 | NSTAR | South | Cape & Vineyard | Vinyard Haven Sub | 982 | 1 | Vineyard Haven | D | 4-91-122 | VIN | 4.8kV | 4.8kV |  | 2.1284 | 2.0453 | 2.076 | 3.2841 | 3.2841 | 3.2801 | 64.81% | 62.28% | 63.29% | 63.46% | N
177 | 1192 | NSTAR | Central | Boston | Mattapan | 311 | 110B | Mattapan | D | 311-07 | DOR | 4.16kV | 4.16kV |  | 1.4411 | 1.4411 | 1.0939 | 2.0896 | 2.0896 | 2.0871 | 68.97% | 68.97% | 52.41% | 63.45% | N
1502 | 970 | NSTAR | West | Walpole | South Street | 146 | 110C | Walpole | D | 146-H7 | SHA | 13.8kV | 13.8kV |  | 5.2108 | 5.4977 | 5.2045 | 8.366 | 8.366 | 8.3559 | 62.29% | 65.71% | 62.29% | 63.43% | N
351 | 1543 | NSTAR | Central | Boston | Dewar Street | 483 | 14A | Dorchester | D | 483-03 | DOR | 4.16kV | 4.16kV |  | 1.9455 | 1.5492 | 1.4394 | 2.594 | 2.594 | 2.5908 | 75% | 59.72% | 55.56% | 63.43% | N
1468 | 1667 | NSTAR | West | Southboro | Medway | 65 | 110A | Medway | D | 65-H2 | HOL,HOK,MDW | 13.8kV | 13.8kV |  | 7.1231 | 7.3143 | 7.8307 | 11.7125 | 11.7125 | 11.6983 | 60.82% | 62.45% | 66.94% | 63.4% | N
1139 | 271 | NSTAR | South | New Bedford | Assonet | 647 | 2 | Freetown | D | 2-605-605 | FRE | 13.2kV | 13.2kV |  | 9.4199 | 7.385 | 7.5359 | 12.8037 | 12.8037 | 12.7882 | 73.57% | 57.68% | 58.93% | 63.39% | N
1920 | W173 | WMECO | SOUTHERN | SPRINGFIELD | Orchard_27A | 27A | 27A-1X | SPRINGFIELD | D | 27A4 | LUDLOW | 13.8 | 13.8kV |  | 4 | 7.5 | 3.9 | 8.1 | 8.1 | 8.1 | 49.38% | 92.59% | 48.15% | 63.37% | N
175 | 1190 | NSTAR | Central | Boston | Mattapan | 311 | 110B | Mattapan | D | 311-05 | DOR | 4.16kV | 4.16kV |  | 1.8014 | 1.1385 | 1.9863 | 2.594 | 2.594 | 2.5908 | 69.44% | 43.89% | 76.67% | 63.33% | N
476 | 733 | NSTAR | Central | Somerville | Willow St | 16 | 14A | Somerville | D | 1603 | SOM | 4.16kV | 4.16kV |  | 1.6573 | 1.9311 | 1.6049 | 2.7381 | 2.7381 | 2.7348 | 60.53% | 70.53% | 58.68% | 63.25% | N
672 | 24 | NSTAR | Central | Somerville | Putnam | 817 | 14A | Cambridge | D | 817-03 | CAM | 4.16kV | 4.16kV |  | 1.8014 | 2.032 | 0.94998 | 2.5219 | 2.5219 | 2.5189 | 71.43% | 80.57% | 37.71% | 63.24% | N
1599 | 985 | NSTAR | West | Waltham | Needham | 148 | 110C | Needham | D | 148-H6 | NEE | 13.8kV | 13.8kV |  | 7.888 | 8.0075 | 6.9951 | 12.071 | 12.071 | 12.0564 | 65.35% | 66.34% | 58.02% | 63.23% | N
1264 | 389 | NSTAR | South | Plymouth | Brant Rock Sub | 710 | 1 | Marshfield | D | 3-22-33J1 | MAR | 4.16kV | 4.16kV |  | 2.3418 | 2.3778 | 2.5189 | 3.8189 | 3.8189 | 3.8143 | 61.32% | 62.26% | 66.04% | 63.21% | N
1407 | 1103 | NSTAR | West | Southboro | Sherborn | 274 | 110A | Sherborn | D | 274-H3 | ASH FRA HOL | 13.8kV | 13.8kV |  | 7.2904 | 6.8363 | 8.0694 | 11.7125 | 11.7125 | 11.6983 | 62.24% | 58.37% | 68.98% | 63.2% | N
144 | 1062 | NSTAR | Central | Boston | PNU23 | PNU23 | 110B | Brookline | D | 23N30 | BKL | 4.16kV | 4.16kV |  | 1.7293 | 1.7437 | 1.4394 | 2.594 | 2.594 | 2.5908 | 66.67% | 67.22% | 55.56% | 63.15% | N
1354 | 497 | NSTAR | South | Plymouth | Valley Sub | 715 | 2 | Plymouth | D | 3-89-925 | BRN | 22.8kV | 22.8kV |  | 7.9774 | 8.6092 | 8.796 | 13.4272 | 13.4272 | 13.411 | 59.41% | 64.12% | 65.59% | 63.04% | N
1582 | 910 | NSTAR | West | Waltham | Spring Street | 124 | 14A | Watertown | D | 124-02 | WAT | 4.16kV | 4.16kV |  | 1.0808 | 1.1313 | 0.98596 | 1.6933 | 1.6933 | 1.6912 | 63.83% | 66.81% | 58.3% | 62.98% | N
10 | 731 | NSTAR | Central | Boston | Roslindale | 13 | 14A | Roslindale | D | 1312 | WRX | 4.16kV | 4.16kV |  | 1.5852 | 1.088 | 0.99316 | 1.9455 | 1.9455 | 1.9431 | 81.48% | 55.93% | 51.11% | 62.84% | N
1784 | W42 | WMECO | NORTHERN | HADLEY | Montague_21C | 21C | 21C-4X | MONTAGUE | D | 21C4 | MONTAGUE | 13.8 | 13.8kV |  | 6.8 | 2.8 | 7.36 | 9 | 9 | 9 | 75.56% | 31.11% | 81.78% | 62.81% | N
1185 |  | NSTAR | South | New Bedford | Belleville Ave. | 680 | 1 | New Bedford | D | 2-84-136 | NEB | 3.74kV | 3.74kV |  | 0.7385 | 1.7815 | 0.96406 | 1.8527 | 1.8527 | 1.8505 | 39.86% | 96.15% | 52.1% | 62.7% | N
935 | 629 | NSTAR | South | Cape & Vineyard | Barnstable Sub | 940 | 1 | Barnstable | D | 4-92A-912 | BNS | 4.16kV | 4.16kV |  | 2.1328 | 2.0151 | 1.9836 | 3.2425 | 3.2737 | 3.2697 | 65.78% | 61.56% | 60.67% | 62.67% | N
509 | 988 | NSTAR | Central | Somerville | Willoughby St | 488 | 110C | Chelsea | D | 14-99H1 | CHE | 13.8kV | 13.8kV |  | 2.6293 | 1.482 | 2.6261 | 3.5854 | 3.5854 | 3.5811 | 73.33% | 41.33% | 73.33% | 62.67% | N
481 | 738 | NSTAR | Central | Somerville | Willow St | 16 | 14B | Somerville | D | 1608 | SOM | 4.16kV | 4.16kV |  | 1.787 | 1.9671 | 1.389 | 2.7381 | 2.7381 | 2.7348 | 65.26% | 71.84% | 50.79% | 62.63% | N
1226 | 371 | NSTAR | South | Plymouth | Kingston Sub | 735 | 2 | Kingston | D | 3-17-17 | KIN | 22.8kV | 22.8kV |  | 16.5866 | 11.8476 | 11.5965 | 21.3256 | 21.3256 | 21.2998 | 77.78% | 55.56% | 54.44% | 62.59% | N
496 | 904 | NSTAR | Central | Somerville | Beacon St | 14 | 14kV Bus | Chelsea | D | 108-196H1 | CHE,EAB | 13.8kV | 13.8kV |  | 5.1152 | 5.2826 | 5.3 | 8.366 | 8.366 | 8.3559 | 61.14% | 63.14% | 63.43% | 62.57% | N
1643 | 1215 | NSTAR | West | Waltham | Auburn Street | 316 | 17-1355H | Newton | D | 316-05 | NEW | 4.16kV | 4.16kV |  | 1.5852 | 1.6212 | 1.6553 | 2.594 | 2.594 | 2.5908 | 61.11% | 62.5% | 63.89% | 62.5% | N
858 | 553 | NSTAR | South | Cape & Vineyard | Sandwich Sub | 919 | 1 | Sandwich | D | 4-81A-851 | SAN | 8.3kV | 8.3kV |  | 3.666 | 3.5366 | 2.6277 | 5.2474 | 5.2474 | 5.241 | 69.86% | 67.4% | 50.14% | 62.47% | N
1857 | W112 | WMECO | SOUTHERN | SPRINGFIELD | Agawam_16C | 16C | 16C-6X | AGAWAM | D | 16C16 | AGAWAM | 13.8 | 13.8kV |  | 7.1 | 7.4 | 7.4 | 11.7 | 11.7 | 11.7 | 60.68% | 63.25% | 63.25% | 62.39% | N
1061 | 194 | NSTAR | South | New Bedford | Industrial Park | 636 | 111 | N. Bedford | D | 2-107-107 | NEB | 13.2kV | 13.2kV |  | 8.5282 | 7.4764 | 6.6453 | 12.1178 | 12.1178 | 12.1031 | 70.38% | 61.7% | 54.91% | 62.33% | N
326 | 1460 | NSTAR | Central | Boston | Cummins Hwy | 441 | 14B | Roslindale | D | 441-03 | HYP,WRX | 4.16kV | 4.16kV |  | 1.6573 | 1.5852 | 1.6049 | 2.594 | 2.594 | 2.5908 | 63.89% | 61.11% | 61.94% | 62.31% | N
968 | 664 | NSTAR | South | Cape & Vineyard | Harwich Sub | 968 | 2 | Harwich | D | 4-95A-95A | HAR | 22.8kV | 22.8kV |  | 28.0787 | 19.351 | 20.8264 | 36.53 | 36.53 | 36.4857 | 76.86% | 52.97% | 57.08% | 62.31% | N
565 | 1070 | NSTAR | Central | Somerville | Mystic Station | 250 | 110B | Charlestown | D | 250-1N33H | SOM | 13.8kV | 13.8kV |  | 4.7089 | 4.1113 | 4.1302 | 6.9319 | 6.9319 | 6.9235 | 67.93% | 59.31% | 59.66% | 62.3% | N
536 | 1039 | NSTAR | Central | Somerville | Woburn | 211 | 110A | Woburn | D | 211-H3 | WOB WIN | 13.8kV | 13.8kV |  | 6.645 | 7.2187 | 7.7829 | 11.5929 | 11.5929 | 11.5789 | 57.32% | 62.27% | 67.22% | 62.27% | N
1583 | 911 | NSTAR | West | Waltham | Spring Street | 124 | 14B | Watertown | D | 124-03 | NEW,WAT | 4.16kV | 4.16kV |  | 1.3546 | 0.98716 | 1.0219 | 1.8014 | 1.8014 | 1.7992 | 75.2% | 54.8% | 56.8% | 62.27% | N
9 | 730 | NSTAR | Central | Boston | Roslindale | 13 | 14C | Roslindale | D | 1311 | WRX | 4.16kV | 4.16kV |  | 1.9455 | 1.6357 | 1.6625 | 2.8102 | 2.8102 | 2.8068 | 69.23% | 58.21% | 59.23% | 62.22% | N
485 | 866 | NSTAR | Central | Somerville | Mystic Street | 59 | 14B | Arlington | D | 5904 | ARL | 4.16kV | 4.16kV |  | 1.6285 | 1.5852 | 1.6193 | 2.594 | 2.594 | 2.5908 | 62.78% | 61.11% | 62.5% | 62.13% | N
347 | 1520 | NSTAR | Central | Boston | Rockingham Ave | 468 | 24AB | W. Roxbury | D | 468-07 | WRX | 4.16kV | 4.16kV |  | 1.4411 | 2.1256 | 2.1374 | 3.0624 | 3.0624 | 3.0586 | 47.06% | 69.41% | 69.88% | 62.12% | N
490 | 901 | NSTAR | Central | Somerville | Beacon St | 14 | 14kV Bus | Chelsea | D | 108-195H1 | EAB | 13.8kV | 13.8kV |  | 5.4021 | 5.3543 | 4.8225 | 8.366 | 8.366 | 8.3559 | 64.57% | 64% | 57.71% | 62.1% | N
936 | 630 | NSTAR | South | Cape & Vineyard | Hyannis Junction | 961 | 2 | Barnstable | D | 4-92A-92A | YAR | 22.8kV | 22.8kV |  | 23.6951 | 22.8263 | 23.982 | 37.9122 | 37.9122 | 37.8662 | 62.5% | 60.21% | 63.33% | 62.01% | N
595 | 1170 | NSTAR | Central | Somerville | Elm Street | 301 | 14A | Stoneham | D | 301-03 | STN | 4.16kV | 4.16kV |  | 1.1457 | 0.99436 | 1.0076 | 1.6933 | 1.6933 | 1.6912 | 67.66% | 58.72% | 59.57% | 61.99% | N
521 | 1024 | NSTAR | Central | Somerville | Woburn | 211 | 14A | Woburn | D | 211-01 | WIN,WOB | 4.16kV | 4.16kV |  | 1.3691 | 1.2394 | 1.2738 | 2.0896 | 2.0896 | 2.0871 | 65.52% | 59.31% | 61.03% | 61.95% | N
1753 | W11 | WMECO | NORTHERN | HADLEY | Cumberland_22B | 22B | 22B-1X | GREENFIELD | D | 22B1 | GREENFIELD | 13.8 | 13.8kV |  | 7.1 | 7.2 | 7.44 | 11.7 | 11.7 | 11.7 | 60.68% | 61.54% | 63.59% | 61.94% | N
1057 | 190 | NSTAR | South | New Bedford | Church St. | 684 | 1 | N. Bedford | D | 2-105-146 | NEB | 3.74kV | 3.74kV |  | 1.7037 | 1.477 | 1.4623 | 2.5005 | 2.5005 | 2.4975 | 68.13% | 59.07% | 58.55% | 61.92% | N
1589 | 974 | NSTAR | West | Waltham | Needham | 148 | 14A & 14B | Needham | D | 148-02 | NEE | 4.16kV | 4.16kV |  | 1.5852 | 1.9815 | 1.8496 | 2.9182 | 2.9182 | 2.9147 | 54.32% | 67.9% | 63.46% | 61.89% | N
1695 | 1405 | NSTAR | West | Waltham | Burlington | 391 | 110A | Burlington | D | 391-H9 | BUR,LEX,WOB | 13.8kV | 13.8kV |  | 6.6928 | 7.0992 | 7.9023 | 11.7125 | 11.7125 | 11.6983 | 57.14% | 60.61% | 67.55% | 61.77% | N
1682 | 1392 | NSTAR | West | Waltham | Burlington | 391 | 110A | Burlington | D | 391-H11 | BUR,LEX,WOB | 13.8kV | 13.8kV |  | 6.5733 | 8.1748 | 6.8996 | 11.7125 | 11.7125 | 11.6983 | 56.12% | 69.8% | 58.98% | 61.63% | N
1075 | 208 | NSTAR | South | New Bedford | Arsene | 654 | 1 | Fairhaven | D | 2-220-206 | FRH | 13.2kV | 13.2kV |  | 3.4296 | 3.6125 | 3.5167 | 5.7159 | 5.7159 | 5.709 | 60% | 63.2% | 61.6% | 61.6% | N
374 | 1575 | NSTAR | Central | Boston | Hyde Park | 496 | 110B | Hyde Park | D | 496-H8 | DOR HYP WRX | 13.8kV | 13.8kV |  | 6.406 | 8.5573 | 6.446 | 11.5929 | 11.5929 | 11.5789 | 55.26% | 73.81% | 55.67% | 61.58% | N
1636 | 1155 | NSTAR | West | Waltham | Elliot Street | 292 | 110B | Newton | D | 292-H6 | BKL,NEW | 13.8kV | 13.8kV |  | 6.4538 | 6.9319 | 6.6847 | 10.8759 | 10.8759 | 10.8627 | 59.34% | 63.74% | 61.54% | 61.54% | N
396 | 1598 | NSTAR | Central | Boston | Dewar Street | 483 | 110A | Dorchester | D | 511-1498H1 | DOR | 13.8kV | 13.8kV |  | 5.3065 | 5.2587 | 5.3 | 8.6051 | 8.6051 | 8.5946 | 61.67% | 61.11% | 61.67% | 61.48% | N
229 | 1262 | NSTAR | Central | Boston | Brighton | 329 | 110A | Brighton | D | 329-H2 | BRI | 13.8kV | 13.8kV |  | 6.6928 | 7.0036 | 7.8784 | 11.7125 | 11.7125 | 11.6983 | 57.14% | 59.8% | 67.35% | 61.43% | N
57 | 857 | NSTAR | Central | Boston | Tremont Street | 52 | 14B | Roxbury | D | 5206 | ROX | 4.16kV | 4.16kV |  | 1.2321 | 1.0448 | 0.83483 | 1.6933 | 1.6933 | 1.6912 | 72.77% | 61.7% | 49.36% | 61.28% | N
1335 | 474 | NSTAR | South | Plymouth | Tremont Sub | 713 | 1 | Wareham | D | 3-85-85 | WAR | 22.8kV | 22.8kV |  | 16.9815 | 16.5866 | 15.7776 | 26.8545 | 26.8545 | 26.8219 | 63.24% | 61.76% | 58.82% | 61.27% | N
1905 | W158 | WMECO | SOUTHERN | SPRINGFIELD | Franconia_22H | 22H | 22H-3X | LONGMEADOW | D | 22H15 | LONGMEADOW | 13.8 | 13.8kV |  | 7.1 | 7.2 | 7.2 | 11.7 | 11.7 | 11.7 | 60.68% | 61.54% | 61.54% | 61.25% | N
1934 | W187 | WMECO | SOUTHERN | SPRINGFIELD | Silver_30A | 30A | 30A-1X | AGAWAM | D | 30A3 | AGAWAM | 13.8 | 13.8kV |  | 7.1 | 6.6 | 7.8 | 11.7 | 11.7 | 11.7 | 60.68% | 56.41% | 66.67% | 61.25% | N
1550 | 741 | NSTAR | West | Waltham | Homer Street | 17 | 14E | Newton | D | 1704 | NEW | 4.16kV | 4.16kV |  | 0.97275 | 0.9079 | 0.96437 | 1.5492 | 1.5492 | 1.5473 | 62.79% | 58.6% | 62.33% | 61.24% | N
983 | 683 | NSTAR | South | Cape & Vineyard | Wellfleet Sub | 976 | 2 | Wellfleet | D | 4-96-96 | WLF | 22.8kV | 22.8kV |  | 22.5104 | 21.839 | 22.6803 | 36.53 | 36.53 | 36.4857 | 61.62% | 59.78% | 62.16% | 61.19% | N
285 | 1374 | NSTAR | Central | Boston | K Street | 385 | 110A | South Boston | D | 385-H18 | SOB | 13.8kV | 13.8kV |  | 6.9319 | 4.9479 | 3.8915 | 8.6051 | 8.6051 | 8.5946 | 80.56% | 57.5% | 45.28% | 61.11% | N
1127 |  | NSTAR | South | New Bedford | Ash St. | 615 | W | New Bedford | D | 2-55-38 | NEB | 3.74kV | 3.74kV |  | 0.93284 | 1.2956 | 1.7146 | 1.8527 | 2.2738 | 2.271 | 50.35% | 56.98% | 75.5% | 60.94% | N
282 | 1371 | NSTAR | Central | Boston | K Street | 385 | 110D | South Boston | D | 385-H15 | BOS SOB | 13.8kV | 13.8kV |  | 5.9279 | 5.7128 | 4.0825 | 8.6051 | 8.6051 | 8.5946 | 68.89% | 66.39% | 47.5% | 60.93% | N
252 | 1304 | NSTAR | Central | Boston | Colburn St | 350 | 110D | Boston | D | 350-H2 | BDT BKL WRX | 13.8kV | 13.8kV |  | 7.1709 | 6.8123 | 7.1622 | 11.5929 | 11.5929 | 11.5789 | 61.86% | 58.76% | 61.86% | 60.82% | N
1140 | 269 | NSTAR | South | New Bedford | Pine Street | 611 | A | N. Bedford | D | 2-60-60 | NEB | 13.2kV | 13.2kV |  | 4.7099 | 4.6642 | 5.2523 | 8.0252 | 8.0252 | 8.0154 | 58.69% | 58.12% | 65.53% | 60.78% | N
89 | 895 | NSTAR | Central | Boston | Andrew Sq | 106 | 110A | South Boston | D | 106-H4 | BKL,BRI,ROX | 13.8kV | 13.8kV |  | 4.9479 | 5.3782 | 5.3478 | 8.6051 | 8.6051 | 8.5946 | 57.5% | 62.5% | 62.22% | 60.74% | N
1658 | 1276 | NSTAR | West | Waltham | Marrett Road | 320 | 110A | Lexington | D | 34-1352H1 | LEX | 13.8kV | 13.8kV |  | 2.3903 | 1.4342 | 2.268 | 3.3464 | 3.3464 | 3.3424 | 71.43% | 42.86% | 67.86% | 60.71% | N
56 | 856 | NSTAR | Central | Boston | Tremont Street | 52 | 14B | Roxbury | D | 5205 | BDT,ROX | 4.16kV | 4.16kV |  | 1.1097 | 0.97275 | 1.0004 | 1.6933 | 1.6933 | 1.6912 | 65.53% | 57.45% | 59.15% | 60.71% | N
202 | 1220 | NSTAR | Central | Boston | San Juan Street | 318 | 14BC | Boston | D | 318-05 | BDT | 4.16kV | 4.16kV |  | 1.8734 | 1.4411 | 1.4034 | 2.594 | 2.594 | 2.5908 | 72.22% | 55.56% | 54.17% | 60.65% | N
1112 | 248 | NSTAR | South | New Bedford | Fisher Rd. | 657 | W | Dartmouth | D | 2-528-528 | DAR | 13.2kV | 13.2kV |  | 7.1792 | 7.1335 | 7.0563 | 11.7748 | 11.7748 | 11.7605 | 60.97% | 60.58% | 60% | 60.52% | N
1449 | 1450 | NSTAR | West | Southboro | Speen Street | 433 | 110A | Framingham | D | 433-H4 | FRA | 13.8kV | 13.8kV |  | 6.8123 | 7.0036 | 7.4009 | 11.7125 | 11.7125 | 11.6983 | 58.16% | 59.8% | 63.27% | 60.41% | N
1402 | 1069 | NSTAR | West | Southboro | South Street | 24 | Bus #2 | Framingham | D | 24-H1 | FRA | 13.8kV | 13.8kV |  | 5.0196 | 5.0674 | 5.0613 | 8.366 | 8.366 | 8.3559 | 60% | 60.57% | 60.57% | 60.38% | N
1238 | 344 | NSTAR | South | Plymouth | Newfield Sub | 736 | 2 | Plymouth | D | 3-12-28J3 | PLY | 4.16kV | 4.16kV |  | 2.3058 | 2.3058 | 2.303 | 3.8189 | 3.8189 | 3.8143 | 60.38% | 60.38% | 60.38% | 60.38% | N
1439 | 1422 | NSTAR | West | Southboro | Acton | 416 | 110B | Maynard | D | 416-H9 | ACT MAY | 13.8kV | 13.8kV |  | 4.7567 | 5.2348 | 5.3478 | 8.4856 | 8.4856 | 8.4753 | 56.06% | 61.69% | 63.1% | 60.28% | N
617 | 1352 | NSTAR | Central | Somerville | Dragon Court | 375 | 110A | Woburn | D | 375-H12 | WOB | 13.8kV | 13.8kV |  | 8.1031 | 8.3899 | 8.9766 | 14.1028 | 14.1028 | 14.0857 | 57.46% | 59.49% | 63.73% | 60.23% | N
894 | 591 | NSTAR | South | Cape & Vineyard | Mashpee Sub | 946 | 1 | Mashpee | D | 4-88-491 | BNS | 22.8kV | 22.8 |  | 2.567 | 7.2665 | 7.2577 | 9.4781 | 9.4781 | 9.4666 | 27.08% | 76.67% | 76.67% | 60.14% | N
579 | 1084 | NSTAR | Central | Somerville | Mystic Station | 250 | 110B | Charlestown | D | 250-H2 | CHT | 13.8kV | 13.8kV |  | 6.7884 | 6.8363 | 7.2816 | 11.5929 | 11.5929 | 11.5789 | 58.56% | 58.97% | 62.89% | 60.14% | N
50 | 850 | NSTAR | Central | Boston | Kenmore | 49 | 14B | Boston | D | 4911 | BKL | 4.16kV | 4.16kV |  | 1.3691 | 1.1673 | 0.97157 | 1.9455 | 1.9455 | 1.9431 | 70.37% | 60% | 50% | 60.12% | N
1870 | W125 | WMECO | SOUTHERN | SPRINGFIELD | Breckwood_20A | 20A | 20A-3X | SPRINGFIELD | D | 20A34 | SPRINGFIELD | 13.8 | 13.8kV |  | 7 | 4.7 | 6.5 | 10.1 | 10.1 | 10.1 | 69.31% | 46.53% | 64.36% | 60.07% | N
976 | 676 | NSTAR | South | Cape & Vineyard | Chatham Sub | 914 | 1 | Chatham | D | 4-95B-941 | CHM | 4.16kV | 4.16kV |  | 3.2209 | 3.5283 | 1.0754 | 4.3233 | 4.3649 | 4.3596 | 74.5% | 80.83% | 24.67% | 60% | N
1574 | 805 | NSTAR | West | Waltham | Grant Street | 34 | 14B | Lexington | D | 3402 | LEX | 4.16kV | 4.16kV |  | 0.93672 | 1.1673 | 1.1371 | 1.8014 | 1.8014 | 1.7992 | 52% | 64.8% | 63.2% | 60% | N
1298 | 428 | NSTAR | South | Plymouth | Duxbury Sub | 738 | 2 | Duxbury | D | 3-27-970 | MAR | 22.8kV | 22.8kV |  | 10.2679 | 10.6628 | 11.0443 | 17.7713 | 17.7713 | 17.7498 | 57.78% | 60% | 62.22% | 60% | N
527 | 1030 | NSTAR | Central | Somerville | Woburn | 211 | 14A | Woburn | D | 211-07 | WIN | 4.16kV | 4.16kV |  | 2.1545 | 2.068 | 2.1015 | 3.5307 | 3.5307 | 3.5264 | 61.02% | 58.57% | 59.59% | 59.73% | N
1914 | W167 | WMECO | SOUTHERN | SPRINGFIELD | Orchard_27A | 27A | 27A-2X | SPRINGFIELD | D | 27A12 | LUDLOW | 13.8 | 13.8kV |  | 5.7 | 6.9 | 4.6 | 9.6 | 9.6 | 9.6 | 59.38% | 71.88% | 47.92% | 59.72% | N
1479 | 758 | NSTAR | West | Walpole | Dedham | 20 | 14E | Dedham | D | 2008 | DED | 4.16kV | 4.16kV |  | 1.1745 | 1.2249 | 1.0795 | 1.9455 | 1.9455 | 1.9431 | 60.37% | 62.96% | 55.56% | 59.63% | N
1397 | 1065 | NSTAR | West | Southboro | Leland Street | 240 | 110C | Framingham | D | 240-H3 | FRA,NAT | 13.8kV | 13.8kV |  | 6.2148 | 7.2904 | 7.4248 | 11.7125 | 11.7125 | 11.6983 | 53.06% | 62.24% | 63.47% | 59.59% | N
1154 | 283 | NSTAR | South | New Bedford | Pine Street | 611 | A | N. Bedford | D | 2-67-67 | NEB | 13.2kV | 13.2kV |  | 4.7099 | 4.8928 | 4.7271 | 8.0252 | 8.0252 | 8.0154 | 58.69% | 60.97% | 58.97% | 59.54% | N
760 | 111 | NSTAR | Central | Somerville | Putnam | 831 | 110B | Cambridge | D | 831-1337 | CAM | 13.8kV | 13.8kV |  | 4.183 | 4.7806 | 6.5892 | 8.7246 | 8.7246 | 8.714 | 47.95% | 54.79% | 75.62% | 59.45% | N
839 | 531 | NSTAR | South | Cape & Vineyard | Hatchville Sub | 936 | 1 | Falmouth | D | 4-78-420 | FAL | 22.8kV | 22.8kV |  | 6.0817 | 8.8857 | 8.9538 | 13.4272 | 13.4272 | 13.411 | 45.29% | 66.18% | 66.76% | 59.41% | N
1853 | W108 | WMECO | SOUTHERN | SPRINGFIELD | Agawam_16C | 16C | 16C-5X | AGAWAM | D | 16C11 | AGAWAM | 13.8 | 13.8kV |  | 6.2 | 5.1 | 5.8 | 9.6 | 9.6 | 9.6 | 64.58% | 53.12% | 60.42% | 59.38% | N
1657 | 1275 | NSTAR | West | Waltham | Pine Street | 33 | 33-1351, 33-1352, 33-1362 | Waltham | D | 33-H3 | NEW,WAL,WTN | 13.8kV | 13.8kV |  | 5.4499 | 4.7806 | 5.3 | 8.7246 | 8.7246 | 8.714 | 62.47% | 54.79% | 60.82% | 59.36% | N
32 | 832 | NSTAR | Central | Boston | Central Street | 43 | 14F | Dorchester | D | 4302 | DOR | 4.16kV | 4.16kV |  | 1.5852 | 1.5348 | 1.4969 | 2.594 | 2.594 | 2.5908 | 61.11% | 59.17% | 57.78% | 59.35% | N
1576 | 807 | NSTAR | West | Waltham | Grant Street | 34 | 14C | Lexington | D | 3404 | LEX | 4.16kV | 4.16kV |  | 1.0088 | 1.1169 | 1.0795 | 1.8014 | 1.8014 | 1.7992 | 56% | 62% | 60% | 59.33% | N
1625 | 1144 | NSTAR | West | Waltham | Elliot Street | 292 | 14C | Newton | D | 292-01 | NEW | 4.16kV | 4.16kV |  | 1.4771 | 1.4411 | 1.6912 | 2.594 | 2.594 | 2.5908 | 56.94% | 55.56% | 65.28% | 59.26% | N
726 | 78 | NSTAR | Central | Somerville | Concord | 827 | 14A | Cambridge | D | 827-31 | CAM | 4.16kV | 4.16kV |  | 1.4411 | 1.4843 | 1.5473 | 2.5219 | 2.5219 | 2.5189 | 57.14% | 58.86% | 61.43% | 59.14% | N
1032 | 166 | NSTAR | South | New Bedford | Pine Street | 611 | A | N. Bedford | D | 2-21-20 | NEB | 13.2kV | 13.2kV |  | 0.48014 | 0 | 6.3027 | 3.8411 | 3.8411 | 3.8364 | 12.5% | 0% | 164.3% | 58.93% | N
756 | 107 | NSTAR | Central | Somerville | Putnam | 831 | 110A | Cambridge | D | 831-1321 | CAM | 13.8kV | 13.8kV |  | 6.6928 | 6.2148 | 7.5681 | 11.5929 | 11.5929 | 11.5789 | 57.73% | 53.61% | 65.36% | 58.9% | N
231 | 1264 | NSTAR | Central | Boston | Brighton | 329 | 110B | Brighton | D | 329-H4 | BRI,BKL | 13.8kV | 13.8kV |  | 4.9001 | 4.8284 | 5.0135 | 8.366 | 8.366 | 8.3559 | 58.57% | 57.71% | 60% | 58.76% | N
1017 |  | NSTAR | South | New Bedford | Durfee St. | 686 | 1 | New Bedford | D | 2-8-43 | NEB | 3.74kV | 3.74kV |  | 0.93284 | 0.71259 | 1.6176 | 1.8527 | 1.8527 | 1.8505 | 50.35% | 38.46% | 87.41% | 58.74% | N
741 | 93 | NSTAR | Central | Somerville | Alewife | 828 | 110B | Cambridge | D | 828-1NB12 | CAM | 13.8kV | 13.8kV |  | 3.8245 | 4.2069 | 3.9631 | 6.8123 | 6.8123 | 6.8041 | 56.14% | 61.75% | 58.25% | 58.71% | N
1086 | 219 | NSTAR | South | New Bedford | Wing Lane | 624 | 1 | Acushnet | D | 2-241-237 | ACU | 13.2kV | 13.2kV |  | 2.9037 | 3.5439 | 2.8088 | 5.2587 | 5.2587 | 5.2523 | 55.22% | 67.39% | 53.48% | 58.7% | N
505 | 943 | NSTAR | Central | Somerville | Willoughby St | 488 | 110C | Somerville | D | 14-113H | CHE CHT EVE | 13.8kV | 13.8kV |  | 6.0953 | 5.4021 | 6.1595 | 10.0393 | 10.0393 | 10.0271 | 60.71% | 53.81% | 61.43% | 58.65% | N
1167 |  | NSTAR | South | New Bedford | Ash St. | 615 | E | New Bedford | D | 2-73-48 | NEB | 3.74kV | 3.74kV |  | 1.3604 | 1.8203 | 0.077642 | 1.8527 | 1.8527 | 1.8505 | 73.43% | 98.25% | 4.196% | 58.62% | N
616 | 1351 | NSTAR | Central | Somerville | Dragon Court | 375 | 110C | Woburn | D | 375-H11 | WOB | 13.8kV | 13.8kV |  | 9.6568 | 10.2544 | 4.8464 | 14.1028 | 14.1028 | 14.0857 | 68.47% | 72.71% | 34.41% | 58.53% | N
1932 | W185 | WMECO | SOUTHERN | SPRINGFIELD | Silver_30A | 30A | 30A-1X | AGAWAM | D | 30A1 | AGAWAM | 13.8 | 13.8kV |  | 8.5 | 9.8 | 6.8 | 14.3 | 14.3 | 14.3 | 59.44% | 68.53% | 47.55% | 58.51% | N
678 | 30 | NSTAR | Central | Somerville | Putnam | 817 | 14A | Cambridge | D | 817-46 | CAM | 4.16kV | 4.16kV |  | 1.6212 | 2.385 | 2.1087 | 3.4947 | 3.4947 | 3.4904 | 46.39% | 68.25% | 60.41% | 58.35% | N
1158 | 287 | NSTAR | South | New Bedford | Pine Street | 611 | A | N. Bedford | D | 2-69-69 | NEB | 13.2kV | 13.2kV |  | 3.9097 | 5.2129 | 4.9097 | 8.0252 | 8.0252 | 8.0154 | 48.72% | 64.96% | 61.25% | 58.31% | N
1567 | 798 | NSTAR | West | Waltham | Pine Street | 33 | 14F | Waltham | D | 3310 | WAL | 4.16kV | 4.16kV |  | 0.86466 | 0.88628 | 1.2091 | 1.6933 | 1.6933 | 1.6912 | 51.06% | 52.34% | 71.49% | 58.3% | N
1163 | 292 | NSTAR | South | New Bedford | Rockdale | 693 | 1 | N. Bedford | D | 2-72-501 | NEB | 13.2kV | 13.2kV |  | 3.7497 | 3.7268 | 3.9506 | 6.539 | 6.539 | 6.5311 | 57.34% | 56.99% | 60.49% | 58.28% | N
475 | 732 | NSTAR | Central | Somerville | Willow St | 16 | 14A | Somerville | D | 1601 | SOM | 4.16kV | 4.16kV |  | 1.6501 | 1.787 | 1.6553 | 2.9182 | 2.9182 | 2.9147 | 56.54% | 61.23% | 56.79% | 58.19% | N
431 | 1650 | NSTAR | Central | Boston | K Street | 385 | 110C | S. Boston | D | 574-70H | BDT SOB | 13.8kV | 13.8kV |  | 2.1991 | 4.3503 | 2.6261 | 5.2587 | 5.2587 | 5.2523 | 41.82% | 82.73% | 50% | 58.18% | N
1893 | W147 | WMECO | SOUTHERN | SPRINGFIELD | East_Springfield_5J | 5J | 5J-7X | SPRINGFIELD | D | 5J12 | SPRINGFIELD | 13.8 | 13.8kV |  | 7.2 | 6.1 | 7.1 | 11.7 | 11.7 | 11.7 | 61.54% | 52.14% | 60.68% | 58.12% | N
1686 | 1396 | NSTAR | West | Waltham | Burlington | 391 | 110B | Burlington | D | 391-H15 | BUR,WOB | 13.8kV | 13.8kV |  | 6.4538 | 7.0275 | 6.9235 | 11.7125 | 11.7125 | 11.6983 | 55.1% | 60% | 59.18% | 58.1% | N
532 | 1035 | NSTAR | Central | Somerville | Woburn | 211 | 110B | Woburn | D | 211-H13 | WIN | 13.8kV | 13.8kV |  | 6.2148 | 6.5016 | 7.6397 | 11.7125 | 11.7125 | 11.6983 | 53.06% | 55.51% | 65.31% | 57.96% | N
1080 | 213 | NSTAR | South | New Bedford | Acushnet | 612 | S | Acushnet | D | 2-230-230 | ACU | 13.2kV | 13.2kV |  | 5.3044 | 4.2069 | 4.4302 | 8.0252 | 8.0252 | 8.0154 | 66.1% | 52.42% | 55.27% | 57.93% | N
1303 | 431 | NSTAR | South | Plymouth | Brook Street | 727 | 1 | Plympton | D | 3-51-51 | PLT | 22.8kV | 22.8kV |  | 10.6628 | 11.8476 | 14.5154 | 21.3256 | 21.3256 | 21.2998 | 50% | 55.56% | 68.15% | 57.9% | N
1519 | 1490 | NSTAR | West | Walpole | Dover | 456 | 110B | Dover | D | 456-H1 | DED,DOV,WLP,WWO | 13.8kV | 13.8kV |  | 6.5972 | 6.9797 | 6.7086 | 11.7125 | 11.7125 | 11.6983 | 56.33% | 59.59% | 57.35% | 57.76% | N
901 | 599 | NSTAR | South | Cape & Vineyard | Harwich Sub | 968 | 1 | Harwich | D | 4-89A-89A | HAR | 22.8kV | 22.8kV |  | 19.1931 | 20.4963 | 20.9448 | 35.0688 | 35.0688 | 35.0263 | 54.73% | 58.45% | 59.8% | 57.66% | N
1834 | W89 | WMECO | NORTHERN | PITTSFIELD | Pleasant_16B | 16B | 16B-1X,16B-2X | LEE | D | 16B4 | LEE | 23 | 23 |  | 15.3 | 8.3 | 15.3 | 22.5 | 22.5 | 22.5 | 68% | 36.89% | 68% | 57.63% | N
1908 | W161 | WMECO | SOUTHERN | SPRINGFIELD | Franconia_22H | 22H | 22H-3X | LONGMEADOW | D | 22H18 | LONGMEADOW | 13.8 | 13.8kV |  | 7.3 | 6.4 | 6.5 | 11.7 | 11.7 | 11.7 | 62.39% | 54.7% | 55.56% | 57.55% | N
96 | 927 | NSTAR | Central | Boston | Dorchester Ave | 139 | 14A | South Boston | D | 139-02 | SOB | 4.16kV | 4.16kV |  | 1.7149 | 1.3979 | 1.3602 | 2.594 | 2.594 | 2.5908 | 66.11% | 53.89% | 52.5% | 57.5% | N
372 | 1572 | NSTAR | Central | Boston | Hyde Park | 496 | 110B | Hyde Park | D | 496-H6 | HYP WRX | 13.8kV | 13.8kV |  | 7.0514 | 6.4777 | 6.446 | 11.5929 | 11.5929 | 11.5789 | 60.82% | 55.88% | 55.67% | 57.46% | N
1518 | 1297 | NSTAR | West | Walpole | Hyde Park | 496 | 110A | Hyde Park | D | 344-1413H1 | DED,HYP,WWO | 13.8kV | 13.8kV |  | 7.8402 | 3.3703 | 7.4726 | 10.8759 | 10.8759 | 10.8627 | 72.09% | 30.99% | 68.79% | 57.29% | N
265 | 1330 | NSTAR | Central | Boston | Brighton | 329 | 110B | Brighton | D | 36-51 | BRI | 13.8kV | 13.8kV |  | 6.4538 | 6.4538 | 6.9951 | 11.5929 | 11.5929 | 11.5789 | 55.67% | 55.67% | 60.41% | 57.25% | N
742 | 94 | NSTAR | Central | Somerville | Alewife | 828 | 110C | Cambridge | D | 828-1NC5 | CAM | 13.8kV | 13.8kV |  | 3.8245 | 5.163 | 5.3716 | 8.366 | 8.366 | 8.3559 | 45.71% | 61.71% | 64.29% | 57.24% | N
291 | 1377 | NSTAR | Central | Boston | K Street | 385 | 110A | South Boston | D | 385-H4 | SOB | 13.8kV | 13.8kV |  | 4.2786 | 4.0874 | 3.7243 | 7.0514 | 7.0514 | 7.0428 | 60.68% | 57.97% | 52.88% | 57.18% | N
506 | 944 | NSTAR | Central | Somerville | Willoughby St | 488 | 110C | Somerville | D | 14-113H1 | CHE | 13.8kV | 13.8kV |  | 3.0357 | 1.5059 | 5.0852 | 5.6172 | 5.6172 | 5.6104 | 54.04% | 26.81% | 90.64% | 57.16% | N
1452 | 1453 | NSTAR | West | Southboro | Speen Street | 433 | 110B | Framingham | D | 433-H7 | FRA,NAT | 13.8kV | 13.8kV |  | 6.7645 | 6.2148 | 7.0906 | 11.7125 | 11.7125 | 11.6983 | 57.76% | 53.06% | 60.61% | 57.14% | N
1747 | W5 | WMECO | NORTHERN | HADLEY | Amherst_17K | 17K | 17K-4X | AMHERST | D | 17K5 | AMHERST | 13.8 | 13.8kV |  | 6.7 | 4.9 | 7.25 | 11 | 11 | 11 | 60.91% | 44.55% | 65.91% | 57.12% | N
945 | 639 | NSTAR | South | Cape & Vineyard | Harwich Sub | 968 | 1 | Harwich | D | 4-92B-92B | DEN | 22.8kV | 22.8kV |  | 21.4836 | 19.6275 | 21.4181 | 36.53 | 36.53 | 36.4857 | 58.81% | 53.73% | 58.7% | 57.08% | N
1795 | W52 | WMECO | NORTHERN | HADLEY | Podick_18G | 18G | 18G-7X,18G-8X | AMHERST | D | 18G5 | AMHERST | 13.8 | 13.8kV |  | 6.7 | 5.1 | 5.83 | 10.3 | 10.3 | 10.3 | 65.05% | 49.51% | 56.6% | 57.06% | N
1180 | 306 | NSTAR | South | New Bedford | Acushnet | 612 | S | Acushnet | D | 2-82-82 | NEB | 13.2kV | 13.2kV |  | 4.7099 | 5.2587 | 3.7451 | 8.0252 | 8.0252 | 8.0154 | 58.69% | 65.53% | 46.72% | 56.98% | N
1487 | 781 | NSTAR | West | Walpole | Stone Street | 26 | 14B | Walpole | D | 2608 | MDF,WLP | 4.16kV | 4.16kV |  | 1.016 | 1.0304 | 1.0291 | 1.8014 | 1.8014 | 1.7992 | 56.4% | 57.2% | 57.2% | 56.93% | N
845 | 538 | NSTAR | South | Cape & Vineyard | Oak Street | 920 | 1 | Barnstable | D | 4-80A-80A | BNS | 22.8kV | 22.8kV |  | 15.0069 | 15.2044 | 15.2648 | 26.657 | 26.657 | 26.6247 | 56.3% | 57.04% | 57.33% | 56.89% | N
380 | 1583 | NSTAR | Central | Boston | Havard Court | 506 | 14B | Brookline | D | 506-07 | BKL | 4.16kV | 4.16kV |  | 1.3691 | 1.2682 | 1.4178 | 2.3778 | 2.3778 | 2.3749 | 57.58% | 53.33% | 59.7% | 56.87% | N
747 | 99 | NSTAR | Central | Somerville | Smith Place | 829 | 14A | Cambridge | D | 829-29 | CAM | 4.16kV | 4.16kV |  | 1.2249 | 1.578 | 1.4969 | 2.5219 | 2.5219 | 2.5189 | 48.57% | 62.57% | 59.43% | 56.86% | N
1626 | 1145 | NSTAR | West | Waltham | Elliot Street | 292 | 14C | Newton | D | 292-03 | NEW | 4.16kV | 4.16kV |  | 1.5492 | 1.3763 | 1.4969 | 2.594 | 2.594 | 2.5908 | 59.72% | 53.06% | 57.78% | 56.85% | N
53 | 853 | NSTAR | Central | Boston | Tremont Street | 52 | 14A | Roxbury | D | 5202 | ROX | 4.16kV | 4.16kV |  | 1.7437 | 1.7654 | 0.9068 | 2.594 | 2.594 | 2.5908 | 67.22% | 68.06% | 35% | 56.76% | N
1730 | 1623 | NSTAR | West | Waltham | Trapelo Road | 450 | 110A | Waltham | D | 531-1359H1 | WAL | 13.8kV | 13.8kV |  | 1.3147 | 3.5854 | 0.78784 | 3.3464 | 3.3464 | 3.3424 | 39.29% | 107.1% | 23.57% | 56.67% | N
1565 | 796 | NSTAR | West | Waltham | Pine Street | 33 | 14F | Waltham | D | 3308 | WAL | 4.16kV | 4.16kV |  | 0.80702 | 0.9151 | 0.9068 | 1.5492 | 1.5492 | 1.5473 | 52.09% | 59.07% | 58.6% | 56.59% | N
1409 | 1105 | NSTAR | West | Southboro | Sherborn | 274 | 110A | Sherborn | D | 274-H5 | ASH, HOL, HOP | 13.8kV | 13.8kV |  | 6.7884 | 6.2387 | 6.828 | 11.7125 | 11.7125 | 11.6983 | 57.96% | 53.27% | 58.37% | 56.53% | N
1281 | 1699 | NSTAR | South | Plymouth | Marshfield Sub | 739 | 1 | Marshfield | D | 3-24A-35J2 | MAF | 4.16kV | 4.16kV |  | 2.8102 | 0 | 0 | 1.6573 | 1.6573 | 1.6553 | 169.6% | 0% | 0% | 56.52% | N
851 | 546 | NSTAR | South | Cape & Vineyard | HYN Junction | 961 | 2 | Barnstable | D | 4-80B-80B | HYN | 22.8kV | 22.8kV |  | 24.2085 | 18.6797 | 19.012 | 36.53 | 36.53 | 36.4857 | 66.27% | 51.14% | 52.11% | 56.5% | N
1529 | 1526 | NSTAR | West | Walpole | Norwood Sub | 469 | Muni | Norwood | D | 469-H6 | WWO | 13.8kV | 13.8kV |  | 5.8801 | 5.7845 | 4.9419 | 9.8002 | 9.8002 | 9.7883 | 60% | 59.02% | 50.49% | 56.5% | N
1316 | 449 | NSTAR | South | Plymouth | Manomet Sub | 741 | 1 | Plymouth | D | 3-73-927 | PLY | 22.8kV | 22.8kV |  | 12.5189 | 11.0577 | 11.8726 | 20.9307 | 20.9307 | 20.9053 | 59.81% | 52.83% | 56.79% | 56.48% | N
375 | 1577 | NSTAR | Central | Boston | Havard Court | 506 | 14A | Brookline | D | 506-01 | BKL | 4.16kV | 4.16kV |  | 1.5492 | 1.2466 | 1.2307 | 2.3778 | 2.3778 | 2.3749 | 65.15% | 52.42% | 51.82% | 56.46% | N
610 | 1255 | NSTAR | Central | Somerville | Main St | 325 | 14B | Woburn | D | 325-04 | WOB | 4.16kV | 4.16kV |  | 1.0376 | 1.1385 | 1.1155 | 1.9455 | 1.9455 | 1.9431 | 53.33% | 58.52% | 57.41% | 56.42% | N
720 | 72 | NSTAR | Central | Somerville | Edmunds | 826 | 14A | Cambridge | D | 826-25 | CAM | 4.16kV | 4.16kV |  | 1.5852 | 1.5852 | 1.5833 | 2.8102 | 2.8102 | 2.8068 | 56.41% | 56.41% | 56.41% | 56.41% | N
1863 | W118 | WMECO | SOUTHERN | SPRINGFIELD | Breckwood_20A | 20A | 20A-1X | SPRINGFIELD | D | 20A14 | SPRINGFIELD | 13.8 | 13.8kV |  | 6.3 | 7.5 | 6 | 11.7 | 11.7 | 11.7 | 53.85% | 64.1% | 51.28% | 56.41% | N
880 | 575 | NSTAR | South | Cape & Vineyard | Otis Sub | 915 | 1 | Bourne | D | 4-86-402 | BRN | 22.8kV | 22.8kV |  | 5.9633 | 6.3187 | 6.3899 | 11.0577 | 11.0577 | 11.0443 | 53.93% | 57.14% | 57.86% | 56.31% | N
215 | 1246 | NSTAR | Central | Boston | Southampton Street | 323 | 14A | South Boston | D | 323-02 | ROX,SOB | 4.16kV | 4.16kV |  | 1.4483 | 1.4771 | 1.4466 | 2.594 | 2.594 | 2.5908 | 55.83% | 56.94% | 55.83% | 56.2% | N
1586 | 914 | NSTAR | West | Waltham | Spring Street | 124 | 14A | Watertown | D | 124-06 | WAT | 4.16kV | 4.16kV |  | 0.97275 | 0.92231 | 0.95717 | 1.6933 | 1.6933 | 1.6912 | 57.45% | 54.47% | 56.6% | 56.17% | N
1060 | 193 | NSTAR | South | New Bedford | Industrial Park | 636 | 111 | N. Bedford | D | 2-106-161 | NEB | 13.2kV | 13.2kV |  | 2.9494 | 2.9723 | 2.923 | 5.2587 | 5.2587 | 5.2523 | 56.09% | 56.52% | 55.65% | 56.09% | N
1073 | 206 | NSTAR | South | New Bedford | Industrial Park | 636 | 111 | N. Bedford | D | 2-152-152 | NEB | 13.2kV | 13.2kV |  | 9.7399 | 1.6919 | 1.6442 | 7.7737 | 7.7737 | 7.7642 | 125.3% | 21.76% | 21.18% | 56.08% | N
611 | 1256 | NSTAR | Central | Somerville | Main St | 325 | 14A | Woburn | D | 325-05 | WOB | 4.16kV | 4.16kV |  | 1.0736 | 1.0952 | 1.1011 | 1.9455 | 1.9455 | 1.9431 | 55.19% | 56.3% | 56.67% | 56.05% | N
1580 | 811 | NSTAR | West | Waltham | Grant Street | 34 | 14D | Lexington | D | 3409 | LEX | 4.16kV | 4.16kV |  | 1.1889 | 1.3402 | 1.2235 | 2.2337 | 2.2337 | 2.231 | 53.23% | 60% | 54.84% | 56.02% | N
284 | 1373 | NSTAR | Central | Boston | K Street | 385 | 110A | South Boston | D | 385-H17 | SOB BDT | 13.8kV | 13.8kV |  | 5.0674 | 5.2348 | 4.1541 | 8.6051 | 8.6051 | 8.5946 | 58.89% | 60.83% | 48.33% | 56.02% | N
108 | 948 | NSTAR | Central | Boston | Humboldt Ave | 143 | 14AB | Roxbury | D | 143-01 | ROX | 4.16kV | 4.16kV |  | 1.297 | 1.6285 | 1.4322 | 2.594 | 2.594 | 2.5908 | 50% | 62.78% | 55.28% | 56.02% | N
633 | 1559 | NSTAR | Central | Somerville | Willoughby St | 488 | 110A | Chelsea | D | 488-H3 | CHE | 13.8kV | 13.8kV |  | 5.8323 | 7.6968 | 5.9446 | 11.5929 | 11.5929 | 11.5789 | 50.31% | 66.39% | 51.34% | 56.01% | N
1138 |  | NSTAR | South | New Bedford | Bonney St. | 682 | 1 | New Bedford | D | 2-60-46 | NEB | 3.74kV | 4.16kV |  | 1.6843 | 0.42107 | 1.0029 | 1.8527 | 1.8527 | 1.8505 | 90.91% | 22.73% | 54.2% | 55.94% | N
1898 | W152 | WMECO | SOUTHERN | SPRINGFIELD | East_Springfield_5J | 5J | 5J-8X | SPRINGFIELD | D | 5J17 | SPRINGFIELD | 13.8 | 13.8kV |  | 4.8 | 7.9 | 4.9 | 10.5 | 10.5 | 10.5 | 45.71% | 75.24% | 46.67% | 55.87% | N
1527 | 1525 | NSTAR | West | Walpole | Norwood Sub | 469 | Muni | Norwood | D | 469-H4 | WWO,DED | 13.8kV | 13.8kV |  | 8.5573 | 4.5894 | 3.2707 | 9.8002 | 9.8002 | 9.7883 | 87.32% | 46.83% | 33.41% | 55.85% | N
373 | 1573 | NSTAR | Central | Boston | Hyde Park | 496 | 110A | Hyde Park | D | 496-H7 | HYP MIT | 13.8kV | 13.8kV |  | 5.4977 | 6.0236 | 7.8784 | 11.5929 | 11.5929 | 11.5789 | 47.42% | 51.96% | 68.04% | 55.81% | N
885 | 582 | NSTAR | South | Cape & Vineyard | Oak Street | 920 | 1 | Barnstable | D | 4-87A-475 | SAN | 22.8kV | 22.8kV |  | 7.9379 | 7.227 | 7.2971 | 13.4272 | 13.4272 | 13.411 | 59.12% | 53.82% | 54.41% | 55.78% | N
849 | 544 | NSTAR | South | Cape & Vineyard | HYN Junction | 961 | 2 | Barnstable | D | 4-80B-514 | HYN | 22.8kV | 22.8kV |  | 9.9125 | 9.715 | 9.4271 | 17.3764 | 17.3764 | 17.3554 | 57.05% | 55.91% | 54.32% | 55.76% | N
382 | 1585 | NSTAR | Central | Boston | Havard Court | 506 | 14C | Brookline | D | 506-10 | BKL | 4.16kV | 4.16kV |  | 1.4411 | 1.2682 | 1.2666 | 2.3778 | 2.3778 | 2.3749 | 60.61% | 53.33% | 53.33% | 55.76% | N
1042 | 175 | NSTAR | South | New Bedford | Pine Street | 611 | C | N. Bedford | D | 2-3-3 | NEB | 13.2kV | 13.2 |  | 3.2009 | 3.361 | 6.8508 | 8.0252 | 8.0252 | 8.0154 | 39.89% | 41.88% | 85.47% | 55.75% | N
1895 | W149 | WMECO | SOUTHERN | SPRINGFIELD | East_Springfield_5J | 5J | 5J-8X | SPRINGFIELD | D | 5J14 | SPRINGFIELD | 13.8 | 13.8kV |  | 8.7 | 7.7 | 9.5 | 15.5 | 15.5 | 15.5 | 56.13% | 49.68% | 61.29% | 55.7% | N
1541 | 1538 | NSTAR | West | Walpole | Canton | 470 | 110B | Canton | D | 470-H9 | CAN,WWO | 13.8kV | 13.8kV |  | 3.1552 | 8.0314 | 6.9712 | 10.8759 | 10.8759 | 10.8627 | 29.01% | 73.85% | 64.18% | 55.68% | N
1628 | 1148 | NSTAR | West | Waltham | Elliot Street | 292 | 110D | Newton | D | 292-H1 | NEW | 13.8kV | 13.8kV |  | 3.944 | 3.6093 | 3.796 | 6.8123 | 6.8123 | 6.8041 | 57.89% | 52.98% | 55.79% | 55.56% | N
1035 | 168 | NSTAR | South | New Bedford | Pine Street | 611 | C | N. Bedford | D | 2-24-22 | NEB | 13.2kV | 13.2kV |  | 2.0577 | 2.1721 | 2.1694 | 3.8411 | 3.8411 | 3.8364 | 53.57% | 56.55% | 56.55% | 55.56% | N
299 | 1408 | NSTAR | Central | Boston | Amory Street | 396 | 110A | Roxbury | D | 396-05 | ROX,WRX | 4.16kV | 4.16kV |  | 1.5636 | 1.3618 | 1.389 | 2.594 | 2.594 | 2.5908 | 60.28% | 52.5% | 53.61% | 55.46% | N
82 | 888 | NSTAR | Central | Boston | Andrew Sq | 106 | 110C | South Boston | D | 106-1N31H1 | BDT SOB ROX | 13.8kV | 13.8kV |  | 3.6811 | 3.6093 | 3.4379 | 6.4538 | 6.4538 | 6.446 | 57.04% | 55.93% | 53.33% | 55.43% | N
876 | 571 | NSTAR | South | Cape & Vineyard | Harwich Sub | 968 | 2 | Harwich | D | 4-85-591 | HAR | 22.8kV | 22.8kV |  | 1.1453 | 2.0536 | 2.0511 | 3.1594 | 3.1594 | 3.1555 | 36.25% | 65% | 65% | 55.42% | N
812 | 505 | NSTAR | South | Cape & Vineyard | Hyannis Junction | 961 | 3 | Barnstable | D | 4-63-63 | BAR | 22.8kV | 22.8kV |  | 14.6515 | 15.4808 | 16.2509 | 27.9208 | 27.9208 | 27.8869 | 52.48% | 55.45% | 58.27% | 55.4% | N
645 | 1656 | NSTAR | Central | Somerville | Woburn | 211 | 110A | Woburn | D | 59-1383H1 | ARL SOM | 13.8kV | 13.8kV |  | 4.4221 | 4.7328 | 4.7271 | 8.366 | 8.366 | 8.3559 | 52.86% | 56.57% | 56.57% | 55.33% | N
271 | 1347 | NSTAR | Central | Boston | Baker St | 374 | 24B | W. Roxbury | D | 374-07 | WRX | 4.16kV | 4.16kV |  | 1.261 | 0.98716 | 0.97876 | 1.9455 | 1.9455 | 1.9431 | 64.81% | 50.74% | 50.37% | 55.31% | N
1329 | 467 | NSTAR | South | Plymouth | Wareham Sub | 714 | 1 | Wareham | D | 3-84-960 | WAR | 22.8kV | 22.8kV |  | 6.2397 | 8.3328 | 6.0349 | 12.4399 | 12.4399 | 12.4249 | 50.16% | 66.98% | 48.57% | 55.24% | N
1209 | 1724 | NSTAR | South | New Bedford | Pine Street | 611 | D | N. Bedford | D | 2-89-89 | NEB | 13.2kV | 13.2kV |  | 4.2069 | 5.3044 | 3.7679 | 8.0252 | 8.0252 | 8.0154 | 52.42% | 66.1% | 47.01% | 55.18% | N
1688 | 1398 | NSTAR | West | Waltham | Burlington | 391 | 110A | Burlington | D | 391-H2 | BUR | 13.8kV | 13.8kV |  | 4.9001 | 5.2587 | 5.6581 | 9.5612 | 9.5612 | 9.5496 | 51.25% | 55% | 59.25% | 55.17% | N
676 | 28 | NSTAR | Central | Somerville | Putnam | 817 | 14A | Cambridge | D | 817-08 | CAM | 4.16kV | 4.16kV |  | 1.297 | 1.6573 | 1.6912 | 2.8102 | 2.8102 | 2.8068 | 46.15% | 58.97% | 60.26% | 55.13% | N
852 | 547 | NSTAR | South | Cape & Vineyard | West HYN | 943 | 1 | West HYN | D | 4-80B-898 | HYN | 4.16kV | 4.16kV |  | 1.0592 | 1.5204 | 1.4968 | 2.4499 | 2.4734 | 2.4704 | 43.24% | 61.47% | 60.59% | 55.1% | N
687 | 39 | NSTAR | Central | Somerville | Prospect | 819 | 14kV Bus | Cambridge | D | 819-1NA5 | CAM | 13.8kV | 13.8kV |  | 1.1951 | 8.6529 | 1.4086 | 6.8123 | 6.8123 | 6.8041 | 17.54% | 127% | 20.7% | 55.09% | N
360 | 1552 | NSTAR | Central | Boston | Dewar Street | 483 | 110B | Dorchester | D | 483-H6 | DOR ROX BKL | 13.8kV | 13.8kV |  | 6.4538 | 6.1909 | 6.4937 | 11.5929 | 11.5929 | 11.5789 | 55.67% | 53.4% | 56.08% | 55.05% | N
614 | 1349 | NSTAR | Central | Somerville | Dragon Court | 375 | 110C | Woburn | D | 375-H1 | WOB | 13.8kV | 13.8kV |  | 5.3065 | 5.0674 | 8.9527 | 11.7125 | 11.7125 | 11.6983 | 45.31% | 43.27% | 76.53% | 55.03% | N
1512 | 1020 | NSTAR | West | Walpole | Dedham | 20 | 24C | Dedham | D | 20-H8 | DED | 13.8kV | 13.8kV |  | 3.3464 | 3.5376 | 3.5572 | 6.3343 | 6.3343 | 6.3266 | 52.83% | 55.85% | 56.23% | 54.97% | N
1517 | 1296 | NSTAR | West | Walpole | Hyde Park | 496 | 110A | Hyde Park | D | 344-1412H1 | CAN,DED,WWO | 13.8kV | 13.8kV |  | 6.2626 | 5.8084 | 5.8491 | 10.8759 | 10.8759 | 10.8627 | 57.58% | 53.41% | 53.85% | 54.95% | N
712 | 64 | NSTAR | Central | Somerville | Walden | 824 | 14A | Cambridge | D | 824-26 | CAM | 4.16kV | 4.16kV |  | 1.6573 | 1.3258 | 1.1659 | 2.5219 | 2.5219 | 2.5189 | 65.71% | 52.57% | 46.29% | 54.86% | N
801 | 152 | NSTAR | Central | Somerville | East Camb | 875 | 110C | Cambridge | D | 875-1N38A | CAM | 13.8kV | 13.8kV |  | 4.4221 | 5.3065 | 4.4167 | 8.6051 | 8.6051 | 8.5946 | 51.39% | 61.67% | 51.39% | 54.81% | N
368 | 1568 | NSTAR | Central | Boston | Hyde Park | 496 | 110B | Hyde Park | D | 496-H2 | CAN,DED,HYP,MIT | 4.16kV | 13.8kV |  | 2.068 | 6.4777 | 4.5361 | 3.2785 | 10.8759 | 10.8627 | 63.08% | 59.56% | 41.76% | 54.8% | N
1697 | 1471 | NSTAR | West | Waltham | Trapelo Road | 450 | 110A | Waltham | D | 450-H1 | WAL | 13.8kV | 13.8kV |  | 6.0953 | 6.5016 | 6.637 | 11.7125 | 11.7125 | 11.6983 | 52.04% | 55.51% | 56.73% | 54.76% | N
1475 | 754 | NSTAR | West | Walpole | Dedham | 20 | 14G | Dedham | D | 2004 | DED | 4.16kV | 4.16kV |  | 1.1889 | 1.1529 | 1.3242 | 2.2337 | 2.2337 | 2.231 | 53.23% | 51.61% | 59.35% | 54.73% | N
1894 | W148 | WMECO | SOUTHERN | SPRINGFIELD | East_Springfield_5J | 5J | 5J-7X | SPRINGFIELD | D | 5J13 | SPRINGFIELD | 13.8 | 13.8kV |  | 5 | 8.8 | 5.4 | 11.7 | 11.7 | 11.7 | 42.74% | 75.21% | 46.15% | 54.7% | N
1458 | 1486 | NSTAR | West | Southboro | West Framingham | 455 | 110A | Framingham | D | 455-H4 | FRA | 13.8kV | 13.8kV |  | 6.3343 | 6.406 | 6.4699 | 11.7125 | 11.7125 | 11.6983 | 54.08% | 54.69% | 55.31% | 54.69% | N
1013 |  | NSTAR | South | New Bedford | Durfee St. | 686 | 1 | New Bedford | D | 2-8-36 | NEB | 3.74kV | 3.74kV |  | 0.6802 | 1.2373 | 1.1193 | 1.8527 | 1.8527 | 1.8505 | 36.71% | 66.78% | 60.49% | 54.66% | N
264 | 1328 | NSTAR | Central | Boston | Hyde Park | 496 | 110B | Hyde Park | D | 362-1209H1 | MIT | 13.8kV | 13.8kV |  | 4.6611 | 4.7806 | 4.2496 | 8.366 | 8.366 | 8.3559 | 55.71% | 57.14% | 50.86% | 54.57% | N
1794 | W51 | WMECO | NORTHERN | HADLEY | Podick_18G | 18G | 18G-7X,18G-8X | AMHERST | D | 18G4 | AMHERST | 13.8 | 13.8kV |  | 7.4 | 5.9 | 4.7 | 11 | 11 | 11 | 67.27% | 53.64% | 42.73% | 54.55% | N
1137 |  | NSTAR | South | New Bedford | Bonney St. | 682 | 1 | New Bedford | D | 2-60-39 | NEB | 3.74kV | 3.74 |  | 0.79032 | 0.80976 | 1.4234 | 1.8527 | 1.8527 | 1.8505 | 42.66% | 43.71% | 76.92% | 54.43% | N
1294 | 423 | NSTAR | South | Plymouth | S. Duxbury | 738 | 1 | Duxbury | D | 3-26-39J1 | DUX | 4.16kV | 4.16kV |  | 1.297 | 1.016 | 0.97876 | 2.0176 | 2.0176 | 2.0151 | 64.29% | 50.36% | 48.57% | 54.4% | N
643 | 1655 | NSTAR | Central | Somerville | Mystic Station | 250 | 110A | Charlestown | D | 585-114H3 | SOM | 13.8kV | 13.8kV |  | 6.5733 | 6.167 | 6.1595 | 11.5929 | 11.5929 | 11.5789 | 56.7% | 53.2% | 53.2% | 54.36% | N
1451 | 1452 | NSTAR | West | Southboro | Speen Street | 433 | 110C | Framingham | D | 433-H6 | NAT,WAY,WTN | 13.8kV | 13.8kV |  | 10.1827 | 8.9158 | 0 | 11.7125 | 11.7125 | 11.6983 | 86.94% | 76.12% | 0% | 54.35% | N
1929 | W182 | WMECO | SOUTHERN | SPRINGFIELD | Piper_21N | 21N | 21N-2X | WEST SPRINGFIELD | D | 21N8 | WEST SPRINGFIELD | 13.8 | 13.8kV |  | 6.3 | 6.6 | 6.8 | 12.1 | 12.1 | 12.1 | 52.07% | 54.55% | 56.2% | 54.27% | N
621 | 1356 | NSTAR | Central | Somerville | Dragon Court | 375 | 110B | Woburn | D | 375-H4 | WOB | 13.8kV | 13.8kV |  | 6.1431 | 6.1431 | 6.7563 | 11.7125 | 11.7125 | 11.6983 | 52.45% | 52.45% | 57.76% | 54.22% | N
543 |  | NSTAR | Central | Somerville | Mystic Station | 250 | 110B | Everett | D | 218-80H | CHT | 13.8kV | 13.8kV |  | 4.3742 | 3.9201 | 5.3 | 8.366 | 8.366 | 8.3559 | 52.29% | 46.86% | 63.43% | 54.19% | N
420 | 1639 | NSTAR | Central | Boston | Brighton | 329 | 110B | Brighton | D | 543-158 | BRI | 13.8kV | 13.8kV |  | 2.6293 | 5.1152 | 5.8491 | 8.366 | 8.366 | 8.3559 | 31.43% | 61.14% | 70% | 54.19% | N
332 | 1465 | NSTAR | Central | Boston | Lagrange St | 443 | 24AB | W. Roxbury | D | 443-02 | NEW,WRX | 4.16kV | 4.16kV |  | 1.8014 | 1.5996 | 1.5617 | 3.0624 | 3.0624 | 3.0586 | 58.82% | 52.24% | 51.06% | 54.04% | N
663 | 15 | NSTAR | Central | Somerville | Hampshire | 814 | 14A | Cambridge | D | 814-16 | CAM | 4.16kV | 4.16kV |  | 0.82864 | 0.92231 | 1.6265 | 2.0896 | 2.0896 | 2.0871 | 39.66% | 44.14% | 77.93% | 53.91% | N
715 | 67 | NSTAR | Central | Somerville | Sherman | 825 | 14A | Cambridge | D | 825-18 | CAM | 4.16kV | 4.16kV |  | 1.0088 | 1.1529 | 1.2163 | 2.0896 | 2.0896 | 2.0871 | 48.28% | 55.17% | 58.28% | 53.91% | N
1913 | W166 | WMECO | SOUTHERN | SPRINGFIELD | Orchard_27A | 27A | 27A-2X | SPRINGFIELD | D | 27A11 | LUDLOW | 13.8 | 13.8kV |  | 5.5 | 5.4 | 4.6 | 9.6 | 9.6 | 9.6 | 57.29% | 56.25% | 47.92% | 53.82% | N
4 | 726 | NSTAR | Central | Boston | Roslindale | 13 | 14C | Roslindale | D | 1306 | WRX | 4.16kV | 4.16kV |  | 1.5852 | 1.3546 | 1.2378 | 2.594 | 2.594 | 2.5908 | 61.11% | 52.22% | 47.78% | 53.7% | N
1549 | 740 | NSTAR | West | Waltham | Homer Street | 17 | 14D | Newton | D | 1703 | NEW | 4.16kV | 4.16kV |  | 0.72055 | 0.83584 | 0.93558 | 1.5492 | 1.5492 | 1.5473 | 46.51% | 53.95% | 60.47% | 53.64% | N
249 | 1312 | NSTAR | Central | Boston | Colburn St | 350 | 110D | Boston | D | 350-H10 | ROX,BKL,BDT | 13.8kV | 13.8kV |  | 5.2587 | 5.7367 | 7.6397 | 11.5929 | 11.5929 | 11.5789 | 45.36% | 49.48% | 65.98% | 53.61% | N
1632 | 1151 | NSTAR | West | Waltham | Elliot Street | 292 | 110B | Newton | D | 292-H2 | NEW | 13.8kV | 13.8kV |  | 5.1391 | 6.6928 | 6.9951 | 11.7125 | 11.7125 | 11.6983 | 43.88% | 57.14% | 59.8% | 53.61% | N
158 | 1139 | NSTAR | Central | Boston | Colburn St | 350 | 110B | Boston | D | 284-1360H2 | ROX WRX | 13.8kV | 13.8kV |  | 1.7927 | 1.7927 | 1.7905 | 3.3464 | 3.3464 | 3.3424 | 53.57% | 53.57% | 53.57% | 53.57% | N
1490 | 784 | NSTAR | West | Walpole | Stone Street | 26 | 14B | Walpole | D | 2611 | WLP | 4.16kV | 4.16kV |  | 1.1457 | 1.2033 | 1.1227 | 2.1617 | 2.1617 | 2.159 | 53% | 55.67% | 52% | 53.56% | N
239 | 1289 | NSTAR | Central | Boston | Readville | 344 | 14AB | Hyde Park | D | 344-03 | HYP | 4.16kV | 4.16kV |  | 1.6068 | 1.6429 | 1.6553 | 3.0624 | 3.0624 | 3.0586 | 52.47% | 53.65% | 54.12% | 53.41% | N
26 | 823 | NSTAR | Central | Boston | Allston | 36 | 14D | Allston | D | 3616 | BRI | 4.16kV | 4.16kV |  | 1.0088 | 0.57644 | 0.71968 | 1.4411 | 1.4411 | 1.4394 | 70% | 40% | 50% | 53.33% | N
1641 | 1213 | NSTAR | West | Waltham | Auburn Street | 316 | 17-1355H | Newton | D | 316-03 | NEW | 4.16kV | 4.16kV |  | 1.5492 | 1.5492 | 1.5113 | 2.8822 | 2.8822 | 2.8787 | 53.75% | 53.75% | 52.5% | 53.33% | N
1002 | 712 | NSTAR | South | Cape & Vineyard | Falmouth Sub | 933 | 2 | Falmouth | D | 4-98A-98A | FAL | 22.8kV | 22.8kV |  | 13.8222 | 13.9011 | 14.9098 | 26.657 | 26.657 | 26.6247 | 51.85% | 52.15% | 56% | 53.33% | N
1646 | 1232 | NSTAR | West | Waltham | Marrett Road | 320 | 110A | Lexington | D | 320-H3 | LEX LIC WAL | 13.8kV | 13.8kV |  | 3.8245 | 4.6133 | 5.3239 | 8.6051 | 8.6051 | 8.5946 | 44.44% | 53.61% | 61.94% | 53.33% | N
723 | 75 | NSTAR | Central | Somerville | Concord | 827 | 14B | Cambridge | D | 827-18 | CAM | 4.16kV | 4.16kV |  | 1.5852 | 1.2394 | 1.2019 | 2.5219 | 2.5219 | 2.5189 | 62.86% | 49.14% | 47.71% | 53.24% | N
1005 | 715 | NSTAR | South | Cape & Vineyard | Hatchville Sub | 936 | 1 | Falmouth | D | 4-98B-449 | FAL | 22.8kV | 22.8kV |  | 9.873 | 10.0309 | 10.3343 | 18.9561 | 18.9561 | 18.9331 | 52.08% | 52.92% | 54.58% | 53.19% | N
1668 | 1334 | NSTAR | West | Waltham | Jackson Street | 369 | 292-215 | Newton | D | 369-06 | NEW | 4.16kV | 4.16kV |  | 0.97275 | 1.0448 | 1.0795 | 1.9455 | 1.9455 | 1.9431 | 50% | 53.7% | 55.56% | 53.09% | N
1609 | 1109 | NSTAR | West | Waltham | Newtonville | 277 | 277-1368 | Newton | D | 277-05 | NEW | 4.16kV | 4.16kV |  | 1.333 | 1.1097 | 1.1083 | 2.2337 | 2.2337 | 2.231 | 59.68% | 49.68% | 49.68% | 53.01% | N
665 | 17 | NSTAR | Central | Somerville | Pacific | 815 | 14A | Cambridge | D | 815-10 | CAM | 4.16kV | 4.16kV |  | 1.7293 | 1.7005 | 1.0363 | 2.8102 | 2.8102 | 2.8068 | 61.54% | 60.51% | 36.92% | 52.99% | N
366 | 1565 | NSTAR | Central | Boston | Colburn St | 350 | 110A | Boston | D | 493-1411H | BOS ROX | 13.8kV | 13.8kV |  | 6.3343 | 6.5733 | 5.491 | 11.5929 | 11.5929 | 11.5789 | 54.64% | 56.7% | 47.42% | 52.92% | N
659 | 11 | NSTAR | Central | Somerville | Hampshire | 814 | 14A | Cambridge | D | 814-12 | CAM | 4.16kV | 4.16kV |  | 1.5132 | 1.5708 | 0.9068 | 2.5219 | 2.5219 | 2.5189 | 60% | 62.29% | 36% | 52.76% | N
1037 | 170 | NSTAR | South | New Bedford | Pine Street | 611 | C | N. Bedford | D | 2-24-24 | NEB | 13.2kV | 13.2kV |  | 4.0012 | 4.3212 | 4.3388 | 8.0252 | 8.0252 | 8.0154 | 49.86% | 53.85% | 54.13% | 52.61% | N
594 | 1169 | NSTAR | Central | Somerville | Elm Street | 301 | 14A | Stoneham | D | 301-02 | STN | 4.16kV | 4.16kV |  | 1.1169 | 0.97995 | 0.97157 | 1.9455 | 1.9455 | 1.9431 | 57.41% | 50.37% | 50% | 52.59% | N
1532 | 1529 | NSTAR | West | Walpole | Canton | 470 | 110C | Canton | D | 470-H11 | CAN | 13.8kV | 13.8kV |  | 6.167 | 5.8084 | 6.4937 | 11.7125 | 11.7125 | 11.6983 | 52.65% | 49.59% | 55.51% | 52.59% | N
377 | 1580 | NSTAR | Central | Boston | Havard Court | 506 | 14B | Brookline | D | 506-04 | BKL | 4.16kV | 4.16kV |  | 1.9095 | 1.787 | 1.8136 | 3.4947 | 3.4947 | 3.4904 | 54.64% | 51.13% | 51.96% | 52.58% | N
1219 | 428 | NSTAR | South | New Bedford | Crystal Spring | 646 | 1 | Mattapoisett | D | 3-304-304 | MAR | 22.8kV | 22.8kV |  | 6.7136 | 6.7448 | 6.6681 | 18.9561 | 10.9746 | 10.9613 | 35.42% | 61.46% | 60.83% | 52.57% | N
1797 | W54 | WMECO | NORTHERN | HADLEY | Podick_18G | 18G | 18G-7X,18G-8X | AMHERST | D | 18G7 | AMHERST | 13.8 | 13.8kV |  | 4.2 | 7.5 | 4.54 | 10.3 | 10.3 | 10.3 | 40.78% | 72.82% | 44.08% | 52.56% | N
1453 | 1454 | NSTAR | West | Southboro | Speen Street | 433 | 110C | Framingham | D | 433-H8 | FRA | 13.8kV | 13.8kV |  | 6.908 | 6.7645 | 4.7748 | 11.7125 | 11.7125 | 11.6983 | 58.98% | 57.76% | 40.82% | 52.52% | N
199 | 1217 | NSTAR | Central | Boston | San Juan Street | 318 | 14BC | Boston | D | 318-02 | BDT | 4.16kV | 4.16kV |  | 1.2826 | 1.2394 | 1.5617 | 2.594 | 2.594 | 2.5908 | 49.44% | 47.78% | 60.28% | 52.5% | N
1734 | 1629 | NSTAR | West | Waltham | Hartwell Avenue | 533 | 110B | Lexington | D | 533-H1 | LEX | 13.8kV | 13.8kV |  | 5.0196 | 5.665 | 5.491 | 10.2783 | 10.2783 | 10.2658 | 48.84% | 55.12% | 53.49% | 52.48% | N
626 | 1361 | NSTAR | Central | Somerville | Dragon Court | 375 | 110C | Woburn | D | 375-H9 | WOB | 13.8kV | 13.8kV |  | 5.7606 | 6.4538 | 6.1834 | 11.7125 | 11.7125 | 11.6983 | 49.18% | 55.1% | 52.86% | 52.38% | N
818 |  | NSTAR | South | Cape & Vineyard | Mashpee Sub | 946 | 2 | Mashpee | D | 4-71-483 | MAS BAR | 22.8kV | 22.8kV |  | 6.0423 | 5.6078 | 5.6799 | 11.0577 | 11.0577 | 11.0443 | 54.64% | 50.71% | 51.43% | 52.26% | N
1394 | 1059 | NSTAR | West | Southboro | Mechanic St | 23 | Bus #1 | Natick | D | 23-H1 | NAT | 13.8kV | 13.8kV |  | 3.5376 | 7.9119 | 5.9685 | 11.1149 | 11.1149 | 11.1014 | 31.83% | 71.18% | 53.76% | 52.26% | N
1091 | 227 | NSTAR | South | New Bedford | S. Dartmouth | 675 | 1 | Dartmouth | D | 2-2-505 | DAR | 13.2kV | 13.2kV |  | 4.5727 | 4.4127 | 4.0876 | 8.3453 | 8.3453 | 8.3351 | 54.79% | 52.88% | 49.04% | 52.24% | N
1600 | 986 | NSTAR | West | Waltham | Needham | 148 | 110B | Needham | D | 148-H7 | NEE | 13.8kV | 13.8kV |  | 6.2148 | 6.1431 | 5.8014 | 11.5929 | 11.5929 | 11.5789 | 53.61% | 52.99% | 50.1% | 52.23% | N
1043 | 176 | NSTAR | South | New Bedford | Second St. | 694 | 1 | N. Bedford | D | 2-3-44 | NEB | 3.74kV | 3.74 |  | 0.81623 | 0.80976 | 1.2746 | 1.8527 | 1.8527 | 1.8505 | 44.06% | 43.71% | 68.88% | 52.21% | N
819 |  | NSTAR | South | Cape & Vineyard | Mashpee Sub | 946 | 2 | Mashpee | D | 4-71-71 | MAS | 22.8kV | 22.8kV |  | 13.6642 | 21.9575 | 13.8448 | 31.5935 | 31.5935 | 31.5552 | 43.25% | 69.5% | 43.88% | 52.21% | N
581 | 1086 | NSTAR | Central | Somerville | Mystic Station | 250 | 110A | Charlestown | D | 250-H4XY | SOM | 13.8kV | 13.8kV |  | 5.2587 | 5.4738 | 5.7298 | 10.5173 | 10.5173 | 10.5046 | 50% | 52.05% | 54.55% | 52.2% | N
1703 | 1477 | NSTAR | West | Waltham | Trapelo Road | 450 | 110B | Waltham | D | 450-H7 | WAL,WAY,WTN | 13.8kV | 13.8kV |  | 5.8562 | 6.2626 | 6.2072 | 11.7125 | 11.7125 | 11.6983 | 50% | 53.47% | 53.06% | 52.18% | N
344 | 1517 | NSTAR | Central | Boston | Rockingham Ave | 468 | 24AB | W. Roxbury | D | 468-02 | WRX | 4.16kV | 4.16kV |  | 1.6212 | 1.6573 | 1.5113 | 3.0624 | 3.0624 | 3.0586 | 52.94% | 54.12% | 49.41% | 52.16% | N
160 | 1161 | NSTAR | Central | Boston | Summer St | 293 | 110B | South Boston | D | 293-03 | SOB | 4.16kV | 4.16kV |  | 1.6501 | 1.4123 | 0.99316 | 2.594 | 2.594 | 2.5908 | 63.61% | 54.44% | 38.33% | 52.13% | N
279 | 1368 | NSTAR | Central | Boston | K Street | 385 | 110D | South Boston | D | 385-H12 | SOB | 13.8kV | 13.8kV |  | 4.3264 | 4.5177 | 4.6077 | 8.6051 | 8.6051 | 8.5946 | 50.28% | 52.5% | 53.61% | 52.13% | N
1836 | W91 | WMECO | NORTHERN | PITTSFIELD | Pleasant_16B | 16B | 16B-1X,16B-2X | LEE | D | 16B7 | LEE | 23 | 23 |  | 15.2 | 4.7 | 15.2 | 22.5 | 22.5 | 22.5 | 67.56% | 20.89% | 67.56% | 52% | N
65 | 873 | NSTAR | Central | Boston | Pingree St | 60 | 14AB | Hyde Park | D | 6004 | HYP,MIT | 4.16kV | 4.16kV |  | 1.0088 | 0.92231 | 1.1011 | 1.9455 | 1.9455 | 1.9431 | 51.85% | 47.41% | 56.67% | 51.98% | N
1093 | 229 | NSTAR | South | New Bedford | Crystal Spring | 646 | 1 | Mattapoisett | D | 2-301-301 | MPO | 13.2kV | 13.2kV |  | 6.0132 | 6.2875 | 6.0515 | 11.7748 | 11.7748 | 11.7605 | 51.07% | 53.4% | 51.46% | 51.97% | N
28 | 828 | NSTAR | Central | Boston | Allston | 36 | 14E | Allston | D | 3621 | BRI,BKL | 4.16kV | 4.16kV |  | 1.9095 | 1.7293 | 1.7992 | 3.4947 | 3.4947 | 3.4904 | 54.64% | 49.48% | 51.55% | 51.89% | N
1909 | W162 | WMECO | SOUTHERN | SPRINGFIELD | Ludlow_19S | 19S | 19S-6X | LUDLOW | D | 19S1 | LUDLOW | 13.8 | 13.8kV |  | 6.4 | 5.3 | 6.5 | 11.7 | 11.7 | 11.7 | 54.7% | 45.3% | 55.56% | 51.85% | N
592 | 1140 | NSTAR | Central | Somerville | Mystic Station | 250 | 110B | Charlestown | D | 286-1322H | CHT EVE SOM | 13.8kV | 13.8kV |  | 4.0396 | 4.2069 | 4.7271 | 8.366 | 8.366 | 8.3559 | 48.29% | 50.29% | 56.57% | 51.71% | N
1521 | 1492 | NSTAR | West | Walpole | Dover | 456 | 110A | Dover | D | 456-H3 | DOV,MDF | 13.8kV | 13.8kV |  | 5.8323 | 6.2148 | 6.0879 | 11.7125 | 11.7125 | 11.6983 | 49.8% | 53.06% | 52.04% | 51.63% | N
1364 | 761 | NSTAR | West | Southboro | Mechanic St | 23 | 14C | Natick | D | 2302 | NAT | 4.16kV | 4.16kV |  | 1.1241 | 1.1024 | 1.1155 | 2.1617 | 2.1617 | 2.159 | 52% | 51% | 51.67% | 51.56% | N
236 | 1269 | NSTAR | Central | Boston | Brighton | 329 | 110B | Brighton | D | 329-H9 | BRI | 13.8kV | 13.8kV |  | 8.366 | 6.2148 | 3.3424 | 11.5929 | 11.5929 | 11.5789 | 72.16% | 53.61% | 28.87% | 51.55% | N
1183 |  | NSTAR | South | New Bedford | Belleville Ave. | 680 | 1 | New Bedford | D | 2-84-132 | NEB | 3.74kV | 3.74kV |  | 1.1142 | 0.87454 | 0.87348 | 1.8527 | 1.8527 | 1.8505 | 60.14% | 47.2% | 47.2% | 51.52% | N
1353 | 496 | NSTAR | South | Plymouth | Valley Sub | 715 | 2 | Plymouth | D | 3-89-922 | PLY | 22.8kV | 22.8kV |  | 7.7799 | 6.4767 | 6.4688 | 13.4272 | 13.4272 | 13.411 | 57.94% | 48.24% | 48.24% | 51.47% | N
891 | 588 | NSTAR | South | Cape & Vineyard | Mashpee Sub | 946 | 1 | Mashpee | D | 4-88-478 | BNS | 22.8kV | 22.8kV |  | 2.7249 | 7.7404 | 3.55 | 9.0831 | 9.0831 | 9.0721 | 30% | 85.22% | 39.13% | 51.45% | N
986 | 686 | NSTAR | South | Cape & Vineyard | Wellfleet Sub | 976 | 1 | Wellfleet | D | 4-96-974 | PRO | 4.16kV | 4.16kV |  | 1.8302 | 2.1242 | 2.3106 | 4.0351 | 4.0739 | 4.069 | 45.36% | 52.14% | 56.79% | 51.43% | N
1649 | 1236 | NSTAR | West | Waltham | Marrett Road | 320 | 110B | Lexington | D | 320-H6 | LIC,WAY | 13.8kV | 13.8kV |  | 5.4977 | 6.2387 | 6.1356 | 11.5929 | 11.5929 | 11.5789 | 47.42% | 53.81% | 52.99% | 51.41% | N
1124 |  | NSTAR | South | New Bedford | Grit St. | 692 | 1 | New Bedford | D | 2-54-46 | NEB | 3.74kV | 3.74kV |  | 0.75145 | 0.93284 | 1.1646 | 1.8527 | 1.8527 | 1.8505 | 40.56% | 50.35% | 62.94% | 51.28% | N
1922 | W175 | WMECO | SOUTHERN | SPRINGFIELD | Orchard_27A | 27A | 27A-1X | SPRINGFIELD | D | 27A6 | LUDLOW | 13.8 | 13.8kV |  | 7.2 | 3.7 | 7.1 | 11.7 | 11.7 | 11.7 | 61.54% | 31.62% | 60.68% | 51.28% | N
596 | 1171 | NSTAR | Central | Somerville | Elm Street | 301 | 14B | Stoneham | D | 301-05 | STN | 4.16kV | 4.16kV |  | 1.016 | 0.95113 | 1.0219 | 1.9455 | 1.9455 | 1.9431 | 52.22% | 48.89% | 52.59% | 51.23% | N
1509 | 1017 | NSTAR | West | Walpole | Dedham | 20 | 24B | Dedham | D | 20-H5 | DED | 13.8kV | 13.8kV |  | 5.6172 | 6.8841 | 5.491 | 11.7125 | 11.7125 | 11.6983 | 47.96% | 58.78% | 46.94% | 51.22% | N
1116 | 252 | NSTAR | South | New Bedford | Cross Rd. | 651 | 109 | Dartmouth | D | 2-533-503 | DAR | 13.2kV | 13.2kV |  | 5.7845 | 5.4187 | 6.8736 | 11.7748 | 11.7748 | 11.7605 | 49.13% | 46.02% | 58.45% | 51.2% | N
1308 | 441 | NSTAR | South | Plymouth | South PLY Sub | 740 | 1 | Plymouth | D | 3-71-38J1 | PLY | 4.16kV | 4.16kV |  | 1.1529 | 0.98716 | 0.95717 | 2.0176 | 2.0176 | 2.0151 | 57.14% | 48.93% | 47.5% | 51.19% | N
74 | 881 | NSTAR | Central | Boston | Andrew Sq | 106 | 110C | South Boston | D | 106-1N18H1 | ROX | 13.8kV | 13.8kV |  | 1.6732 | 1.721 | 1.7428 | 3.3464 | 3.3464 | 3.3424 | 50% | 51.43% | 52.14% | 51.19% | N
1366 | 763 | NSTAR | West | Southboro | Mechanic St | 23 | 14C | Natick | D | 2304 | NAT | 4.16kV | 4.16kV |  | 0.87908 | 1.2177 | 1.3314 | 2.2337 | 2.2337 | 2.231 | 39.35% | 54.52% | 59.68% | 51.18% | N
1184 | 309 | NSTAR | South | New Bedford | Belleville Ave. | 680 | 1 | N. Bedford | D | 2-84-133 | NEB | 3.74kV | 3.74kV |  | 0.93284 | 0.93932 | 0.97053 | 1.8527 | 1.8527 | 1.8505 | 50.35% | 50.7% | 52.45% | 51.17% | N
751 | 103 | NSTAR | Central | Somerville | Putnam | 831 | 110A | Cambridge | D | 831-1301 | CAM | 13.8kV | 13.8 |  | 3.5854 | 3.6093 | 3.2469 | 6.8123 | 6.8123 | 6.8041 | 52.63% | 52.98% | 47.72% | 51.11% | N
1348 | 491 | NSTAR | South | Plymouth | Buzzards Bay Sub | 712 | 1 | Buzzards Bay | D | 3-88-2J4 | BRN | 4.16kV | 4.16kV |  | 2.2553 | 0 | 1.2235 | 2.2697 | 2.2697 | 2.267 | 99.37% | 0% | 53.97% | 51.11% | N
1358 | 498 | NSTAR | South | Plymouth | Valley Sub | 715 | 1 | Plymouth | D | 3-90-924 | PLY | 22.8kV | 22.8 |  | 10.9393 | 6.5557 | 9.7032 | 17.7713 | 17.7713 | 17.7498 | 61.56% | 36.89% | 54.67% | 51.04% | N
1902 | W156 | WMECO | SOUTHERN | SPRINGFIELD | Franconia_22H | 22H | 22H-2X | LONGMEADOW | D | 22H12 | LONGMEADOW | 13.8 | 13.8kV |  | 7.1 | 7.3 | 3.5 | 11.7 | 11.7 | 11.7 | 60.68% | 62.39% | 29.91% | 51% | N
745 | 97 | NSTAR | Central | Somerville | Smith Place | 829 | 14A | Cambridge | D | 829-19 | CAM | 4.16kV | 4.16 |  | 1.0448 | 1.0808 | 1.0147 | 2.0536 | 2.0536 | 2.0511 | 50.88% | 52.63% | 49.47% | 50.99% | N
176 | 1191 | NSTAR | Central | Boston | Mattapan | 311 | 110B | Mattapan | D | 311-06 | DOR,HYP | 4.16kV | 4.16kV |  | 1.1169 | 0.93672 | 0.92119 | 1.9455 | 1.9455 | 1.9431 | 57.41% | 48.15% | 47.41% | 50.99% | N
1778 | W36 | WMECO | NORTHERN | HADLEY | Midway_19B | 19B | 19B-1X | EASTHAMPTON | D | 19B5 | EASTHAMPTON | 13.8 | 13.8 |  | 10.7 | 1.6 | 10.6 | 15 | 15 | 15 | 71.33% | 10.67% | 70.67% | 50.89% | N
1352 | 495 | NSTAR | South | Plymouth | Valley Sub | 715 | 2 | Plymouth | D | 3-89-89 | BOP | 22.8kV | 22.8kV |  | 22.9053 | 16.7051 | 16.0932 | 36.53 | 36.53 | 36.4857 | 62.7% | 45.73% | 44.11% | 50.85% | N
152 | 1133 | NSTAR | Central | Boston | Washington St | 284 | 110B | Jamaica Plain | D | 284-06 | WRX | 4.16kV | 4.16kV |  | 1.9455 | 0.20896 | 1.7992 | 2.594 | 2.594 | 2.5908 | 75% | 8.056% | 69.44% | 50.83% | N
1881 | W135 | WMECO | SOUTHERN | SPRINGFIELD | Clinton_21S | 21S | 21S-1X | SPRINGFIELD | D | 21S2 | SPRINGFIELD | 13.8 | 13.8kV |  | 6 | 3.9 | 6.1 | 10.5 | 10.5 | 10.5 | 57.14% | 37.14% | 58.1% | 50.79% | N
608 | 1253 | NSTAR | Central | Somerville | Main St | 325 | 14B | Woburn | D | 325-01 | WOB | 4.16kV | 4.16kV |  | 0.94393 | 1.0016 | 1.0147 | 1.9455 | 1.9455 | 1.9431 | 48.52% | 51.48% | 52.22% | 50.74% | N
1788 | W46 | WMECO | NORTHERN | HADLEY | Montague_21C | 21C | 21C-4X | MONTAGUE | D | 21C8 | MONTAGUE | 13.8 | 13.8kV |  | 3.8 | 3.7 | 3.44 | 7.2 | 7.2 | 7.2 | 52.78% | 51.39% | 47.78% | 50.65% | N
1944 | W198 | WMECO | SOUTHERN | SPRINGFIELD | West_Springfield_8C | 8C | 8C-1X,8C-2X | WEST SPRINGFIELD | D | 8C13 | WEST SPRINGFIELD | 13.8 | 13.8kV |  | 4.2 | 3.6 | 4.2 | 7.9 | 7.9 | 7.9 | 53.16% | 45.57% | 53.16% | 50.63% | N
1222 | 342 | NSTAR | South | Plymouth | West Pond Sub | 737 | 2 | Plymouth | D | 3-12-12 | PLY | 22.8kV | 22.8kV |  | 18.7586 | 18.1268 | 18.5387 | 36.53 | 36.53 | 36.4857 | 51.35% | 49.62% | 50.81% | 50.59% | N
1132 |  | NSTAR | South | New Bedford | Rockdale | 693 | 1 | New Bedford | D | 2-59-36 | NEB | 3.74kV | 3.74kV |  | 0.45346 | 1.1984 | 1.1582 | 1.8527 | 1.8527 | 1.8505 | 24.48% | 64.69% | 62.59% | 50.58% | N
1082 | 215 | NSTAR | South | New Bedford | Wing Lane | 624 | 1 | Acushnet | D | 2-240-207 | FRH | 13.2kV | 13.2kV |  | 2.5379 | 2.5607 | 2.8545 | 5.2587 | 5.2587 | 5.2523 | 48.26% | 48.7% | 54.35% | 50.43% | N
1160 | 289 | NSTAR | South | New Bedford | Hawthorne St. | 673 | 1 | Dartmouth | D | 2-70-506 | DAR | 13.2kV | 13.2kV |  | 2.9266 | 3.7497 | 5.9374 | 8.3453 | 8.3453 | 8.3351 | 35.07% | 44.93% | 71.23% | 50.41% | N
421 | 1640 | NSTAR | Central | Boston | Brighton | 329 | 110B | Brighton | D | 548-92H | BRI,BKL,NEW | 13.8kV | 13.8kV |  | 6.4538 | 6.2626 | 4.7748 | 11.5929 | 11.5929 | 11.5789 | 55.67% | 54.02% | 41.24% | 50.31% | N
1228 | 388 | NSTAR | South | Plymouth | Marshfield Sub | 739 | 1 | Marshfield | D | 3-22-22 | MAF | 22.8kV | 22.8kV |  | 11.8081 | 10.1099 | 10.2554 | 21.3256 | 21.3256 | 21.2998 | 55.37% | 47.41% | 48.15% | 50.31% | N
261 | 1324 | NSTAR | Central | Boston | Brook Rd | 362 | 14A | Milton | D | 362-03 | MIT | 4.16kV | 4.16kV |  | 1.297 | 1.333 | 1.281 | 2.594 | 2.594 | 2.5908 | 50% | 51.39% | 49.44% | 50.28% | N
69 | 877 | NSTAR | Central | Boston | Hoyt Street | 67 | 14B | Dorchester | D | 6703 | DOR | 4.16kV | 4.16kV |  | 1.0808 | 0.93672 | 0.9068 | 1.9455 | 1.9455 | 1.9431 | 55.56% | 48.15% | 46.67% | 50.12% | N
711 | 63 | NSTAR | Central | Somerville | Walden | 824 | 14A | Cambridge | D | 824-25 | CAM | 4.16kV | 4.16kV |  | 1.7293 | 0.9151 | 1.1443 | 2.5219 | 2.5219 | 2.5189 | 68.57% | 36.29% | 45.43% | 50.1% | N
1585 | 913 | NSTAR | West | Waltham | Spring Street | 124 | 14A | Watertown | D | 124-05 | WAT | 4.16kV | 4.16kV |  | 0.84305 | 0.83584 | 0.86362 | 1.6933 | 1.6933 | 1.6912 | 49.79% | 49.36% | 51.06% | 50.07% | N
1474 | 753 | NSTAR | West | Walpole | Dedham | 20 | 14E | Dedham | D | 2003 | DED | 4.16kV | 4.16kV |  | 0.95834 | 0.93672 | 0.86362 | 1.8374 | 1.8374 | 1.8352 | 52.16% | 50.98% | 47.06% | 50.07% | N
266 | 1723 | NSTAR | Central | Boston | Lincoln Street | 329 | 110C | Brighton | D | 36-90 | BRI | 13.8kV | 13.8kV |  | 5.9757 | 5.9518 | 5.4433 | 11.5929 | 11.5929 | 11.5789 | 51.55% | 51.34% | 47.01% | 49.97% | N
682 | 34 | NSTAR | Central | Somerville | Prospect | 819 | 14A | Cambridge | D | 819-1342 | CAM | 13.8kV | 13.8 |  | 1.1951 | 6.3343 | 1.2414 | 5.8562 | 5.8562 | 5.8491 | 20.41% | 108.2% | 21.22% | 49.93% | N
149 | 1130 | NSTAR | Central | Boston | Washington St | 284 | 110B | Jamaica Plain | D | 284-02 | WRX | 4.16kV | 4.16kV |  | 1.1529 | 0.80702 | 0.94998 | 1.9455 | 1.9455 | 1.9431 | 59.26% | 41.48% | 48.89% | 49.88% | N
1309 | 440 | NSTAR | South | Plymouth | Manomet Sub | 721 | 1 | Plymouth | D | 3-71-71 | PLY | 22.8kV | 22.8kV |  | 13.2298 | 9.2806 | 9.3877 | 21.3256 | 21.3256 | 21.2998 | 62.04% | 43.52% | 44.07% | 49.88% | N
562 | 1054 | NSTAR | Central | Somerville | Mystic Station | 250 | 110B | Everett | D | 227-52H6 | SOM | 13.8kV | 13.8kV |  | 2.0079 | 1.9122 | 1.4324 | 3.5854 | 3.5854 | 3.5811 | 56% | 53.33% | 40% | 49.78% | N
544 | 1046 | NSTAR | Central | Somerville | Mystic Station | 250 | 110B | Charlestown | D | 218-80H1 | CHT | 13.8kV | 13.8kV |  | 3.3942 | 3.4659 | 3.1275 | 6.6928 | 6.6928 | 6.6847 | 50.71% | 51.79% | 46.79% | 49.76% | N
179 | 1194 | NSTAR | Central | Boston | Mattapan | 311 | 110B | Mattapan | D | 311-09 | DOR | 4.16kV | 4.16kV |  | 1.0808 | 1.0448 | 1.7416 | 2.594 | 2.594 | 2.5908 | 41.67% | 40.28% | 67.22% | 49.72% | N
694 | 46 | NSTAR | Central | Somerville | Prospect | 819 | 14A | Cambridge | D | 819-1NC5 | CAM | 13.8kV | 13.8 |  | 1.5537 | 5.0196 | 2.1487 | 5.8562 | 5.8562 | 5.8491 | 26.53% | 85.71% | 36.73% | 49.66% | N
353 | 1545 | NSTAR | Central | Boston | Dewar Street | 483 | 14B | Dorchester | D | 483-08 | DOR,HYP | 4.16kV | 4.16kV |  | 1.4411 | 1.1169 | 1.3026 | 2.594 | 2.594 | 2.5908 | 55.56% | 43.06% | 50.28% | 49.63% | N
1232 | 422 | NSTAR | South | Plymouth | Duxbury Sub | 738 | 1 | Duxbury | D | 3-26-26 | DUX | 22.8kV | 22.8kV |  | 19.7459 | 17.2185 | 17.3554 | 36.53 | 36.53 | 36.4857 | 54.05% | 47.14% | 47.57% | 49.59% | N
1014 |  | NSTAR | South | New Bedford | Bolton St. | 681 | 1 | New Bedford | D | 2-6-39 | NEB | 3.74kV | 3.74kV |  | 0.40164 | 1.1531 | 1.197 | 1.8527 | 1.8527 | 1.8505 | 21.68% | 62.24% | 64.69% | 49.53% | N
1010 | 721 | NSTAR | South | Cape & Vineyard | Falmouth Sub | 933 | 3 | Falmouth | D | 4-99-224 | OAB | 22.8kV | 22.8kV |  | 5.8448 | 7.1875 | 6.9027 | 13.4272 | 13.4272 | 13.411 | 43.53% | 53.53% | 51.47% | 49.51% | N
792 | 143 | NSTAR | Central | Somerville | East Camb | 875 | 110A | Cambridge | D | 875-1389 | CAM | 13.8kV | 13.8kV |  | 5.4977 | 5.904 | 5.7775 | 11.5929 | 11.5929 | 11.5789 | 47.42% | 50.93% | 49.9% | 49.42% | N
1320 | 454 | NSTAR | South | Plymouth | Wareham Sub | 714 | 1 | Wareham | D | 3-83-83 | WAR | 22.8kV | 22.8kV |  | 9.873 | 0 | 21.6942 | 21.3256 | 21.3256 | 21.2998 | 46.3% | 0% | 101.9% | 49.38% | N
1845 | W100 | WMECO | NORTHERN | PITTSFIELD | Woodland_Rd_17G | 17G | 17G-1X,17G-2X | LEE | D | 17G2 | PITTSFIELD | 23 | 23kV |  | 10 | 2.5 | 9.4 | 14.8 | 14.8 | 14.8 | 67.57% | 16.89% | 63.51% | 49.32% | N
1172 | 297 | NSTAR | South | New Bedford | Highland St. | 688 | 1 | New Bedford | D | 2-80-401 | NEB | 3.74kV | 3.74kV |  | 1.0883 | 1.1013 | 1.1711 | 2.2738 | 2.2738 | 2.271 | 47.86% | 48.43% | 51.57% | 49.29% | N
1615 | 1121 | NSTAR | West | Waltham | Waltham | 282 | 110B | Waltham | D | 282-H2 | WAL,WTN | 13.8kV | 13.8kV |  | 6.0475 | 5.8323 | 5.4194 | 11.7125 | 11.7125 | 11.6983 | 51.63% | 49.8% | 46.33% | 49.25% | N
1701 | 1475 | NSTAR | West | Waltham | Trapelo Road | 450 | 110A | Waltham | D | 450-H5 | LEX,WAL | 13.8kV | 13.8kV |  | 4.6611 | 5.5694 | 5.8253 | 10.8759 | 10.8759 | 10.8627 | 42.86% | 51.21% | 53.63% | 49.23% | N
795 | 146 | NSTAR | Central | Somerville | East Camb | 875 | 110B | Cambridge | D | 875-1N22B | CAM | 13.8kV | 13.8kV |  | 5.7367 | 5.7128 | 5.6581 | 11.5929 | 11.5929 | 11.5789 | 49.48% | 49.28% | 48.87% | 49.21% | N
725 | 77 | NSTAR | Central | Somerville | Concord | 827 | 14B | Cambridge | D | 827-21 | CAM | 4.16kV | 4.16kV |  | 2.1617 | 0.53321 | 1.1803 | 2.63 | 2.63 | 2.6268 | 82.19% | 20.27% | 44.93% | 49.13% | N
1280 | 399 | NSTAR | South | Plymouth | Marshfield Sub | 739 | 1 | Marshfield | D | 3-24A-35J1 | MAF | 4.16kV | 4.16kV |  | 2.0824 | 9.5965 | 5.1277 | 3.2425 | 17.7713 | 17.7498 | 64.22% | 54% | 28.89% | 49.04% | N
345 | 1518 | NSTAR | Central | Boston | Rockingham Ave | 468 | 24AB | W. Roxbury | D | 468-03 | HYP,WRX | 4.16kV | 4.16kV |  | 1.4771 | 1.4988 | 1.5257 | 3.0624 | 3.0624 | 3.0586 | 48.24% | 48.94% | 49.88% | 49.02% | N
923 | 621 | NSTAR | South | Cape & Vineyard | Falmouth Sub | 933 | 1 | Falmouth | D | 4-91-91 | TIS | 22.8kV | 22.8kV |  | 11.0577 | 6.9506 | 7.2183 | 17.179 | 17.179 | 17.1581 | 64.37% | 40.46% | 42.07% | 48.97% | N
696 | 48 | NSTAR | Central | Somerville | Prospect | 819 | 14A | Cambridge | D | 819-1NE6 | CAM | 13.8kV | 13.8kV |  | 1.0995 | 4.3264 | 2.8171 | 5.6172 | 5.6172 | 5.6104 | 19.57% | 77.02% | 50.21% | 48.94% | N
977 | 677 | NSTAR | South | Cape & Vineyard | Orleans Sub | 975 | 2 | Orleans | D | 4-95B-95B | CHM | 22.8kV | 22.8kV |  | 21.0887 | 16.0337 | 16.3693 | 36.53 | 36.53 | 36.4857 | 57.73% | 43.89% | 44.86% | 48.83% | N
1442 | 1444 | NSTAR | West | Southboro | Speen Street | 433 | 110B | Framingham | D | 433-H11 | FRA,NAT | 13.8kV | 13.8kV |  | 5.1391 | 5.8801 | 6.1117 | 11.7125 | 11.7125 | 11.6983 | 43.88% | 50.2% | 52.24% | 48.78% | N
21 | 817 | NSTAR | Central | Boston | Allston | 36 | 14B | Allston | D | 3608 | BRI | 4.16kV | 4.16kV |  | 1.1529 | 0.95834 | 1.1515 | 2.2337 | 2.2337 | 2.231 | 51.61% | 42.9% | 51.61% | 48.71% | N
190 | 1204 | NSTAR | Central | Boston | Electric Ave | 315 | 110A | Brighton | D | 315-H10 | BRI | 13.8kV | 13.8kV |  | 5.9757 | 5.163 | 5.9685 | 11.7125 | 11.7125 | 11.6983 | 51.02% | 44.08% | 51.02% | 48.71% | N
824 | 516 | NSTAR | South | Cape & Vineyard | Falmouth Sub | 933 | 2 | Falmouth | D | 4-75-223 | EDG | 22.8kV | 22.8kV |  | 4.3441 | 4.1466 | 4.7727 | 9.0831 | 9.0831 | 9.0721 | 47.83% | 45.65% | 52.61% | 48.7% | N
784 | 135 | NSTAR | Central | Somerville | East Camb | 875 | 110A | Cambridge | D | 875-1330 | CAM | 13.8kV | 13.8kV |  | 4.5416 | 4.6611 | 7.7113 | 11.5929 | 11.5929 | 11.5789 | 39.18% | 40.21% | 66.6% | 48.66% | N
797 | 148 | NSTAR | Central | Somerville | East Camb | 875 | 110B | Cambridge | D | 875-1N25A | CAM | 13.8kV | 13.8kV |  | 6.0953 | 5.426 | 5.3716 | 11.5929 | 11.5929 | 11.5789 | 52.58% | 46.8% | 46.39% | 48.59% | N
702 | 54 | NSTAR | Central | Somerville | Cambridge | 821 | 14A | Cambridge | D | 821-22 | CAM | 4.16kV | 4.16kV |  | 1.0448 | 1.2754 | 1.353 | 2.5219 | 2.5219 | 2.5189 | 41.43% | 50.57% | 53.71% | 48.57% | N
76 | 884 | NSTAR | Central | Boston | Andrew Sq | 106 | 110C | South Boston | D | 106-1N18H4 | ROX | 13.8kV | 13.8kV |  | 1.5537 | 1.5776 | 1.7428 | 3.3464 | 3.3464 | 3.3424 | 46.43% | 47.14% | 52.14% | 48.57% | N
1681 | 1391 | NSTAR | West | Waltham | Burlington | 391 | 110A | Burlington | D | 391-H10 | BED,BUR | 13.8kV | 13.8kV |  | 4.3025 | 4.2547 | 3.9631 | 8.6051 | 8.6051 | 8.5946 | 50% | 49.44% | 46.11% | 48.52% | N
1473 | 752 | NSTAR | West | Walpole | Dedham | 20 | 14E | Dedham | D | 2002 | DED | 4.16kV | 4.16kV |  | 1.5852 | 1.6212 | 1.9287 | 3.5307 | 3.5307 | 3.5264 | 44.9% | 45.92% | 54.69% | 48.5% | N
143 | 1061 | NSTAR | Central | Boston | PNU23 | PNU23 | 110B | Brookline | D | 23N28Y | BRI,BKL | 4.16kV | 4.16kV |  | 1.2249 | 1.2394 | 1.2954 | 2.594 | 2.594 | 2.5908 | 47.22% | 47.78% | 50% | 48.33% | N
897 | 594 | NSTAR | South | Cape & Vineyard | Harwich Sub | 968 | 1 | Harwich | D | 4-89A-549 | DEN | 22.8kV | 22.8kV |  | 6.2002 | 6.3582 | 6.9027 | 13.4272 | 13.4272 | 13.411 | 46.18% | 47.35% | 51.47% | 48.33% | N
117 | 955 | NSTAR | Central | Boston | Andrew Sq | 106 | 110B | South Boston | D | 143-109H4 | DOR | 13.8kV | 13.8kV |  | 1.6732 | 1.6254 | 1.5518 | 3.3464 | 3.3464 | 3.3424 | 50% | 48.57% | 46.43% | 48.33% | N
386 | 1591 | NSTAR | Central | Boston | Andrew Sq | 106 | 110B | South Boston | D | 510-77H3 | ROX | 13.8kV | 13.8kV |  | 1.6732 | 1.6254 | 1.5518 | 3.3464 | 3.3464 | 3.3424 | 50% | 48.57% | 46.43% | 48.33% | N
1855 | W110 | WMECO | SOUTHERN | SPRINGFIELD | Agawam_16C | 16C | 16C-6X | AGAWAM | D | 16C14 | AGAWAM | 13.8 | 13.8kV |  | 6.3 | 4.4 | 6.2 | 11.7 | 11.7 | 11.7 | 53.85% | 37.61% | 52.99% | 48.15% | N
1735 | 1630 | NSTAR | West | Waltham | Hartwell Avenue | 533 | 110A | Lexington | D | 533-H2 | BED,LEX,WOB | 13.8kV | 13.8kV |  | 3.8245 | 5.9279 | 5.0852 | 10.2783 | 10.2783 | 10.2658 | 37.21% | 57.67% | 49.53% | 48.14% | N
1768 | W26 | WMECO | NORTHERN | HADLEY | Gunn_15A | 15A | 15A-1X | EASTHAMPTON | D | 15A1 | EASTHAMPTON | 23 | 23kV |  | 8.5 | 9.6 | 8.18 | 18.2 | 18.2 | 18.2 | 46.7% | 52.75% | 44.95% | 48.13% | N
1023 | 158 | NSTAR | South | New Bedford | Pine Street | 611 | D | N. Bedford | D | 2-8-8 | NEB | 13.2kV | 13.2kV |  | 3.521 | 4.0469 | 3.9963 | 8.0252 | 8.0252 | 8.0154 | 43.87% | 50.43% | 49.86% | 48.05% | N
157 | 1138 | NSTAR | Central | Boston | Colburn St | 350 | 110B | Boston | D | 284-1360H | ROX | 13.8kV | 13.8kV |  | 5.9757 | 4.7567 | 5.9685 | 11.5929 | 11.5929 | 11.5789 | 51.55% | 41.03% | 51.55% | 48.04% | N
361 | 1553 | NSTAR | Central | Boston | Dewar Street | 483 | 110A | Dorchester | D | 483-H7 | DOR | 13.8kV | 13.8kV |  | 4.0635 | 3.6811 | 4.6316 | 8.6051 | 8.6051 | 8.5946 | 47.22% | 42.78% | 53.89% | 47.96% | N
762 | 113 | NSTAR | Central | Somerville | Putnam | 831 | 110A | Cambridge | D | 831-1347 | CAM | 13.8kV | 13.8kV |  | 4.183 | 4.6611 | 4.5599 | 9.3222 | 9.3222 | 9.3109 | 44.87% | 50% | 48.97% | 47.95% | N
443 | 1661 | NSTAR | Central | Boston | Hyde Park | 496 | 110B | Hyde Park | D | 60-1409H1 | HYP MIT | 13.8kV | 13.8kV |  | 4.0635 | 3.705 | 4.2496 | 8.366 | 8.366 | 8.3559 | 48.57% | 44.29% | 50.86% | 47.9% | N
400 | 1601 | NSTAR | Central | Boston | Willow St | 516 | 24AC | W. Roxbury | D | 516-01 | HYP,WRX | 4.16kV | 4.16kV |  | 1.5132 | 1.1385 | 1.0723 | 2.594 | 2.594 | 2.5908 | 58.33% | 43.89% | 41.39% | 47.87% | N
478 | 735 | NSTAR | Central | Somerville | Willow St | 16 | 14B | Somerville | D | 1605 | SOM | 4.16kV | 4.16kV |  | 1.2826 | 1.3474 | 1.4034 | 2.8102 | 2.8102 | 2.8068 | 45.64% | 47.95% | 50% | 47.86% | N
1769 | W27 | WMECO | NORTHERN | HADLEY | Gunn_15A | 15A | 15A-1X | EASTHAMPTON | D | 15A2 | EASTHAMPTON | 23 | 23kV |  | 9.2 | 8.6 | 8.28 | 18.2 | 18.2 | 18.2 | 50.55% | 47.25% | 45.49% | 47.77% | N
879 | 574 | NSTAR | South | Cape & Vineyard | West Harwich Sub | 974 | 1 | Harwich | D | 4-85-925 | HAR | 4.16kV | 4.16kV |  | 1.6357 | 1.7241 | 1.7293 | 3.5307 | 3.5647 | 3.5603 | 46.33% | 48.37% | 48.57% | 47.76% | N
667 | 19 | NSTAR | Central | Somerville | Vassar | 816 | 14A | Cambridge | D | 816-02 | CAM | 4.16kV | 4.16kV |  | 1.1529 | 1.9167 | 0.53976 | 2.5219 | 2.5219 | 2.5189 | 45.71% | 76% | 21.43% | 47.71% | N
1770 | W28 | WMECO | NORTHERN | HADLEY | Gunn_15A | 15A | 15A-2X | EASTHAMPTON | D | 15A3 | EASTHAMPTON | 23 | 23kV |  | 8.5 | 7.1 | 8.44 | 16.8 | 16.8 | 16.8 | 50.6% | 42.26% | 50.24% | 47.7% | N
620 | 1355 | NSTAR | Central | Somerville | Dragon Court | 375 | 110B | Woburn | D | 375-H3 | WOB | 13.8kV | 13.8kV |  | 4.8284 | 5.4738 | 6.2789 | 11.5929 | 11.5929 | 11.5789 | 41.65% | 47.22% | 54.23% | 47.7% | N
499 | 907 | NSTAR | Central | Somerville | West Street | 10 | 14kV Bus | Charlestown | D | 10-H2 | CHT | 13.8kV | 13.8kV |  | 2.3903 | 3.8723 | 3.8198 | 7.0514 | 7.0514 | 7.0428 | 33.9% | 54.92% | 54.24% | 47.68% | N
831 | 522 | NSTAR | South | Cape & Vineyard | Hatchville Sub | 936 | 1 | Falmouth | D | 4-77A-450 | MAS | 22.8kV | 22.8kV |  | 3.3963 | 4.5416 | 5.0488 | 9.0831 | 9.0831 | 9.0721 | 37.39% | 50% | 55.65% | 47.68% | N
1945 | W199 | WMECO | SOUTHERN | SPRINGFIELD | West_Springfield_8C | 8C | 8C-1X,8C-2X | WEST SPRINGFIELD | D | 8C14 | WEST SPRINGFIELD | 13.8 | 13.8kV |  | 3.6 | 3.7 | 4 | 7.9 | 7.9 | 7.9 | 45.57% | 46.84% | 50.63% | 47.68% | N
843 | 536 | NSTAR | South | Cape & Vineyard | Mashpee Sub | 946 | 1 | Mashpee | D | 4-80A-488 | BNS | 22.8kV | 22.8kV |  | 3.1988 | 4.2651 | 3.8261 | 7.8984 | 7.8984 | 7.8888 | 40.5% | 54% | 48.5% | 47.67% | N
1746 | W4 | WMECO | NORTHERN | HADLEY | Amherst_17K | 17K | 17K-3X | AMHERST | D | 17K4 | AMHERST | 13.8 | 13.8kV |  | 3.9 | 7.3 | 4.49 | 11 | 11 | 11 | 35.45% | 66.36% | 40.82% | 47.55% | N
1556 | 747 | NSTAR | West | Waltham | Homer Street | 17 | 14C | Newton | D | 1710 | NEW | 4.16kV | 4.16kV |  | 0.93672 | 0.92231 | 0.8996 | 1.9455 | 1.9455 | 1.9431 | 48.15% | 47.41% | 46.3% | 47.28% | N
908 | 607 | NSTAR | South | Cape & Vineyard | Brewster Sub | 951 | 1 | Brewster | D | 4-89B-945 | BRE | 4.8kV | 4.8kV |  | 0.83141 | 0.92286 | 0.95496 | 1.9122 | 1.9122 | 1.9099 | 43.48% | 48.26% | 50% | 47.25% | N
1796 | W53 | WMECO | NORTHERN | HADLEY | Podick_18G | 18G | 18G-7X,18G-8X | AMHERST | D | 18G6 | AMHERST | 13.8 | 13.8kV |  | 4.8 | 4.5 | 5.01 | 10.1 | 10.1 | 10.1 | 47.52% | 44.55% | 49.6% | 47.23% | N
200 | 1218 | NSTAR | Central | Boston | San Juan Street | 318 | 14BC | Boston | D | 318-03 | BDT | 4.16kV | 4.16kV |  | 1.0088 | 0.86466 | 0.87801 | 1.9455 | 1.9455 | 1.9431 | 51.85% | 44.44% | 45.19% | 47.16% | N
1828 | W83 | WMECO | NORTHERN | PITTSFIELD | Partridge_15E | 15E | 15E-1X | PITTSFIELD | D | 15E2 | PITTSFIELD | 23 | 23 |  | 8.4 | 6.8 | 7 | 15.7 | 15.7 | 15.7 | 53.5% | 43.31% | 44.59% | 47.13% | N
141 | 1022 | NSTAR | Central | Boston | PNU20 | PNU20 | 110B | Brookline | D | 20N28 | BKL | 4.16kV | 4.16kV |  | 1.1529 | 1.1457 | 1.3674 | 2.594 | 2.594 | 2.5908 | 44.44% | 44.17% | 52.78% | 47.13% | N
7 | 728 | NSTAR | Central | Boston | Roslindale | 13 | 14B | Roslindale | D | 1309 | WRX | 4.16kV | 4.16kV |  | 1.0808 | 0.85025 | 0.81324 | 1.9455 | 1.9455 | 1.9431 | 55.56% | 43.7% | 41.85% | 47.04% | N
1912 | W165 | WMECO | SOUTHERN | SPRINGFIELD | Orchard_27A | 27A | 27A-2X | SPRINGFIELD | D | 27A10 | LUDLOW | 13.8 | 13.8kV |  | 2.6 | 5.1 | 2.6 | 7.3 | 7.3 | 7.3 | 35.62% | 69.86% | 35.62% | 47.03% | N
218 | 1248 | NSTAR | Central | Boston | Southampton Street | 323 | 14C | South Boston | D | 323-06 | ROX | 4.16kV | 4.16kV |  | 0.90069 | 0.93672 | 0.8996 | 1.9455 | 1.9455 | 1.9431 | 46.3% | 48.15% | 46.3% | 46.91% | N
84 | 890 | NSTAR | Central | Boston | Andrew Sq | 106 | 110C | South Boston | D | 106-1N31H4 | ROX | 13.8kV | 13.8kV |  | 1.5537 | 1.6015 | 1.5518 | 3.3464 | 3.3464 | 3.3424 | 46.43% | 47.86% | 46.43% | 46.9% | N
739 | 91 | NSTAR | Central | Somerville | Alewife | 828 | 110A | Cambridge | D | 828-1NA10 | CAM | 13.8kV | 13.8 |  | 4.3025 | 5.163 | 2.2919 | 8.366 | 8.366 | 8.3559 | 51.43% | 61.71% | 27.43% | 46.86% | N
1805 | W62 | WMECO | NORTHERN | PITTSFIELD | Blandford_19J | 19J | 19J-1X | BLANDFORD | D | 19J3 | BLANDFORD | 23 | 23kV |  | 3.9 | 5.2 | 4.1 | 9.4 | 9.4 | 9.4 | 41.49% | 55.32% | 43.62% | 46.81% | N
62 | 862 | NSTAR | Central | Boston | Tremont Street | 52 | 14C | Roxbury | D | 5212 | BDT,ROX | 4.16kV | 4.16kV |  | 1.1169 | 1.0376 | 0.71968 | 2.0536 | 2.0536 | 2.0511 | 54.39% | 50.53% | 35.09% | 46.67% | N
1882 | W136 | WMECO | SOUTHERN | SPRINGFIELD | Clinton_21S | 21S | 21S-1X | SPRINGFIELD | D | 21S3 | SPRINGFIELD | 13.8 | 13.8kV |  | 4.5 | 5.9 | 4.3 | 10.5 | 10.5 | 10.5 | 42.86% | 56.19% | 40.95% | 46.67% | N
1717 | 1512 | NSTAR | West | Waltham | Arsenal Street | 467 | 110B | Watertown | D | 467-H7 | WAT | 13.8kV | 13.8kV |  | 2.6532 | 3.7528 | 3.9392 | 7.4099 | 7.4099 | 7.4009 | 35.81% | 50.65% | 53.23% | 46.56% | N
692 | 44 | NSTAR | Central | Somerville | Prospect | 819 | 14A | Cambridge | D | 819-1NB8 | CAM | 13.8kV | 13.8 |  | 1.6732 | 4.0635 | 2.4351 | 5.8562 | 5.8562 | 5.8491 | 28.57% | 69.39% | 41.63% | 46.53% | N
1055 | 188 | NSTAR | South | New Bedford | Industrial Park | 636 | 111 | N. Bedford | D | 2-104-104 | NEB | 13.2kV | 13.2kV |  | 4.2069 | 4.7099 | 4.7956 | 9.8314 | 9.8314 | 9.8195 | 42.79% | 47.91% | 48.84% | 46.51% | N
639 | 1576 | NSTAR | Central | Somerville | READING | READING | READING | Woburn | D | 4W5-H1 | WOB | 13.8kV | 13.8kV |  | 0.88441 | 1.8883 | 1.886 | 3.3464 | 3.3464 | 3.3424 | 26.43% | 56.43% | 56.43% | 46.43% | N
815 | 509 | NSTAR | South | Cape & Vineyard | Hyannis Junction | 961 | 2 | Barnstable | D | 4-64-557 | YAR | 22.8kV | 22.8kV |  | 3.5543 | 4.2256 | 4.8516 | 9.0831 | 9.0831 | 9.0721 | 39.13% | 46.52% | 53.48% | 46.38% | N
1454 | 1455 | NSTAR | West | Southboro | Speen Street | 433 | 110B | Framingham | D | 433-H9 | NAT | 13.8kV | 13.8kV |  | 5.4021 | 5.9757 | 4.7271 | 11.5929 | 11.5929 | 11.5789 | 46.6% | 51.55% | 40.82% | 46.32% | N
1694 | 1404 | NSTAR | West | Waltham | Burlington | 391 | 110B | Burlington | D | 391-H8 | BED,BUR | 13.8kV | 13.8kV |  | 5.7367 | 3.2269 | 2.9604 | 8.6051 | 8.6051 | 8.5946 | 66.67% | 37.5% | 34.44% | 46.2% | N
898 | 596 | NSTAR | South | Cape & Vineyard | Harwich Sub | 968 | 1 | Harwich | D | 4-89A-552 | YAR | 22.8kV | 22.8kV |  | 6.2397 | 6.0423 | 6.311 | 13.4272 | 13.4272 | 13.411 | 46.47% | 45% | 47.06% | 46.18% | N
1766 | W24 | WMECO | NORTHERN | HADLEY | Greenfield_28W | 28W | 28W-2X | GREENFIELD | D | 28W7 | GREENFIELD | 4.8 | 4.8kV |  | 0.6 | 0.6 | 0.6 | 1.3 | 1.3 | 1.3 | 46.15% | 46.15% | 46.15% | 46.15% | N
1867 | W122 | WMECO | SOUTHERN | SPRINGFIELD | Breckwood_20A | 20A | 20A-3X | SPRINGFIELD | D | 20A31 | SPRINGFIELD | 13.8 | 13.8kV |  | 4.5 | 5.7 | 4.3 | 10.5 | 10.5 | 10.5 | 42.86% | 54.29% | 40.95% | 46.03% | N
1016 |  | NSTAR | South | New Bedford | Durfee St. | 686 | 1 | New Bedford | D | 2-8-42 | NEB | 3.74kV | 3.74kV |  | 0.80328 | 0.80976 | 0.93818 | 1.8527 | 1.8527 | 1.8505 | 43.36% | 43.71% | 50.7% | 45.92% | N
1782 | W40 | WMECO | NORTHERN | HADLEY | Montague_21C | 21C | 21C-4X | MONTAGUE | D | 21C2 | MONTAGUE | 13.8 | 13.8kV |  | 7.6 | 0 | 7.53 | 11 | 11 | 11 | 69.09% | 0% | 68.45% | 45.85% | N
853 | 548 | NSTAR | South | Cape & Vineyard | West HYN | 943 | 1 | West HYN | D | 4-80B-899 | HYN | 4.16kV | 4.16kV |  | 1.1817 | 1.2294 | 1.2207 | 2.63 | 2.6553 | 2.6521 | 44.93% | 46.3% | 46.03% | 45.75% | N
1559 | 750 | NSTAR | West | Waltham | Homer Street | 17 | 14E | Newton | D | 1714 | NEW | 4.16kV | 4.16kV |  | 0.68453 | 0.68453 | 0.75566 | 1.5492 | 1.5492 | 1.5473 | 44.19% | 44.19% | 48.84% | 45.74% | N
1569 | 800 | NSTAR | West | Waltham | Pine Street | 33 | 14F | Waltham | D | 3312 | WAL | 4.16kV | 4.16kV |  | 0.64129 | 0.6557 | 0.82763 | 1.5492 | 1.5492 | 1.5473 | 41.4% | 42.33% | 53.49% | 45.74% | N
208 | 1227 | NSTAR | Central | Boston | San Juan Street | 318 | 14BC | Boston | D | 318-12 | BDT | 4.16kV | 4.16kV |  | 1.7726 | 0.87187 | 0.9068 | 2.594 | 2.594 | 2.5908 | 68.33% | 33.61% | 35% | 45.65% | N
960 | 654 | NSTAR | South | Cape & Vineyard | Wellfleet Sub | 976 | 1 | Wellfleet | D | 4-94B-94B | EAS | 22.8kV | 22.8kV |  | 14.4145 | 14.4145 | 16.527 | 33.1732 | 33.1732 | 33.133 | 43.45% | 43.45% | 49.88% | 45.6% | N
788 | 139 | NSTAR | Central | Somerville | East Camb | 875 | 110B | Cambridge | D | 875-1354 | CAM | 13.8kV | 13.8kV |  | 6.2148 | 6.2865 | 3.3424 | 11.5929 | 11.5929 | 11.5789 | 53.61% | 54.23% | 28.87% | 45.57% | N
913 | 612 | NSTAR | South | Cape & Vineyard | Hyannis Junction | 961 | 1 | Barnstable | D | 4-90-90 | YAR | 22.8kV | 22.8kV |  | 15.0859 | 13.6247 | 14.8309 | 31.9094 | 31.9094 | 31.8708 | 47.28% | 42.7% | 46.53% | 45.5% | N
1940 | W194 | WMECO | SOUTHERN | SPRINGFIELD | Southwick_29A | 29A | 29A-2X | SOUTHWICK | D | 29A3 | SOUTHWICK | 23 | 23kV |  | 8.2 | 10.3 | 8.1 | 19.5 | 19.5 | 19.5 | 42.05% | 52.82% | 41.54% | 45.47% | N
1719 | 1514 | NSTAR | West | Waltham | Arsenal Street | 467 | 110A | Watertown | D | 467-H9 | BRI,WAT | 13.8kV | 13.8kV |  | 3.9918 | 3.8723 | 3.5095 | 8.366 | 8.366 | 8.3559 | 47.71% | 46.29% | 42% | 45.33% | N
1617 | 1123 | NSTAR | West | Waltham | Waltham | 282 | 110C | Waltham | D | 282-H4 | WAL | 13.8kV | 13.8kV |  | 3.9679 | 4.0635 | 3.6527 | 8.6051 | 8.6051 | 8.5946 | 46.11% | 47.22% | 42.5% | 45.28% | N
1210 | 1710 | NSTAR | South | New Bedford | Pine Street | 611 | D | N. Bedford | D | 2-89-94 | NEB | 13.2kV | 13.2kV |  | 1.7834 | 1.7148 | 1.7127 | 3.8411 | 3.8411 | 3.8364 | 46.43% | 44.64% | 44.64% | 45.24% | N
541 | 1044 | NSTAR | Central | Somerville | Woburn | 211 | 110A | Woburn | D | 211-H8 | WIN,WOB | 13.8kV | 13.8kV |  | 3.8723 | 3.9201 | 3.8676 | 8.6051 | 8.6051 | 8.5946 | 45% | 45.56% | 45% | 45.19% | N
1457 | 1485 | NSTAR | West | Southboro | West Framingham | 455 | 110A | Framingham | D | 455-H3 | ASH,DOV,FRA,HOK | 13.8kV | 13.8kV |  | 4.5416 | 4.7567 | 6.5654 | 11.7125 | 11.7125 | 11.6983 | 38.78% | 40.61% | 56.12% | 45.17% | N
1885 | W139 | WMECO | SOUTHERN | SPRINGFIELD | Clinton_21S | 21S | 21S-2X | SPRINGFIELD | D | 21S6 | SPRINGFIELD | 13.8 | 13.8kV |  | 4.8 | 3.3 | 4.9 | 9.6 | 9.6 | 9.6 | 50% | 34.38% | 51.04% | 45.14% | N
1198 | 319 | NSTAR | South | New Bedford | Acushnet | 612 | N | Acushnet | D | 2-87-87 | NEB | 13.2kV | 13.2kV |  | 2.4007 | 2.858 | 5.572 | 8.0252 | 8.0252 | 8.0154 | 29.91% | 35.61% | 69.52% | 45.01% | N
1197 | 318 | NSTAR | South | New Bedford | Hathaway St. | 617 | N | New Bedford | D | 2-87-145 | NEB | 3.74kV | 3.74kV |  | 0.77089 | 0.77737 | 0.95112 | 1.8527 | 1.8527 | 1.8505 | 41.61% | 41.96% | 51.4% | 44.99% | N
1568 | 799 | NSTAR | West | Waltham | Pine Street | 33 | 14G | Waltham | D | 3311 | WAL | 4.16kV | 4.16kV |  | 0.79261 | 0.82864 | 0.80604 | 1.8014 | 1.8014 | 1.7992 | 44% | 46% | 44.8% | 44.93% | N
568 | 1073 | NSTAR | Central | Somerville | Mystic Station | 250 | 110A | Charlestown | D | 250-1N35H1 | SOM | 13.8kV | 13.8kV |  | 2.7727 | 3.203 | 3.032 | 6.6928 | 6.6928 | 6.6847 | 41.43% | 47.86% | 45.36% | 44.88% | N
772 | 123 | NSTAR | Central | Somerville | Putnam | 831 | 110B | Cambridge | D | 831-1ND4 | CAM | 13.8kV | 13.8kV |  | 2.7488 | 3.2269 | 3.1752 | 6.8123 | 6.8123 | 6.8041 | 40.35% | 47.37% | 46.67% | 44.8% | N
1094 | 230 | NSTAR | South | New Bedford | Crystal Spring | 646 | 1 | Mattapoisett | D | 2-301-305 | MPO | 13.2kV | 13.2kV |  | 2.3778 | 2.3321 | 2.3521 | 5.2587 | 5.2587 | 5.2523 | 45.22% | 44.35% | 44.78% | 44.78% | N
1059 | 192 | NSTAR | South | New Bedford | Industrial Park | 636 | 111 | N. Bedford | D | 2-106-160 | NEB | 13.2kV | 13.2kV |  | 3.7268 | 1.9206 | 1.4158 | 5.2587 | 5.2587 | 5.2523 | 70.87% | 36.52% | 26.96% | 44.78% | N
1780 | W38 | WMECO | NORTHERN | HADLEY | Midway_19B | 19B | 19B-2X,19B-3X | EASTHAMPTON | D | 19B8 | EASTHAMPTON | 13.8 | 13.8 |  | 6.4 | 7.1 | 7.3 | 15.5 | 15.5 | 15.5 | 41.29% | 45.81% | 47.1% | 44.73% | N
1942 | W196 | WMECO | SOUTHERN | SPRINGFIELD | West_Springfield_8C | 8C | 8C-1X,8C-2X | WEST SPRINGFIELD | D | 8C11 | WEST SPRINGFIELD | 13.8 | 13.8kV |  | 4 | 2.5 | 4.1 | 7.9 | 7.9 | 7.9 | 50.63% | 31.65% | 51.9% | 44.73% | N
1798 | W55 | WMECO | NORTHERN | HADLEY | Podick_18G | 18G | 18G-7X,18G-8X | AMHERST | D | 18G8 | AMHERST | 13.8 | 13.8kV |  | 6.7 | 2.4 | 7.47 | 12.4 | 12.4 | 12.4 | 54.03% | 19.35% | 60.24% | 44.54% | N
759 | 110 | NSTAR | Central | Somerville | Putnam | 831 | 110B | Cambridge | D | 831-1334 | CAM | 13.8kV | 13.8kV |  | 2.5098 | 2.5815 | 2.7216 | 5.8562 | 5.8562 | 5.8491 | 42.86% | 44.08% | 46.53% | 44.49% | N
1854 | W109 | WMECO | SOUTHERN | SPRINGFIELD | Agawam_16C | 16C | 16C-5X | AGAWAM | D | 16C12 | AGAWAM | 13.8 | 13.8kV |  | 4.6 | 6.6 | 4.4 | 11.7 | 11.7 | 11.7 | 39.32% | 56.41% | 37.61% | 44.44% | N
1399 | 1067 | NSTAR | West | Southboro | Leland Street | 240 | 110B | Framingham | D | 240-H5 | DOV,SHE,FRA,NAT,NEE | 13.8kV | 13.8 |  | 4.9718 | 5.4499 | 5.0135 | 11.5929 | 11.5929 | 11.5789 | 42.89% | 47.01% | 43.3% | 44.4% | N
251 | 1725 | NSTAR | Central | Boston | Colburn St | 350 | 110D | Boston | D | 350-H12 | BKL ROX | 13.8kV | 13.8kV |  | 4.7806 | 5.163 | 5.491 | 11.5929 | 11.5929 | 11.5789 | 41.24% | 44.54% | 47.42% | 44.4% | N
1074 | 207 | NSTAR | South | New Bedford | Arsene | 654 | 1 | Fairhaven | D | 2-220-201 | FRH | 13.2kV | 13.2kV |  | 3.5896 | 3.2924 | 4.2247 | 8.3453 | 8.3453 | 8.3351 | 43.01% | 39.45% | 50.68% | 44.38% | N
1343 | 487 | NSTAR | South | Plymouth | Tremont Sub | 713 | 2 | Wareham | D | 3-86-966 | WAR, CAR | 22.8kV | 22.8kV |  | 6.7531 | 8.6882 | 8.1255 | 17.7713 | 17.7713 | 17.7498 | 38% | 48.89% | 45.78% | 44.22% | N
1856 | W111 | WMECO | SOUTHERN | SPRINGFIELD | Agawam_16C | 16C | 16C-6X | AGAWAM | D | 16C15 | AGAWAM | 13.8 | 13.8kV |  | 4.1 | 7.7 | 4.1 | 12 | 12 | 12 | 34.17% | 64.17% | 34.17% | 44.17% | N
1087 | 220 | NSTAR | South | New Bedford | Wing Lane | 624 | 1 | Acushnet | D | 2-241-238 | ACU | 13.2kV | 13.2kV |  | 2.3092 | 2.6522 | 2.6033 | 5.7159 | 5.7159 | 5.709 | 40.4% | 46.4% | 45.6% | 44.13% | N
1130 | 263 | NSTAR | South | New Bedford | Pine Street | 611 | B | N. Bedford | D | 2-55-55 | NEB | 13.2kV | 13.2kV |  | 3.521 | 2.9037 | 4.179 | 8.0252 | 8.0252 | 8.0154 | 43.87% | 36.18% | 52.14% | 44.06% | N
802 | 153 | NSTAR | Central | Somerville | East Camb | 875 | 110C | Cambridge | D | 875-1N39A | CAM | 13.8kV | 13.8kV |  | 4.3025 | 4.183 | 6.7802 | 11.5929 | 11.5929 | 11.5789 | 37.11% | 36.08% | 58.56% | 43.92% | N
1181 | 307 | NSTAR | South | New Bedford | Highland St. | 688 | 1 | N. Bedford | D | 2-83-403 | NEB | 13.2kV | 13.2kV |  | 2.9494 | 3.521 | 3.0144 | 7.2021 | 7.2021 | 7.1933 | 40.95% | 48.89% | 41.9% | 43.92% | N
1053 | 186 | NSTAR | South | New Bedford | Industrial Park | 636 | 111 | N. Bedford | D | 2-102-608 | FRE | 13.2kV | 13.2kV |  | 2.4236 | 2.2406 | 2.2608 | 5.2587 | 5.2587 | 5.2523 | 46.09% | 42.61% | 43.04% | 43.91% | N
482 | 863 | NSTAR | Central | Somerville | Mystic Street | 59 | 14A | Arlington | D | 5901 | ARL | 4.16kV | 4.16kV |  | 0.72776 | 0.68453 | 0.71968 | 1.6212 | 1.6212 | 1.6193 | 44.89% | 42.22% | 44.44% | 43.85% | N
1129 |  | NSTAR | South | New Bedford | Ash St. | 615 | W | New Bedford | D | 2-55-49 | NEB | 3.74kV | 3.74kV |  | 0.90693 | 0.68667 | 0.84113 | 1.8527 | 1.8527 | 1.8505 | 48.95% | 37.06% | 45.45% | 43.82% | N
111 | 951 | NSTAR | Central | Boston | Humboldt Ave | 143 | 14AB | Roxbury | D | 143-04 | ROX | 4.16kV | 4.16 |  | 1.016 | 0.35307 | 0.84922 | 1.6933 | 1.6933 | 1.6912 | 60% | 20.85% | 50.21% | 43.69% | N
1173 | 298 | NSTAR | South | New Bedford | Highland St. | 688 | 1 | New Bedford | D | 2-80-402 | NEB | 3.74kV | 3.74kV |  | 0.88102 | 0.86806 | 1.2293 | 2.2738 | 2.2738 | 2.271 | 38.75% | 38.18% | 54.13% | 43.68% | N
689 | 41 | NSTAR | Central | Somerville | Prospect | 819 | 14A | Cambridge | D | 819-1NB2 | CAM | 13.8kV | 13.8 |  | 2.1513 | 4.5416 | 2.2203 | 6.8123 | 6.8123 | 6.8041 | 31.58% | 66.67% | 32.63% | 43.63% | N
1494 | 925 | NSTAR | West | Walpole | South Street | 146 | 110A | Walpole | D | 135-1319H1 | WLP | 13.8kV | 13.8kV |  | 3.5137 | 4.0157 | 3.414 | 8.366 | 8.366 | 8.3559 | 42% | 48% | 40.86% | 43.62% | N
1267 | 392 | NSTAR | South | Plymouth | Marshfield Sub | 739 | 1 | Marshfield | D | 3-22-973 | MAR | 22.8kV | 22.8kV |  | 4.3046 | 5.8448 | 6.1138 | 12.4399 | 12.4399 | 12.4249 | 34.6% | 46.98% | 49.21% | 43.6% | N
1821 | W76 | WMECO | NORTHERN | PITTSFIELD | Oswald_30B | 30B | 30B-1X | PITTSFIELD | D | 30B1 | PITTSFIELD | 23 | 23kV |  | 6.7 | 6.2 | 7.5 | 15.6 | 15.6 | 15.6 | 42.95% | 39.74% | 48.08% | 43.59% | N
1823 | W78 | WMECO | NORTHERN | PITTSFIELD | Oswald_30B | 30B | 30B-1X | PITTSFIELD | D | 30B3 | PITTSFIELD | 23 | 23kV |  | 6.3 | 8 | 6.1 | 15.6 | 15.6 | 15.6 | 40.38% | 51.28% | 39.1% | 43.59% | N
1915 | W168 | WMECO | SOUTHERN | SPRINGFIELD | Orchard_27A | 27A | 27A-2X | SPRINGFIELD | D | 27A13 | LUDLOW | 13.8 | 13.8kV |  | 6.5 | 1.2 | 7.6 | 11.7 | 11.7 | 11.7 | 55.56% | 10.26% | 64.96% | 43.59% | N
378 | 1581 | NSTAR | Central | Boston | Havard Court | 506 | 14B | Brookline | D | 506-05 | BKL | 4.16kV | 4.16kV |  | 1.0808 | 0.99436 | 1.0291 | 2.3778 | 2.3778 | 2.3749 | 45.45% | 41.82% | 43.33% | 43.54% | N
1054 | 187 | NSTAR | South | New Bedford | Industrial Park | 636 | 112 | N. Bedford | D | 2-103-103 | NEB | 13.2kV | 13.2kV |  | 2.4007 | 6.9506 | 6.4626 | 12.1178 | 12.1178 | 12.1031 | 19.81% | 57.36% | 53.4% | 43.52% | N
1419 | 1280 | NSTAR | West | Southboro | Sudbury | 342 | 110A | Sudbury | D | 342-H3 | SUD,WAY | 13.8kV | 13.8kV |  | 3.705 | 5.5933 | 5.8253 | 11.5929 | 11.5929 | 11.5789 | 31.96% | 48.25% | 50.31% | 43.51% | N
1243 | 351 | NSTAR | South | Plymouth | West Pond Sub | 737 | 1 | Plymouth | D | 3-13-936 | PLY | 22.8kV | 22.8kV |  | 3.6727 | 3.9097 | 4.26 | 9.0831 | 9.0831 | 9.0721 | 40.43% | 43.04% | 46.96% | 43.48% | N
556 | 1051 | NSTAR | Central | Somerville | Mystic Station | 250 | 110A | Everett | D | 227-51H7 | SOM | 13.8kV | 13.8kV |  | 1.7927 | 1.7927 | 1.8622 | 4.183 | 4.183 | 4.178 | 42.86% | 42.86% | 44.57% | 43.43% | N
1046 | 179 | NSTAR | South | New Bedford | Pine Street | 611 | B | N. Bedford | D | 2-7-7 | NEB | 13.2kV | 13.2 |  | 3.4067 | 3.3152 | 3.7223 | 8.0252 | 8.0252 | 8.0154 | 42.45% | 41.31% | 46.44% | 43.4% | N
1859 | W114 | WMECO | SOUTHERN | SPRINGFIELD | Agawam_16C | 16C | 16C-6X | AGAWAM | D | 16C18 | AGAWAM | 13.8 | 13.8kV |  | 6.5 | 0.6 | 6.3 | 10.3 | 10.3 | 10.3 | 63.11% | 5.825% | 61.17% | 43.37% | N
1826 | W81 | WMECO | NORTHERN | PITTSFIELD | Oswald_30B | 30B | 30B-2X | PITTSFIELD | D | 30B7 | PITTSFIELD | 23 | 23kV |  | 9.1 | 4.4 | 7.7 | 16.3 | 16.3 | 16.3 | 55.83% | 26.99% | 47.24% | 43.35% | N
107 | 938 | NSTAR | Central | Boston | Roslindale | 13 | Bus #2 | Roslindale | D | 13-H1 | DED | 13.8kV | 13.8kV |  | 2.9879 | 3.1313 | 2.268 | 6.4538 | 6.4538 | 6.446 | 46.3% | 48.52% | 35.19% | 43.33% | N
1424 | 1285 | NSTAR | West | Southboro | Sudbury | 342 | 110A | Sudbury | D | 342-H8 | SUD WAY | 13.8kV | 13.8kV |  | 6.6928 | 6.2148 | 5.7298 | 14.3418 | 14.3418 | 14.3244 | 46.67% | 43.33% | 40% | 43.33% | N
907 | 606 | NSTAR | South | Cape & Vineyard | ORL Sub | 975 | 2 | Orleans | D | 4-89B-89B | ORL | 22.8kV | 22.8kV |  | 15.3623 | 16.3101 | 15.7776 | 36.53 | 36.53 | 36.4857 | 42.05% | 44.65% | 43.24% | 43.32% | N
700 | 52 | NSTAR | Central | Somerville | Amory | 820 | 14A | Cambridge | D | 820-46 | CAM | 4.16kV | 4.16kV |  | 1.0448 | 1.1097 | 1.1155 | 2.5219 | 2.5219 | 2.5189 | 41.43% | 44% | 44.29% | 43.24% | N
1296 | 425 | NSTAR | South | Plymouth | Duxbury Sub | 738 | 1 | Duxbury | D | 3-26-903 | DUX | 22.8kV | 22.8 |  | 4.3441 | 4.3441 | 3.0766 | 9.0831 | 9.0831 | 9.0721 | 47.83% | 47.83% | 33.91% | 43.19% | N
1111 | 247 | NSTAR | South | New Bedford | Fisher Rd. | 657 | E | Dartmouth | D | 2-525-525 | DAR | 13.2kV | 13.2kV |  | 5.1443 | 5.1215 | 4.9554 | 11.7748 | 11.7748 | 11.7605 | 43.69% | 43.5% | 42.14% | 43.11% | N
809 | 506 | NSTAR | South | Cape & Vineyard | Hyannis Junction | 961 | 3 | Barnstable | D | 4-63-521 | BAR | 22.8kV | 22.8kV |  | 8.4908 | 10.0704 | 10.0188 | 22.1155 | 22.1155 | 22.0886 | 38.39% | 45.54% | 45.36% | 43.1% | N
1619 | 1125 | NSTAR | West | Waltham | Waltham | 283 | 110B | Waltham | D | 282-H6 | WAL | 13.8kV | 13.8kV |  | 5.1391 | 4.9718 | 4.8225 | 11.5929 | 11.5929 | 11.5789 | 44.33% | 42.89% | 41.65% | 42.96% | N
195 | 1204 | NSTAR | Central | Boston | Electric Ave | 315 | 110A | Brighton | D | 315-H3 | BRI | 13.8kV | 13.8kV |  | 5.0196 | 4.9001 | 5.0135 | 11.5929 | 11.5929 | 11.5789 | 43.3% | 42.27% | 43.3% | 42.96% | N
185 | 1201 | NSTAR | Central | Boston | Hyde Park | 496 | 110B | Hyde Park | D | 311-1406H1 | DOR | 13.8kV | 13.8kV |  | 1.1951 | 1.3147 | 1.3369 | 2.9879 | 2.9879 | 2.9842 | 40% | 44% | 44.8% | 42.93% | N
1877 | W132 | WMECO | SOUTHERN | SPRINGFIELD | Clinton_21S | 21S | 21S-3X | SPRINGFIELD | D | 21S13 | SPRINGFIELD | 13.8 | 13.8kV |  | 3.6 | 2.3 | 3.5 | 7.3 | 7.3 | 7.3 | 49.32% | 31.51% | 47.95% | 42.92% | N
1285 | 403 | NSTAR | South | Plymouth | Duxbury Sub | 738 | 1 | Duxbury | D | 3-24B-24B | DUX | 13.2kV | 22.8kV |  | 6.9734 | 11.8476 | 10.6499 | 15.5473 | 26.8545 | 26.8219 | 44.85% | 44.12% | 39.71% | 42.89% | N
212 | 1239 | NSTAR | Central | Boston | Cottrell Street | 321 | 14AB | Dorchester | D | 321-02 | DOR | 4.16kV | 4.16kV |  | 1.1385 | 1.1385 | 1.0579 | 2.594 | 2.594 | 2.5908 | 43.89% | 43.89% | 40.83% | 42.87% | N
94 | 908 | NSTAR | Central | Boston | NGRID | NGRID | NGRID | Boston | D | 11W1 | BDT QCY | 13.8kV | 13.8kV |  | 1.4342 | 1.4342 | 1.4324 | 3.3464 | 3.3464 | 3.3424 | 42.86% | 42.86% | 42.86% | 42.86% | N
840 | 532 | NSTAR | South | Cape & Vineyard | Hatchville Sub | 936 | 1 | Falmouth | D | 4-78-78 | FAL | 22.8kV | 22.8kV |  | 14.9279 | 14.9674 | 15.7776 | 35.5427 | 35.5427 | 35.4996 | 42% | 42.11% | 44.44% | 42.85% | N
826 | 518 | NSTAR | South | Cape & Vineyard | Falmouth Sub | 933 | 2 | Falmouth | D | 4-75-227 | EDG | 22.8kV | 22.8kV |  | 5.4104 | 5.7263 | 6.1138 | 13.4272 | 13.4272 | 13.411 | 40.29% | 42.65% | 45.59% | 42.84% | N
761 | 112 | NSTAR | Central | Somerville | Putnam | 831 | 110C | Cambridge | D | 831-1340 | CAM | 13.8kV | 13.8kV |  | 3.944 | 5.4499 | 3.4856 | 10.0393 | 10.0393 | 10.0271 | 39.29% | 54.29% | 34.76% | 42.78% | N
189 | 1727 | NSTAR | Central | Boston | Electric Ave | 315 | 110A | Brighton | D | 315-H1 | BRI | 13.8kV | 13.8kV |  | 4.0635 | 3.8245 | 4.0586 | 9.3222 | 9.3222 | 9.3109 | 43.59% | 41.03% | 43.59% | 42.74% | N
1427 | 1319 | NSTAR | West | Southboro | Maynard | 355 | 342-H8 | Maynard | D | 355-03 | MAY,ACT | 4.16kV | 4.16kV |  | 1.1745 | 0.33145 | 0.98596 | 1.9455 | 1.9455 | 1.9431 | 60.37% | 17.04% | 50.74% | 42.72% | N
1493 | 924 | NSTAR | West | Walpole | South Street | 146 | 110A | Walpole | D | 135-1319H | WLP | 13.8kV | 13.8kV |  | 3.5137 | 3.7767 | 3.414 | 8.366 | 8.366 | 8.3559 | 42% | 45.14% | 40.86% | 42.67% | N
1206 | 323 | NSTAR | South | New Bedford | Pine Street | 611 | D | N. Bedford | D | 2-89-14 | NEB | 13.2kV | 13.2kV |  | 1.6691 | 1.6005 | 1.6442 | 3.8411 | 3.8411 | 3.8364 | 43.45% | 41.67% | 42.86% | 42.66% | N
1188 | 312 | NSTAR | South | New Bedford | Acushnet | 612 | N | Acushnet | D | 2-84-84 | NEB | 13.2kV | 13.2kV |  | 2.8122 | 2.9723 | 4.4759 | 8.0252 | 8.0252 | 8.0154 | 35.04% | 37.04% | 55.84% | 42.64% | N
1844 | W99 | WMECO | NORTHERN | PITTSFIELD | Woodland_Rd_17G | 17G | 17G-1X,17G-2X | LEE | D | 17G1 | PITTSFIELD | 23 | 23kV |  | 4.9 | 9.2 | 4.8 | 14.8 | 14.8 | 14.8 | 33.11% | 62.16% | 32.43% | 42.57% | N
1511 | 1019 | NSTAR | West | Walpole | Dedham | 20 | 24C | Dedham | D | 20-H7 | DED | 13.8kV | 13.8kV |  | 3.5615 | 3.3703 | 4.7987 | 9.2026 | 9.2026 | 9.1915 | 38.7% | 36.62% | 52.21% | 42.51% | N
1441 | 1443 | NSTAR | West | Southboro | Speen Street | 433 | 110C | Framingham | D | 433-H10 | NAT | 13.8kV | 13.8kV |  | 4.5655 | 4.7089 | 5.491 | 11.5929 | 11.5929 | 11.5789 | 39.38% | 40.62% | 47.42% | 42.47% | N
86 | 892 | NSTAR | Central | Boston | Andrew Sq | 106 | 110C | South Boston | D | 106-H1 | DOR,WRX | 13.8kV | 13.8kV |  | 4.5177 | 6.6211 | 0.42973 | 9.0831 | 9.0831 | 9.0721 | 49.74% | 72.89% | 4.737% | 42.46% | N
1936 | W189 | WMECO | SOUTHERN | SPRINGFIELD | Silver_30A | 30A | 30A-1X | AGAWAM | D | 30A5 | AGAWAM | 13.8 | 13.8kV |  | 5.2 | 5.3 | 4.4 | 11.7 | 11.7 | 11.7 | 44.44% | 45.3% | 37.61% | 42.45% | N
627 | 1387 | NSTAR | Central | Somerville | Mystic Station | 250 | 110B | Somerville | D | 387-148H | CHT EVE SOM | 13.8kV | 13.8kV |  | 5.2108 | 5.3304 | 4.2018 | 11.5929 | 11.5929 | 11.5789 | 44.95% | 45.98% | 36.29% | 42.41% | N
1190 |  | NSTAR | South | New Bedford | Hathaway St. | 617 | S | New Bedford | D | 2-85-134 | NEB | 3.74kV | 3.74kV |  | 0.57007 | 0.61542 | 1.1646 | 1.8527 | 1.8527 | 1.8505 | 30.77% | 33.22% | 62.94% | 42.31% | N
1168 | 295 | NSTAR | South | New Bedford | Pine Street | 611 | A | N. Bedford | D | 2-73-73 | NEB | 13.2kV | 13.2kV |  | 4.2069 | 4.4356 | 3.2884 | 9.4199 | 9.4199 | 9.4084 | 44.66% | 47.09% | 34.95% | 42.23% | N
867 | 562 | NSTAR | South | Cape & Vineyard | Centerville Sub | 911 | 1 | Centerville | D | 4-82-894 | BNS | 4.16kV | 4.16kV |  | 0.9079 | 1.1785 | 1.2643 | 2.63 | 2.6553 | 2.6521 | 34.52% | 44.38% | 47.67% | 42.19% | N
1896 | W150 | WMECO | SOUTHERN | SPRINGFIELD | East_Springfield_5J | 5J | 5J-8X | SPRINGFIELD | D | 5J15 | SPRINGFIELD | 13.8 | 13.8kV |  | 7.3 | 4.3 | 8 | 15.5 | 15.5 | 15.5 | 47.1% | 27.74% | 51.61% | 42.15% | N
673 | 25 | NSTAR | Central | Somerville | Putnam | 817 | 14A | Cambridge | D | 817-04 | CAM | 4.16kV | 4.16kV |  | 1.1385 | 1.088 | 1.3242 | 2.8102 | 2.8102 | 2.8068 | 40.51% | 38.72% | 47.18% | 42.14% | N
1875 | W130 | WMECO | SOUTHERN | SPRINGFIELD | Clinton_21S | 21S | 21S-3X | SPRINGFIELD | D | 21S11 | SPRINGFIELD | 13.8 | 13.8kV |  | 3.9 | 2.3 | 5.9 | 9.6 | 9.6 | 9.6 | 40.62% | 23.96% | 61.46% | 42.01% | N
1170 | 1704 | NSTAR | South | New Bedford | Acushnet | 612 | N | Acushnet | D | 2-79-404 | NEB | 13.2kV | 13.2kV |  | 3.521 | 3.5439 | 3.4482 | 8.3453 | 8.3453 | 8.3351 | 42.19% | 42.47% | 41.37% | 42.01% | N
1460 | 1488 | NSTAR | West | Southboro | West Framingham | 455 | 110A | Framingham | D | 455-H6 | ASH,FRA | 13.8kV | 13.8kV |  | 4.685 | 4.9718 | 5.0852 | 11.7125 | 11.7125 | 11.6983 | 40% | 42.45% | 43.47% | 41.97% | N
480 | 737 | NSTAR | Central | Somerville | Willow St | 16 | 14B | Somerville | D | 1607 | SOM | 4.16kV | 4.16kV |  | 1.0952 | 1.333 | 1.2378 | 2.9182 | 2.9182 | 2.9147 | 37.53% | 45.68% | 42.47% | 41.89% | N
60 | 860 | NSTAR | Central | Boston | Tremont Street | 52 | 14C | Roxbury | D | 5210 | ROX | 4.16kV | 4.16kV |  | 1.1673 | 1.0448 | 0.50378 | 2.1617 | 2.1617 | 2.159 | 54% | 48.33% | 23.33% | 41.89% | N
1195 | 317 | NSTAR | South | New Bedford | Hathaway St. | 617 | N | New Bedford | D | 2-87-135 | NEB | 3.74kV | 3.74kV |  | 0.77089 | 0.77737 | 0.77642 | 1.8527 | 1.8527 | 1.8505 | 41.61% | 41.96% | 41.96% | 41.84% | N
954 | 648 | NSTAR | South | Cape & Vineyard | Orleans Sub | 975 | 1 | Orleans | D | 4-94A-648 | EAS | 22.8kV | 22.8kV |  | 5.2129 | 5.4499 | 6.1138 | 13.4272 | 13.4272 | 13.411 | 38.82% | 40.59% | 45.59% | 41.67% | N
1754 | W12 | WMECO | NORTHERN | HADLEY | Cumberland_22B | 22B | 22B-1X | GREENFIELD | D | 22B2 | GREENFIELD | 13.8 | 13.8kV |  | 7.1 | 2.9 | 3.73 | 11 | 11 | 11 | 64.55% | 26.36% | 33.91% | 41.61% | N
105 | 936 | NSTAR | Central | Boston | Dorchester Ave | 139 | 14B | South Boston | D | 139-11 | SOB | 4.16kV | 4.16kV |  | 0.37469 | 0.33866 | 1.7128 | 1.9455 | 1.9455 | 1.9431 | 19.26% | 17.41% | 88.15% | 41.6% | N
1883 | W137 | WMECO | SOUTHERN | SPRINGFIELD | Clinton_21S | 21S | 21S-1X | SPRINGFIELD | D | 21S4 | SPRINGFIELD | 13.8 | 13.8kV |  | 5.2 | 4.1 | 3.8 | 10.5 | 10.5 | 10.5 | 49.52% | 39.05% | 36.19% | 41.59% | N
151 | 1132 | NSTAR | Central | Boston | Washington St | 284 | 110B | Jamaica Plain | D | 284-04 | WRX | 4.16kV | 4.16kV |  | 0.82864 | 1.6717 | 0.73407 | 2.594 | 2.594 | 2.5908 | 31.94% | 64.44% | 28.33% | 41.57% | N
1265 | 390 | NSTAR | South | Plymouth | Brant Rock Sub | 710 | 1 | Marshfield | D | 3-22-33J2 | MAR | 4.16kV | 4.16kV |  | 1.5132 | 1.4411 | 1.7992 | 3.8189 | 3.8189 | 3.8143 | 39.62% | 37.74% | 47.17% | 41.51% | N
1874 | W129 | WMECO | SOUTHERN | SPRINGFIELD | Clinton_21S | 21S | 21S-3X | SPRINGFIELD | D | 21S10 | SPRINGFIELD | 13.8 | 13.8kV |  | 6.2 | 2.6 | 6.2 | 12.1 | 12.1 | 12.1 | 51.24% | 21.49% | 51.24% | 41.32% | N
248 | 1303 | NSTAR | Central | Boston | Colburn St | 350 | 110C | Boston | D | 350-H1 | BKL ROX | 13.8kV | 13.8kV |  | 5.1391 | 5.0435 | 4.178 | 11.5929 | 11.5929 | 11.5789 | 44.33% | 43.51% | 36.08% | 41.31% | N
1024 | 159 | NSTAR | South | New Bedford | Pine Street | 611 | C | N. Bedford | D | 2-4-10 | NEB | 13.2kV | 13.2kV |  | 1.5547 | 1.6005 | 1.5985 | 3.8411 | 3.8411 | 3.8364 | 40.48% | 41.67% | 41.67% | 41.27% | N
817 | 509 | NSTAR | South | Cape & Vineyard | Hyannis Junction | 961 | 2 | Barnstable | D | 4-64-64 | BAR | 13.8kV | 22.8kV |  | 10.0632 | 13.9801 | 14.5548 | 22.1103 | 36.53 | 36.4857 | 45.51% | 38.27% | 39.89% | 41.23% | N
1383 | 921 | NSTAR | West | Southboro | Holliston | 130 | 110M | Holliston | D | 130-H1 | HOL,HOK,ASH | 13.8kV | 13.8kV |  | 4.7328 | 4.8045 | 4.9419 | 11.7125 | 11.7125 | 11.6983 | 40.41% | 41.02% | 42.24% | 41.22% | N
253 | 1305 | NSTAR | Central | Boston | Colburn St | 350 | 110C | Boston | D | 350-H3 | BDT BKL WRX | 13.8kV | 13.8kV |  | 5.2587 | 4.1591 | 4.8942 | 11.5929 | 11.5929 | 11.5789 | 45.36% | 35.88% | 42.27% | 41.17% | N
1884 | W138 | WMECO | SOUTHERN | SPRINGFIELD | Clinton_21S | 21S | 21S-2X | SPRINGFIELD | D | 21S5 | SPRINGFIELD | 13.8 | 13.8kV |  | 4.5 | 4.8 | 4.5 | 11.2 | 11.2 | 11.2 | 40.18% | 42.86% | 40.18% | 41.07% | N
1029 | 163 | NSTAR | South | New Bedford | Pine Street | 611 | D | N. Bedford | D | 2-6-17 | NEB | 13.2kV | 13.2kV |  | 1.5776 | 1.5776 | 1.5757 | 3.8411 | 3.8411 | 3.8364 | 41.07% | 41.07% | 41.07% | 41.07% | N
501 | 939 | NSTAR | Central | Somerville | PNU14 | PNU14 | P13/P14 | Somerville | D | 13N14 | SOM | 4.16kV | 4.16kV |  | 1.088 | 1.0376 | 1.0651 | 2.594 | 2.594 | 2.5908 | 41.94% | 40% | 41.11% | 41.02% | N
270 | 1346 | NSTAR | Central | Boston | Baker St | 374 | 24B | W. Roxbury | D | 374-06 | WRX | 4.16kV | 4.16kV |  | 0.86466 | 0.79981 | 0.72688 | 1.9455 | 1.9455 | 1.9431 | 44.44% | 41.11% | 37.41% | 40.99% | N
52 | 852 | NSTAR | Central | Boston | Tremont Street | 52 | 14A | Roxbury | D | 5201 | ROX | 4.16kV | 4.16kV |  | 0.6485 | 0.93672 | 0.79165 | 1.9455 | 1.9455 | 1.9431 | 33.33% | 48.15% | 40.74% | 40.74% | N
791 | 142 | NSTAR | Central | Somerville | East Camb | 875 | 110D | Cambridge | D | 875-1367 | CAM | 13.8kV | 13.8kV |  | 4.183 | 4.9479 | 5.0135 | 11.5929 | 11.5929 | 11.5789 | 36.08% | 42.68% | 43.3% | 40.69% | N
834 | 525 | NSTAR | South | Cape & Vineyard | Hatchville Sub | 936 | 1 | Falmouth | D | 4-77A-77A | MAS | 22.8kV | 22.8kV |  | 14.8884 | 13.5062 | 4.0627 | 26.657 | 26.657 | 26.6247 | 55.85% | 50.67% | 15.26% | 40.59% | N
1144 | 274 | NSTAR | South | New Bedford | Pine Street | 611 | B | N. Bedford | D | 2-62-50 | NEB | 13.2kV | 13.2kV |  | 1.5547 | 1.5547 | 1.5528 | 3.8411 | 3.8411 | 3.8364 | 40.48% | 40.48% | 40.48% | 40.48% | N
1758 | W16 | WMECO | NORTHERN | HADLEY | Cumberland_22B | 22B | 22B-2X | GREENFIELD | D | 22B6 | GREENFIELD | 13.8 | 13.8kV |  | 1.2 | 7 | 1.27 | 7.8 | 7.8 | 7.8 | 15.38% | 89.74% | 16.28% | 40.47% | N
1900 | W154 | WMECO | SOUTHERN | SPRINGFIELD | East_Springfield_5J | 5J | 5J-7X | SPRINGFIELD | D | 5J9 | SPRINGFIELD | 13.8 | 13.8kV |  | 5.9 | 6.4 | 6.5 | 15.5 | 15.5 | 15.5 | 38.06% | 41.29% | 41.94% | 40.43% | N
1121 | 257 | NSTAR | South | New Bedford | Cross Rd. | 651 | 109 | Dartmouth | D | 2-541-542 | DAR | 13.2kV | 13.2kV |  | 5.0986 | 4.7785 | 5.6405 | 12.8037 | 12.8037 | 12.7882 | 39.82% | 37.32% | 44.11% | 40.42% | N
1525 | 1523 | NSTAR | West | Walpole | Norwood Sub | 469 | Muni | Norwood | D | 469-H2 | WWO | 13.8kV | 13.8kV |  | 4.0874 | 4.0396 | 3.7482 | 9.8002 | 9.8002 | 9.7883 | 41.71% | 41.22% | 38.29% | 40.41% | N
401 | 1602 | NSTAR | Central | Boston | Willow St | 516 | 24AC | W. Roxbury | D | 516-02 | WRX | 4.16kV | 4.16kV |  | 1.0088 | 0.81423 | 0.70529 | 2.0896 | 2.0896 | 2.0871 | 48.28% | 38.97% | 33.79% | 40.34% | N
1098 | 234 | NSTAR | South | New Bedford | Rockdale | 693 | 1 | N. Bedford | D | 2-36-36 | NEB | 3.74kV | 3.74 |  | 2.2414 | 0 | 0 | 1.8527 | 1.8527 | 1.8505 | 121% | 0% | 0% | 40.33% | N
1865 | W120 | WMECO | SOUTHERN | SPRINGFIELD | Breckwood_20A | 20A | 20A-2X | SPRINGFIELD | D | 20A22 | SPRINGFIELD | 13.8 | 13.8kV |  | 5.3 | 1.8 | 5.6 | 10.5 | 10.5 | 10.5 | 50.48% | 17.14% | 53.33% | 40.32% | N
1873 | W128 | WMECO | SOUTHERN | SPRINGFIELD | Clinton_21S | 21S | 21S-1X | SPRINGFIELD | D | 21S1 | SPRINGFIELD | 13.8 | 13.8kV |  | 3.3 | 6.4 | 3 | 10.5 | 10.5 | 10.5 | 31.43% | 60.95% | 28.57% | 40.32% | N
994 | 694 | NSTAR | South | Cape & Vineyard | Falmouth Sub | 933 | 1 | Falmouth | D | 4-97-226 | WTI | 22.8kV | 22.8kV |  | 4.4231 | 5.7658 | 6.0349 | 13.4272 | 13.4272 | 13.411 | 32.94% | 42.94% | 45% | 40.29% | N
844 | 537 | NSTAR | South | Cape & Vineyard | Mashpee Sub | 946 | 1 | Mashpee | D | 4-80A-490 | BNS | 22.8kV | 22.8 |  | 5.5684 | 5.6473 | 5.0094 | 13.4272 | 13.4272 | 13.411 | 41.47% | 42.06% | 37.35% | 40.29% | N
1240 | 346 | NSTAR | South | Plymouth | Samoset Sub | 742 | 1 | Plymouth | D | 3-12-41J1 | PLY | 4.16kV | 4.16kV |  | 1.3042 | 1.333 | 1.3674 | 3.3145 | 3.3145 | 3.3105 | 39.35% | 40.22% | 41.3% | 40.29% | N
498 | 906 | NSTAR | Central | Somerville | West Street | 10 | 14kV Bus | Charlestown | D | 10-H1 | CHT | 13.8kV | 13.8kV |  | 4.7806 | 4.5655 | 4.6554 | 11.5929 | 11.5929 | 11.5789 | 41.24% | 39.38% | 40.21% | 40.27% | N
426 | 1644 | NSTAR | Central | Boston | Colburn St | 350 | 110B | Boston | D | 549-1121H | BOS BKL ROX | 13.8kV | 13.8kV |  | 4.7806 | 4.5416 | 4.6554 | 11.5929 | 11.5929 | 11.5789 | 41.24% | 39.18% | 40.21% | 40.21% | N
912 | 611 | NSTAR | South | Cape & Vineyard | Hyannis Junction | 961 | 1 | Hyannis | D | 4-90-550 | DEN | 22.8kV | 22.8kV |  | 1.9746 | 2.8829 | 3.2344 | 6.7136 | 6.7136 | 6.7055 | 29.41% | 42.94% | 48.24% | 40.2% | N
1822 | W77 | WMECO | NORTHERN | PITTSFIELD | Oswald_30B | 30B | 30B-1X | PITTSFIELD | D | 30B2 | PITTSFIELD | 23 | 23kV |  | 5.3 | 7.4 | 6.1 | 15.6 | 15.6 | 15.6 | 33.97% | 47.44% | 39.1% | 40.17% | N
842 | 535 | NSTAR | South | Cape & Vineyard | Otis Sub | 915 | 1 | Bourne | D | 4-79-79 | BRN | 22.8kV | 22.8kV |  | 4.3046 | 4.5416 | 6.0744 | 12.4399 | 12.4399 | 12.4249 | 34.6% | 36.51% | 48.89% | 40% | N
883 | 580 | NSTAR | South | Cape & Vineyard | Sandwich Sub | 916 | 1 | Sandwich | D | 4-87A-471 | SAN | 22.8kV | 22.8kV |  | 4.3441 | 5.8053 | 5.9166 | 13.4272 | 13.4272 | 13.411 | 32.35% | 43.24% | 44.12% | 39.9% | N
1114 | 250 | NSTAR | South | New Bedford | Cross Rd. | 651 | 111 | Dartmouth | D | 2-531-531 | DAR | 13.2kV | 13.2kV |  | 6.9048 | 8.2767 | 9.4313 | 20.5773 | 20.5773 | 20.5524 | 33.56% | 40.22% | 45.89% | 39.89% | N
1910 | W163 | WMECO | SOUTHERN | SPRINGFIELD | Ludlow_19S | 19S | 19S-6X | LUDLOW | D | 19S2 | LUDLOW | 13.8 | 13.8kV |  | 5.4 | 3.2 | 5.4 | 11.7 | 11.7 | 11.7 | 46.15% | 27.35% | 46.15% | 39.89% | N
145 | 1093 | NSTAR | Central | Boston | PNU25 | PNU25 | 110B | Brookline | D | 25N28 | BKL | 4.16kV | 4.16kV |  | 0.86466 | 0.82864 | 1.4034 | 2.594 | 2.594 | 2.5908 | 33.33% | 31.94% | 54.17% | 39.81% | N
1447 | 1448 | NSTAR | West | Southboro | Speen Street | 433 | 110A | Framingham | D | 433-H2 | FRA,NAT | 13.8kV | 13.8kV |  | 5.6411 | 6.1431 | 5.6104 | 14.5808 | 14.5808 | 14.5631 | 38.69% | 42.13% | 38.52% | 39.78% | N
899 | 597 | NSTAR | South | Cape & Vineyard | Harwich Sub | 968 | 1 | Harwich | D | 4-89A-553 | DEN | 22.8kV | 22.8kV |  | 5.4104 | 5.1734 | 5.4038 | 13.4272 | 13.4272 | 13.411 | 40.29% | 38.53% | 40.29% | 39.71% | N
1448 | 1449 | NSTAR | West | Southboro | Speen Street | 433 | 110A | Framingham | D | 433-H3 | FRA | 13.8kV | 13.8kV |  | 4.7806 | 3.3942 | 3.4856 | 9.8002 | 9.8002 | 9.7883 | 48.78% | 34.63% | 35.61% | 39.67% | N
680 | 32 | NSTAR | Central | Somerville | Prospect | 819 | 14A | Cambridge | D | 819-1102 | CAM | 13.8kV | 13.8kV |  | 2.462 | 4.183 | 3.2707 | 8.366 | 8.366 | 8.3559 | 29.43% | 50% | 39.14% | 39.52% | N
1030 | 164 | NSTAR | South | New Bedford | Pine Street | 611 | B | N. Bedford | D | 2-19-19 | NEB | 13.2kV | 13.2kV |  | 1.6005 | 1.6005 | 6.3027 | 8.0252 | 8.0252 | 8.0154 | 19.94% | 19.94% | 78.63% | 39.51% | N
651 | 3 | NSTAR | Central | Somerville | Charles | 811 | 14A | Cambridge | D | 811-37 | CAM | 4.16kV | 4.16kV |  | 1.3691 | 0.80702 | 0.80604 | 2.5219 | 2.5219 | 2.5189 | 54.29% | 32% | 32% | 39.43% | N
910 | 609 | NSTAR | South | Cape & Vineyard | Hyannis Junction | 961 | 1 | Barnstable | D | 4-90-540 | YAR | 22.8kV | 22.8kV |  | 4.5021 | 4.3046 | 4.26 | 11.0577 | 11.0577 | 11.0443 | 40.71% | 38.93% | 38.57% | 39.4% | N
1650 | 1236 | NSTAR | West | Waltham | Marrett Road | 320 | 110A | Lexington | D | 320-H8 | LEX, LIC | 13.8kV | 13.8kV |  | 4.3025 | 5.3065 | 4.2257 | 11.7125 | 11.7125 | 11.6983 | 36.73% | 45.31% | 36.12% | 39.39% | N
830 | 519 | NSTAR | South | Cape & Vineyard | Falmouth Sub | 933 | 1 | Falmouth | D | 4-76-76 | FAL | 22.8kV | 22.8kV |  | 14.4145 | 14.533 | 14.1998 | 36.53 | 36.53 | 36.4857 | 39.46% | 39.78% | 38.92% | 39.39% | N
1147 | 277 | NSTAR | South | New Bedford | Bell Rock | 661 | N12 | Fall River | D | 2-635-635 | FRE | 34.5kV | 34.5kV |  | 12.31 | 11.9515 | 12.0564 | 30.7751 | 30.7751 | 30.7378 | 40% | 38.83% | 39.22% | 39.35% | N
1423 | 1284 | NSTAR | West | Southboro | Sudbury | 342 | 110B | Sudbury | D | 342-H7 | SUD WAY | 13.8kV | 13.8kV |  | 4.446 | 4.7089 | 4.5122 | 11.5929 | 11.5929 | 11.5789 | 38.35% | 40.62% | 38.97% | 39.31% | N
808 |  | NSTAR | South | Cape & Vineyard | Orleans Sub | 975 | 2 | Orleans | D | 4-628-628 | ORL | 22.8kV | 22.8kV |  | 5.4104 | 10.6628 | 9.9793 | 22.1155 | 22.1155 | 22.0886 | 24.46% | 48.21% | 45.18% | 39.29% | N
362 | 1553 | NSTAR | Central | Boston | K Street | 385D | 110C | South Boston | D | 485-199H1 | SOB | 13.8kV | 13.8kV |  | 1.3147 | 1.3625 | 1.2653 | 3.3464 | 3.3464 | 3.3424 | 39.29% | 40.71% | 37.86% | 39.29% | N
1928 | W181 | WMECO | SOUTHERN | SPRINGFIELD | Piper_21N | 21N | 21N-2X | WEST SPRINGFIELD | D | 21N7 | WEST SPRINGFIELD | 13.8 | 13.8kV |  | 4.7 | 7 | 4.8 | 14 | 14 | 14 | 33.57% | 50% | 34.29% | 39.29% | N
1194 |  | NSTAR | South | New Bedford | Hathaway St. | 617 | N | New Bedford | D | 2-87-134 | NEB | 3.74kV | 3.74kV |  | 0.90693 | 0.6802 | 0.58879 | 1.8527 | 1.8527 | 1.8505 | 48.95% | 36.71% | 31.82% | 39.16% | N
900 | 598 | NSTAR | South | Cape & Vineyard | Harwich Sub | 968 | 1 | Harwich | D | 4-89A-556 | DEN | 22.8kV | 22.8kV |  | 3.1988 | 3.6333 | 3.8261 | 9.0831 | 9.0831 | 9.0721 | 35.22% | 40% | 42.17% | 39.13% | N
40 | 840 | NSTAR | Central | Boston | Kenmore | 49 | 14C | Boston | D | 4901 | BDT | 4.16kV | 4.16kV |  | 0.93672 | 1.0808 | 1.0219 | 2.594 | 2.594 | 2.5908 | 36.11% | 41.67% | 39.44% | 39.07% | N
300 | 1409 | NSTAR | Central | Boston | Amory Street | 396 | 110A | Roxbury | D | 396-06 | ROX,WRX | 4.16kV | 4.16kV |  | 1.0016 | 0.73496 | 1.3026 | 2.594 | 2.594 | 2.5908 | 38.61% | 28.33% | 50.28% | 39.07% | N
695 | 47 | NSTAR | Central | Somerville | Prospect | 819 | 14A | Cambridge | D | 819-1NE4 | CAM | 13.8kV | 13.8kV |  | 1.1951 | 4.1113 | 4.4883 | 8.366 | 8.366 | 8.3559 | 14.29% | 49.14% | 53.71% | 39.05% | N
240 | 1290 | NSTAR | Central | Boston | Readville | 344 | 14AB | Hyde Park | D | 344-04 | HYP | 4.16kV | 4.16kV |  | 0.79261 | 0.82864 | 0.99316 | 2.2337 | 2.2337 | 2.231 | 35.48% | 37.1% | 44.52% | 39.03% | N
63 | 871 | NSTAR | Central | Boston | Pingree St | 60 | 14AB | Hyde Park | D | 6002 | HYP | 4.16kV | 4.16kV |  | 0.75658 | 0.77099 | 0.74847 | 1.9455 | 1.9455 | 1.9431 | 38.89% | 39.63% | 38.52% | 39.01% | N
1456 | 1484 | NSTAR | West | Southboro | West Framingham | 455 | 110B | Framingham | D | 455-H2 | ASH,FRA | 13.8kV | 13.8kV |  | 4.3264 | 4.3981 | 4.9658 | 11.7125 | 11.7125 | 11.6983 | 36.94% | 37.55% | 42.45% | 38.98% | N
886 | 583 | NSTAR | South | Cape & Vineyard | Oak Street | 920 | 1 | Barnstable | D | 4-87A-87A | SAN | 22.8kV | 22.8kV |  | 14.4145 | 14.7305 | 15.1465 | 37.9122 | 37.9122 | 37.8662 | 38.02% | 38.85% | 40% | 38.96% | N
1196 |  | NSTAR | South | New Bedford | Hathaway St. | 617 | N | New Bedford | D | 2-87-140 | NEB | 3.74kV | 3.74kV |  | 0.84215 | 0.77089 | 0.54997 | 1.8527 | 1.8527 | 1.8505 | 45.45% | 41.61% | 29.72% | 38.93% | N
198 | 1216 | NSTAR | Central | Boston | San Juan Street | 318 | 14A | Boston | D | 318-01 | BDT | 4.16kV | 4.16kV |  | 0.59085 | 0.86466 | 0.80604 | 1.9455 | 1.9455 | 1.9431 | 30.37% | 44.44% | 41.48% | 38.77% | N
540 | 1043 | NSTAR | Central | Somerville | Woburn | 211 | 110D | Woburn | D | 211-H7XY | WOB | 13.8kV | 13.8kV |  | 5.4977 | 5.904 | 5.5388 | 14.5808 | 14.5808 | 14.5631 | 37.7% | 40.49% | 38.03% | 38.74% | N
1131 | 265 | NSTAR | South | New Bedford | Pine Street | 611 | D | N. Bedford | D | 2-59-16 | NEB | 13.2kV | 13.2kV |  | 1.4861 | 1.4861 | 1.4843 | 3.8411 | 3.8411 | 3.8364 | 38.69% | 38.69% | 38.69% | 38.69% | N
292 | 1378 | NSTAR | Central | Boston | K Street | 385 | 110B | South Boston | D | 385-H5 | SOB | 13.8kV | 13.8kV |  | 4.0635 | 2.0079 | 2.1009 | 7.0514 | 7.0514 | 7.0428 | 57.63% | 28.47% | 29.83% | 38.64% | N
206 | 1225 | NSTAR | Central | Boston | San Juan Street | 318 | 14BC | Boston | D | 318-10 | BDT | 4.16kV | 4.16kV |  | 1.016 | 1.0232 | 0.95717 | 2.594 | 2.594 | 2.5908 | 39.17% | 39.44% | 36.94% | 38.52% | N
1787 | W45 | WMECO | NORTHERN | HADLEY | Montague_21C | 21C | 21C-3X | MONTAGUE | D | 21C7 | MONTAGUE | 13.8 | 13.8kV |  | 3.9 | 3.5 | 3.42 | 9.4 | 9.4 | 9.4 | 41.49% | 37.23% | 36.38% | 38.37% | N
691 | 43 | NSTAR | Central | Somerville | Prospect | 819 | 14A | Cambridge | D | 819-1NB5 | CAM | 13.8kV | 13.8 |  | 1.1951 | 4.3025 | 2.3397 | 6.8123 | 6.8123 | 6.8041 | 17.54% | 63.16% | 34.39% | 38.36% | N
1218 | 1713 | NSTAR | South | New Bedford | Pine Street | 611 | D | N. Bedford | D | 3-10-917 | CAR | 22.8kV | 22.8 |  | 5.7263 | 4.976 | 4.7333 | 13.4272 | 13.4272 | 13.411 | 42.65% | 37.06% | 35.29% | 38.33% | N
1461 | 1489 | NSTAR | West | Southboro | West Framingham | 455 | 110B | Framingham | D | 455-H7 | FRA | 13.8kV | 13.8kV |  | 3.9201 | 5.7367 | 3.796 | 11.7125 | 11.7125 | 11.6983 | 33.47% | 48.98% | 32.45% | 38.3% | N
1748 | W6 | WMECO | NORTHERN | HADLEY | Amherst_17K | 17K | 17K-4X | AMHERST | D | 17K6 | AMHERST | 13.8 | 13.8kV |  | 4.6 | 1.3 | 4.89 | 9.4 | 9.4 | 9.4 | 48.94% | 13.83% | 52.02% | 38.26% | N
944 | 638 | NSTAR | South | Cape & Vineyard | Harwich Sub | 968 | 1 | Harwich | D | 4-92B-583 | DEN | 22.8kV | 22.8kV |  | 3.3568 | 3.4358 | 3.5894 | 9.0831 | 9.0831 | 9.0721 | 36.96% | 37.83% | 39.57% | 38.12% | N
1390 | 1055 | NSTAR | West | Southboro | Leland Street | 240 | 110C | Natick | D | 23-1339H2 | NAT | 13.8kV | 13.8kV |  | 1.2191 | 1.2669 | 1.3369 | 3.3464 | 3.3464 | 3.3424 | 36.43% | 37.86% | 40% | 38.1% | N
1897 | W151 | WMECO | SOUTHERN | SPRINGFIELD | East_Springfield_5J | 5J | 5J-8X | SPRINGFIELD | D | 5J16 | SPRINGFIELD | 13.8 | 13.8kV |  | 4 | 3.6 | 4.4 | 10.5 | 10.5 | 10.5 | 38.1% | 34.29% | 41.9% | 38.1% | N
613 | 1317 | NSTAR | Central | Somerville | Woburn | 211 | 110D | Woburn | D | 351-1385H1 | ARL,LEX,WIN | 13.8kV | 13.8kV |  | 2.8684 | 2.6293 | 4.0108 | 8.366 | 8.366 | 8.3559 | 34.29% | 31.43% | 48% | 37.9% | N
1691 | 1401 | NSTAR | West | Waltham | Burlington | 391 | 110A | Burlington | D | 391-H5 | BUR | 13.8kV | 13.8kV |  | 3.1074 | 3.1552 | 3.4617 | 8.6051 | 8.6051 | 8.5946 | 36.11% | 36.67% | 40.28% | 37.69% | N
463 | 1690 | NSTAR | Central | Boston | K Street | 385 | 110C | South Boston | D | MC-1 | BDT,BRI,SOB | 13.8kV | 13.8kV |  | 1.9839 | 2.0557 | 2.0293 | 5.3782 | 5.3782 | 5.3716 | 36.89% | 38.22% | 37.78% | 37.63% | N
1927 | W180 | WMECO | SOUTHERN | SPRINGFIELD | Piper_21N | 21N | 21N-2X | WEST SPRINGFIELD | D | 21N6 | WEST SPRINGFIELD | 13.8 | 13.8kV |  | 3.9 | 5 | 4.3 | 11.7 | 11.7 | 11.7 | 33.33% | 42.74% | 36.75% | 37.61% | N
1562 | 793 | NSTAR | West | Waltham | Pine Street | 33 | 14F | Waltham | D | 3305 | WAL | 4.16kV | 4.16kV |  | 0.526 | 0.68453 | 0.82044 | 1.8014 | 1.8014 | 1.7992 | 29.2% | 38% | 45.6% | 37.6% | N
1654 | 1245 | NSTAR | West | Waltham | Hartwell Avenue | 533 | 110A | Lexington | D | 322-1397H1 | BED, BIL | 13.8kV | 13.8kV |  | 2.0318 | 1.96 | 1.9099 | 5.2348 | 5.2348 | 5.2284 | 38.81% | 37.44% | 36.53% | 37.6% | N
865 | 560 | NSTAR | South | Cape & Vineyard | Oak Street Sub | 920 | 1 | Barnstable | D | 4-82-82 | BNS | 22.8kV | 22.8kV |  | 13.7037 | 13.5852 | 13.8448 | 36.53 | 36.53 | 36.4857 | 37.51% | 37.19% | 37.95% | 37.55% | N
1182 | 308 | NSTAR | South | New Bedford | Acushnet | 612 | N | Acushnet | D | 2-83-83 | NEB | 13.2kV | 13.2kV |  | 2.9037 | 3.2009 | 2.923 | 8.0252 | 8.0252 | 8.0154 | 36.18% | 39.89% | 36.47% | 37.51% | N
173 | 1188 | NSTAR | Central | Boston | Mattapan | 311 | 110B | Mattapan | D | 311-03 | DOR,HYP | 4.16kV | 4.16kV |  | 1.2249 | 0.6485 | 1.0435 | 2.594 | 2.594 | 2.5908 | 47.22% | 25% | 40.28% | 37.5% | N
207 | 1226 | NSTAR | Central | Boston | San Juan Street | 318 | 14D | Boston | D | 318-11 | BDT | 4.16kV | 4.16kV |  | 0.79261 | 0.75658 | 0.63332 | 1.9455 | 1.9455 | 1.9431 | 40.74% | 38.89% | 32.59% | 37.41% | N
1659 | 1277 | NSTAR | West | Waltham | Marrett Road | 320 | 110A | Lexington | D | 34-1352H2 | LEX | 13.8kV | 13.8kV |  | 1.4342 | 0.8366 | 1.4802 | 3.3464 | 3.3464 | 3.3424 | 42.86% | 25% | 44.29% | 37.38% | N
1330 | 468 | NSTAR | South | Plymouth | Wareham Sub | 714 | 1 | Wareham | D | 3-84-961 | WAR | 22.8kV | 22.8kV |  | 5.3709 | 4.3836 | 4.1811 | 12.4399 | 12.4399 | 12.4249 | 43.17% | 35.24% | 33.65% | 37.35% | N
805 | 500 | NSTAR | South | Cape & Vineyard | Falmouth Sub | 933 | 1 | Falmouth | D | 4-107-830 | FAL | 4.8kV | 4.8kV |  | 1.4799 | 1.588 | 1.4781 | 4.0739 | 4.0739 | 4.069 | 36.33% | 38.98% | 36.33% | 37.21% | N
1036 | 169 | NSTAR | South | New Bedford | Pine Street | 611 | D | N. Bedford | D | 2-23-23 | NEB | 13.2kV | 13.2kV |  | 3.1095 | 3.1552 | 2.6718 | 8.0252 | 8.0252 | 8.0154 | 38.75% | 39.32% | 33.33% | 37.13% | N
1007 | 717 | NSTAR | South | Cape & Vineyard | Hatchville Sub | 936 | 1 | Falmouth | D | 4-98B-98B | FAL | 22.8kV | 22.8kV |  | 12.7164 | 13.3483 | 14.5943 | 36.53 | 36.53 | 36.4857 | 34.81% | 36.54% | 40% | 37.12% | N
1244 | 353 | NSTAR | South | Plymouth | West Pond Sub | 737 | 1 | Plymouth | D | 3-13-943 | PLY | 22.8kV | 22.8kV |  | 7.6219 | 7.464 | 8.2044 | 20.9307 | 20.9307 | 20.9053 | 36.42% | 35.66% | 39.25% | 37.11% | N
850 | 545 | NSTAR | South | Cape & Vineyard | HYN Junction | 961 | 1 | Barnstable | D | 4-80B-523 | HYN | 22.8kV | 22.8kV |  | 5.5289 | 5.9238 | 6.1138 | 15.7968 | 15.7968 | 15.7776 | 35% | 37.5% | 38.75% | 37.08% | N
776 | 127 | NSTAR | Central | Somerville | Kendall | 850 | 14 kV Bus | Cambridge | D | 850-1333 | CAM | 13.8kV | 13.8 |  | 3.705 | 3.7767 | 5.3955 | 11.5929 | 11.5929 | 11.5789 | 31.96% | 32.58% | 46.6% | 37.04% | N
955 | 649 | NSTAR | South | Cape & Vineyard | ORL Sub | 975 | 1 | Orleans | D | 4-94A-94A | ORL | 22.8kV | 22.8kV |  | 13.5062 | 13.8222 | 13.2137 | 36.53 | 36.53 | 36.4857 | 36.97% | 37.84% | 36.22% | 37.01% | N
1571 | 802 | NSTAR | West | Waltham | Pine Street | 33 | 14D &14 E | Waltham | D | 3316 | WAL | 4.16kV | 4.16kV |  | 0.74217 | 0.86466 | 0.74847 | 2.1256 | 2.1256 | 2.1231 | 34.92% | 40.68% | 35.25% | 36.95% | N
985 | 685 | NSTAR | South | Cape & Vineyard | Wellfleet Sub | 976 | 1 | Wellfleet | D | 4-96-971 | PRO | 4.16kV | 4.16kV |  | 1.6068 | 1.8915 | 1.9182 | 4.8637 | 4.9105 | 4.9046 | 33.04% | 38.52% | 39.11% | 36.89% | N
674 | 26 | NSTAR | Central | Somerville | Putnam | 817 | 14A | Cambridge | D | 817-05 | CAM | 4.16kV | 4.16kV |  | 0.50439 | 0.36748 | 2.231 | 2.8102 | 2.8102 | 2.8068 | 17.95% | 13.08% | 79.49% | 36.84% | N
787 | 138 | NSTAR | Central | Somerville | East Camb | 875 | 110C | Cambridge | D | 875-1349 | CAM | 13.8kV | 13.8kV |  | 4.0635 | 3.944 | 4.7748 | 11.5929 | 11.5929 | 11.5789 | 35.05% | 34.02% | 41.24% | 36.77% | N
1551 | 742 | NSTAR | West | Waltham | Homer Street | 17 | 14C | Newton | D | 1705 | NEW | 4.16kV | 4.16kV |  | 0.54042 | 0.59806 | 0.56855 | 1.5492 | 1.5492 | 1.5473 | 34.88% | 38.6% | 36.74% | 36.74% | N
856 | 551 | NSTAR | South | Cape & Vineyard | Otis Sub | 915 | 1 | Bourne | D | 4-81A-81A | SAN | 22.8kV | 22.8kV |  | 11.0182 | 11.2552 | 7.0999 | 26.657 | 26.657 | 26.6247 | 41.33% | 42.22% | 26.67% | 36.74% | N
1038 | 171 | NSTAR | South | New Bedford | Pine Street | 611 | D | N. Bedford | D | 2-25-25 | NEB | 13.2kV | 13.2kV |  | 2.6065 | 3.0637 | 3.1514 | 8.0252 | 8.0252 | 8.0154 | 32.48% | 38.18% | 39.32% | 36.66% | N
1107 | 243 | NSTAR | South | New Bedford | Ash St. | 615 | W | N. Bedford | D | 2-49-49 | NEB | 3.74kV | 3.74 |  | 2.0276 | 0 | 0 | 1.8527 | 1.8527 | 1.8505 | 109.4% | 0% | 0% | 36.48% | N
507 | 945 | NSTAR | Central | Somerville | Willoughby St | 488 | 110C | Chelsea | D | 14-113H2 | CHE | 13.8kV | 13.8kV |  | 4.2308 | 1.5298 | 5.0852 | 9.9197 | 9.9197 | 9.9077 | 42.65% | 15.42% | 51.33% | 36.47% | N
1774 | W32 | WMECO | NORTHERN | HADLEY | Midway_19B | 19B | 19B-2X,19B-3X | EASTHAMPTON | D | 19B16 | EASTHAMPTON | 13.8 | 13.8kV |  | 1.8 | 4.6 | 2.1 | 7.8 | 7.8 | 7.8 | 23.08% | 58.97% | 26.92% | 36.32% | N
697 | 49 | NSTAR | Central | Somerville | Amory | 820 | 14A | Cambridge | D | 820-15 | CAM | 4.16kV | 4.16kV |  | 0.82864 | 0.94393 | 0.97157 | 2.5219 | 2.5219 | 2.5189 | 32.86% | 37.43% | 38.57% | 36.29% | N
658 | 10 | NSTAR | Central | Somerville | Potter | 813 | 14A | Cambridge | D | 813-36 | CAM | 4.16kV | 4.16kV |  | 0.93672 | 0.90069 | 0.8996 | 2.5219 | 2.5219 | 2.5189 | 37.14% | 35.71% | 35.71% | 36.19% | N
1620 | 1126 | NSTAR | West | Waltham | Waltham | 282 | 110A | Waltham | D | 282-H7 | WAL | 13.8kV | 13.8kV |  | 4.4221 | 3.9918 | 4.1541 | 11.5929 | 11.5929 | 11.5789 | 38.14% | 34.43% | 35.88% | 36.15% | N
1128 | 262 | NSTAR | South | New Bedford | Pine Street | 611 | B | N. Bedford | D | 2-55-47 | NEB | 13.2kV | 13.2kV |  | 1.3261 | 1.4176 | 1.4158 | 3.8411 | 3.8411 | 3.8364 | 34.52% | 36.9% | 36.9% | 36.11% | N
1342 | 486 | NSTAR | South | Plymouth | Tremont Sub | 713 | 2 | Wareham | D | 3-86-86 | WAR, CAR | 22.8kV | 22.8kV |  | 6.9111 | 7.5035 | 8.6777 | 21.3256 | 21.3256 | 21.2998 | 32.41% | 35.19% | 40.74% | 36.11% | N
1941 | W195 | WMECO | SOUTHERN | SPRINGFIELD | Southwick_29A | 29A | 29A-2X | SOUTHWICK | D | 29A5 | SOUTHWICK | 23 | 23kV |  | 10.5 | 3.9 | 12.1 | 24.5 | 24.5 | 24.5 | 42.86% | 15.92% | 49.39% | 36.05% | N
319 | 1438 | NSTAR | Central | Boston | Dewar Street | 483 | 110B | Dorchester | D | 43-1490H3 | DOR | 13.8kV | 13.8kV |  | 0.90831 | 1.1473 | 1.1698 | 2.9879 | 2.9879 | 2.9842 | 30.4% | 38.4% | 39.2% | 36% | N
1771 | W29 | WMECO | NORTHERN | HADLEY | Gunn_15A | 15A | 15A-2X | EASTHAMPTON | D | 15A5 | EASTHAMPTON | 23 | 23kV |  | 6.8 | 6.3 | 6.54 | 18.2 | 18.2 | 18.2 | 37.36% | 34.62% | 35.93% | 35.97% | N
1019 | 154 | NSTAR | South | New Bedford | Pine Street | 611 | C | N. Bedford | D | 2-4-95 | NEB | 13.2kV | 13.2kV |  | 1.3947 | 1.3718 | 1.3702 | 3.8411 | 3.8411 | 3.8364 | 36.31% | 35.71% | 35.71% | 35.91% | N
1764 | W22 | WMECO | NORTHERN | HADLEY | Greenfield_28W | 28W | 28W-2X | GREENFIELD | D | 28W3 | GREENFIELD | 4.8 | 4.8kV |  | 0.6 | 0.2 | 0.6 | 1.3 | 1.3 | 1.3 | 46.15% | 15.38% | 46.15% | 35.9% | N
799 | 150 | NSTAR | Central | Somerville | East Camb | 875 | 110C | Cambridge | D | 875-1N36B | CAM | 13.8kV | 13.8kV |  | 2.7488 | 2.6771 | 3.8198 | 8.6051 | 8.6051 | 8.5946 | 31.94% | 31.11% | 44.44% | 35.83% | N
690 | 42 | NSTAR | Central | Somerville | Prospect | 819 | 14A | Cambridge | D | 819-1NB3 | CAM | 13.8kV | 13.8 |  | 1.0756 | 3.9201 | 1.2892 | 5.8562 | 5.8562 | 5.8491 | 18.37% | 66.94% | 22.04% | 35.78% | N
669 | 21 | NSTAR | Central | Somerville | Vassar | 816 | 14A | Cambridge | D | 816-33 | CAM | 4.16kV | 4.16kV |  | 0.75658 | 0.72776 | 1.2163 | 2.5219 | 2.5219 | 2.5189 | 30% | 28.86% | 48.29% | 35.71% | N
444 | 1673 | NSTAR | Central | Boston | Dewar Street | 483 | 110B | Dorchester | D | 67-1484H1 | DOR | 13.8kV | 13.8kV |  | 1.0756 | 1.1951 | 1.3131 | 3.3464 | 3.3464 | 3.3424 | 32.14% | 35.71% | 39.29% | 35.71% | N
752 | 104 | NSTAR | Central | Somerville | Putnam | 831 | 110A | Cambridge | D | 831-1303 | CAM | 13.8kV | 13.8 |  | 2.6293 | 2.6054 | 2.5545 | 7.2904 | 7.2904 | 7.2816 | 36.07% | 35.74% | 35.08% | 35.63% | N
629 | 1389 | NSTAR | Central | Somerville | Mystic Station | 250 | 110B | Somerville | D | 387-148H2 | SOM | 13.8kV | 13.8kV |  | 1.5537 | 3.4659 | 3.3901 | 7.888 | 7.888 | 7.8784 | 19.7% | 43.94% | 43.03% | 35.56% | N
153 | 1134 | NSTAR | Central | Boston | Washington St | 284 | 110B | Jamaica Plain | D | 284-07 | WRX | 4.16kV | 4.16kV |  | 1.2249 | 0.73496 | 0.79884 | 2.594 | 2.594 | 2.5908 | 47.22% | 28.33% | 30.83% | 35.46% | N
1946 | W200 | WMECO | SOUTHERN | SPRINGFIELD | West_Springfield_8C | 8C | 8C-1X,8C-2X | WEST SPRINGFIELD | D | 8C15 | WEST SPRINGFIELD | 13.8 | 13.8kV |  | 3.6 | 3 | 3.4 | 9.4 | 9.4 | 9.4 | 38.3% | 31.91% | 36.17% | 35.46% | N
1762 | W20 | WMECO | NORTHERN | HADLEY | French_King_21B | 21B | 21B-1X | ERVING | D | 21B8 | ERVING | 13.8 | 13.8kV |  | 5.4 | 0.5 | 5.8 | 11 | 11 | 11 | 49.09% | 4.545% | 52.73% | 35.45% | N
524 | 1027 | NSTAR | Central | Somerville | Woburn | 211 | 14B | Woburn | D | 211-04 | WIN | 4.16kV | 4.16kV |  | 0.97995 | 0.98716 | 1.0939 | 2.8822 | 2.8822 | 2.8787 | 34% | 34.25% | 38% | 35.42% | N
204 | 1222 | NSTAR | Central | Boston | San Juan Street | 318 | 14A | Boston | D | 318-07 | BDT | 4.16kV | 4.16kV |  | 0.87908 | 1.0376 | 0.83483 | 2.594 | 2.594 | 2.5908 | 33.89% | 40% | 32.22% | 35.37% | N
705 | 57 | NSTAR | Central | Somerville | Mellen | 822 | 14A | Cambridge | D | 822-21 | CAM | 4.16kV | 4.16kV |  | 0.63409 | 1.2682 | 0.88521 | 2.63 | 2.63 | 2.6268 | 24.11% | 48.22% | 33.7% | 35.34% | N
1862 | W117 | WMECO | SOUTHERN | SPRINGFIELD | Breckwood_20A | 20A | 20A-1X | SPRINGFIELD | D | 20A13 | SPRINGFIELD | 13.8 | 13.8kV |  | 3.3 | 5.8 | 3.3 | 11.7 | 11.7 | 11.7 | 28.21% | 49.57% | 28.21% | 35.33% | N
1824 | W79 | WMECO | NORTHERN | PITTSFIELD | Oswald_30B | 30B | 30B-1X | PITTSFIELD | D | 30B4 | PITTSFIELD | 23 | 23kV |  | 7.4 | 4.5 | 8 | 18.8 | 18.8 | 18.8 | 39.36% | 23.94% | 42.55% | 35.28% | N
650 | 2 | NSTAR | Central | Somerville | Charles | 811 | 14A | Cambridge | D | 811-36 | CAM | 4.16kV | 4.16kV |  | 1.297 | 1.3691 | 0 | 2.5219 | 2.5219 | 2.5189 | 51.43% | 54.29% | 0% | 35.24% | N
1716 | 1511 | NSTAR | West | Waltham | Arsenal Street | 467 | 110B | Watertown | D | 467-H6 | WAL,WAT | 13.8kV | 13.8kV |  | 1.8644 | 2.223 | 2.1009 | 5.8562 | 5.8562 | 5.8491 | 31.84% | 37.96% | 35.92% | 35.24% | N
1000 | 710 | NSTAR | South | Cape & Vineyard | Hatchville Sub | 936 | 1 | Falmouth | D | 4-98A-462 | FAL | 22.8kV | 22.8kV |  | 4.5416 | 4.66 | 4.9699 | 13.4272 | 13.4272 | 13.411 | 33.82% | 34.71% | 37.06% | 35.2% | N
1935 | W188 | WMECO | SOUTHERN | SPRINGFIELD | Silver_30A | 30A | 30A-2X | AGAWAM | D | 30A4 | AGAWAM | 13.8 | 13.8kV |  | 2.3 | 4.7 | 4.6 | 11 | 11 | 11 | 20.91% | 42.73% | 41.82% | 35.15% | N
1560 | 791 | NSTAR | West | Waltham | Pine Street | 33 | 14D &14 E | Waltham | D | 3301 | WAL | 4.16kV | 4.16kV |  | 0.55483 | 0.57644 | 0.57574 | 1.6212 | 1.6212 | 1.6193 | 34.22% | 35.56% | 35.56% | 35.11% | N
1426 | 1318 | NSTAR | West | Southboro | Maynard | 355 | 342-H8 | Maynard | D | 355-02 | MAY | 4.16kV | 4.16kV |  | 1.0376 | 0.28822 | 0.87081 | 2.0896 | 2.0896 | 2.0871 | 49.66% | 13.79% | 41.72% | 35.06% | N
1947 | W201 | WMECO | SOUTHERN | SPRINGFIELD | West_Springfield_8C | 8C | 8C-1X,8C-2X | WEST SPRINGFIELD | D | 8C16 | WEST SPRINGFIELD | 13.8 | 13.8kV |  | 3.3 | 1.8 | 3.2 | 7.9 | 7.9 | 7.9 | 41.77% | 22.78% | 40.51% | 35.02% | N
288 | 1384 | NSTAR | Central | Boston | K Street | 385 | 110A | South Boston | D | 385-H20 | SOB | 13.8kV | 13.8kV |  | 2.9162 | 2.8206 | 3.2946 | 8.6051 | 8.6051 | 8.5946 | 33.89% | 32.78% | 38.33% | 35% | N
118 | 956 | NSTAR | Central | Boston | Andrew Sq | 106 | 110B | South Boston | D | 143-109H5 | DOR | 13.8kV | 13.8kV |  | 1.1951 | 1.1473 | 1.1698 | 3.3464 | 3.3464 | 3.3424 | 35.71% | 34.29% | 35% | 35% | N
714 | 66 | NSTAR | Central | Somerville | Walden | 824 | 14A | Cambridge | D | 824-28 | CAM | 4.16kV | 4.16kV |  | 0.21617 | 0.64129 | 1.7848 | 2.5219 | 2.5219 | 2.5189 | 8.571% | 25.43% | 70.86% | 34.95% | N
1699 | 1473 | NSTAR | West | Waltham | Trapelo Road | 450 | 110B | Waltham | D | 450-H3 | LIC,WAL | 13.8kV | 13.8kV |  | 2.9879 | 3.0835 | 3.4379 | 9.0831 | 9.0831 | 9.0721 | 32.89% | 33.95% | 37.89% | 34.91% | N
1371 | 768 | NSTAR | West | Southboro | South Street | 24 | 14G | Framingham | D | 2404 | ASH,FRA | 4.16kV | 4.16kV |  | 0.28102 | 0.66291 | 0.6765 | 1.5492 | 1.5492 | 1.5473 | 18.14% | 42.79% | 43.72% | 34.88% | N
1825 | W80 | WMECO | NORTHERN | PITTSFIELD | Oswald_30B | 30B | 30B-2X | PITTSFIELD | D | 30B5 | PITTSFIELD | 23 | 23kV |  | 4 | 7.4 | 4.4 | 15.1 | 15.1 | 15.1 | 26.49% | 49.01% | 29.14% | 34.88% | N
887 | 584 | NSTAR | South | Cape & Vineyard | Oak Street | 920 | 1 | Barnstable | D | 4-87B-473 | SAN | 22.8kV | 22.8kV |  | 5.5289 | 5.4499 | 5.5222 | 15.7968 | 15.7968 | 15.7776 | 35% | 34.5% | 35% | 34.83% | N
1410 | 1112 | NSTAR | West | Southboro | Saxonville | 278 | 110M | Framingham | D | 278-H1 | FRA | 13.8kV | 13.8kV |  | 4.8045 | 5.1869 | 4.9897 | 14.3418 | 14.3418 | 14.3244 | 33.5% | 36.17% | 34.83% | 34.83% | N
1827 | W82 | WMECO | NORTHERN | PITTSFIELD | Partridge_15E | 15E | 15E-1X | PITTSFIELD | D | 15E1 | PITTSFIELD | 23 | 23 |  | 4.1 | 8.5 | 3.8 | 15.7 | 15.7 | 15.7 | 26.11% | 54.14% | 24.2% | 34.82% | N
54 | 854 | NSTAR | Central | Boston | Tremont Street | 52 | 14A | Roxbury | D | 5203 | ROX | 4.16kV | 4.16kV |  | 1.0736 | 1.0088 | 0.62612 | 2.594 | 2.594 | 2.5908 | 41.39% | 38.89% | 24.17% | 34.81% | N
630 | 1554 | NSTAR | Central | Somerville | Willoughby St | 488 | 110A | Chelsea | D | 486-199H1 | EOB | 13.8kV | 13.8kV |  | 2.1513 | 2.223 | 2.6023 | 6.6928 | 6.6928 | 6.6847 | 32.14% | 33.21% | 38.93% | 34.76% | N
1108 | 244 | NSTAR | South | New Bedford | Fisher Rd. | 657 | W | Dartmouth | D | 2-522-522 | WSP | 13.2kV | 13.2kV |  | 5.5559 | 2.7894 | 3.0829 | 10.9746 | 10.9746 | 10.9613 | 50.62% | 25.42% | 28.12% | 34.72% | N
1698 | 1472 | NSTAR | West | Waltham | Trapelo Road | 450 | 110B | Waltham | D | 450-H2 | WAL | 13.8kV | 13.8kV |  | 3.7289 | 4.1591 | 4.2973 | 11.7125 | 11.7125 | 11.6983 | 31.84% | 35.51% | 36.73% | 34.69% | N
1095 | 231 | NSTAR | South | New Bedford | Crystal Spring | 646 | 1 | Mattapoisett | D | 2-302-302 | MPO | 13.2kV | 13.2kV |  | 4.1155 | 3.5439 | 4.59 | 11.7748 | 11.7748 | 11.7605 | 34.95% | 30.1% | 39.03% | 34.69% | N
1247 | 357 | NSTAR | South | Plymouth | West Pond Sub | 737 | 2 | Plymouth | D | 3-14-911 | PLY | 22.8kV | 22.8kV |  | 7.5035 | 6.7136 | 7.4944 | 20.9307 | 20.9307 | 20.9053 | 35.85% | 32.08% | 35.85% | 34.59% | N
704 | 56 | NSTAR | Central | Somerville | Mellen | 822 | 14A | Cambridge | D | 822-06 | CAM | 4.16kV | 4.16kV |  | 1.0088 | 0.77099 | 0.83483 | 2.5219 | 2.5219 | 2.5189 | 40% | 30.57% | 33.14% | 34.57% | N
1120 | 256 | NSTAR | South | New Bedford | Cross Rd. | 651 | 109 | Dartmouth | D | 2-541-541 | DAR | 13.2kV | 13.2kV |  | 6.9277 | 6.5162 | 7.8556 | 20.5773 | 20.5773 | 20.5524 | 33.67% | 31.67% | 38.22% | 34.52% | N
1750 | W8 | WMECO | NORTHERN | HADLEY | Amherst_17K | 17K | 17K-4X | AMHERST | D | 17K8 | AMHERST | 13.8 | 13.8kV |  | 3.5 | 2.8 | 3.64 | 9.6 | 9.6 | 9.6 | 36.46% | 29.17% | 37.92% | 34.51% | N
1603 | 1007 | NSTAR | West | Waltham | Homer Street | 17 | 292-213XH, 453-214X | Newton | D | 17-H1 | NEW | 13.8kV | 13.8kV |  | 2.1513 | 2.3903 | 2.6261 | 6.9319 | 6.9319 | 6.9235 | 31.03% | 34.48% | 37.93% | 34.48% | N
861 | 556 | NSTAR | South | Cape & Vineyard | Sandwich Sub | 917 | 1 | Sandwich | D | 4-81B-81B | SAN | 22.8kV | 22.8kV |  | 13.3088 | 11.3342 | 15.8565 | 39.4129 | 39.4129 | 39.3651 | 33.77% | 28.76% | 40.28% | 34.27% | N
1817 | W72 | WMECO | NORTHERN | PITTSFIELD | Doreen_19A | 19A | 19A-1X,19A-2X | PITTSFIELD | D | 19A5 | PITTSFIELD | 23 | 23kV |  | 6.5 | 8.9 | 4.5 | 19.4 | 19.4 | 19.4 | 33.51% | 45.88% | 23.2% | 34.19% | N
1901 | W155 | WMECO | SOUTHERN | SPRINGFIELD | Franconia_22H | 22H | 22H-2X | LONGMEADOW | D | 22H11 | LONGMEADOW | 13.8 | 13.8kV |  | 8.2 | 3.8 | 0 | 11.7 | 11.7 | 11.7 | 70.09% | 32.48% | 0% | 34.19% | N
959 | 653 | NSTAR | South | Cape & Vineyard | Wellfleet Sub | 976 | 1 | Wellfleet | D | 4-94B-656 | WLF | 22.8kV | 22.8kV |  | 4.5021 | 5.8448 | 5.7983 | 15.7968 | 15.7968 | 15.7776 | 28.5% | 37% | 36.75% | 34.08% | N
140 | 1021 | NSTAR | Central | Boston | PNU20 | PNU20 | 110B | Brookline | D | 20N23 | BRI,BKL | 4.16kV | 4.16kV |  | 1.2249 | 1.2394 | 0.18712 | 2.594 | 2.594 | 2.5908 | 47.22% | 47.78% | 7.222% | 34.07% | N
758 | 109 | NSTAR | Central | Somerville | Putnam | 831 | 110B | Cambridge | D | 831-1332 | CAM | 13.8kV | 13.8 |  | 1.7927 | 1.9839 | 2.1964 | 5.8562 | 5.8562 | 5.8491 | 30.61% | 33.88% | 37.55% | 34.01% | N
92 | 898 | NSTAR | Central | Boston | Andrew Sq | 106 | 110A | South Boston | D | 106-H7 | SOB | 13.8kV | 13.8kV |  | 3.1313 | 2.8206 | 2.8171 | 8.6051 | 8.6051 | 8.5946 | 36.39% | 32.78% | 32.78% | 33.98% | N
119 | 957 | NSTAR | Central | Boston | Andrew Sq | 106 | 110B | South Boston | D | 143-109H6 | BOS ROX | 13.8kV | 13.8kV |  | 1.1951 | 1.1234 | 1.0743 | 3.3464 | 3.3464 | 3.3424 | 35.71% | 33.57% | 32.14% | 33.81% | N
1099 | 235 | NSTAR | South | New Bedford | Durfee St. | 686 | 1 | N. Bedford | D | 2-38-38 | NEB | 3.74kV | 3.74 |  | 2.3062 | 0 | 0 | 2.2738 | 2.2738 | 2.271 | 101.4% | 0% | 0% | 33.81% | N
683 | 35 | NSTAR | Central | Somerville | Prospect | 819 | 14kV Bus | Cambridge | D | 819-1373 | CAM | 13.8kV | 13.8kV |  | 1.5537 | 4.8284 | 4.6316 | 10.8759 | 10.8759 | 10.8627 | 14.29% | 44.4% | 42.64% | 33.77% | N
1141 | 270 | NSTAR | South | New Bedford | Pine Street | 611 | A | N. Bedford | D | 2-60-63 | NEB | 13.2kV | 13.2kV |  | 2.2178 | 2.515 | 2.8545 | 7.4993 | 7.4993 | 7.4902 | 29.57% | 33.54% | 38.11% | 33.74% | N
1356 | 498 | NSTAR | South | Plymouth | Garland Sub | 733 | 1 | Plymouth | D | 3-90-10J2 | BRN | 4.16kV | 4.16kV |  | 1.0592 | 0 | 0.46779 | 1.5132 | 1.5132 | 1.5113 | 70% | 0% | 30.95% | 33.65% | N
717 | 69 | NSTAR | Central | Somerville | Sherman | 825 | 14A | Cambridge | D | 825-26 | CAM | 4.16kV | 4.16kV |  | 0.79261 | 0.83584 | 0.91399 | 2.5219 | 2.5219 | 2.5189 | 31.43% | 33.14% | 36.29% | 33.62% | N
17 | 813 | NSTAR | Central | Boston | Allston | 36 | 14A | Allston | D | 3603 | BRI,BKL | 4.16kV | 4.16kV |  | 1.0808 | 0.93672 | 0.59733 | 2.594 | 2.594 | 2.5908 | 41.67% | 36.11% | 23.06% | 33.61% | N
286 | 1383 | NSTAR | Central | Boston | K Street | 385 | 110A | South Boston | D | 385-H19 | SOB | 13.8kV | 13.8kV |  | 1.5537 | 1.8166 | 2.268 | 5.6172 | 5.6172 | 5.6104 | 27.66% | 32.34% | 40.43% | 33.48% | N
1660 | 1298 | NSTAR | West | Waltham | Hartwell Avenue | 533 | 110B | Lexington | D | 345-1379H1 | BED | 13.8kV | 13.8kV |  | 4.3025 | 3.8723 | 3.4617 | 11.5929 | 11.5929 | 11.5789 | 37.11% | 33.4% | 29.9% | 33.47% | N
654 | 6 | NSTAR | Central | Somerville | Otis | 812 | 14A | Cambridge | D | 812-24 | CAM | 4.16kV | 4.16kV |  | 0.57644 | 0.97275 | 0.97157 | 2.5219 | 2.5219 | 2.5189 | 22.86% | 38.57% | 38.57% | 33.33% | N
412 | 1613 | NSTAR | Central | Boston | K Street | 385 | 110C | S. Boston | D | 525-191H | SOB,BDT | 13.8kV | 13.8kV |  | 3.5137 | 2.3425 | 1.146 | 7.0514 | 7.0514 | 7.0428 | 49.83% | 33.22% | 16.27% | 33.11% | N
685 | 37 | NSTAR | Central | Somerville | Prospect | 819 | 14A | Cambridge | D | 819-1398 | CAM | 13.8kV | 13.8kV |  | 1.2669 | 2.8445 | 2.65 | 6.8123 | 6.8123 | 6.8041 | 18.6% | 41.75% | 38.95% | 33.1% | N
572 | 1077 | NSTAR | Central | Somerville | Mystic Station | 250 | 110A | Charlestown | D | 250-1N39H1 | SOM | 13.8kV | 13.8kV |  | 1.9361 | 2.4142 | 2.4113 | 6.8123 | 6.8123 | 6.8041 | 28.42% | 35.44% | 35.44% | 33.1% | N
869 | 564 | NSTAR | South | Cape & Vineyard | Orleans Sub | 975 | 2 | Orleans | D | 4-83-951 | ORL | 4.8kV | 4.8kV |  | 0.91455 | 0.93118 | 1.4117 | 3.2841 | 3.2841 | 3.2801 | 27.85% | 28.35% | 43.04% | 33.08% | N
1819 | W74 | WMECO | NORTHERN | PITTSFIELD | Doreen_19A | 19A | 19A-1X,19A-2X | PITTSFIELD | D | 19A7 | PITTSFIELD | 23 | 23kV |  | 6.1 | 2.1 | 4.6 | 12.9 | 12.9 | 12.9 | 47.29% | 16.28% | 35.66% | 33.07% | N
542 | 1045 | NSTAR | Central | Somerville | Mystic Station | 250 | 110B | Charlestown | D | 218-188 | CHT | 13.8kV | 13.8kV |  | 2.8923 | 2.6054 | 2.7933 | 8.366 | 8.366 | 8.3559 | 34.57% | 31.14% | 33.43% | 33.05% | N
855 | 550 | NSTAR | South | Cape & Vineyard | Otis Sub | 915 | 1 | Bourne | D | 4-81A-439 | BRN | 22.8kV | 22.8kV |  | 2.6065 | 2.4485 | 2.7611 | 7.8984 | 7.8984 | 7.8888 | 33% | 31% | 35% | 33% | N
966 | 660 | NSTAR | South | Cape & Vineyard | ORL Sub | 975 | 2 | Orleans | D | 4-95A-608 | ORL | 22.8kV | 22.8kV |  | 3.0804 | 3.7912 | 4.0627 | 11.0577 | 11.0577 | 11.0443 | 27.86% | 34.29% | 36.79% | 32.98% | N
513 | 991 | NSTAR | Central | Somerville | PNU29 | PNU29 | P14/P29 | Somerville | D | 14N29 | SOM | 4.16kV | 4.16kV |  | 0.66291 | 0.61247 | 0.64771 | 1.9455 | 1.9455 | 1.9431 | 34.07% | 31.48% | 33.33% | 32.96% | N
1756 | W14 | WMECO | NORTHERN | HADLEY | Cumberland_22B | 22B | 22B-1X | GREENFIELD | D | 22B4 | GREENFIELD | 13.8 | 13.8kV |  | 4.3 | 2.4 | 4.15 | 11 | 11 | 11 | 39.09% | 21.82% | 37.73% | 32.88% | N
1255 | 376 | NSTAR | South | Plymouth | Kingston Sub | 735 | 2 | Kingston | D | 3-17-916 | KIN | 22.8kV | 22.8kV |  | 3.5543 | 4.0282 | 5.6405 | 13.4272 | 13.4272 | 13.411 | 26.47% | 30% | 42.06% | 32.84% | N
1491 | 785 | NSTAR | West | Walpole | Stone Street | 26 | 14A | Walpole | D | 2612 | WLP | 4.16kV | 4.16kV |  | 0.56203 | 0.55483 | 0.65491 | 1.8014 | 1.8014 | 1.7992 | 31.2% | 30.8% | 36.4% | 32.8% | N
1025 | 160 | NSTAR | South | New Bedford | Pine Street | 611 | D | N. Bedford | D | 2-6-10 | NEB | 13.2kV | 13.2kV |  | 1.2575 | 1.2575 | 1.256 | 3.8411 | 3.8411 | 3.8364 | 32.74% | 32.74% | 32.74% | 32.74% | N
1083 | 216 | NSTAR | South | New Bedford | Wing Lane | 624 | 1 | Acushnet | D | 2-240-209 | FRH | 13.2kV | 13.2kV |  | 1.9206 | 1.7376 | 1.9411 | 5.7159 | 5.7159 | 5.709 | 33.6% | 30.4% | 34% | 32.67% | N
1587 | 915 | NSTAR | West | Waltham | Spring Street | 124 | 14B | Watertown | D | 124-07 | WAT | 4.16kV | 4.16kV |  | 0.83584 | 1.0448 | 0.93558 | 2.8822 | 2.8822 | 2.8787 | 29% | 36.25% | 32.5% | 32.58% | N
320 | 1439 | NSTAR | Central | Boston | Dewar Street | 483 | 110B | Dorchester | D | 43-1490H4 | DOR | 13.8kV | 13.8kV |  | 0.7888 | 1.0278 | 1.0982 | 2.9879 | 2.9879 | 2.9842 | 26.4% | 34.4% | 36.8% | 32.53% | N
693 | 45 | NSTAR | Central | Somerville | Prospect | 819 | 14A | Cambridge | D | 819-1NC3 | CAM | 13.8kV | 13.8 |  | 2.6293 | 5.8801 | 2.7694 | 11.5929 | 11.5929 | 11.5789 | 22.68% | 50.72% | 23.92% | 32.44% | N
634 | 1559 | NSTAR | Central | Somerville | Willoughby St | 488 | 110C | Chelsea | D | 488-H4 | CHE | 13.8kV | 13.8kV |  | 4.3981 | 2.0318 | 4.8225 | 11.5929 | 11.5929 | 11.5789 | 37.94% | 17.53% | 41.65% | 32.37% | N
1012 | 722 | NSTAR | South | Cape & Vineyard | Falmouth Sub | 933 | 3 | Falmouth | D | 4-99-99 | OKB | 22.8kV | 22.8kV |  | 9.4781 | 13.0323 | 12.9376 | 36.53 | 36.53 | 36.4857 | 25.95% | 35.68% | 35.46% | 32.36% | N
1871 | W126 | WMECO | SOUTHERN | SPRINGFIELD | Breckwood_20A | 20A | 20A-3X | SPRINGFIELD | D | 20A35 | SPRINGFIELD | 13.8 | 13.8kV |  | 5 | 0 | 4.8 | 10.1 | 10.1 | 10.1 | 49.5% | 0% | 47.52% | 32.34% | N
1818 | W73 | WMECO | NORTHERN | PITTSFIELD | Doreen_19A | 19A | 19A-1X,19A-2X | PITTSFIELD | D | 19A6 | PITTSFIELD | 23 | 23kV |  | 9 | 5.7 | 4.1 | 19.4 | 19.4 | 19.4 | 46.39% | 29.38% | 21.13% | 32.3% | N
25 | 822 | NSTAR | Central | Boston | Allston | 36 | 14C | Allston | D | 3614 | BRI | 4.16kV | 4.16kV |  | 1.0808 | 0.79261 | 0.28787 | 2.2337 | 2.2337 | 2.231 | 48.39% | 35.48% | 12.9% | 32.26% | N
1142 | 272 | NSTAR | South | New Bedford | Assonet | 647 | 2 | Freetown | D | 2-606-606 | FRE | 13.2kV | 13.2kV |  | 3.2009 | 3.0866 | 3.197 | 9.8314 | 9.8314 | 9.8195 | 32.56% | 31.4% | 32.56% | 32.17% | N
1242 | 349 | NSTAR | South | Plymouth | Manomet Sub | 741 | 1 | Plymouth | D | 3-12-942 | PLY | 22.8kV | 22.8kV |  | 2.2905 | 2.567 | 2.7611 | 7.8984 | 7.8984 | 7.8888 | 29% | 32.5% | 35% | 32.17% | N
124 | 962 | NSTAR | Central | Boston | Andrew Sq | 106 | 110A | South Boston | D | 143-75H1 | DOR | 13.8kV | 13.8kV |  | 1.0756 | 1.0517 | 1.0982 | 3.3464 | 3.3464 | 3.3424 | 32.14% | 31.43% | 32.86% | 32.14% | N
267 | 1343 | NSTAR | Central | Boston | Baker St | 374 | 24A | W. Roxbury | D | 374-01 | WRX | 4.16kV | 4.16kV |  | 0.93672 | 0.75658 | 0.80604 | 2.594 | 2.594 | 2.5908 | 36.11% | 29.17% | 31.11% | 32.13% | N
1690 | 1400 | NSTAR | West | Waltham | Burlington | 391 | 110B | Burlington | D | 391-H4 | BUR | 13.8kV | 13.8kV |  | 2.3903 | 2.6054 | 3.2946 | 8.6051 | 8.6051 | 8.5946 | 27.78% | 30.28% | 38.33% | 32.13% | N
1537 | 1534 | NSTAR | West | Walpole | Canton | 470 | 110B | Canton | D | 470-H5 | CAN,SHA,WLP | 13.8kV | 13.8kV |  | 5.665 | 1.3864 | 1.3369 | 8.7246 | 8.7246 | 8.714 | 64.93% | 15.89% | 15.34% | 32.05% | N
1403 | 1099 | NSTAR | West | Southboro | Sherborn | 274 | 110B | Sherborn | D | 274-1429H1 | ASH FRA | 13.8kV | 13.8kV |  | 6.3104 | 4.9479 | 0 | 11.7125 | 11.7125 | 11.6983 | 53.88% | 42.24% | 0% | 32.04% | N
1793 | W50 | WMECO | NORTHERN | HADLEY | Podick_18G | 18G | 18G-7X,18G-8X | AMHERST | D | 18G3 | AMHERST | 13.8 | 13.8kV |  | 3.5 | 4.8 | 4 | 12.8 | 12.8 | 12.8 | 27.34% | 37.5% | 31.25% | 32.03% | N
829 | 521 | NSTAR | South | Cape & Vineyard | Falmouth Sub | 933 | 1 | Falmouth | D | 4-76-437 | FAL | 22.8kV | 22.8kV |  | 6.8716 | 7.148 | 7.2183 | 22.1155 | 22.1155 | 22.0886 | 31.07% | 32.32% | 32.68% | 32.02% | N
780 | 131 | NSTAR | Central | Somerville | Kendall | 850 | 14 kV Bus | Cambridge | D | 850-1NQ6 | CAM | 13.8kV | 13.8kV |  | 3.8245 | 3.6811 | 3.5811 | 11.5929 | 11.5929 | 11.5789 | 32.99% | 31.75% | 30.93% | 31.89% | N
794 | 145 | NSTAR | Central | Somerville | East Camb | 875 | 110C | Cambridge | D | 875-1399 | CAM | 13.8kV | 13.8kV |  | 3.5854 | 3.7289 | 3.7482 | 11.5929 | 11.5929 | 11.5789 | 30.93% | 32.16% | 32.37% | 31.82% | N
1772 | W30 | WMECO | NORTHERN | HADLEY | Midway_19B | 19B | 19B-2X,19B-3X | EASTHAMPTON | D | 19B1 | EASTHAMPTON | 13.8 | 13.8 |  | 5.9 | 1.8 | 6.6 | 15 | 15 | 15 | 39.33% | 12% | 44% | 31.78% | N
224 | 1252 | NSTAR | Central | Boston | Brighton | 329 | 110A | Brighton | D | 329-1N173H2 | BKL | 13.8kV | 13.8kV |  | 3.8245 | 3.5137 | 3.8198 | 11.7125 | 11.7125 | 11.6983 | 32.65% | 30% | 32.65% | 31.77% | N
1295 | 424 | NSTAR | South | Plymouth | Duxbury Sub | 738 | 1 | Duxbury | D | 3-26-902 | KIN | 22.8kV | 22.8 |  | 3.9492 | 4.66 | 4.1811 | 13.4272 | 13.4272 | 13.411 | 29.41% | 34.71% | 31.18% | 31.76% | N
250 | 1312 | NSTAR | Central | Boston | Colburn St | 350 | 110B | Boston | D | 350-H11 | BKL | 13.8kV | 13.8kV |  | 3.1074 | 3.3942 | 4.5361 | 11.5929 | 11.5929 | 11.5789 | 26.8% | 29.28% | 39.18% | 31.75% | N
984 | 684 | NSTAR | South | Cape & Vineyard | Wellfleet Sub | 992 | 1 | Wellfleet | D | 4-96-960 | WLF | 8.3kV | 8.3kV |  | 1.4951 | 0.7907 | 0.86154 | 3.3066 | 3.3066 | 3.3026 | 45.22% | 23.91% | 26.09% | 31.74% | N
915 | 614 | NSTAR | South | Cape & Vineyard | Vinyard Haven Sub | 982 | 1 | Vineyard Haven | D | 4-91-121 | VIN | 4.8kV | 4.8kV |  | 1.0642 | 1.0226 | 1.038 | 3.2841 | 3.2841 | 3.2801 | 32.41% | 31.14% | 31.65% | 31.73% | N
1122 | 258 | NSTAR | South | New Bedford | Grit St. | 692 | 1 | N. Bedford | D | 2-54-33 | NEB | 3.74kV | 3.74kV |  | 0.37573 | 0.64781 | 0.7376 | 1.8527 | 1.8527 | 1.8505 | 20.28% | 34.97% | 39.86% | 31.7% | N
168 | 1179 | NSTAR | Central | Boston | Colburn St | 350 | 110B | Boston | D | 304-1511 | BDT | 13.8kV | 13.8kV |  | 3.8245 | 3.6093 | 3.5811 | 11.5929 | 11.5929 | 11.5789 | 32.99% | 31.13% | 30.93% | 31.68% | N
259 | 1311 | NSTAR | Central | Boston | Colburn St | 350 | 110A | Boston | D | 350-H9 | ROX BKL | 13.8kV | 13.8kV |  | 4.0635 | 2.8923 | 4.0586 | 11.5929 | 11.5929 | 11.5789 | 35.05% | 24.95% | 35.05% | 31.68% | N
1123 | 259 | NSTAR | South | New Bedford | Cross Rd. | 651 | 111 | Dartmouth | D | 2-543-543 | DAR | 13.2kV | 13.2kV |  | 4.3212 | 3.6582 | 4.179 | 12.8037 | 12.8037 | 12.7882 | 33.75% | 28.57% | 32.68% | 31.67% | N
1146 | 276 | NSTAR | South | New Bedford | Pine Street | 611 | B | N. Bedford | D | 2-62-62 | NEB | 13.2kV | 13.2kV |  | 2.1949 | 2.1035 | 3.3112 | 8.0252 | 8.0252 | 8.0154 | 27.35% | 26.21% | 41.31% | 31.62% | N
803 | 1696 | NSTAR | Central | Somerville | Willoughby St | 488 | 14kV Bus | Chelsea | D | MC-7 | EAB | 13.8kV | 13.8kV |  | 1.6015 | 1.7449 | 1.7428 | 5.3782 | 5.3782 | 5.3716 | 29.78% | 32.44% | 32.44% | 31.56% | N
1720 | 1555 | NSTAR | West | Waltham | Hartwell Avenue | 533 | 110A | Lexington | D | 487-1376H1 | BED | 13.8kV | 13.8kV |  | 2.6293 | 2.9879 | 4.0825 | 10.2783 | 10.2783 | 10.2658 | 25.58% | 29.07% | 39.77% | 31.47% | N
385 | 1589 | NSTAR | Central | Boston | Andrew Sq | 106 | 110B | South Boston | D | 510-77H1 | SOB ROX | 13.8kV | 13.8 |  | 1.0756 | 1.0278 | 1.0505 | 3.3464 | 3.3464 | 3.3424 | 32.14% | 30.71% | 31.43% | 31.43% | N
1422 | 1283 | NSTAR | West | Southboro | Sudbury | 342 | 110A | Sudbury | D | 342-H6 | SUD | 13.8kV | 13.8kV |  | 3.5615 | 3.7289 | 3.6288 | 11.5929 | 11.5929 | 11.5789 | 30.72% | 32.16% | 31.34% | 31.41% | N
1953 | W207 | WMECO | SOUTHERN | SPRINGFIELD | West_Springfield_8C | 8C | 8C-1X,8C-2X | WEST SPRINGFIELD | D | 8C26 | WEST SPRINGFIELD | 13.8 | 13.8kV |  | 2.7 | 1.6 | 3.1 | 7.9 | 7.9 | 7.9 | 34.18% | 20.25% | 39.24% | 31.22% | N
1311 | 443 | NSTAR | South | Plymouth | Manomet Sub | 741 | 1 | Plymouth | D | 3-71-941 | PLY | 22.8kV | 22.8kV |  | 3.5543 | 4.1861 | 3.905 | 12.4399 | 12.4399 | 12.4249 | 28.57% | 33.65% | 31.43% | 31.22% | N
394 | 1596 | NSTAR | Central | Boston | Dewar Street | 483 | 110B | Dorchester | D | 511-1497H2 | DOR | 13.8kV | 13.8kV |  | 2.7488 | 2.6293 | 2.6739 | 8.6051 | 8.6051 | 8.5946 | 31.94% | 30.56% | 31.11% | 31.2% | N
874 | 569 | NSTAR | South | Cape & Vineyard | Hyannis Junction | 961 | 1 | Barnstable | D | 4-84B-524 | HYN | 22.8kV | 22.8kV |  | 6.9506 | 6.7531 | 6.9816 | 22.1155 | 22.1155 | 22.0886 | 31.43% | 30.54% | 31.61% | 31.19% | N
419 | 1637 | NSTAR | Central | Boston | Roslindale | 14 | Bus #2 | Roslindale | D | 536-76H2 | WRX | 13.8kV | 13.8kV |  | 1.5537 | 1.6254 | 1.2892 | 4.7806 | 4.7806 | 4.7748 | 32.5% | 34% | 27% | 31.17% | N
870 | 565 | NSTAR | South | Cape & Vineyard | Orleans Sub | 975 | 2 | Orleans | D | 4-83-952 | ORL | 4.8kV | 4.8kV |  | 0.7649 | 0.91455 | 1.1543 | 3.0346 | 3.0346 | 3.031 | 25.21% | 30.14% | 38.08% | 31.14% | N
1684 | 1394 | NSTAR | West | Waltham | Burlington | 391 | 110B | Burlington | D | 391-H13 | BUR | 13.8kV | 13.8kV |  | 2.3903 | 2.7249 | 3.032 | 8.7246 | 8.7246 | 8.714 | 27.4% | 31.23% | 34.79% | 31.14% | N
932 | 628 | NSTAR | South | Cape & Vineyard | Hyannis Junction | 961 | 2 | Barnstable | D | 4-92A-562 | YAR | 22.8kV | 22.8kV |  | 6.5557 | 6.9901 | 7.0999 | 22.1155 | 22.1155 | 22.0886 | 29.64% | 31.61% | 32.14% | 31.13% | N
782 | 133 | NSTAR | Central | Somerville | East Camb | 875 | 110B | Cambridge | D | 875-1326 | CAM | 13.8kV | 13.8kV |  | 3.5854 | 3.2269 | 3.9631 | 11.5929 | 11.5929 | 11.5789 | 30.93% | 27.84% | 34.23% | 31% | N
1662 | 1300 | NSTAR | West | Waltham | Burlington | 391 | 110A | Burlington | D | 346-1396H1 | BUR | 13.8kV | 13.8kV |  | 3.3464 | 3.8723 | 3.6527 | 11.7125 | 11.7125 | 11.6983 | 28.57% | 33.06% | 31.22% | 30.95% | N
775 | 126 | NSTAR | Central | Somerville | Kendall | 850 | 14 kV Bus | Cambridge | D | 850-1329 | CAM | 13.8kV | 13.8kV |  | 3.3464 | 3.2986 | 4.1063 | 11.5929 | 11.5929 | 11.5789 | 28.87% | 28.45% | 35.46% | 30.93% | N
1223 | 350 | NSTAR | South | Plymouth | West Pond Sub | 737 | 2 | Plymouth | D | 3-13-13 | PLY | 22.8kV | 22.8kV |  | 11.5711 | 10.7418 | 11.4388 | 36.53 | 36.53 | 36.4857 | 31.68% | 29.41% | 31.35% | 30.81% | N
1647 | 1233 | NSTAR | West | Waltham | Marrett Road | 320 | 110A | Lexington | D | 320-H4 | LEX | 13.8kV | 13.8kV |  | 3.1074 | 3.5854 | 3.3424 | 10.8759 | 10.8759 | 10.8627 | 28.57% | 32.97% | 30.77% | 30.77% | N
196 | 1712 | NSTAR | Central | Boston | Electric Ave | 315 | 110A | Brighton | D | 315-H4 | BRI | 13.8kV | 13.8kV |  | 3.5854 | 2.6293 | 2.3874 | 9.3222 | 9.3222 | 9.3109 | 38.46% | 28.21% | 25.64% | 30.77% | N
836 | 528 | NSTAR | South | Cape & Vineyard | Mashpee Sub | 946 | 1 | Mashpee | D | 4-77B-77B | MAS | 22.8kV | 22.8kV |  | 0.35543 | 12.045 | 12.1488 | 26.657 | 26.657 | 26.6247 | 1.333% | 45.19% | 45.63% | 30.72% | N
1084 | 217 | NSTAR | South | New Bedford | Wing Lane | 624 | 1 | Acushnet | D | 2-240-240 | ACU | 13.2kV | 13.2kV |  | 6.5162 | 6.6305 | 5.8003 | 20.5773 | 20.5773 | 20.5524 | 31.67% | 32.22% | 28.22% | 30.7% | N
922 | 1711 | NSTAR | South | Cape & Vineyard | Falmouth Sub | 933 | 1 | Falmouth | D | 4-91-434 | FAL | 22.8kV | 22.8kV |  | 4.66 | 4.9365 | 4.9305 | 15.7968 | 15.7968 | 15.7776 | 29.5% | 31.25% | 31.25% | 30.67% | N
1563 | 794 | NSTAR | West | Waltham | Pine Street | 33 | 14D &14 E | Waltham | D | 3306 | WAL | 4.16kV | 4.16kV |  | 0.66291 | 0.60527 | 0.91399 | 2.3778 | 2.3778 | 2.3749 | 27.88% | 25.45% | 38.48% | 30.61% | N
1307 | 439 | NSTAR | South | Plymouth | Rochester Sub | 745 | 2 | Rochester | D | 3-703-703 | ROC | 13.2kV | 13.2kV |  | 3.8868 | 3.864 | 4.1333 | 13.0323 | 13.0323 | 13.0165 | 29.82% | 29.65% | 31.75% | 30.41% | N
1618 | 1124 | NSTAR | West | Waltham | Waltham | 282 | 110C | Waltham | D | 282-H5 | WAL | 13.8kV | 13.8kV |  | 3.442 | 3.6572 | 3.5811 | 11.7125 | 11.7125 | 11.6983 | 29.39% | 31.22% | 30.61% | 30.41% | N
804 | 1697 | NSTAR | Central | Somerville | Willoughby St | 488 | 110C | Chelsea | D | MC-8 | EAB | 13.8kV | 13.8kV |  | 1.0756 | 1.1473 | 1.146 | 3.705 | 3.705 | 3.7005 | 29.03% | 30.97% | 30.97% | 30.32% | N
718 | 70 | NSTAR | Central | Somerville | Sherman | 825 | 14A | Cambridge | D | 825-27 | CAM | 4.16kV | 4.16kV |  | 0.79261 | 0.72776 | 0.77006 | 2.5219 | 2.5219 | 2.5189 | 31.43% | 28.86% | 30.57% | 30.29% | N
860 | 555 | NSTAR | South | Cape & Vineyard | Sandwich Sub | 916 | 1 | Sandwich | D | 4-81B-443 | SAN | 22.8kV | 22.8kV |  | 9.5175 | 3.2778 | 7.2577 | 22.1155 | 22.1155 | 22.0886 | 43.04% | 14.82% | 32.86% | 30.24% | N
1723 | 1614 | NSTAR | West | Waltham | Trapelo Road | 450 | 110A | Waltham | D | 526-1361H1 | WAL | 13.8kV | 13.8kV |  | 1.0756 | 1.0039 | 0.95496 | 3.3464 | 3.3464 | 3.3424 | 32.14% | 30% | 28.57% | 30.24% | N
1744 | W2 | WMECO | NORTHERN | HADLEY | Amherst_17K | 17K | 17K-3X | AMHERST | D | 17K2 | AMHERST | 13.8 | 13.8kV |  | 4.5 | 0.8 | 4.66 | 11 | 11 | 11 | 40.91% | 7.273% | 42.36% | 30.18% | N
1372 | 769 | NSTAR | West | Southboro | South Street | 24 | 14G | Framingham | D | 2405 | FRA | 4.16kV | 4.16kV |  | 0.68453 | 0.54042 | 0.53256 | 1.9455 | 1.9455 | 1.9431 | 35.19% | 27.78% | 27.41% | 30.12% | N
1254 | 374 | NSTAR | South | Plymouth | Kingston Sub | 735 | 2 | Kingston | D | 3-17-910 | KIN | 22.8kV | 22.8kV |  | 5.0155 | 3.5543 | 3.55 | 13.4272 | 13.4272 | 13.411 | 37.35% | 26.47% | 26.47% | 30.1% | N
903 | 602 | NSTAR | South | Cape & Vineyard | Orleans Sub | 975 | 2 | Orleans | D | 4-89B-576 | BRE | 22.8kV | 22.8kV |  | 3.5148 | 3.6333 | 4.9305 | 13.4272 | 13.4272 | 13.411 | 26.18% | 27.06% | 36.76% | 30% | N
1943 | W197 | WMECO | SOUTHERN | SPRINGFIELD | West_Springfield_8C | 8C | 8C-1X,8C-2X | WEST SPRINGFIELD | D | 8C12 | WEST SPRINGFIELD | 13.8 | 13.8kV |  | 1.5 | 4.2 | 2.4 | 9 | 9 | 9 | 16.67% | 46.67% | 26.67% | 30% | N
1790 |  | WMECO | NORTHERN | HADLEY | Plainfield_18K | 18K | 18K-1X | PLAINFIELD | D | 18K3 | PLAINFIELD | 23 | 23kV |  | 3.7 | 0 | 3.49 | 8 | 8 | 8 | 46.25% | 0% | 43.62% | 29.96% | N
1171 | 1718 | NSTAR | South | New Bedford | Acushnet | 612 | N | Acushnet | D | 2-79-79 | NEB | 13.2kV | 13.2kV |  | 3.6125 | 4.0697 | 3.8136 | 12.8037 | 12.8037 | 12.7882 | 28.21% | 31.79% | 29.82% | 29.94% | N
1159 | 288 | NSTAR | South | New Bedford | Hawthorne St. | 673 | 1 | Dartmouth | D | 2-70-502 | DAR | 13.2kV | 13.2kV |  | 2.3321 | 2.515 | 2.6261 | 8.3453 | 8.3453 | 8.3351 | 27.95% | 30.14% | 31.51% | 29.86% | N
255 | 1307 | NSTAR | Central | Boston | Colburn St | 350 | 110C | Boston | D | 350-H5 | ROX WRX | 13.8kV | 13.8kV |  | 3.3464 | 3.442 | 3.5811 | 11.5929 | 11.5929 | 11.5789 | 28.87% | 29.69% | 30.93% | 29.83% | N
1506 | 1014 | NSTAR | West | Walpole | Dedham | 20 | 24A | Dedham | D | 20-H1 | DED,WWO | 13.8kV | 13.8kV |  | 2.6054 | 2.8684 | 4.9897 | 11.7125 | 11.7125 | 11.6983 | 22.24% | 24.49% | 42.65% | 29.8% | N
43 | 843 | NSTAR | Central | Boston | Kenmore | 49 | 14C | Boston | D | 4904 | BDT | 4.16kV | 4.16kV |  | 0.3963 | 0.53321 | 0.58294 | 1.6933 | 1.6933 | 1.6912 | 23.4% | 31.49% | 34.47% | 29.79% | N
1724 | 1615 | NSTAR | West | Waltham | Trapelo Road | 450 | 110A | Waltham | D | 526-1361H2 | WAL | 13.8kV | 13.8kV |  | 1.1951 | 1.0756 | 0.71622 | 3.3464 | 3.3464 | 3.3424 | 35.71% | 32.14% | 21.43% | 29.76% | N
1846 | W101 | WMECO | NORTHERN | PITTSFIELD | Woodland_Rd_17G | 17G | 17G-1X,17G-2X | LEE | D | 17G3 | LEE | 23 | 23kV |  | 5.5 | 0.3 | 2.5 | 9.3 | 9.3 | 9.3 | 59.14% | 3.226% | 26.88% | 29.75% | N
1755 | W13 | WMECO | NORTHERN | HADLEY | Cumberland_22B | 22B | 22B-1X | GREENFIELD | D | 22B3 | GREENFIELD | 13.8 | 13.8kV |  | 2.7 | 4 | 3.11 | 11 | 11 | 11 | 24.55% | 36.36% | 28.27% | 29.73% | N
1152 | 282 | NSTAR | South | New Bedford | Depot St. | 685 | 1 | N. Bedford | D | 2-67-32 | NEB | 3.74kV | 3.74kV |  | 0.33038 | 0.33038 | 0.98994 | 1.8527 | 1.8527 | 1.8505 | 17.83% | 17.83% | 53.5% | 29.72% | N
719 | 71 | NSTAR | Central | Somerville | Edmunds | 826 | 14A | Cambridge | D | 826-20 | CAM | 4.16kV | 4.16kV |  | 0.72055 | 0.83584 | 0.69089 | 2.5219 | 2.5219 | 2.5189 | 28.57% | 33.14% | 27.43% | 29.71% | N
603 | 1184 | NSTAR | Central | Somerville | Willoughby St | 488 | 110C | Chelsea | D | 308-197H3 | EBO | 13.8kV | 13.8kV |  | 1.0517 | 1.0278 | 1.0027 | 3.4659 | 3.4659 | 3.4617 | 30.34% | 29.66% | 28.97% | 29.66% | N
1203 | 322 | NSTAR | South | New Bedford | Acushnet | 612 | N | Acushnet | D | 2-88-88 | NEB | 13.2kV | 13.2kV |  | 2.1035 | 2.2864 | 2.7403 | 8.0252 | 8.0252 | 8.0154 | 26.21% | 28.49% | 34.19% | 29.63% | N
1233 | 427 | NSTAR | South | Plymouth | Duxbury Sub | 738 | 1 | Duxbury | D | 3-27-27 | DUX | 13.2kV | 22.8kV |  | 5.6016 | 12.0845 | 10.6499 | 21.1489 | 36.53 | 36.4857 | 26.49% | 33.08% | 29.19% | 29.59% | N
783 | 134 | NSTAR | Central | Somerville | East Camb | 875 | 110C | Cambridge | D | 875-1328 | CAM | 13.8kV | 13.8kV |  | 2.8684 | 3.0118 | 4.3689 | 11.5929 | 11.5929 | 11.5789 | 24.74% | 25.98% | 37.73% | 29.48% | N
1287 | 405 | NSTAR | South | Plymouth | Duxbury Sub | 738 | 1 | Duxbury | D | 3-24B-915 | DUX | 22.8kV | 22.8kV |  | 6.7136 | 6.0817 | 5.6799 | 20.9307 | 20.9307 | 20.9053 | 32.08% | 29.06% | 27.17% | 29.43% | N
1689 | 1399 | NSTAR | West | Waltham | Burlington | 391 | 110A | Burlington | D | 391-H3 | BUR,LEX | 13.8kV | 13.8kV |  | 2.5098 | 2.4859 | 2.3874 | 8.366 | 8.366 | 8.3559 | 30% | 29.71% | 28.57% | 29.43% | N
342 | 1505 | NSTAR | Central | Boston | Arsenal Street | 467 | 110A | Watertown | D | 467-H13 | WAT BRI NEW | 13.8kV | 13.8kV |  | 3.6333 | 3.203 | 3.2707 | 11.5929 | 11.5929 | 11.5789 | 31.34% | 27.63% | 28.25% | 29.07% | N
586 | 1092 | NSTAR | Central | Somerville | Dragon Court | 375 | 110B | Woburn | D | 258-1394H3 | WOB | 13.8kV | 13.8kV |  | 0.8127 | 1.243 | 0.83559 | 3.3464 | 3.3464 | 3.3424 | 24.29% | 37.14% | 25% | 28.81% | N
1545 | 1672 | NSTAR | West | Walpole | Medway | 65 | 110B | Medway | D | 65-H7 | MDW,HOL,HOP,ASH | 13.8kV | 13.8kV |  | 3.0357 | 3.3703 | 3.7005 | 11.7125 | 11.7125 | 11.6983 | 25.92% | 28.78% | 31.63% | 28.78% | N
757 | 108 | NSTAR | Central | Somerville | Putnam | 831 | 110A | Cambridge | D | 831-1324 | CAM | 13.8kV | 13.8kV |  | 2.6293 | 3.0357 | 3.3185 | 8.366 | 11.5929 | 11.5789 | 31.43% | 26.19% | 28.66% | 28.76% | N
484 | 865 | NSTAR | Central | Somerville | Mystic Street | 59 | 14A | Arlington | D | 5903 | ARL | 4.16kV | 4.16kV |  | 0.47557 | 0.45395 | 0.46779 | 1.6212 | 1.6212 | 1.6193 | 29.33% | 28% | 28.89% | 28.74% | N
554 | 1051 | NSTAR | Central | Somerville | Mystic | 250 | 110A | Boston | D | 227-51H5 | SOM | 13.8kV | 13.8kV |  | 1.0039 | 1.0039 | 1.0743 | 3.5854 | 3.5854 | 3.5811 | 28% | 28% | 30% | 28.67% | N
973 | 672 | NSTAR | South | Cape & Vineyard | Orleans Sub | 975 | 2 | Orleans | D | 4-95B-612 | CHM | 22.8kV | 22.8kV |  | 3.7912 | 3.7517 | 3.9838 | 13.4272 | 13.4272 | 13.411 | 28.24% | 27.94% | 29.71% | 28.63% | N
1149 | 279 | NSTAR | South | New Bedford | Pine Street | 611 | C | N. Bedford | D | 2-66-66 | NEB | 13.2kV | 13.2kV |  | 2.1035 | 2.2635 | 2.512 | 8.0252 | 8.0252 | 8.0154 | 26.21% | 28.21% | 31.34% | 28.58% | N
1235 | 338 | NSTAR | South | Plymouth | West Pond Sub | 737 | 2 | Plymouth | D | 3-10-930 | CAR | 22.8kV | 22.8kV |  | 3.9492 | 3.4753 | 4.0627 | 13.4272 | 13.4272 | 13.411 | 29.41% | 25.88% | 30.29% | 28.53% | N
1078 | 211 | NSTAR | South | New Bedford | Arsene | 654 | 1 | Fairhaven | D | 2-221-221 | FRH | 13.2kV | 13.2kV |  | 4.9157 | 6.4704 | 6.2114 | 20.5773 | 20.5773 | 20.5524 | 23.89% | 31.44% | 30.22% | 28.52% | N
814 | 509 | NSTAR | South | Cape & Vineyard | Hyannis Junction | 961 | 2 | Barnstable | D | 4-64-536 | BAR | 22.8kV | 22.8kV |  | 6.3977 | 6.1607 | 6.3505 | 22.1155 | 22.1155 | 22.0886 | 28.93% | 27.86% | 28.75% | 28.51% | N
1220 | 336 | NSTAR | South | Plymouth | West Pond Sub | 737 | 1 | Plymouth | D | 3-10-10 | PLY, CAR | 22.8kV | 22.8kV |  | 9.0831 | 10.9787 | 11.0443 | 36.53 | 36.53 | 36.4857 | 24.86% | 30.05% | 30.27% | 28.4% | N
1022 | 157 | NSTAR | South | New Bedford | Pine Street | 611 | C | N. Bedford | D | 2-4-4 | NEB | 13.2kV | 13.2kV |  | 2.6979 | 1.9891 | 2.1466 | 8.0252 | 8.0252 | 8.0154 | 33.62% | 24.79% | 26.78% | 28.4% | N
1561 | 792 | NSTAR | West | Waltham | Pine Street | 33 | 14F | Waltham | D | 3304 | WAL | 4.16kV | 4.16kV |  | 0.30984 | 0.44674 | 0.46779 | 1.4411 | 1.4411 | 1.4394 | 21.5% | 31% | 32.5% | 28.33% | N
156 | 1137 | NSTAR | Central | Boston | Colburn St | 350 | 110B | Boston | D | 284-1300H1 | WRX | 13.8kV | 13.8kV |  | 2.6293 | 2.5098 | 2.9842 | 9.5612 | 9.5612 | 9.5496 | 27.5% | 26.25% | 31.25% | 28.33% | N
1317 | 450 | NSTAR | South | Plymouth | Manomet Sub | 741 | 1 | Plymouth | D | 3-73-938 | PLY | 22.8kV | 22.8kV |  | 3.3963 | 4.3441 | 3.6683 | 13.4272 | 13.4272 | 13.411 | 25.29% | 32.35% | 27.35% | 28.33% | N
1234 | 337 | NSTAR | South | Plymouth | West Pond Sub | 737 | 2 | Plymouth | D | 3-10-929 | CAR | 22.8kV | 22.8kV |  | 5.8053 | 4.5416 | 4.7333 | 17.7713 | 17.7713 | 17.7498 | 32.67% | 25.56% | 26.67% | 28.3% | N
1357 | 498 | NSTAR | South | Plymouth | Valley Sub | 715 | 1 | Plymouth | D | 3-90-90 | PLY | 22.8kV | 22.8kV |  | 12.6374 | 7.306 | 11.0443 | 36.53 | 36.53 | 36.4857 | 34.59% | 20% | 30.27% | 28.29% | N
724 | 76 | NSTAR | Central | Somerville | Concord | 827 | 14A | Cambridge | D | 827-19 | CAM | 4.16kV | 4.16kV |  | 0.75658 | 0.72776 | 0.65491 | 2.5219 | 2.5219 | 2.5189 | 30% | 28.86% | 26% | 28.29% | N
882 | 579 | NSTAR | South | Cape & Vineyard | Otis Sub | 915 | 1 | Bourne | D | 4-86-86 | BRN | 22.8kV | 22.8kV |  | 9.9125 | 10.2679 | 10.7682 | 36.53 | 36.53 | 36.4857 | 27.14% | 28.11% | 29.51% | 28.25% | N
1169 | 296 | NSTAR | South | New Bedford | Pine Street | 611 | A | N. Bedford | D | 2-73-93 | NEB | 13.2kV | 13.2kV |  | 1.0746 | 1.0746 | 1.0961 | 3.8411 | 3.8411 | 3.8364 | 27.98% | 27.98% | 28.57% | 28.17% | N
1047 | 180 | NSTAR | South | New Bedford | Pine Street | 611 | B | N. Bedford | D | 2-7-95 | NEB | 13.2kV | 13.2 |  | 1.0746 | 1.0746 | 1.0961 | 3.8411 | 3.8411 | 3.8364 | 27.98% | 27.98% | 28.57% | 28.17% | N
1408 | 1104 | NSTAR | West | Southboro | Sherborn | 274 | 110B | Sherborn | D | 274-H4 | FRA,SHE | 13.8kV | 13.8kV |  | 2.9401 | 3.5137 | 3.4379 | 11.7125 | 11.7125 | 11.6983 | 25.1% | 30% | 29.39% | 28.16% | N
13 | 788 | NSTAR | Central | Boston | Salem St | 30 | 14A | Boston | D | 3004 | BDT | 4.16kV | 4.16kV |  | 0.47557 | 0.47557 | 0.47499 | 1.6933 | 1.6933 | 1.6912 | 28.09% | 28.09% | 28.09% | 28.09% | N
395 | 1597 | NSTAR | Central | Boston | Dewar Street | 483 | 110B | Dorchester | D | 511-1497H3 | DOR | 13.8kV | 13.8kV |  | 2.4142 | 2.3903 | 2.4351 | 8.6051 | 8.6051 | 8.5946 | 28.06% | 27.78% | 28.33% | 28.06% | N
846 | 539 | NSTAR | South | Cape & Vineyard | Osterville Sub | 913 | 1 | Osterville | D | 4-80A-891 | BNS | 4.16kV | 4.16kV |  | 0.74217 | 1.535 | 1.6276 | 4.6115 | 4.6559 | 4.6502 | 16.09% | 32.97% | 35% | 28.02% | N
652 | 4 | NSTAR | Central | Somerville | Charles | 811 | 14A | Cambridge | D | 811-47 | CAM | 4.16kV | 4.16kV |  | 0.18014 | 1.7726 | 0.15833 | 2.5219 | 2.5219 | 2.5189 | 7.143% | 70.29% | 6.286% | 27.9% | N
1732 | 1625 | NSTAR | West | Waltham | Trapelo Road | 450 | 110A | Waltham | D | 531-1359H3 | WAL | 13.8kV | 13.8kV |  | 0.95612 | 0.8366 | 1.0027 | 3.3464 | 3.3464 | 3.3424 | 28.57% | 25% | 30% | 27.86% | N
1950 | W204 | WMECO | SOUTHERN | SPRINGFIELD | West_Springfield_8C | 8C | 8C-1X,8C-2X | WEST SPRINGFIELD | D | 8C23 | WEST SPRINGFIELD | 13.8 | 13.8kV |  | 1.8 | 3 | 1.8 | 7.9 | 7.9 | 7.9 | 22.78% | 37.97% | 22.78% | 27.85% | N
1951 | W205 | WMECO | SOUTHERN | SPRINGFIELD | West_Springfield_8C | 8C | 8C-1X,8C-2X | WEST SPRINGFIELD | D | 8C24 | WEST SPRINGFIELD | 13.8 | 13.8kV |  | 3 | 0.6 | 3 | 7.9 | 7.9 | 7.9 | 37.97% | 7.595% | 37.97% | 27.85% | N
816 | 509 | NSTAR | South | Cape & Vineyard | Hyannis Junction | 961 | 2 | Barnstable | D | 4-64-558 | YAR | 22.8kV | 22.8kV |  | 5.0155 | 5.1734 | 5.6405 | 18.9561 | 18.9561 | 18.9331 | 26.46% | 27.29% | 29.79% | 27.85% | N
295 | 1381 | NSTAR | Central | Boston | K Street | 385 | 110A | South Boston | D | 385-H8 | SOB | 13.8kV | 13.8kV |  | 0.19122 | 2.6293 | 1.8622 | 5.6172 | 5.6172 | 5.6104 | 3.404% | 46.81% | 33.19% | 27.8% | N
1799 | W56 | WMECO | NORTHERN | HADLEY | Shelburne_29R | 29R | 29R-1X | SHELBURNE | D | 29R1 | SHELBURNE | 13.8 | 13.8kV |  | 2.4 | 2.7 | 2.4 | 9 | 9 | 9 | 26.67% | 30% | 26.67% | 27.78% | N
1365 | 762 | NSTAR | West | Southboro | Mechanic St | 23 | 14A | Natick | D | 2303 | NAT | 4.16kV | 4.16kV |  | 0.56203 | 0.62688 | 0.6693 | 2.2337 | 2.2337 | 2.231 | 25.16% | 28.06% | 30% | 27.74% | N
1067 | 200 | NSTAR | South | New Bedford | Hathaway St. | 617 | S | N. Bedford | D | 2-134-134 | NEB | 3.74kV | 3.74 |  | 1.5418 | 0 | 0 | 1.8527 | 1.8527 | 1.8505 | 83.22% | 0% | 0% | 27.74% | N
1174 | 299 | NSTAR | South | New Bedford | Acushnet | 612 | S | Acushnet | D | 2-80-80 | NEB | 13.2kV | 13.2kV |  | 2.4007 | 2.7436 | 1.53 | 8.0252 | 8.0252 | 8.0154 | 29.91% | 34.19% | 19.09% | 27.73% | N
1886 | W140 | WMECO | SOUTHERN | SPRINGFIELD | Clinton_21S | 21S | 21S-2X | SPRINGFIELD | D | 21S7 | SPRINGFIELD | 13.8 | 13.8kV |  | 3.2 | 2.9 | 3.2 | 11.2 | 11.2 | 11.2 | 28.57% | 25.89% | 28.57% | 27.68% | N
102 | 933 | NSTAR | Central | Boston | Dorchester Ave | 139 | 14C | South Boston | D | 139-08 | SOB | 4.16kV | 4.16kV |  | 0.72055 | 0.69173 | 0.73407 | 2.594 | 2.594 | 2.5908 | 27.78% | 26.67% | 28.33% | 27.59% | N
500 | 1715 | NSTAR | Central | Somerville | PNU13 | PNU13 | P13 | Somerville | D | 13N01 | SOM | 4.16kV | 4.16kV |  | 0.70614 | 0.72055 | 0.71968 | 2.594 | 2.594 | 2.5908 | 27.22% | 27.78% | 27.78% | 27.59% | N
1202 | 321 | NSTAR | South | New Bedford | Acushnet | 612 | N | Acushnet | D | 2-88-18 | NEB | 13.2kV | 13.2kV |  | 1.006 | 1.0975 | 1.0733 | 3.8411 | 3.8411 | 3.8364 | 26.19% | 28.57% | 27.98% | 27.58% | N
1191 | 315 | NSTAR | South | New Bedford | Acushnet | 612 | N | Acushnet | D | 2-85-26 | NEB | 13.2kV | 13.2kV |  | 1.1432 | 1.0289 | 1.0048 | 3.8411 | 3.8411 | 3.8364 | 29.76% | 26.79% | 26.19% | 27.58% | N
1044 | 177 | NSTAR | South | New Bedford | Pine Street | 611 | C | N. Bedford | D | 2-4-51 | NEB | 13.2kV | 13.2 |  | 1.0746 | 1.0517 | 1.0505 | 3.8411 | 3.8411 | 3.8364 | 27.98% | 27.38% | 27.38% | 27.58% | N
1249 | 360 | NSTAR | South | Plymouth | West Pond Sub | 737 | 2 | Plymouth | D | 3-14-934 | PLY | 22.8kV | 22.8kV |  | 5.1339 | 4.897 | 4.6544 | 17.7713 | 17.7713 | 17.7498 | 28.89% | 27.56% | 26.22% | 27.56% | N
668 | 20 | NSTAR | Central | Somerville | Vassar | 816 | 14A | Cambridge | D | 816-04 | CAM | 4.16kV | 4.16kV |  | 0.72055 | 0.86466 | 0.55415 | 2.594 | 2.594 | 2.5908 | 27.78% | 33.33% | 21.39% | 27.5% | N
1153 |  | NSTAR | South | New Bedford | Depot St. | 685 | 1 | New Bedford | D | 2-67-42 | NEB | 3.74kV | 3.74kV |  | 0.45346 | 0.55063 | 0.51762 | 1.8527 | 1.8527 | 1.8505 | 24.48% | 29.72% | 27.97% | 27.39% | N
1671 | 1337 | NSTAR | West | Waltham | Trapelo Road | 450 | 110A | Waltham | D | 369-1317H2 | NEW | 13.8kV | 13.8kV |  | 1.9122 | 0 | 0.83559 | 3.3464 | 3.3464 | 3.3424 | 57.14% | 0% | 25% | 27.38% | N
1135 | 267 | NSTAR | South | New Bedford | Pine Street | 611 | D | N. Bedford | D | 2-59-96 | NEB | 13.2kV | 13.2kV |  | 1.0517 | 1.0517 | 1.0505 | 3.8411 | 3.8411 | 3.8364 | 27.38% | 27.38% | 27.38% | 27.38% | N
600 | 1175 | NSTAR | Central | Somerville | Mystic Station | 250 | 110A | Charlestown | D | 30-179XYH | EVE | 13.8kV | 13.8kV |  | 4.8045 | 3.944 | 2.9842 | 14.3418 | 14.3418 | 14.3244 | 33.5% | 27.5% | 20.83% | 27.28% | N
774 | 125 | NSTAR | Central | Somerville | Kendall | 850 | 14 kV Bus | Cambridge | D | 850-1322 | CAM | 13.8kV | 13.8kV |  | 2.7488 | 2.7488 | 3.9631 | 11.5929 | 11.5929 | 11.5789 | 23.71% | 23.71% | 34.23% | 27.22% | N
1581 | 909 | NSTAR | West | Waltham | Spring Street | 124 | 14B | Watertown | D | 124-01 | WAT | 4.16kV | 4.16kV |  | 0.50439 | 0.43233 | 0.53256 | 1.8014 | 1.8014 | 1.7992 | 28% | 24% | 29.6% | 27.2% | N
318 | 1437 | NSTAR | Central | Boston | Dewar Street | 483 | 110B | Dorchester | D | 43-1490H2 | DOR | 13.8kV | 13.8kV |  | 0.69319 | 0.8366 | 0.90721 | 2.9879 | 2.9879 | 2.9842 | 23.2% | 28% | 30.4% | 27.2% | N
1891 | W145 | WMECO | SOUTHERN | SPRINGFIELD | East_Springfield_5J | 5J | 5J-7X | SPRINGFIELD | D | 5J10 | SPRINGFIELD | 13.8 | 13.8kV |  | 2.6 | 2.8 | 2.4 | 9.6 | 9.6 | 9.6 | 27.08% | 29.17% | 25% | 27.08% | N
1607 | 1107 | NSTAR | West | Waltham | Newtonville | 277 | 277-1368 | Newton | D | 277-03 | NEW | 4.16kV | 4.16kV |  | 0.50439 | 0.50439 | 0.53976 | 1.9095 | 1.9095 | 1.9072 | 26.42% | 26.42% | 28.3% | 27.04% | N
455 | 880 | NSTAR | Central | Boston | Seafood Way | 99 | 14A | South Boston | D | 99-H3 | SOB | 13.8kV | 13.8kV |  | 3.5854 | 4.0396 | 4.3928 | 14.8198 | 14.8198 | 14.8019 | 24.19% | 27.26% | 29.68% | 27.04% | N
95 | 926 | NSTAR | Central | Boston | Dorchester Ave | 139 | 14A | South Boston | D | 139-01 | SOB | 4.16kV | 4.16kV |  | 0.43954 | 0.13691 | 1.5257 | 2.594 | 2.594 | 2.5908 | 16.94% | 5.278% | 58.89% | 27.04% | N
1919 | W172 | WMECO | SOUTHERN | SPRINGFIELD | Orchard_27A | 27A | 27A-2X | SPRINGFIELD | D | 27A17 | LUDLOW | 13.8 | 13.8kV |  | 1.2 | 4.1 | 1.1 | 7.9 | 7.9 | 7.9 | 15.19% | 51.9% | 13.92% | 27% | N
1177 | 302 | NSTAR | South | New Bedford | Acushnet | 612 | S | Acushnet | D | 2-81-94 | NEB | 13.2kV | 13.2kV |  | 1.0517 | 1.0289 | 1.0276 | 3.8411 | 3.8411 | 3.8364 | 27.38% | 26.79% | 26.79% | 26.98% | N
929 | 626 | NSTAR | South | Cape & Vineyard | Hyannis Junction | 961 | 2 | Barnstable | D | 4-92A-559 | YAR | 22.8kV | 22.8kV |  | 2.409 | 2.567 | 2.3666 | 9.0831 | 9.0831 | 9.0721 | 26.52% | 28.26% | 26.09% | 26.96% | N
1948 | W202 | WMECO | SOUTHERN | SPRINGFIELD | West_Springfield_8C | 8C | 8C-1X,8C-2X | WEST SPRINGFIELD | D | 8C21 | WEST SPRINGFIELD | 13.8 | 13.8kV |  | 1.8 | 4 | 1.8 | 9.4 | 9.4 | 9.4 | 19.15% | 42.55% | 19.15% | 26.95% | N
771 | 122 | NSTAR | Central | Somerville | Putnam | 831 | 110B | Cambridge | D | 831-1NC7 | CAM | 13.8kV | 13.8 |  | 2.2947 | 2.2469 | 2.5068 | 8.7246 | 8.7246 | 8.714 | 26.3% | 25.75% | 28.77% | 26.94% | N
1425 | 1286 | NSTAR | West | Southboro | Sudbury | 343 | 110A | Sudbury | D | 342-H9 | SUD | 13.8kV | 13.8kV |  | 2.462 | 2.5098 | 2.459 | 9.2026 | 9.2026 | 9.1915 | 26.75% | 27.27% | 26.75% | 26.93% | N
1820 | W75 | WMECO | NORTHERN | PITTSFIELD | Doreen_19A | 19A | 19A-1X,19A-2X | PITTSFIELD | D | 19A8 | PITTSFIELD | 23 | 23kV |  | 2.2 | 6.6 | 1.6 | 12.9 | 12.9 | 12.9 | 17.05% | 51.16% | 12.4% | 26.87% | N
722 | 74 | NSTAR | Central | Somerville | Concord | 827 | 14B | Cambridge | D | 827-07 | CAM | 4.16kV | 4.16kV |  | 0.50439 | 0.6485 | 0.87801 | 2.5219 | 2.5219 | 2.5189 | 20% | 25.71% | 34.86% | 26.86% | N
878 | 573 | NSTAR | South | Cape & Vineyard | Harwich Sub | 968 | 2 | Harwich | D | 4-85-85 | HAR | 22.8kV | 22.8kV |  | 11.1367 | 8.6882 | 9.4666 | 36.53 | 36.53 | 36.4857 | 30.49% | 23.78% | 25.95% | 26.74% | N
785 | 136 | NSTAR | Central | Somerville | East Camb | 875 | 110A | Cambridge | D | 875-1343 | CAM | 13.8kV | 13.8kV |  | 0.59757 | 4.4221 | 4.2734 | 11.5929 | 11.5929 | 11.5789 | 5.155% | 38.14% | 36.91% | 26.74% | N
828 | 520 | NSTAR | South | Cape & Vineyard | Falmouth Sub | 933 | 1 | Falmouth | D | 4-76-436 | FAL | 22.8kV | 22.8kV |  | 5.6868 | 6.1212 | 5.8377 | 22.1155 | 22.1155 | 22.0886 | 25.71% | 27.68% | 26.43% | 26.61% | N
298 | 1407 | NSTAR | Central | Boston | Amory Street | 396 | 14A | Roxbury | D | 396-02 | ROX,WRX | 4.16kV | 4.16kV |  | 0.69173 | 0.67732 | 0.69089 | 2.594 | 2.594 | 2.5908 | 26.67% | 26.11% | 26.67% | 26.48% | N
1318 | 450 | NSTAR | South | Plymouth | Tremont Sub | 713 | 1 | Wareham | D | 3-81-81 | WAR | 22.8kV | 22.8kV |  | 5.8843 | 5.7263 | 5.3249 | 21.3256 | 21.3256 | 21.2998 | 27.59% | 26.85% | 25% | 26.48% | N
1306 | 438 | NSTAR | South | Plymouth | Rochester Sub | 745 | 1 | Rochester | D | 3-702-702 | ROC | 13.2kV | 13.2kV |  | 2.515 | 4.4356 | 4.1105 | 13.9469 | 13.9469 | 13.93 | 18.03% | 31.8% | 29.51% | 26.45% | N
15 | 790 | NSTAR | Central | Boston | Salem St | 30 | 14C & 14D | Boston | D | 3009 | BDT | 4.16kV | 4.16kV |  | 0.68453 | 0.68453 | 0.6837 | 2.594 | 2.594 | 2.5908 | 26.39% | 26.39% | 26.39% | 26.39% | N
1199 |  | NSTAR | South | New Bedford | River Rd. | 695 | 1 | New Bedford | D | 2-88-136 | NEB | 3.74kV | 3.74kV |  | 0.71259 | 0.38868 | 0.36233 | 1.8527 | 1.8527 | 1.8505 | 38.46% | 20.98% | 19.58% | 26.34% | N
405 | 1610 | NSTAR | Central | Boston | Dewar Street | 483 | 110B | Dorchester | D | 52-1487H1 | ROX | 13.8kV | 13.8kV |  | 2.0318 | 1.8405 | 1.886 | 7.2904 | 7.2904 | 7.2816 | 27.87% | 25.25% | 25.9% | 26.34% | N
228 | 1270 | NSTAR | Central | Boston | Lincoln Street | 329 | 110B | Brighton | D | 329-H10 | BRI | 13.8kV | 13.8kV |  | 2.3903 | 3.1791 | 3.5811 | 11.5929 | 11.5929 | 11.5789 | 20.62% | 27.42% | 30.93% | 26.32% | N
227 | 1261 | NSTAR | Central | Boston | Brighton | 329 | 110C | Brighton | D | 329-H1 | BRI | 13.8kV | 13.8kV |  | 2.6293 | 2.5337 | 4.4167 | 12.1905 | 12.1905 | 12.1757 | 21.57% | 20.78% | 36.27% | 26.21% | N
728 | 80 | NSTAR | Central | Somerville | Alewife | 828 | 110A | Cambridge | D | 828-1104H | CAM | 13.8kV | 13.8kV |  | 1.5537 | 1.482 | 1.5518 | 5.8562 | 5.8562 | 5.8491 | 26.53% | 25.31% | 26.53% | 26.12% | N
1248 | 358 | NSTAR | South | Plymouth | West Pond Sub | 737 | 2 | Plymouth | D | 3-14-931 | PLY | 22.8kV | 22.8kV |  | 5.6473 | 5.2524 | 5.4827 | 20.9307 | 20.9307 | 20.9053 | 26.98% | 25.09% | 26.23% | 26.1% | N
859 | 554 | NSTAR | South | Cape & Vineyard | Sandwich Sub | 916 | 1 | Sandwich | D | 4-81B-440 | SAN | 22.8kV | 22.8kV |  | 3.6727 | 3.4753 | 3.3527 | 13.4272 | 13.4272 | 13.411 | 27.35% | 25.88% | 25% | 26.08% | N
1879 | W134 | WMECO | SOUTHERN | SPRINGFIELD | Clinton_21S | 21S | 21S-3X | SPRINGFIELD | D | 21S15 | SPRINGFIELD | 13.8 | 13.8kV |  | 2 | 6.2 | 0 | 10.5 | 10.5 | 10.5 | 19.05% | 59.05% | 0% | 26.03% | N
1246 | 356 | NSTAR | South | Plymouth | North PLY Sub | 734 | 1 | Plymouth | D | 3-14-30J2 | PLY | 4.16kV | 4.16kV |  | 0.61968 | 0.57644 | 0.57574 | 2.2697 | 2.2697 | 2.267 | 27.3% | 25.4% | 25.4% | 26.03% | N
1743 | W1 | WMECO | NORTHERN | HADLEY | Amherst_17K | 17K | 17K-3X | AMHERST | D | 17K1 | AMHERST | 13.8 | 13.8kV |  | 2.7 | 4.7 | 2.58 | 12.8 | 12.8 | 12.8 | 21.09% | 36.72% | 20.16% | 25.99% | N
1349 | 492 | NSTAR | South | Plymouth | Valley Sub | 715 | 1 | Plymouth | D | 3-88-88 | BOP | 22.8kV | 22.8kV |  | 15.7968 | 6.7136 | 5.956 | 36.53 | 36.53 | 36.4857 | 43.24% | 18.38% | 16.32% | 25.98% | N
656 | 8 | NSTAR | Central | Somerville | Potter | 813 | 14A | Cambridge | D | 813-13 | CAM | 4.16kV | 4.16kV |  | 0.5188 | 0.54042 | 0.53976 | 2.0536 | 2.0536 | 2.0511 | 25.26% | 26.32% | 26.32% | 25.96% | N
16 | 812 | NSTAR | Central | Boston | Brighton | 36 | 14A | Brighton | D | 3601 | BRI | 4.16kV | 4.16kV |  | 0.6485 | 0.28822 | 1.0795 | 2.594 | 2.594 | 2.5908 | 25% | 11.11% | 41.67% | 25.93% | N
902 | 601 | NSTAR | South | Cape & Vineyard | Orleans Sub | 975 | 2 | Orleans | D | 4-89B-573 | BRE | 22.8kV | 22.8kV |  | 3.2778 | 3.5148 | 3.6288 | 13.4272 | 13.4272 | 13.411 | 24.41% | 26.18% | 27.06% | 25.88% | N
1104 | 240 | NSTAR | South | New Bedford | Ash St. | 615 | W | N. Bedford | D | 2-43-43 | NEB | 3.74kV | 3.74 |  | 1.4381 | 0 | 0 | 1.8527 | 1.8527 | 1.8505 | 77.62% | 0% | 0% | 25.87% | N
962 | 656 | NSTAR | South | Cape & Vineyard | Harwich Sub | 968 | 2 | Harwich | D | 4-95A-597 | HAR | 22.8kV | 22.8kV |  | 6.0028 | 5.055 | 6.0349 | 22.1155 | 22.1155 | 22.0886 | 27.14% | 22.86% | 27.32% | 25.77% | N
354 | 1546 | NSTAR | Central | Boston | Dewar Street | 483 | 14B | Dorchester | D | 483-09 | DOR | 4.16kV | 4.16kV |  | 0.86466 | 0.59806 | 0.53976 | 2.594 | 2.594 | 2.5908 | 33.33% | 23.06% | 20.83% | 25.74% | N
305 |  | NSTAR | Central | Boston | Colburn St | 350 | 110B | South Boston | D | 396-1130H1 | ROX | 13.8kV | 13.8kV |  | 0.95612 | 0.95612 | 0.83559 | 3.5854 | 3.5854 | 3.5811 | 26.67% | 26.67% | 23.33% | 25.56% | N
287 | 1375 | NSTAR | Central | Boston | K Street | 385 | 110A | South Boston | D | 385-H2 | SOB | 13.8kV | 13.8 |  | 5.3782 | 0 | 0 | 7.0514 | 7.0514 | 7.0428 | 76.27% | 0% | 0% | 25.42% | N
1179 | 305 | NSTAR | South | New Bedford | Acushnet | 612 | S | Acushnet | D | 2-82-18 | NEB | 13.2kV | 13.2kV |  | 1.006 | 0.96028 | 0.95911 | 3.8411 | 3.8411 | 3.8364 | 26.19% | 25% | 25% | 25.4% | N
893 | 590 | NSTAR | South | Cape & Vineyard | Mashpee Sub | 946 | 1 | Mashpee | D | 4-88-485 | BNS | 22.8kV | 22.8kV |  | 3.4753 | 3.3963 | 3.3527 | 13.4272 | 13.4272 | 13.411 | 25.88% | 25.29% | 25% | 25.39% | N
1062 | 195 | NSTAR | South | New Bedford | Pine Street | 611 | A | N. Bedford | D | 2-110-110 | NEB | 13.2kV | 13.2kV |  | 2.1035 | 1.9891 | 2.0096 | 8.0252 | 8.0252 | 8.0154 | 26.21% | 24.79% | 25.07% | 25.36% | N
811 | 508 | NSTAR | South | Cape & Vineyard | Hyannis Junction | 961 | 3 | Barnstable | D | 4-63-532 | BAR | 22.8kV | 22.8kV |  | 3.5148 | 3.6333 | 3.7866 | 14.4145 | 14.4145 | 14.3971 | 24.38% | 25.21% | 26.3% | 25.3% | N
777 | 128 | NSTAR | Central | Somerville | Kendall | 850 | 14 kV Bus | Cambridge | D | 850-1352 | CAM | 13.8kV | 13.8kV |  | 2.1513 | 2.6293 | 4.0108 | 11.5929 | 11.5929 | 11.5789 | 18.56% | 22.68% | 34.64% | 25.29% | N
709 | 61 | NSTAR | Central | Somerville | Healey | 823 | 14A | Cambridge | D | 823-23 | CAM | 4.16kV | 4.16kV |  | 0.50439 | 0.51159 | 0.8924 | 2.5219 | 2.5219 | 2.5189 | 20% | 20.29% | 35.43% | 25.24% | N
748 | 100 | NSTAR | Central | Somerville | Smith Place | 829 | 14A | Cambridge | D | 829-31 | CAM | 4.16kV | 4.16kV |  | 0.50439 | 0.75658 | 0.64771 | 2.5219 | 2.5219 | 2.5189 | 20% | 30% | 25.71% | 25.24% | N
1876 | W131 | WMECO | SOUTHERN | SPRINGFIELD | Clinton_21S | 21S | 21S-3X | SPRINGFIELD | D | 21S12 | SPRINGFIELD | 13.8 | 13.8kV |  | 2.1 | 3.6 | 2.2 | 10.5 | 10.5 | 10.5 | 20% | 34.29% | 20.95% | 25.08% | N
409 | 1611 | NSTAR | Central | Boston | Dewar Street | 483 | 110B | Roxbury | D | 52-1499H2 | ROX | 13.8kV | 13.8kV |  | 1.8644 | 1.7688 | 1.8383 | 7.2904 | 7.2904 | 7.2816 | 25.57% | 24.26% | 25.25% | 25.03% | N
1729 | 1618 | NSTAR | West | Waltham | Trapelo Road | 450 | 110A | Waltham | D | 526-1361H7 | WAL | 22.8kV | 22.8kV |  | 1.9746 | 0.71709 | 0.59685 | 5.5289 | 3.3464 | 3.3424 | 35.71% | 21.43% | 17.86% | 25% | N
79 | 887 | NSTAR | Central | Boston | Andrew Sq | 106 | 110C | South Boston | D | 106-1N18H7 | ROX | 13.8kV | 13.8kV |  | 0.8366 | 0.88441 | 0.78784 | 3.3464 | 3.3464 | 3.3424 | 25% | 26.43% | 23.57% | 25% | N
391 | 1594 | NSTAR | Central | Boston | Dewar Street | 483 | 110A | Dorchester | D | 511-1495H2 | DOR | 13.8kV | 13.8kV |  | 0.8366 | 0.8366 | 0.83559 | 3.3464 | 3.3464 | 3.3424 | 25% | 25% | 25% | 25% | N
19 | 815 | NSTAR | Central | Boston | Allston | 36 | 14A | Allston | D | 3605 | BRI,BKL | 4.16kV | 4.16kV |  | 0.82864 | 0.33866 | 0.50378 | 2.2337 | 2.2337 | 2.231 | 37.1% | 15.16% | 22.58% | 24.95% | N
1193 |  | NSTAR | South | New Bedford | Hathaway St. | 617 | N | New Bedford | D | 2-87-132 | NEB | 3.74kV | 3.74kV |  | 0.31742 | 0.80976 | 0.25881 | 1.8527 | 1.8527 | 1.8505 | 17.13% | 43.71% | 13.99% | 24.94% | N
1916 | W169 | WMECO | SOUTHERN | SPRINGFIELD | Orchard_27A | 27A | 27A-2X | SPRINGFIELD | D | 27A14 | LUDLOW | 13.8 | 13.8kV |  | 0.7 | 6 | 1.1 | 10.5 | 10.5 | 10.5 | 6.667% | 57.14% | 10.48% | 24.76% | N
1312 | 444 | NSTAR | South | Plymouth | Manomet Sub | 721 | 1 | Plymouth | D | 3-72-72 | PLY | 22.8kV | 22.8kV |  | 6.9111 | 4.739 | 4.1811 | 21.3256 | 21.3256 | 21.2998 | 32.41% | 22.22% | 19.63% | 24.75% | N
972 | 671 | NSTAR | South | Cape & Vineyard | Orleans Sub | 975 | 2 | Orleans | D | 4-95B-610 | CHM | 22.8kV | 22.8kV |  | 4.2256 | 4.4626 | 5.3644 | 18.9561 | 18.9561 | 18.9331 | 22.29% | 23.54% | 28.33% | 24.72% | N
1779 | W37 | WMECO | NORTHERN | HADLEY | Midway_19B | 19B | 19B-2X,19B-3X | EASTHAMPTON | D | 19B6 | EASTHAMPTON | 13.8 | 13.8kV |  | 1.8 | 7 | 0.1 | 12 | 12 | 12 | 15% | 58.33% | 0.8333% | 24.72% | N
875 | 570 | NSTAR | South | Cape & Vineyard | Hyannis Junction | 961 | 1 | Barnstable | D | 4-84B-84B | BNS | 22.8kV | 22.8kV |  | 8.4118 | 8.8857 | 9.7427 | 36.53 | 36.53 | 36.4857 | 23.03% | 24.32% | 26.7% | 24.68% | N
871 | 566 | NSTAR | South | Cape & Vineyard | Oak Street | 920 | 1 | Barnstable | D | 4-84A-520 | HYN | 22.8kV | 22.8kV |  | 5.3314 | 5.5289 | 5.4827 | 22.1155 | 22.1155 | 22.0886 | 24.11% | 25% | 24.82% | 24.64% | N
1712 | 1507 | NSTAR | West | Waltham | Arsenal Street | 467 | 110A | Watertown | D | 467-H2 | WAT | 13.8kV | 13.8kV |  | 1.3864 | 2.1991 | 2.5784 | 8.366 | 8.366 | 8.3559 | 16.57% | 26.29% | 30.86% | 24.57% | N
398 | 1600 | NSTAR | Central | Boston | Dewar Street | 483 | 110A | Dorchester | D | 515-193H1 | SOB | 13.8kV | 13.8kV |  | 0.7888 | 0.8127 | 0.85946 | 3.3464 | 3.3464 | 3.3424 | 23.57% | 24.29% | 25.71% | 24.52% | N
1162 | 291 | NSTAR | South | New Bedford | Pine Street | 611 | B | N. Bedford | D | 2-71-71 | NEB | 13.2kV | 13.2kV |  | 2.6979 | 2.8808 | 0.3197 | 8.0252 | 8.0252 | 8.0154 | 33.62% | 35.9% | 3.989% | 24.5% | N
416 | 1621 | NSTAR | Central | Boston | Andrew Sq | 106 | 110B | South Boston | D | 528-169H2 | BOS | 13.8kV | 13.8kV |  | 2.1513 | 2.0318 | 1.9577 | 8.366 | 8.366 | 8.3559 | 25.71% | 24.29% | 23.43% | 24.48% | N
1241 | 348 | NSTAR | South | Plymouth | West Pond Sub | 737 | 1 | Plymouth | D | 3-12-932 | PLY | 22.8kV | 22.8kV |  | 5.1339 | 5.055 | 5.1277 | 20.9307 | 20.9307 | 20.9053 | 24.53% | 24.15% | 24.53% | 24.4% | N
1279 | 398 | NSTAR | South | Plymouth | Marshfield Sub | 739 | 1 | Marshfield | D | 3-24A-34J2 | MAF | 4.16kV | 4.16kV |  | 0.57644 | 2.7644 | 3.1555 | 2.2697 | 12.4399 | 12.4249 | 25.4% | 22.22% | 25.4% | 24.34% | N
1604 | 1008 | NSTAR | West | Waltham | Homer Street | 17 | 292-82H, 292-215, 41-211X | Newton | D | 17-H2 | BRI,NEW | 13.8kV | 13.8kV |  | 2.1513 | 2.0318 | 1.886 | 8.366 | 8.366 | 8.3559 | 25.71% | 24.29% | 22.57% | 24.19% | N
1802 | W59 | WMECO | NORTHERN | PITTSFIELD | Berkshire_18C | 18C | 18C-4X | HINSDALE | D | 18C2 | HINSDALE | 23 | 23kV |  | 3 | 4.8 | 3.5 | 15.6 | 15.6 | 15.6 | 19.23% | 30.77% | 22.44% | 24.15% | N
822 | 512 | NSTAR | South | Cape & Vineyard | Falmouth Sub | 933 | 1 | Falmouth | D | 4-72-72 | FAL | 22.8kV | 22.8kV |  | 8.5302 | 9.2411 | 8.5988 | 36.53 | 36.53 | 36.4857 | 23.35% | 25.3% | 23.57% | 24.07% | N
415 | 1621 | NSTAR | Central | Boston | Andrew Sq | 106 | 110B | South Boston | D | 528-169H1 | BOS | 13.8kV | 13.8kV |  | 0.8366 | 0.7649 | 0.81172 | 3.3464 | 3.3464 | 3.3424 | 25% | 22.86% | 24.29% | 24.05% | N
708 | 60 | NSTAR | Central | Somerville | Healey | 823 | 14A | Cambridge | D | 823-21 | CAM | 4.16kV | 4.16kV |  | 0.68453 | 0.10808 | 1.1011 | 2.63 | 2.63 | 2.6268 | 26.03% | 4.11% | 41.92% | 24.02% | N
1757 | W15 | WMECO | NORTHERN | HADLEY | Cumberland_22B | 22B | 22B-2X | GREENFIELD | D | 22B5 | GREENFIELD | 13.8 | 13.8kV |  | 2.1 | 1.3 | 2.22 | 7.8 | 7.8 | 7.8 | 26.92% | 16.67% | 28.46% | 24.02% | N
1566 | 797 | NSTAR | West | Waltham | Pine Street | 33 | 14D &14 E | Waltham | D | 3309 | WAL | 4.16kV | 4.16kV |  | 0.40351 | 0.43954 | 0.4534 | 1.8014 | 1.8014 | 1.7992 | 22.4% | 24.4% | 25.2% | 24% | N
339 | 1500 | NSTAR | Central | Boston | Dewar Street | 483 | 110A | Dorchester | D | 466-1482H2 | DOR | 13.8kV | 13.8kV |  | 2.1035 | 1.9122 | 1.9815 | 8.366 | 8.366 | 8.3559 | 25.14% | 22.86% | 23.71% | 23.9% | N
1816 | W71 | WMECO | NORTHERN | PITTSFIELD | Doreen_19A | 19A | 19A-1X,19A-2X | PITTSFIELD | D | 19A4 | PITTSFIELD | 23 | 23kV |  | 2.2 | 6.6 | 1.8 | 14.8 | 14.8 | 14.8 | 14.86% | 44.59% | 12.16% | 23.87% | N
11 | 786 | NSTAR | Central | Boston | Salem St | 30 | 14A | Boston | D | 3002 | BDT | 4.16kV | 4.16kV |  | 0.40351 | 0.40351 | 0.40302 | 1.6933 | 1.6933 | 1.6912 | 23.83% | 23.83% | 23.83% | 23.83% | N
873 | 568 | NSTAR | South | Cape & Vineyard | Hyannis Junction | 961 | 1 | Barnstable | D | 4-84B-510 | BNS | 22.8kV | 22.8kV |  | 2.2905 | 3.1594 | 2.4455 | 11.0577 | 11.0577 | 11.0443 | 20.71% | 28.57% | 22.14% | 23.81% | N
1164 | 293 | NSTAR | South | New Bedford | Pine Street | 611 | A | New Bedford | D | 2-73-16 | NEB | 13.2kV | 13.2kV |  | 0.91455 | 0.91455 | 0.91344 | 3.8411 | 3.8411 | 3.8364 | 23.81% | 23.81% | 23.81% | 23.81% | N
1887 | W141 | WMECO | SOUTHERN | SPRINGFIELD | Clinton_21S | 21S | 21S-2X | SPRINGFIELD | D | 21S8 | SPRINGFIELD | 13.8 | 13.8kV |  | 2.5 | 2.7 | 2.3 | 10.5 | 10.5 | 10.5 | 23.81% | 25.71% | 21.9% | 23.81% | N
559 | 1053 | NSTAR | Central | Somerville | Mystic Station | 250 | 110B | Everett | D | 227-52H3 | SOM | 13.8kV | 13.8kV |  | 0.95612 | 0.95612 | 1.0743 | 4.183 | 4.183 | 4.178 | 22.86% | 22.86% | 25.71% | 23.81% | N
1789 | W47 | WMECO | NORTHERN | HADLEY | Plainfield_18K | 18K | 18K-1X | PLAINFIELD | D | 18K2 | PLAINFIELD | 23 | 23kV |  | 3.7 | 2 | 0 | 8 | 8 | 8 | 46.25% | 25% | 0% | 23.75% | N
72 | 880 | NSTAR | Central | Boston | Hoyt Street | 67 | 14B | Dorchester | D | 6707 | DOR | 4.16kV | 4.16kV |  | 0.46836 | 0.37469 | 0.35984 | 1.6933 | 1.6933 | 1.6912 | 27.66% | 22.13% | 21.28% | 23.69% | N
427 | 1647 | NSTAR | Central | Boston | Roslindale | 13 | Bus #1 | Roslindale | D | 554-79H1 | WRX | 13.8kV | 13.8kV |  | 1.9122 | 1.96 | 2.0532 | 8.366 | 8.366 | 8.3559 | 22.86% | 23.43% | 24.57% | 23.62% | N
244 | 1294 | NSTAR | Central | Boston | Hyde Park | 496 | 110B | Hyde Park | D | 344-1411H1 | HYP | 13.8kV | 13.8kV |  | 2.9879 | 1.9122 | 1.8622 | 9.5612 | 9.5612 | 9.5496 | 31.25% | 20% | 19.5% | 23.58% | N
1444 | 1446 | NSTAR | West | Southboro | Speen Street | 433 | 110A | Framingham | D | 433-H13 | FRA NAT | 13.8kV | 13.8kV |  | 2.7249 | 2.7249 | 2.7455 | 11.5929 | 11.5929 | 11.5789 | 23.51% | 23.51% | 23.71% | 23.57% | N
1773 | W31 | WMECO | NORTHERN | HADLEY | Midway_19B | 19B | 19B-1X | EASTHAMPTON | D | 19B15 | EASTHAMPTON | 13.8 | 13.8kV |  | 1.8 | 1.7 | 2 | 7.8 | 7.8 | 7.8 | 23.08% | 21.79% | 25.64% | 23.5% | N
1949 | W203 | WMECO | SOUTHERN | SPRINGFIELD | West_Springfield_8C | 8C | 8C-1X,8C-2X | WEST SPRINGFIELD | D | 8C22 | WEST SPRINGFIELD | 13.8 | 13.8kV |  | 3.7 | 1.8 | 0.9 | 9.1 | 9.1 | 9.1 | 40.66% | 19.78% | 9.89% | 23.44% | N
1804 | W61 | WMECO | NORTHERN | PITTSFIELD | Blandford_19J | 19J | 19J-1X | BLANDFORD | D | 19J2 | BLANDFORD | 23 | 23kV |  | 2 | 4.1 | 2.3 | 12 | 12 | 12 | 16.67% | 34.17% | 19.17% | 23.33% | N
1020 | 155 | NSTAR | South | New Bedford | Pine Street | 611 | C | N. Bedford | D | 2-3-96 | NEB | 13.2kV | 13.2kV |  | 0.89169 | 0.89169 | 0.8906 | 3.8411 | 3.8411 | 3.8364 | 23.21% | 23.21% | 23.21% | 23.21% | N
390 | 1593 | NSTAR | Central | Boston | Dewar Street | 483 | 110A | Dorchester | D | 511-1495H1 | DOR | 13.8kV | 13.8kV |  | 0.7649 | 0.71709 | 0.83559 | 3.3464 | 3.3464 | 3.3424 | 22.86% | 21.43% | 25% | 23.1% | N
1866 | W121 | WMECO | SOUTHERN | SPRINGFIELD | Breckwood_20A | 20A | 20A-2X | SPRINGFIELD | D | 20A23 | SPRINGFIELD | 13.8 | 13.8kV |  | 1.8 | 4.6 | 1.7 | 11.7 | 11.7 | 11.7 | 15.38% | 39.32% | 14.53% | 23.08% | N
943 | 637 | NSTAR | South | Cape & Vineyard | Harwich Sub | 968 | 1 | Harwich | D | 4-92B-572 | YAR | 22.8kV | 22.8kV |  | 2.9224 | 3.0014 | 3.3527 | 13.4272 | 13.4272 | 13.411 | 21.76% | 22.35% | 25% | 23.04% | N
789 | 140 | NSTAR | Central | Somerville | East Camb | 875 | 110A | Cambridge | D | 875-1359 | CAM | 13.8kV | 13.8kV |  | 1.5537 | 2.6771 | 3.7721 | 11.5929 | 11.5929 | 11.5789 | 13.4% | 23.09% | 32.58% | 23.02% | N
1507 | 1015 | NSTAR | West | Walpole | Dedham | 20 | 24B | Dedham | D | 20-H2 | DED | 13.8kV | 13.8kV |  | 1.4342 | 1.4342 | 1.5041 | 6.3343 | 6.3343 | 6.3266 | 22.64% | 22.64% | 23.77% | 23.02% | N
580 | 1085 | NSTAR | Central | Somerville | Mystic Station | 250 | 110B | Charlestown | D | 250-H3 | CHT | 13.8kV | 13.8kV |  | 2.5098 | 2.7727 | 2.6978 | 11.5929 | 11.5929 | 11.5789 | 21.65% | 23.92% | 23.3% | 22.96% | N
1406 | 1102 | NSTAR | West | Southboro | Sherborn | 274 | 110B | Sherborn | D | 274-H2 | HOL,MDW,MLS,SHE | 13.8kV | 13.8kV |  | 2.6054 | 2.7249 | 2.7216 | 11.7125 | 11.7125 | 11.6983 | 22.24% | 23.27% | 23.27% | 22.93% | N
1911 | W164 | WMECO | SOUTHERN | SPRINGFIELD | Ludlow_19S | 19S | 19S-6X | LUDLOW | D | 19S3 | LUDLOW | 13.8 | 13.8kV |  | 3.3 | 2.8 | 3.1 | 13.4 | 13.4 | 13.4 | 24.63% | 20.9% | 23.13% | 22.89% | N
503 | 941 | NSTAR | Central | Somerville | PNU29 | PNU29 | P13/P29 | Somerville | D | 13N29 | SOM | 4.16kV | 4.16kV |  | 0.67011 | 0.54042 | 0.56855 | 2.594 | 2.594 | 2.5908 | 25.83% | 20.83% | 21.94% | 22.87% | N
1066 | 199 | NSTAR | South | New Bedford | Belleville Ave. | 680 | 1 | N. Bedford | D | 2-132-132 | NEB | 3.74kV | 3.74 |  | 1.2697 | 0 | 0 | 1.8527 | 1.8527 | 1.8505 | 68.53% | 0% | 0% | 22.84% | N
1338 | 481 | NSTAR | South | Plymouth | Tremont Sub | 713 | 2 | Wareham | D | 3-85-955 | WAR | 22.8kV | 22.8kV |  | 3.5543 | 3.2383 | 2.4061 | 13.4272 | 13.4272 | 13.411 | 26.47% | 24.12% | 17.94% | 22.84% | N
1878 | W133 | WMECO | SOUTHERN | SPRINGFIELD | Clinton_21S | 21S | 21S-3X | SPRINGFIELD | D | 21S14 | SPRINGFIELD | 13.8 | 13.8kV |  | 2.4 | 0 | 2.6 | 7.3 | 7.3 | 7.3 | 32.88% | 0% | 35.62% | 22.83% | N
1892 | W146 | WMECO | SOUTHERN | SPRINGFIELD | East_Springfield_5J | 5J | 5J-7X | SPRINGFIELD | D | 5J11 | SPRINGFIELD | 13.8 | 13.8kV |  | 1.2 | 7.1 | 2.3 | 15.5 | 15.5 | 15.5 | 7.742% | 45.81% | 14.84% | 22.8% | N
1861 | W116 | WMECO | SOUTHERN | SPRINGFIELD | Breckwood_20A | 20A | 20A-1X | SPRINGFIELD | D | 20A12 | SPRINGFIELD | 13.8 | 13.8kV |  | 2.5 | 3.2 | 2.3 | 11.7 | 11.7 | 11.7 | 21.37% | 27.35% | 19.66% | 22.79% | N
1725 | 1616 | NSTAR | West | Waltham | Trapelo Road | 450 | 110A | Waltham | D | 526-1361H3 | WAL | 13.8kV | 13.8kV |  | 0.95612 | 0.95612 | 0.35811 | 3.3464 | 3.3464 | 3.3424 | 28.57% | 28.57% | 10.71% | 22.62% | N
1136 | 268 | NSTAR | South | New Bedford | Pine Street | 611 | A | N. Bedford | D | 2-60-17 | NEB | 13.2kV | 13.2kV |  | 0.86882 | 0.86882 | 0.86777 | 3.8411 | 3.8411 | 3.8364 | 22.62% | 22.62% | 22.62% | 22.62% | N
422 | 1641 | NSTAR | Central | Boston | Brighton | 329 | 110B | Brighton | D | 548-92H1 | BRI | 13.8kV | 13.8kV |  | 1.9122 | 1.9361 | 2.6261 | 9.5612 | 9.5612 | 9.5496 | 20% | 20.25% | 27.5% | 22.58% | N
1363 | 760 | NSTAR | West | Southboro | Mechanic St | 23 | 14C | Natick | D | 2301 | NAT | 4.16kV | 4.16kV |  | 0.50439 | 0.526 | 0.48219 | 2.2337 | 2.2337 | 2.231 | 22.58% | 23.55% | 21.61% | 22.58% | N
735 | 87 | NSTAR | Central | Somerville | Alewife | 828 | 110A | Cambridge | D | 828-1375 | CAM | 13.8kV | 13.8kV |  | 2.7488 | 1.4103 | 1.4802 | 8.366 | 8.366 | 8.3559 | 32.86% | 16.86% | 17.71% | 22.48% | N
746 | 98 | NSTAR | Central | Somerville | Smith Place | 829 | 14A | Cambridge | D | 829-20 | CAM | 4.16kV | 4.16kV |  | 0.036028 | 0.0072055 | 1.0939 | 1.6933 | 1.6933 | 1.6912 | 2.128% | 0.4255% | 64.68% | 22.41% | N
1801 | W58 | WMECO | NORTHERN | PITTSFIELD | Berkshire_18C | 18C | 18C-4X | HINSDALE | D | 18C1 | HINSDALE | 23 | 23kV |  | 4.1 | 3.3 | 4.9 | 18.3 | 18.3 | 18.3 | 22.4% | 18.03% | 26.78% | 22.4% | N
1597 | 982 | NSTAR | West | Waltham | Needham | 148 | 110B | Needham | D | 148-H2 | NEE | 13.8kV | 13.8kV |  | 2.7488 | 2.6054 | 2.5068 | 11.7125 | 11.7125 | 11.6983 | 23.47% | 22.24% | 21.43% | 22.38% | N
1106 | 242 | NSTAR | South | New Bedford | Rockdale | 693 | 1 | New Bedford | D | 2-48-48 | NEB | 3.74kV | 3.74 |  | 1.2438 | 0 | 0 | 1.8527 | 1.8527 | 1.8505 | 67.13% | 0% | 0% | 22.38% | N
773 | 124 | NSTAR | Central | Somerville | Putnam | 831 | 110B | Cambridge | D | 831-1ND5 | CAM | 13.8kV | 13.8kV |  | 2.1513 | 2.5576 | 2.3158 | 8.6051 | 11.5929 | 11.5789 | 25% | 22.06% | 20% | 22.35% | N
1045 | 178 | NSTAR | South | New Bedford | Brock Ave | 683 | 1 | N. Bedford | D | 2-7-34 | NEB | 13.2kV | 13.2 |  | 1.3718 | 1.3718 | 1.393 | 6.1961 | 6.1961 | 6.1886 | 22.14% | 22.14% | 22.51% | 22.26% | N
294 | 1380 | NSTAR | Central | Boston | K Street | 385 | 110A | South Boston | D | 385-H7 | SOB | 13.8kV | 13.8kV |  | 4.685 | 0 | 0 | 7.0514 | 7.0514 | 7.0428 | 66.44% | 0% | 0% | 22.15% | N
116 | 954 | NSTAR | Central | Boston | Andrew Sq | 106 | 110B | South Boston | D | 143-109H3 | DOR | 13.8kV | 13.8kV |  | 0.71709 | 0.7649 | 0.74009 | 3.3464 | 3.3464 | 3.3424 | 21.43% | 22.86% | 22.14% | 22.14% | N
322 | 1441 | NSTAR | Central | Boston | Dewar Street | 483 | 110B | Dorchester | D | 43-1491H1 | DOR,WRX | 13.8kV | 13.8kV |  | 0.47806 | 0.71709 | 0.78784 | 2.9879 | 2.9879 | 2.9842 | 16% | 24% | 26.4% | 22.13% | N
1150 | 280 | NSTAR | South | New Bedford | Pine Street | 611 | A | N. Bedford | D | 2-67-14 | NEB | 13.2kV | 13.2kV |  | 0.84596 | 0.84596 | 0.84493 | 3.8411 | 3.8411 | 3.8364 | 22.02% | 22.02% | 22.02% | 22.02% | N
1071 | 204 | NSTAR | South | New Bedford | Hathaway St. | 617 | N | N. Bedford | D | 2-140-140 | NEB | 3.74kV | 3.74 |  | 1.2114 | 0 | 0 | 1.8527 | 1.8527 | 1.8505 | 65.38% | 0% | 0% | 21.79% | N
134 |  | NSTAR | Central | Boston | Seafood Way | 99 | 110A | South Boston | D | 162-182H1 | SOB | 13.8kV | 13.8kV |  | 1.4342 | 1.3625 | 1.3131 | 6.3343 | 6.3343 | 6.3266 | 22.64% | 21.51% | 20.75% | 21.64% | N
465 | 1693 | NSTAR | Central | Boston | K Street | 385 | 110A | South Boston | D | MC-3 | SOB | 13.8kV | 13.8kV |  | 1.243 | 1.1712 | 1.0743 | 5.3782 | 5.3782 | 5.3716 | 23.11% | 21.78% | 20% | 21.63% | N
103 | 934 | NSTAR | Central | Boston | Dorchester Ave | 139 | 14C | South Boston | D | 139-09 | SOB | 4.16kV | 4.16kV |  | 0.50439 | 0.41792 | 0.33825 | 1.9455 | 1.9455 | 1.9431 | 25.93% | 21.48% | 17.41% | 21.6% | N
1331 | 469 | NSTAR | South | Plymouth | Wareham Sub | 714 | 1 | Wareham | D | 3-84-963 | WAR | 22.8kV | 22.8kV |  | 4.739 | 3.3173 | 3.4316 | 17.7713 | 17.7713 | 17.7498 | 26.67% | 18.67% | 19.33% | 21.56% | N
769 | 120 | NSTAR | Central | Somerville | Putnam | 831 | 110A | Cambridge | D | 831-1NB4 | CAM | 13.8kV | 13.8 |  | 1.4342 | 1.4103 | 1.5518 | 6.8123 | 6.8123 | 6.8041 | 21.05% | 20.7% | 22.81% | 21.52% | N
778 | 129 | NSTAR | Central | Somerville | Kendall | 850 | 14 kV Bus | Cambridge | D | 850-1386 | CAM | 13.8kV | 13.8kV |  | 2.5098 | 2.5098 | 2.459 | 11.5929 | 11.5929 | 11.5789 | 21.65% | 21.65% | 21.24% | 21.51% | N
1572 | 803 | NSTAR | West | Waltham | Pine Street | 33 | 14D &14 E | Waltham | D | 3317 | WAL | 4.16kV | 4.16kV |  | 0.36748 | 0.3891 | 0.40302 | 1.8014 | 1.8014 | 1.7992 | 20.4% | 21.6% | 22.4% | 21.47% | N
1728 | 1618 | NSTAR | West | Waltham | Trapelo Road | 450 | 110A | Waltham | D | 526-1361H6 | WAL | 22.8kV | 22.8kV |  | 1.3822 | 0.71709 | 0.59685 | 5.5289 | 3.3464 | 3.3424 | 25% | 21.43% | 17.86% | 21.43% | N
310 | 1425 | NSTAR | Central | Boston | Congress Street | 430 | 14A | South Boston | D | 430-03 | SOB | 4.16kV | 4.16kV |  | 0.56924 | 0.61247 | 0.48219 | 2.594 | 2.594 | 2.5908 | 21.94% | 23.61% | 18.61% | 21.39% | N
1117 | 253 | NSTAR | South | New Bedford | Cross Rd. | 651 | 109 | Dartmouth | D | 2-533-530 | DAR | 13.2kV | 13.2kV |  | 1.349 | 1.4176 | 1.4158 | 6.539 | 6.539 | 6.5311 | 20.63% | 21.68% | 21.68% | 21.33% | N
1785 | W43 | WMECO | NORTHERN | HADLEY | Montague_21C | 21C | 21C-3X | MONTAGUE | D | 21C5 | MONTAGUE | 13.8 | 13.8kV |  | 2.3 | 0.9 | 2.79 | 9.4 | 9.4 | 9.4 | 24.47% | 9.574% | 29.68% | 21.24% | N
896 | 593 | NSTAR | South | Cape & Vineyard | Santuit Sub | 941 | 1 | Barnstable | D | 4-88-880 | FAL | 4.16kV | 4.16kV |  | 0.95113 | 1.0403 | 1.1262 | 4.8637 | 4.9105 | 4.9046 | 19.56% | 21.19% | 22.96% | 21.23% | N
1685 | 1395 | NSTAR | West | Waltham | Burlington | 391 | 110B | Burlington | D | 391-H14 | BUR | 13.8kV | 13.8kV |  | 1.4342 | 1.4581 | 1.4324 | 6.8123 | 6.8123 | 6.8041 | 21.05% | 21.4% | 21.05% | 21.17% | N
1606 | 1106 | NSTAR | West | Waltham | Newtonville | 277 | 277-1365 | Newton | D | 277-02 | NEW | 4.16kV | 4.16kV |  | 0.36028 | 0.41792 | 0.43181 | 1.9095 | 1.9095 | 1.9072 | 18.87% | 21.89% | 22.64% | 21.13% | N
327 | 1461 | NSTAR | Central | Boston | Cummins Hwy | 441 | 14A | Roslindale | D | 441-05 | DOR,HYP,WRX | 4.16kV | 4.16kV |  | 0.79261 | 0.59085 | 0.55415 | 3.0624 | 3.0624 | 3.0586 | 25.88% | 19.29% | 18.12% | 21.1% | N
956 | 650 | NSTAR | South | Cape & Vineyard | Wellfleet Sub | 976 | 1 | Wellfleet | D | 4-94B-646 | EAS | 22.8kV | 22.8kV |  | 1.9746 | 2.2115 | 2.0511 | 9.873 | 9.873 | 9.861 | 20% | 22.4% | 20.8% | 21.07% | N
278 | 1367 | NSTAR | Central | Boston | K Street | 385 | 110A | South Boston | D | 385-H11 | SOB | 13.8kV | 13.8kV |  | 3.5376 | 0 | 0 | 5.6172 | 5.6172 | 5.6104 | 62.98% | 0% | 0% | 20.99% | N
941 | 635 | NSTAR | South | Cape & Vineyard | Harwich Sub | 968 | 1 | Harwich | D | 4-92B-570 | DEN | 22.8kV | 22.8kV |  | 1.5797 | 2.1326 | 2.2089 | 9.4781 | 9.4781 | 9.4666 | 16.67% | 22.5% | 23.33% | 20.83% | N
1765 | W23 | WMECO | NORTHERN | HADLEY | Greenfield_28W | 28W | 28W-2X | GREENFIELD | D | 28W4 | GREENFIELD | 4.8 | 4.8kV |  | 0.2 | 0.6 | 0.2 | 1.6 | 1.6 | 1.6 | 12.5% | 37.5% | 12.5% | 20.83% | N
1860 | W115 | WMECO | SOUTHERN | SPRINGFIELD | Breckwood_20A | 20A | 20A-1X | SPRINGFIELD | D | 20A11 | SPRINGFIELD | 13.8 | 13.8kV |  | 0.6 | 2.5 | 1.9 | 8 | 8 | 8 | 7.5% | 31.25% | 23.75% | 20.83% | N
854 | 549 | NSTAR | South | Cape & Vineyard | Otis Sub | 915 | 1 | Bourne | D | 4-81A-406 | BOU | 22.8kV | 22.8kV |  | 2.8829 | 3.3568 | 3.5894 | 15.7968 | 15.7968 | 15.7776 | 18.25% | 21.25% | 22.75% | 20.75% | N
222 | 1252 | NSTAR | Central | Boston | Andrew Sq | 106 | 110A | South Boston | D | 323-78H1 | SOB | 13.8kV | 13.8kV |  | 0.71709 | 0.69319 | 0.66847 | 3.3464 | 3.3464 | 3.3424 | 21.43% | 20.71% | 20% | 20.71% | N
1745 | W3 | WMECO | NORTHERN | HADLEY | Amherst_17K | 17K | 17K-3X | AMHERST | D | 17K3 | AMHERST | 13.8 | 13.8kV |  | 1 | 4.5 | 0.88 | 10.3 | 10.3 | 10.3 | 9.709% | 43.69% | 8.544% | 20.65% | N
566 | 1071 | NSTAR | Central | Somerville | Mystic Station | 250 | 110B | Charlestown | D | 250-1N33H1 | SOM,SHE | 13.8kV | 13.8kV |  | 1.3625 | 1.3864 | 1.3847 | 6.6928 | 6.6928 | 6.6847 | 20.36% | 20.71% | 20.71% | 20.6% | N
1437 | 1420 | NSTAR | West | Southboro | Acton | 416 | 110B | Maynard | D | 416-H7 | SUD WAY | 13.8kV | 13.8kV |  | 2.2708 | 2.462 | 2.4829 | 11.7125 | 11.7125 | 11.6983 | 19.39% | 21.02% | 21.22% | 20.54% | N
1534 | 1531 | NSTAR | West | Walpole | Canton | 470 | 110A | Canton | D | 470-H2 | CAN,SHA | 13.8kV | 13.8kV |  | 2.3425 | 2.462 | 2.4113 | 11.7125 | 11.7125 | 11.6983 | 20% | 21.02% | 20.61% | 20.54% | N
569 | 1074 | NSTAR | Central | Somerville | Mystic Station | 251 | 110A | Charlestown | D | 250-1N35H2 | EVE | 13.8kV | 13.8kV |  | 2.2708 | 2.5098 | 2.3397 | 11.5929 | 11.5929 | 11.5789 | 19.59% | 21.65% | 20.21% | 20.48% | N
926 | 623 | NSTAR | South | Cape & Vineyard | Hyannis Junction | 961 | 2 | Barnstable | D | 4-92A-551 | DEN | 22.8kV | 22.8kV |  | 1.6982 | 1.7376 | 2.13 | 9.0831 | 9.0831 | 9.0721 | 18.7% | 19.13% | 23.48% | 20.43% | N
135 |  | NSTAR | Central | Boston | Seafood Way | 99 | 110A | South Boston | D | 162-182H2 | SOB | 13.8kV | 13.8kV |  | 1.3147 | 1.3386 | 1.2176 | 6.3343 | 6.3343 | 6.3266 | 20.75% | 21.13% | 19.25% | 20.38% | N
790 | 141 | NSTAR | Central | Somerville | East Camb | 875 | 110C | Cambridge | D | 875-1365 | CAM | 13.8kV | 13.8kV |  | 2.0318 | 2.5337 | 2.5068 | 11.5929 | 11.5929 | 11.5789 | 17.53% | 21.86% | 21.65% | 20.34% | N
29 | 829 | NSTAR | Central | Boston | Allston | 36 | 14E | Allston | D | 3622 | BRI | 4.16kV | 4.16kV |  | 0.36028 | 0.28822 | 0.35984 | 1.6573 | 1.6573 | 1.6553 | 21.74% | 17.39% | 21.74% | 20.29% | N
1483 | 777 | NSTAR | West | Walpole | Stone Street | 26 | 14B | Walpole | D | 2604 | WLP | 4.16kV | 4.16kV |  | 0.15852 | 0.12249 | 0.81324 | 1.8014 | 1.8014 | 1.7992 | 8.8% | 6.8% | 45.2% | 20.27% | N
872 | 567 | NSTAR | South | Cape & Vineyard | Oak Street | 920 | 1 | Barnstable | D | 4-84A-84A | BNS | 22.8kV | 22.8kV |  | 6.2792 | 8.5302 | 7.376 | 36.53 | 36.53 | 36.4857 | 17.19% | 23.35% | 20.22% | 20.25% | N
83 | 889 | NSTAR | Central | Boston | Andrew Sq | 106 | 110C | South Boston | D | 106-1N31H3 | DOR | 13.8kV | 13.8kV |  | 0.64538 | 0.66928 | 0.71622 | 3.3464 | 3.3464 | 3.3424 | 19.29% | 20% | 21.43% | 20.24% | N
184 | 1200 | NSTAR | Central | Boston | Hyde Park | 496 | 110B | Hyde Park | D | 311-1403H3 | DOR | 13.8kV | 13.8kV |  | 0.8127 | 0.8366 | 0.38198 | 3.3464 | 3.3464 | 3.3424 | 24.29% | 25% | 11.43% | 20.24% | N
188 | 1204 | NSTAR | Central | Boston | Hyde Park | 496 | 110B | Hyde Park | D | 311-1406H4 | DOR | 13.8kV | 13.8kV |  | 0.8366 | 0.88441 | 0.31036 | 3.3464 | 3.3464 | 3.3424 | 25% | 26.43% | 9.286% | 20.24% | N
341 | 1503 | NSTAR | Central | Boston | Arsenal Street | 467 | 110A | Watertown | D | 467-H11 | WAT BRI | 13.8kV | 13.8kV |  | 2.223 | 2.5098 | 2.2919 | 11.5929 | 11.5929 | 11.5789 | 19.18% | 21.65% | 19.79% | 20.21% | N
615 | 1350 | NSTAR | Central | Somerville | Dragon Court | 375 | 110A | Woburn | D | 375-H10 | BUR WOB | 13.8kV | 13.8kV |  | 2.223 | 2.5337 | 2.3397 | 11.7125 | 11.7125 | 11.6983 | 18.98% | 21.63% | 20% | 20.2% | N
841 | 534 | NSTAR | South | Cape & Vineyard | North Falmouth sub | 967 | 1 | Falmouth | D | 4-78-861 | FAL | 4.8kV | 4.8kV |  | 1.1141 | 1.1307 | 1.146 | 5.612 | 5.612 | 5.6052 | 19.85% | 20.15% | 20.44% | 20.15% | N
364 | 1709 | NSTAR | Central | Boston | Colburn St | 492 | 110A | Boston | D | 49-1400H1 | ROX | 13.8kV | 13.8kV |  | 0.95612 | 0.95612 | 0.95496 | 4.7806 | 4.7806 | 4.7748 | 20% | 20% | 20% | 20% | N
1524 | 1522 | NSTAR | West | Walpole | Norwood Sub | 469 | Muni | Norwood | D | 469-H1 | WWO | 13.8kV | 13.8kV |  | 1.6493 | 2.0318 | 2.1964 | 9.8002 | 9.8002 | 9.7883 | 16.83% | 20.73% | 22.44% | 20% | N
921 | 620 | NSTAR | South | Cape & Vineyard | Falmouth Sub | 933 | 1 | Falmouth | D | 4-91-228 | VIN | 22.8kV | 22.8kV |  | 2.4485 | 2.6065 | 2.9583 | 13.4272 | 13.4272 | 13.411 | 18.24% | 19.41% | 22.06% | 19.9% | N
488 | 869 | NSTAR | Central | Somerville | Mystic Street | 59 | 14A | Arlington | D | 5907 | ARL | 4.16kV | 4.16kV |  | 0.32425 | 0.31704 | 0.32386 | 1.6212 | 1.6212 | 1.6193 | 20% | 19.56% | 20% | 19.85% | N
1050 | 183 | NSTAR | South | New Bedford | Industrial Park | 636 | 111 | N. Bedford | D | 2-102-602 | FRE | 13.2kV | 13.2 |  | 2.8351 | 2.6522 | 1.4843 | 11.7748 | 11.7748 | 11.7605 | 24.08% | 22.52% | 12.62% | 19.74% | N
466 | 1694 | NSTAR | Central | Boston | Dewar Street | 483 | 110A | Dorchester | D | MC-4 | DOR | 13.8kV | 13.8kV |  | 1.1234 | 1.0039 | 1.0505 | 5.3782 | 5.3782 | 5.3716 | 20.89% | 18.67% | 19.56% | 19.7% | N
460 | 880 | NSTAR | Central | Boston | Seafood Way | 99 | 110A | South Boston | D | 99-H8 | SOB | 13.8kV | 13.8kV |  | 2.7727 | 3.0357 | 2.9365 | 14.8198 | 14.8198 | 14.8019 | 18.71% | 20.48% | 19.84% | 19.68% | N
1749 | W7 | WMECO | NORTHERN | HADLEY | Amherst_17K | 17K | 17K-4X | AMHERST | D | 17K7 | AMHERST | 13.8 | 13.8kV |  | 1.2 | 3.6 | 1.27 | 10.3 | 10.3 | 10.3 | 11.65% | 34.95% | 12.33% | 19.64% | N
1484 | 778 | NSTAR | West | Walpole | Stone Street | 26 | 14B | Walpole | D | 2605 | WLP | 4.16kV | 4.16kV |  | 0.37469 | 0.3891 | 0.29507 | 1.8014 | 1.8014 | 1.7992 | 20.8% | 21.6% | 16.4% | 19.6% | N
166 | 1167 | NSTAR | Central | Boston | Summer St | 293 | 110B | South Boston | D | 293-11 | SOB | 4.16kV | 4.16kV |  | 0.69173 | 0.82864 | 0 | 2.594 | 2.594 | 2.5908 | 26.67% | 31.94% | 0% | 19.54% | N
45 | 845 | NSTAR | Central | Boston | Kenmore | 49 | 14A | Boston | D | 4906 | BDT,ROX | 4.16kV | 4.16kV |  | 0.43233 | 0.51159 | 0.57574 | 2.594 | 2.594 | 2.5908 | 16.67% | 19.72% | 22.22% | 19.54% | N
588 | 1092 | NSTAR | Central | Somerville | Dragon Court | 375 | 110B | Woburn | D | 258-1394H5 | SOM | 13.8kV | 13.8kV |  | 0.66928 | 0.50196 | 0.78784 | 3.3464 | 3.3464 | 3.3424 | 20% | 15% | 23.57% | 19.52% | N
101 | 932 | NSTAR | Central | Boston | Dorchester Ave | 139 | 14A | South Boston | D | 139-07 | SOB | 4.16kV | 4.16kV |  | 0.5188 | 0.32425 | 0.29507 | 1.9455 | 1.9455 | 1.9431 | 26.67% | 16.67% | 15.19% | 19.51% | N
1680 | 1390 | NSTAR | West | Waltham | Burlington | 391 | 110A | Burlington | D | 391-H1 | BUR,WOB | 13.8kV | 13.8kV |  | 1.6971 | 1.6493 | 1.6712 | 8.6051 | 8.6051 | 8.5946 | 19.72% | 19.17% | 19.44% | 19.44% | N
729 | 81 | NSTAR | Central | Somerville | Alewife | 828 | 110A | Cambridge | D | 828-1104H1 | CAM | 13.8kV | 13.8kV |  | 0.7888 | 0.8366 | 0.81172 | 4.183 | 4.183 | 4.178 | 18.86% | 20% | 19.43% | 19.43% | N
1192 | 316 | NSTAR | South | New Bedford | Acushnet | 612 | S | Acushnet | D | 2-86-86 | NEB | 13.2kV | 13.2kV |  | 3.2009 | 0.73164 | 0.73075 | 8.0252 | 8.0252 | 8.0154 | 39.89% | 9.117% | 9.117% | 19.37% | N
1221 | 340 | NSTAR | South | Plymouth | West Pond Sub | 737 | 1 | Plymouth | D | 3-11-11 | PLY, CAR | 22.8kV | 22.8kV |  | 2.6854 | 2.3695 | 2.1694 | 12.4399 | 12.4399 | 12.4249 | 21.59% | 19.05% | 17.46% | 19.37% | N
167 | 1178 | NSTAR | Central | Boston | Colburn St | 350 | 110B | Boston | D | 304-1440 | ROX | 13.8kV | 13.8kV |  | 2.1513 | 2.2947 | 2.268 | 11.5929 | 11.5929 | 11.5789 | 18.56% | 19.79% | 19.59% | 19.31% | N
1445 | 1447 | NSTAR | West | Southboro | Speen Street | 433 | 110C | Framingham | D | 433-H14 | FRA NAT | 13.8kV | 13.8kV |  | 2.1752 | 2.3664 | 2.1487 | 11.5929 | 11.5929 | 11.5789 | 18.76% | 20.41% | 18.56% | 19.24% | N
1538 | 1535 | NSTAR | West | Walpole | Canton | 470 | 110A | Canton | D | 470-H6 | CAN | 13.8kV | 13.8kV |  | 1.6254 | 1.5776 | 1.6234 | 8.366 | 8.366 | 8.3559 | 19.43% | 18.86% | 19.43% | 19.24% | N
736 | 88 | NSTAR | Central | Somerville | Alewife | 828 | 110B | Cambridge | D | 828-1376 | CAM | 13.8kV | 13.8kV |  | 2.7488 | 1.8405 | 1.3369 | 10.2783 | 10.2783 | 10.2658 | 26.74% | 17.91% | 13.02% | 19.22% | N
1359 | 499 | NSTAR | South | Plymouth | Kingston Sub | 735 | 1 | Kingston | D | 3-909-909 | KIN | 22.8kV | 22.8kV |  | 2.3695 | 2.6065 | 2.1694 | 12.4399 | 12.4399 | 12.4249 | 19.05% | 20.95% | 17.46% | 19.15% | N
1667 | 1333 | NSTAR | West | Waltham | Jackson Street | 369 | 292-82H | Newton | D | 369-03 | NEW | 4.16kV | 4.16kV |  | 0.36028 | 0.36028 | 0.39582 | 1.9455 | 1.9455 | 1.9431 | 18.52% | 18.52% | 20.37% | 19.14% | N
584 | 1090 | NSTAR | Central | Somerville | Dragon Court | 375 | 110B | Woburn | D | 258-1394H1 | WOB | 13.8kV | 13.8kV |  | 0.7649 | 0.74099 | 0.40586 | 3.3464 | 3.3464 | 3.3424 | 22.86% | 22.14% | 12.14% | 19.05% | N
78 | 886 | NSTAR | Central | Boston | Andrew Sq | 106 | 110C | South Boston | D | 106-1N18H6 | ROX | 13.8kV | 13.8kV |  | 0.59757 | 0.64538 | 0.66847 | 3.3464 | 3.3464 | 3.3424 | 17.86% | 19.29% | 20% | 19.05% | N
1145 | 275 | NSTAR | South | New Bedford | Pine Street | 611 | B | N. Bedford | D | 2-62-51 | NEB | 13.2kV | 13.2kV |  | 0.73164 | 0.73164 | 0.73075 | 3.8411 | 3.8411 | 3.8364 | 19.05% | 19.05% | 19.05% | 19.05% | N
1373 | 770 | NSTAR | West | Southboro | South Street | 24 | 14F | Framingham | D | 2406 | FRA | 4.16kV | 4.16kV |  | 0.53321 | 0.46836 | 0.46779 | 2.594 | 2.594 | 2.5908 | 20.56% | 18.06% | 18.06% | 18.89% | N
454 |  | NSTAR | Central | Boston | Seafood Way | 99 | 110C | South Boston | D | 99-H2 | SOB | 13.8kV | 13.8kV |  | 0.43025 | 3.2747 | 4.6793 | 14.8198 | 14.8198 | 14.8019 | 2.903% | 22.1% | 31.61% | 18.87% | N
881 | 577 | NSTAR | South | Cape & Vineyard | Otis Sub | 915 | 1 | Bourne | D | 4-86-408 | BRN | 22.8kV | 22.8kV |  | 3.1199 | 2.8039 | 2.9977 | 15.7968 | 15.7968 | 15.7776 | 19.75% | 17.75% | 19% | 18.83% | N
1347 | 490 | NSTAR | South | Plymouth | Buzzards Bay Sub | 712 | 1 | Buzzards Bay | D | 3-88-2J3 | BRN | 4.16kV | 4.16kV |  | 0.5188 | 0 | 0.57574 | 1.9455 | 1.9455 | 1.9431 | 26.67% | 0% | 29.63% | 18.77% | N
1201 | 320 | NSTAR | South | New Bedford | River Rd. | 695 | 1 | N. Bedford | D | 2-88-144 | NEB | 3.74kV | 3.74kV |  | 0.36925 | 0.35629 | 0.31704 | 1.8527 | 1.8527 | 1.8505 | 19.93% | 19.23% | 17.13% | 18.76% | N
461 | 880 | NSTAR | Central | Boston | Seafood Way | 99 | 110B | South Boston | D | 99-H9 | SOB | 13.8kV | 13.8kV |  | 2.964 | 2.7488 | 2.6261 | 14.8198 | 14.8198 | 14.8019 | 20% | 18.55% | 17.74% | 18.76% | N
684 | 36 | NSTAR | Central | Somerville | Prospect | 819 | 14kV Bus | Cambridge | D | 819-1374XY | CAM | 13.8kV | 13.8kV |  | 1.6732 | 1.9122 | 2.5306 | 10.8759 | 10.8759 | 10.8627 | 15.38% | 17.58% | 23.3% | 18.75% | N
1786 | W44 | WMECO | NORTHERN | HADLEY | Montague_21C | 21C | 21C-4X | MONTAGUE | D | 21C6 | MONTAGUE | 13.8 | 13.8kV |  | 0.8 | 3.4 | 0.84 | 9 | 9 | 9 | 8.889% | 37.78% | 9.333% | 18.67% | N
545 |  | NSTAR | Central | Somerville | Mystic Station | 250 | 110B | Everett | D | 218-80H2 | SOM | 13.8kV | 13.8kV |  | 1.0039 | 0.95612 | 0.047748 | 3.5854 | 3.5854 | 3.5811 | 28% | 26.67% | 1.333% | 18.67% | N
439 | 1653 | NSTAR | Central | Boston | K Street | 385 | 110B | South Boston | D | 583-122H4 | SOB | 13.8kV | 13.8kV |  | 1.3147 | 1.1473 | 1.0743 | 6.3343 | 6.3343 | 6.3266 | 20.75% | 18.11% | 16.98% | 18.62% | N
85 | 891 | NSTAR | Central | Boston | Andrew Sq | 106 | 110C | South Boston | D | 106-1N31H5 | ROX | 13.8kV | 13.8kV |  | 0.59757 | 0.62148 | 0.6446 | 3.3464 | 3.3464 | 3.3424 | 17.86% | 18.57% | 19.29% | 18.57% | N
245 | 1295 | NSTAR | Central | Boston | Hyde Park | 496 | 110B | Hyde Park | D | 344-1411H2 | HYP | 13.8kV | 13.8kV |  | 0.59757 | 0.59757 | 0.66847 | 3.3464 | 3.3464 | 3.3424 | 17.86% | 17.86% | 20% | 18.57% | N
585 | 1091 | NSTAR | Central | Somerville | Dragon Court | 375 | 110B | Woburn | D | 258-1394H2 | WOB | 13.8kV | 13.8kV |  | 0.7649 | 0.74099 | 0.35811 | 3.3464 | 3.3464 | 3.3424 | 22.86% | 22.14% | 10.71% | 18.57% | N
468 | 1698 | NSTAR | Central | Boston | Dewar Street | 483 | 110A | Dorchester | D | MC-9 | ROX | 13.8kV | 13.8kV |  | 0.71709 | 0.71709 | 0.95496 | 4.3025 | 4.3025 | 4.2973 | 16.67% | 16.67% | 22.22% | 18.52% | N
1217 | 334 | NSTAR | South | New Bedford | Pine Street | 611 | B | N. Bedford | D | 2-98-98 | NEB | 13.2kV | 13.2kV |  | 1.6005 | 1.852 | 1.7584 | 9.4199 | 9.4199 | 9.4084 | 16.99% | 19.66% | 18.69% | 18.45% | N
563 |  | NSTAR | Central | Somerville | Mystic Station | 250 | 110B | Somerville | D | 227-52H7 | SOM | 13.8kV | 13.8kV |  | 0.74099 | 0.74099 | 0.50135 | 3.5854 | 3.5854 | 3.5811 | 20.67% | 20.67% | 14% | 18.44% | N
1332 | 471 | NSTAR | South | Plymouth | Wareham Sub | 714 | 1 | Wareham | D | 3-84-965 | BRN | 22.8kV | 22.8kV |  | 2.2115 | 1.6587 | 1.5778 | 9.873 | 9.873 | 9.861 | 22.4% | 16.8% | 16% | 18.4% | N
930 | 626 | NSTAR | South | Cape & Vineyard | Hyannis Junction | 961 | 2 | Barnstable | D | 4-92A-560 | YAR | 22.8kV | 22.8kV |  | 3.5938 | 4.0282 | 4.5755 | 22.1155 | 22.1155 | 22.0886 | 16.25% | 18.21% | 20.71% | 18.39% | N
767 | 118 | NSTAR | Central | Somerville | Putnam | 831 | 110A | Cambridge | D | 831-1394 | CAM | 13.8kV | 13.8kV |  | 1.7449 | 1.6254 | 1.4324 | 8.7246 | 8.7246 | 8.714 | 20% | 18.63% | 16.44% | 18.36% | N
552 | 1051 | NSTAR | Central | Somerville | Mystic Station | 250 | 110A | Everett | D | 227-51H3 | SOM | 13.8kV | 13.8kV |  | 0.7649 | 0.7649 | 0.76397 | 4.183 | 4.183 | 4.178 | 18.29% | 18.29% | 18.29% | 18.29% | N
1040 | 173 | NSTAR | South | New Bedford | Pine Street | 611 | D | N. Bedford | D | 2-8-28 | NEB | 13.2kV | 13.2kV |  | 0.73164 | 0.68591 | 0.68508 | 3.8411 | 3.8411 | 3.8364 | 19.05% | 17.86% | 17.86% | 18.25% | N
440 | 1653 | NSTAR | Central | Boston | K Street | 385 | 110B | South Boston | D | 583-122H5 | SOB | 13.8kV | 13.8kV |  | 1.1951 | 1.1234 | 1.146 | 6.3343 | 6.3343 | 6.3266 | 18.87% | 17.74% | 18.11% | 18.24% | N
1336 | 478 | NSTAR | South | Plymouth | Tremont Sub | 713 | 2 | Wareham | D | 3-85-928 | WAR | 22.8kV | 22.8kV |  | 3.5938 | 3.3173 | 2.8005 | 17.7713 | 17.7713 | 17.7498 | 20.22% | 18.67% | 15.78% | 18.22% | N
20 | 816 | NSTAR | Central | Boston | Allston | 36 | 14B | Allston | D | 3607 | BKL | 4.16kV | 4.16kV |  | 1.297 | 0 | 0 | 2.3778 | 2.3778 | 2.3749 | 54.55% | 0% | 0% | 18.18% | N
225 | 1259 | NSTAR | Central | Boston | Brighton | 329 | 110A | Brighton | D | 329-1N40H1 | BKL | 13.8kV | 13.8kV |  | 0.95612 | 0.95612 | 0.95496 | 5.2587 | 5.2587 | 5.2523 | 18.18% | 18.18% | 18.18% | 18.18% | N
1952 | W206 | WMECO | SOUTHERN | SPRINGFIELD | West_Springfield_8C | 8C | 8C-1X,8C-2X | WEST SPRINGFIELD | D | 8C25 | WEST SPRINGFIELD | 13.8 | 13.8kV |  | 0.7 | 3 | 0.6 | 7.9 | 7.9 | 7.9 | 8.861% | 37.97% | 7.595% | 18.14% | N
1300 | 430 | NSTAR | South | Plymouth | Brook Street | 727 | 1 | Plympton | D | 3-50-914 | PLT,KIN | 22.8kV | 22.8kV |  | 1.9746 | 2.1721 | 3.1555 | 13.4272 | 13.4272 | 13.411 | 14.71% | 16.18% | 23.53% | 18.14% | N
55 | 855 | NSTAR | Central | Boston | Tremont Street | 53 | 14A | Roxbury | D | 5204 | ROX | 4.16kV | 4.16kV |  | 0.57644 | 0.67011 | 0.15113 | 2.594 | 2.594 | 2.5908 | 22.22% | 25.83% | 5.833% | 17.96% | N
113 | 953 | NSTAR | Central | Boston | Andrew Sq | 106 | 110B | South Boston | D | 143-109H1 | WRX DOR | 13.8kV | 13.8kV |  | 0.59757 | 0.62148 | 0.57298 | 3.3464 | 3.3464 | 3.3424 | 17.86% | 18.57% | 17.14% | 17.86% | N
1103 | 239 | NSTAR | South | New Bedford | Depot St. | 685 | 1 | N. Bedford | D | 2-42-42 | NEB | 3.74kV | 3.74 |  | 0.99114 | 0 | 0 | 1.8527 | 1.8527 | 1.8505 | 53.5% | 0% | 0% | 17.83% | N
810 | 507 | NSTAR | South | Cape & Vineyard | Hyannis Junction | 961 | 3 | Barnstable | D | 4-63-531 | BAR | 22.8kV | 22.8kV |  | 2.3695 | 2.33 | 2.4455 | 13.4272 | 13.4272 | 13.411 | 17.65% | 17.35% | 18.24% | 17.75% | N
551 | 1050 | NSTAR | Central | Somerville | Mystic Station | 250 | 110A | Everett | D | 227-51H2 | SOM | 13.8kV | 13.8kV |  | 0.74099 | 0.71709 | 0.76397 | 4.183 | 4.183 | 4.178 | 17.71% | 17.14% | 18.29% | 17.71% | N
888 | 585 | NSTAR | South | Cape & Vineyard | Hyannis Junction | 961 | 1 | Barnstable | D | 4-87B-87B | BNS | 22.8kV | 22.8kV |  | 6.3977 | 6.9111 | 6.7844 | 37.9122 | 37.9122 | 37.8662 | 16.88% | 18.23% | 17.92% | 17.67% | N
120 | 958 | NSTAR | Central | Boston | Andrew Sq | 106 | 110B | South Boston | D | 143-109H7 | WRX | 13.8kV | 13.8kV |  | 0.59757 | 0.57367 | 0.59685 | 3.3464 | 3.3464 | 3.3424 | 17.86% | 17.14% | 17.86% | 17.62% | N
1089 | 222 | NSTAR | South | New Bedford | Purchase St | 699 | C | N. Bedford | D | 2-24-182 | NEB | 13.2kV | 13.2kV |  | 1.4176 | 1.6005 | 1.7355 | 9.0312 | 9.0312 | 9.0202 | 15.7% | 17.72% | 19.24% | 17.55% | N
602 | 1183 | NSTAR | Central | Somerville | Willoughby St | 488 | 110C | Chelsea | D | 308-197H2 | EBO | 13.8kV | 13.8kV |  | 0.52587 | 0.59757 | 1.0743 | 4.183 | 4.183 | 4.178 | 12.57% | 14.29% | 25.71% | 17.52% | N
442 | 1653 | NSTAR | Central | Boston | K Street | 385 | 110B | South Boston | D | 583-122H7 | SOB | 13.8kV | 13.8kV |  | 1.1951 | 1.0756 | 1.0266 | 6.3343 | 6.3343 | 6.3266 | 18.87% | 16.98% | 16.23% | 17.36% | N
1004 | 714 | NSTAR | South | Cape & Vineyard | Hatchville Sub | 936 | 1899-12-31 | Falmouth | D | 4-98B-448 | FAL | 22.8kV | 22.8kV |  | 2.251 | 2.409 | 2.3272 | 13.4272 | 13.4272 | 13.411 | 16.76% | 17.94% | 17.35% | 17.35% | N
1072 | 205 | NSTAR | South | New Bedford | Industrial Park | 636 | 112 | N. Bedford | D | 2-151-151 | NEB | 13.2kV | 13.2kV |  | 0.503 | 1.6691 | 1.8726 | 7.7737 | 7.7737 | 7.7642 | 6.471% | 21.47% | 24.12% | 17.35% | N
558 | 1052 | NSTAR | Central | Somerville | Mystic Station | 250 | 110B | Everett | D | 227-52H2 | SOM | 13.8kV | 13.8kV |  | 0.40635 | 0.40635 | 1.3608 | 4.183 | 4.183 | 4.178 | 9.714% | 9.714% | 32.57% | 17.33% | N
601 | 1182 | NSTAR | Central | Somerville | Willoughby St | 488 | 110C | Chelsea | D | 308-197H1 | EAB | 13.8kV | 13.8kV |  | 0.86051 | 0.90831 | 0.38198 | 4.183 | 4.183 | 4.178 | 20.57% | 21.71% | 9.143% | 17.14% | N
338 | 1499 | NSTAR | Central | Boston | Dewar Street | 483 | 110A | Dorchester | D | 466-1482H1 | DOR | 13.8kV | 13.8kV |  | 1.3625 | 1.4342 | 1.4802 | 8.366 | 8.366 | 8.3559 | 16.29% | 17.14% | 17.71% | 17.05% | N
315 | 1430 | NSTAR | Central | Boston | K Street | 385 | 110A | South Boston | D | 430-156H1 |  | 13.8kV | 13.8kV |  | 1.0756 | 1.0995 | 1.0505 | 6.3343 | 6.3343 | 6.3266 | 16.98% | 17.36% | 16.6% | 16.98% | N
1299 | 429 | NSTAR | South | Plymouth | Brook Street | 727 | 1 | Plympton | D | 3-50-50 | PLT | 22.8kV | 22.8 |  | 2.567 | 2.3695 | 5.9166 | 21.3256 | 21.3256 | 21.2998 | 12.04% | 11.11% | 27.78% | 16.98% | N
1813 | W68 | WMECO | NORTHERN | PITTSFIELD | Doreen_19A | 19A | 19A-1X,19A-2X | PITTSFIELD | D | 19A1 | PITTSFIELD | 23 | 23kV |  | 3.5 | 2.3 | 2.5 | 16.3 | 16.3 | 16.3 | 21.47% | 14.11% | 15.34% | 16.97% | N
393 | 1595 | NSTAR | Central | Boston | Dewar Street | 483 | 110B | Dorchester | D | 511-1497H1 | DOR | 13.8kV | 13.8kV |  | 1.4342 | 1.4342 | 1.4802 | 8.6051 | 8.6051 | 8.5946 | 16.67% | 16.67% | 17.22% | 16.85% | N
457 | 880 | NSTAR | Central | Boston | Seafood Way | 99 | 110B | South Boston | D | 99-H5 | SOB | 13.8kV | 13.8kV |  | 0.86051 | 3.1552 | 3.4617 | 14.8198 | 14.8198 | 14.8019 | 5.806% | 21.29% | 23.39% | 16.83% | N
317 | 1436 | NSTAR | Central | Boston | Dewar Street | 483 | 110B | Dorchester | D | 43-1490H1 | DOR | 13.8kV | 13.8kV |  | 0.95612 | 1.1951 | 1.2653 | 6.8123 | 6.8123 | 6.8041 | 14.04% | 17.54% | 18.6% | 16.73% | N
1702 | 1476 | NSTAR | West | Waltham | Trapelo Road | 450 | 110A | Waltham | D | 450-H6 | LEX,WAL | 13.8kV | 13.8kV |  | 2.1513 | 2.4381 | 1.1937 | 11.5929 | 11.5929 | 11.5789 | 18.56% | 21.03% | 10.31% | 16.63% | N
383 | 1587 | NSTAR | Central | Boston | Havard Court | 506 | 14C | Brookline | D | 506-12 | BKL | 4.16kV | 4.16kV |  | 0.43233 | 0.43954 | 0.30946 | 2.3778 | 2.3778 | 2.3749 | 18.18% | 18.48% | 13.03% | 16.57% | N
5 | 726 | NSTAR | Central | Boston | Roslindale | 13 | 14A | Roslindale | D | 1307 | WRX | 4.16kV | 4.16kV |  | 0.32425 | 0.15132 | 0.35984 | 1.6933 | 1.6933 | 1.6912 | 19.15% | 8.936% | 21.28% | 16.45% | N
628 | 1388 | NSTAR | Central | Somerville | Mystic Station | 250 | 110B | Somerville | D | 387-148H1 | CHT EVE SOM | 13.8kV | 13.8kV |  | 0.35854 | 0.7649 | 0.52523 | 3.3464 | 3.3464 | 3.3424 | 10.71% | 22.86% | 15.71% | 16.43% | N
904 | 603 | NSTAR | South | Cape & Vineyard | Brewster Sub | 951 | 2 | Brewster | D | 4-89B-577 | ORL | 22.8kV | 22.8kV |  | 2.0931 | 2.251 | 2.2483 | 13.4272 | 13.4272 | 13.411 | 15.59% | 16.76% | 16.76% | 16.37% | N
1282 | 401 | NSTAR | South | Plymouth | Marshfield Sub | 739 | 1 | Marshfield | D | 3-24A-971 | MAF | 22.8kV | 22.8kV |  | 2.9224 | 3.0804 | 2.7216 | 17.7713 | 17.7713 | 17.7498 | 16.44% | 17.33% | 15.33% | 16.37% | N
133 | 994 | NSTAR | Central | Boston | Seafood Way | 99 | 110C | South Boston | D | 162-141H2 | SOB | 13.8kV | 13.8kV |  | 1.0756 | 1.0517 | 0.97883 | 6.3343 | 6.3343 | 6.3266 | 16.98% | 16.6% | 15.47% | 16.35% | N
68 | 876 | NSTAR | Central | Boston | Hoyt Street | 67 | 14B | Dorchester | D | 6702 | DOR | 4.16kV | 4.16kV |  | 0.43233 | 0.41072 | 0.42461 | 2.594 | 2.594 | 2.5908 | 16.67% | 15.83% | 16.39% | 16.3% | N
721 | 73 | NSTAR | Central | Somerville | Edmunds | 826 | 14A | Cambridge | D | 826-28 | CAM | 4.16kV | 4.16kV |  | 0.23778 | 0.22337 | 0.77006 | 2.5219 | 2.5219 | 2.5189 | 9.429% | 8.857% | 30.57% | 16.29% | N
77 | 885 | NSTAR | Central | Boston | Andrew Sq | 106 | 110C | South Boston | D | 106-1N18H5 | ROX | 13.8kV | 13.8kV |  | 0.47806 | 0.52587 | 0.62072 | 3.3464 | 3.3464 | 3.3424 | 14.29% | 15.71% | 18.57% | 16.19% | N
221 | 1251 | NSTAR | Central | Boston | Andrew Sq | 106 | 110B | South Boston | D | 323-175H1 | BDT | 13.8kV | 13.8kV |  | 0.59757 | 0.52587 | 0.50135 | 3.3464 | 3.3464 | 3.3424 | 17.86% | 15.71% | 15% | 16.19% | N
1492 | 923 | NSTAR | West | Walpole | South Street | 146 | 110A | Walpole | D | 135-1301 | WLP | 13.8kV | 13.8kV |  | 1.4581 | 1.3386 | 1.2653 | 8.366 | 8.366 | 8.3559 | 17.43% | 16% | 15.14% | 16.19% | N
1081 | 214 | NSTAR | South | New Bedford | Acushnet | 612 | N | Acushnet | D | 2-231-231 | ACU | 22.8kV | 13.2kV |  | 1.5402 | 1.4404 | 1.5528 | 13.8616 | 8.0252 | 8.0154 | 11.11% | 17.95% | 19.37% | 16.14% | N
978 | 678 | NSTAR | South | Cape & Vineyard | Wellfleet Sub | 976 | 2 | Wellfleet | D | 4-96-669 | TRU | 22.8kV | 22.8kV |  | 0.9873 | 0.21824 | 0.19618 | 6.7136 | 1.2367 | 1.2352 | 14.71% | 17.65% | 15.88% | 16.08% | N
296 | 1382 | NSTAR | Central | Boston | K Street | 385 | 110A | South Boston | D | 385-H9 | SOB | 13.8kV | 13.8kV |  | 3.2747 | 0.071709 | 0.047748 | 7.0514 | 7.0514 | 7.0428 | 46.44% | 1.017% | 0.678% | 16.05% | N
428 | 1648 | NSTAR | Central | Boston | Roslindale | 13 | Bus #1 | Roslindale | D | 554-79H2 | WRX | 13.8kV | 13.8kV |  | 0.71709 | 0.7649 | 0.81172 | 4.7806 | 4.7806 | 4.7748 | 15% | 16% | 17% | 16% | N
122 | 960 | NSTAR | Central | Boston | Andrew Sq | 106 | 110B | South Boston | D | 143-109H9 | WRX | 13.8kV | 13.8kV |  | 0.47806 | 0.54977 | 0.57298 | 3.3464 | 3.3464 | 3.3424 | 14.29% | 16.43% | 17.14% | 15.95% | N
183 | 1198 | NSTAR | Central | Boston | Hyde Park | 496 | 110B | Hyde Park | D | 311-1403H1 | DOR | 13.8kV | 13.8kV |  | 0.71709 | 0.7649 | 0.11937 | 3.3464 | 3.3464 | 3.3424 | 21.43% | 22.86% | 3.571% | 15.95% | N
1526 | 1524 | NSTAR | West | Walpole | Norwood Sub | 469 | Muni | Norwood | D | 469-H3 | WWO | 13.8kV | 13.8kV |  | 1.6732 | 1.5537 | 1.4563 | 9.8002 | 9.8002 | 9.7883 | 17.07% | 15.85% | 14.88% | 15.93% | N
1612 | 1111 | NSTAR | West | Waltham | Arsenal Street | 467 | 110B | Watertown | D | 277-1367YH1 | WAL | 13.8kV | 13.8kV |  | 0.95612 | 1.0995 | 1.1937 | 6.8123 | 6.8123 | 6.8041 | 14.04% | 16.14% | 17.54% | 15.91% | N
991 | 691 | NSTAR | South | Cape & Vineyard | Falmouth Sub | 933 | 1 | Falmouth | D | 4-97-220 | WTI | 22.8kV | 22.8kV |  | 1.9351 | 2.0536 | 3.4316 | 15.5993 | 15.5993 | 15.5804 | 12.41% | 13.16% | 22.03% | 15.86% | N
1068 | 201 | NSTAR | South | New Bedford | Belleville Ave. | 680 | 1 | N. Bedford | D | 2-136-136 | NEB | 3.74kV | 3.74 |  | 0.88102 | 0 | 0 | 1.8527 | 1.8527 | 1.8505 | 47.55% | 0% | 0% | 15.85% | N
441 | 1653 | NSTAR | Central | Boston | K Street | 385 | 110B | South Boston | D | 583-122H6 | SOB | 13.8kV | 13.8kV |  | 1.0756 | 0.98002 | 0.95496 | 6.3343 | 6.3343 | 6.3266 | 16.98% | 15.47% | 15.09% | 15.85% | N
730 | 82 | NSTAR | Central | Somerville | Alewife | 828 | 110A | Cambridge | D | 828-1104H2 | CAM | 13.8kV | 13.8kV |  | 0.62148 | 0.69319 | 0.66847 | 4.183 | 4.183 | 4.178 | 14.86% | 16.57% | 16% | 15.81% | N
1319 | 450 | NSTAR | South | Plymouth | Tremont Sub | 713 | 1 | Wareham | D | 3-81-950 | CAR,MID | 22.8kV | 22.8kV |  | 2.567 | 2.3695 | 2.1694 | 15.0069 | 15.0069 | 14.9887 | 17.11% | 15.79% | 14.47% | 15.79% | N
1304 | 433 | NSTAR | South | Plymouth | Brook Street | 727 | 1 | Plympton | D | 3-51-901 | PLT,CAR | 22.8kV | 22.8 |  | 5.1339 | 3.2778 | 0 | 17.7713 | 17.7713 | 17.7498 | 28.89% | 18.44% | 0% | 15.78% | N
30 | 830 | NSTAR | Central | Boston | Allston | 36 | 14E | Allston | D | 3623 | BRI,BKL | 4.16kV | 4.16kV |  | 0.18014 | 0.18014 | 0.75566 | 2.3778 | 2.3778 | 2.3749 | 7.576% | 7.576% | 31.82% | 15.66% | N
992 | 692 | NSTAR | South | Cape & Vineyard | Falmouth Sub | 933 | 1 | Falmouth | D | 4-97-222 | WTI | 22.8kV | 22.8kV |  | 1.8561 | 1.9746 | 2.4455 | 13.4272 | 13.4272 | 13.411 | 13.82% | 14.71% | 18.24% | 15.59% | N
1175 | 300 | NSTAR | South | New Bedford | Acushnet | 612 | S | Acushnet | D | 2-81-180 | NEB | 13.2kV | 13.2kV |  | 0.73164 | 0.68591 | 0.68508 | 4.527 | 4.527 | 4.5215 | 16.16% | 15.15% | 15.15% | 15.49% | N
660 | 12 | NSTAR | Central | Somerville | Hampshire | 814 | 14A | Cambridge | D | 814-13 | CAM | 4.16kV | 4.16kV |  | 0.57644 | 0.20896 | 0.16553 | 2.0536 | 2.0536 | 2.0511 | 28.07% | 10.18% | 8.07% | 15.44% | N
1216 | 333 | NSTAR | South | New Bedford | Pine Street | 611 | A | N. Bedford | D | 2-97-97 | NEB | 13.2kV | 13.2kV |  | 1.7376 | 1.166 | 1.4387 | 9.4199 | 9.4199 | 9.4084 | 18.45% | 12.38% | 15.29% | 15.37% | N
1207 | 1706 | NSTAR | South | New Bedford | Pine Street | 611 | D | N. Bedford | D | 2-89-181 | NEB | 13.2kV | 13.2kV |  | 1.4861 | 1.4176 | 1.256 | 9.0312 | 9.0312 | 9.0202 | 16.46% | 15.7% | 13.92% | 15.36% | N
1377 | 774 | NSTAR | West | Southboro | South Street | 24 | 14G | Framingham | D | 2411 | FRA | 4.16kV | 4.16kV |  | 0.22337 | 0.25219 | 0.41741 | 1.9455 | 1.9455 | 1.9431 | 11.48% | 12.96% | 21.48% | 15.31% | N
1428 | 1320 | NSTAR | West | Southboro | Maynard | 355 | 2 | Maynard | D | 355-04 | MAY | 4.16kV | 4.16kV |  | 0.33866 | 0.18014 | 0.37423 | 1.9455 | 1.9455 | 1.9431 | 17.41% | 9.259% | 19.26% | 15.31% | N
837 | 529 | NSTAR | South | Cape & Vineyard | Hatchville Sub | 936 | 1 | Falmouth | D | 4-78-409 | FAL | 22.8kV | 22.8kV |  | 2.0141 | 3.1988 | 2.7611 | 17.3764 | 17.3764 | 17.3554 | 11.59% | 18.41% | 15.91% | 15.3% | N
311 | 1426 | NSTAR | Central | Boston | Congress Street | 430 | 14A | South Boston | D | 430-04 | SOB | 4.16kV | 4.16kV |  | 0.36748 | 0.3963 | 0.42461 | 2.594 | 2.594 | 2.5908 | 14.17% | 15.28% | 16.39% | 15.28% | N
187 | 1203 | NSTAR | Central | Boston | Hyde Park | 496 | 110B | Hyde Park | D | 311-1406H3 | HYP | 13.8kV | 13.8kV |  | 0.71709 | 0.43025 | 0.38198 | 3.3464 | 3.3464 | 3.3424 | 21.43% | 12.86% | 11.43% | 15.24% | N
958 | 652 | NSTAR | South | Cape & Vineyard | Wellfleet Sub | 976 | 1 | Wellfleet | D | 4-94B-653 | EAS | 22.8kV | 22.8kV |  | 1.8561 | 2.0536 | 2.2089 | 13.4272 | 13.4272 | 13.411 | 13.82% | 15.29% | 16.47% | 15.2% | N
793 | 144 | NSTAR | Central | Somerville | East Camb | 875 | 110A | Cambridge | D | 875-1392 | CAM | 13.8kV | 13.8kV |  | 0.047806 | 0.11951 | 5.109 | 11.5929 | 11.5929 | 11.5789 | 0.4124% | 1.031% | 44.12% | 15.19% | N
1917 | W170 | WMECO | SOUTHERN | SPRINGFIELD | Orchard_27A | 27A | 27A-2X | SPRINGFIELD | D | 27A15 | LUDLOW | 13.8 | 13.8kV |  | 3.3 | 1.1 | 0.2 | 10.1 | 10.1 | 10.1 | 32.67% | 10.89% | 1.98% | 15.18% | N
952 | 646 | NSTAR | South | Cape & Vineyard | ORL Sub | 975 | 1 | Orleans | D | 4-94A-633 | ORL | 22.8kV | 22.8kV |  | 3.0804 | 3.9492 | 3.0372 | 22.1155 | 22.1155 | 22.0886 | 13.93% | 17.86% | 13.75% | 15.18% | N
132 | 994 | NSTAR | Central | Boston | Seafood Way | 99 | 110C | South Boston | D | 162-141H1 | SOB | 13.8kV | 13.8kV |  | 0.95612 | 1.0039 | 0.90721 | 6.3343 | 6.3343 | 6.3266 | 15.09% | 15.85% | 14.34% | 15.09% | N
451 |  | NSTAR | Central | Boston | Seafood Way | 99 | 110C | South Boston | D | 99-H1 | SOB | 13.8kV | 13.8kV |  | 2.0318 | 2.1035 | 2.5545 | 14.8198 | 14.8198 | 14.8019 | 13.71% | 14.19% | 17.26% | 15.05% | N
121 | 959 | NSTAR | Central | Boston | Andrew Sq | 106 | 110B | South Boston | D | 143-109H8 | ROX | 13.8kV | 13.8kV |  | 0.47806 | 0.52587 | 0.50135 | 3.3464 | 3.3464 | 3.3424 | 14.29% | 15.71% | 15% | 15% | N
1389 | 1013 | NSTAR | West | Southboro | Leland Street | 240 | 110C | Natick | D | 23-1339H1 | NAT | 13.8kV | 13.8kV |  | 0.45416 | 0.54977 | 0.50135 | 3.3464 | 3.3464 | 3.3424 | 13.57% | 16.43% | 15% | 15% | N
1731 | 1624 | NSTAR | West | Waltham | Trapelo Road | 450 | 110A | Waltham | D | 531-1359H2 | WAL | 13.8kV | 13.8kV |  | 0.59757 | 0.52587 | 0.38198 | 3.3464 | 3.3464 | 3.3424 | 17.86% | 15.71% | 11.43% | 15% | N
452 | 880 | NSTAR | Central | Boston | Seafood Way | 99 | 110B | South Boston | D | 99-H10 | SOB | 13.8kV | 13.8kV |  | 1.96 | 2.5337 | 2.1725 | 14.8198 | 14.8198 | 14.8019 | 13.23% | 17.1% | 14.68% | 15% | N
1290 | 418 | NSTAR | South | Plymouth | Duxbury Sub | 738 | 2 | Duxbury | D | 3-25-907 | MAR | 22.8kV | 22.8kV |  | 2.9619 | 3.3568 | 3.0372 | 20.9307 | 20.9307 | 20.9053 | 14.15% | 16.04% | 14.53% | 14.91% | N
1186 | 310 | NSTAR | South | New Bedford | Acushnet | 612 | N | Acushnet | D | 2-84-15 | NEB | 13.2kV | 13.2kV |  | 0.57159 | 0.57159 | 0.5709 | 3.8411 | 3.8411 | 3.8364 | 14.88% | 14.88% | 14.88% | 14.88% | N
1412 | 1208 | NSTAR | West | Southboro | Hopkinton | 126 | 110B | Hopkinton | D | 314-1370H1 | HOK | 13.8kV | 13.8kV |  | 0.59757 | 0.52587 | 0.35811 | 3.3464 | 3.3464 | 3.3424 | 17.86% | 15.71% | 10.71% | 14.76% | N
555 | 1051 | NSTAR | Central | Somerville | Mystic | 250 | 110A | Boston | D | 227-51H6 | SOM | 13.8kV | 13.8kV |  | 0.50196 | 0.50196 | 0.57298 | 3.5854 | 3.5854 | 3.5811 | 14% | 14% | 16% | 14.67% | N
1440 | 1442 | NSTAR | West | Southboro | Speen Street | 433 | 110A | Framingham | D | 433-H1 | FRA | 13.8kV | 13.8kV |  | 1.8405 | 1.6015 | 1.6712 | 11.7125 | 11.7125 | 11.6983 | 15.71% | 13.67% | 14.29% | 14.56% | N
1530 | 1527 | NSTAR | West | Walpole | Canton | 470 | 110B | Canton | D | 470-H1 | CAN,WWO | 13.8kV | 13.8kV |  | 1.6254 | 1.6971 | 1.7189 | 11.5929 | 11.5929 | 11.5789 | 14.02% | 14.64% | 14.85% | 14.5% | N
1126 | 261 | NSTAR | South | New Bedford | Pine Street | 611 | B | N. Bedford | D | 2-54-93 | NEB | 13.2kV | 13.2kV |  | 0.52587 | 0.57159 | 0.5709 | 3.8411 | 3.8411 | 3.8364 | 13.69% | 14.88% | 14.88% | 14.48% | N
1670 | 1336 | NSTAR | West | Waltham | Trapelo Road | 450 | 110A | Waltham | D | 369-1317H1 | NEW | 13.8kV | 13.8kV |  | 1.0756 | 0 | 0.35811 | 3.3464 | 3.3464 | 3.3424 | 32.14% | 0% | 10.71% | 14.29% | N
223 | 1259 | NSTAR | Central | Boston | Brighton | 329 | 110A | Brighton | D | 329-1N173H1 | BKL BRI | 13.8kV | 13.8kV |  | 0.47806 | 0.47806 | 0.47748 | 3.3464 | 3.3464 | 3.3424 | 14.29% | 14.29% | 14.29% | 14.29% | N
303 | 1412 | NSTAR | Central | Boston | Amory Street | 396 | 14B | Roxbury | D | 396-1050H1 | ROX | 13.8kV | 13.8kV |  | 0.47806 | 0.47806 | 0.47748 | 3.3464 | 3.3464 | 3.3424 | 14.29% | 14.29% | 14.29% | 14.29% | N
518 | 999 | NSTAR | Central | Somerville | Alewife | 828 | 110A | Cambridge | D | 16-1461H1 | SOM | 13.8kV | 13.8kV |  | 0.47806 | 0.47806 | 0.47748 | 3.3464 | 3.3464 | 3.3424 | 14.29% | 14.29% | 14.29% | 14.29% | N
1113 | 249 | NSTAR | South | New Bedford | Cross Rd. | 651 | 111 | Dartmouth | D | 2-531-530 | DAR | 13.2kV | 13.2kV |  | 0.89169 | 0.91455 | 0.98195 | 6.539 | 6.539 | 6.5311 | 13.64% | 13.99% | 15.03% | 14.22% | N
1063 | 196 | NSTAR | South | New Bedford | Pine Street | 611 | A | N. Bedford | D | 2-110-26 | NEB | 13.2kV | 13.2kV |  | 0.52587 | 0.54873 | 0.54806 | 3.8411 | 3.8411 | 3.8364 | 13.69% | 14.29% | 14.29% | 14.09% | N
115 | 953 | NSTAR | Central | Boston | Andrew Sq | 106 | 110B | South Boston | D | 143-109H2 | DOR | 13.8kV | 13.8kV |  | 0.43025 | 0.47806 | 0.50135 | 3.3464 | 3.3464 | 3.3424 | 12.86% | 14.29% | 15% | 14.05% | N
155 | 1136 | NSTAR | Central | Boston | Washington St | 284 | 110B | Jamaica Plain | D | 284-09 | WRX | 4.16kV | 4.16kV |  | 0.46836 | 0.36028 | 0.071968 | 2.1617 | 2.1617 | 2.159 | 21.67% | 16.67% | 3.333% | 13.89% | N
1041 | 174 | NSTAR | South | New Bedford | Pine Street | 611 | D | N. Bedford | D | 2-25-50 | NEB | 13.2kV | 13.2 |  | 0.54873 | 0.52587 | 0.52523 | 3.8411 | 3.8411 | 3.8364 | 14.29% | 13.69% | 13.69% | 13.89% | N
379 | 1582 | NSTAR | Central | Boston | Havard Court | 506 | 14A | Brookline | D | 506-06 | BKL | 4.16kV | 4.16kV |  | 0.28822 | 0.32425 | 0.36704 | 2.3778 | 2.3778 | 2.3749 | 12.12% | 13.64% | 15.45% | 13.74% | N
1151 | 281 | NSTAR | South | New Bedford | Pine Street | 611 | A | N. Bedford | D | 2-67-28 | NEB | 13.2kV | 13.2kV |  | 0.52587 | 0.52587 | 0.52523 | 3.8411 | 3.8411 | 3.8364 | 13.69% | 13.69% | 13.69% | 13.69% | N
1166 | 294 | NSTAR | South | New Bedford | Pine Street | 611 | A | N. Bedford | D | 2-73-47 | NEB | 13.2kV | 13.2kV |  | 0.52587 | 0.52587 | 0.52523 | 3.8411 | 3.8411 | 3.8364 | 13.69% | 13.69% | 13.69% | 13.69% | N
1727 | 1618 | NSTAR | West | Waltham | Trapelo Road | 450 | 110A | Waltham | D | 526-1361H5 | WAL | 13.8kV | 13.8kV |  | 0.35854 | 0.35854 | 0.6446 | 3.3464 | 3.3464 | 3.3424 | 10.71% | 10.71% | 19.29% | 13.57% | N
1508 | 1016 | NSTAR | West | Walpole | Dedham | 20 | 24C | Dedham | D | 20-H3 | DED,WWO | 13.8kV | 13.8kV |  | 1.1951 | 1.1473 | 1.0505 | 8.366 | 8.366 | 8.3559 | 14.29% | 13.71% | 12.57% | 13.52% | N
216 | 1242 | NSTAR | Central | Boston | Southampton Street | 323 | 14C | South Boston | D | 323-03 | ROX | 4.16kV | 4.16kV |  | 0.34587 | 0.36028 | 0.34545 | 2.594 | 2.594 | 2.5908 | 13.33% | 13.89% | 13.33% | 13.52% | N
1815 | W70 | WMECO | NORTHERN | PITTSFIELD | Doreen_19A | 19A | 19A-1X,19A-2X | PITTSFIELD | D | 19A3 | PITTSFIELD | 23 | 23kV |  | 2 | 2.5 | 1.8 | 15.6 | 15.6 | 15.6 | 12.82% | 16.03% | 11.54% | 13.46% | N
1305 | 434 | NSTAR | South | Plymouth | Brook Street | 727 | 1 | Plympton | D | 3-51-980 | PLT,CAR,KIN | 22.8kV | 22.8kV |  | 3.0014 | 2.6854 | 2.7216 | 20.9307 | 20.9307 | 20.9053 | 14.34% | 12.83% | 13.02% | 13.4% | N
429 | 1648 | NSTAR | Central | Boston | Roslindale | 13 | Bus #1 | Roslindale | D | 554-79H3 | BDT | 13.8kV | 13.8kV |  | 0.59757 | 0.64538 | 0.66847 | 4.7806 | 4.7806 | 4.7748 | 12.5% | 13.5% | 14% | 13.33% | N
1664 | 1256 | NSTAR | West | Waltham | Marrett Road | 320 | 110A | Lexington | D | 351-1377H1 | LEX | 13.8kV | 13.8kV |  | 0.71709 | 0.47806 | 0.71622 | 4.7806 | 4.7806 | 4.7748 | 15% | 10% | 15% | 13.33% | N
1803 | W60 | WMECO | NORTHERN | PITTSFIELD | Blandford_19J | 19J | 19J-2X | BLANDFORD | D | 19J1 | BLANDFORD | 23 | 23kV |  | 3.9 | 2 | 0 | 14.8 | 14.8 | 14.8 | 26.35% | 13.51% | 0% | 13.29% | N
316 | 1431 | NSTAR | Central | Boston | K Street | 385 | 110C | South Boston | D | 430-157H1 | SOB | 13.8kV | 13.8kV |  | 1.0995 | 1.1234 | 1.0743 | 8.366 | 8.366 | 8.3559 | 13.14% | 13.43% | 12.86% | 13.14% | N
622 | 1357 | NSTAR | Central | Somerville | Dragon Court | 375 | 110A | Woburn | D | 375-H5 | BUR,WOB | 13.8kV | 13.8kV |  | 1.5298 | 1.4342 | 1.5041 | 11.3539 | 11.3539 | 11.3401 | 13.47% | 12.63% | 13.26% | 13.12% | N
1313 | 445 | NSTAR | South | Plymouth | Manomet Sub | 741 | 1 | Plymouth | D | 3-72-940 | PLY | 22.8kV | 22.8kV |  | 1.8956 | 2.488 | 2.6033 | 17.7713 | 17.7713 | 17.7498 | 10.67% | 14% | 14.67% | 13.11% | N
491 | 902 | NSTAR | Central | Somerville | Beacon St | 14 | 14kV Bus | Chelsea | D | 108-195H2 | EAB | 13.8kV | 13.8kV |  | 0.52587 | 0.62148 | 0.16712 | 3.3464 | 3.3464 | 3.3424 | 15.71% | 18.57% | 5% | 13.1% | N
1726 | 1617 | NSTAR | West | Waltham | Trapelo Road | 450 | 110A | Waltham | D | 526-1361H4 | WAL | 13.8kV | 13.8kV |  | 0.59757 | 0.35854 | 0.35811 | 3.3464 | 3.3464 | 3.3424 | 17.86% | 10.71% | 10.71% | 13.1% | N
1026 | 161 | NSTAR | South | New Bedford | Purchase St | 699 | 1 | N. Bedford | D | 2-24-11 | NEB | 13.2kV | 13.2kV |  | 0.503 | 0.503 | 0.50239 | 3.8411 | 3.8411 | 3.8364 | 13.1% | 13.1% | 13.1% | 13.1% | N
1814 | W69 | WMECO | NORTHERN | PITTSFIELD | Doreen_19A | 19A | 19A-1X,19A-2X | PITTSFIELD | D | 19A2 | PITTSFIELD | 23 | 23kV |  | 2.4 | 2.2 | 1.8 | 16.3 | 16.3 | 16.3 | 14.72% | 13.5% | 11.04% | 13.09% | N
410 | 1612 | NSTAR | Central | Boston | Dewar Street | 483 | 110B | Roxbury | D | 52-1499H3 | DOR,ROX | 13.8kV | 13.8kV |  | 0.35854 | 0.38245 | 0.42973 | 2.9879 | 2.9879 | 2.9842 | 12% | 12.8% | 14.4% | 13.07% | N
957 | 651 | NSTAR | South | Cape & Vineyard | Wellfleet Sub | 976 | 1 | Wellfleet | D | 4-94B-647 | EAS, WEL | 22.8kV | 22.8kV |  | 2.567 | 3.0804 | 2.9583 | 22.1155 | 22.1155 | 22.0886 | 11.61% | 13.93% | 13.39% | 12.98% | N
884 | 581 | NSTAR | South | Cape & Vineyard | Sandwich Sub | 916 | 1 | Sandwich | D | 4-87A-472 | SAN | 22.8kV | 22.8kV |  | 1.5797 | 1.7771 | 1.8539 | 13.4272 | 13.4272 | 13.411 | 11.76% | 13.24% | 13.82% | 12.94% | N
1393 | 1058 | NSTAR | West | Southboro | Leland Street | 240 | 110C | Natick | D | 23-1339H5 | NAT | 13.8kV | 13.8kV |  | 0.50196 | 0.40635 | 0.38198 | 3.3464 | 3.3464 | 3.3424 | 15% | 12.14% | 11.43% | 12.86% | N
1346 | 489 | NSTAR | South | Plymouth | Buzzards Bay Sub | 712 | 1 | Buzzards Bay | D | 3-88-2J2 | BRN | 4.16kV | 4.16kV |  | 0.87187 | 0 | 0 | 2.2697 | 2.2697 | 2.267 | 38.41% | 0% | 0% | 12.8% | N
838 | 530 | NSTAR | South | Cape & Vineyard | Hatchville Sub | 936 | 1 | Falmouth | D | 4-78-410 | FAL | 22.8kV | 22.8kV |  | 1.9746 | 2.33 | 2.3666 | 17.3764 | 17.3764 | 17.3554 | 11.36% | 13.41% | 13.64% | 12.8% | N
262 | 1325 | NSTAR | Central | Boston | Brook Rd | 362 | 14B | Milton | D | 362-04 | MIT,WRX | 4.16kV | 4.16kV |  | 0.2594 | 0.27381 | 0.25189 | 2.0896 | 2.0896 | 2.0871 | 12.41% | 13.1% | 12.07% | 12.53% | N
1178 | 304 | NSTAR | South | New Bedford | Acushnet | 612 | S | Acushnet | D | 2-82-15 | NEB | 13.2kV | 13.2kV |  | 0.503 | 0.45727 | 0.47956 | 3.8411 | 3.8411 | 3.8364 | 13.1% | 11.9% | 12.5% | 12.5% | N
129 | 992 | NSTAR | Central | Boston | 500 E. First St | 385D | 110B | South Boston | D | 151-141H3 | SOB | 13.8kV | 13.8kV |  | 0.8366 | 0.7888 | 0.74009 | 6.3343 | 6.3343 | 6.3266 | 13.21% | 12.45% | 11.7% | 12.45% | N
35 | 835 | NSTAR | Central | Boston | Central Street | 43 | 14F | Dorchester | D | 4308 | DOR | 4.16kV | 4.16kV |  | 0.50439 | 0.23058 | 0.2303 | 2.594 | 2.594 | 2.5908 | 19.44% | 8.889% | 8.889% | 12.41% | N
1404 | 1100 | NSTAR | West | Southboro | Sherborn | 274 | 110B | Sherborn | D | 274-1429H2 | ASH | 13.8kV | 13.8kV |  | 0.59757 | 0.64538 | 0 | 3.3464 | 3.3464 | 3.3424 | 17.86% | 19.29% | 0% | 12.38% | N
951 | 645 | NSTAR | South | Cape & Vineyard | ORL Sub | 975 | 1 | Orleans | D | 4-94A-632 | ORL | 22.8kV | 22.8kV |  | 2.7249 | 2.7249 | 2.7216 | 22.1155 | 22.1155 | 22.0886 | 12.32% | 12.32% | 12.32% | 12.32% | N
570 | 1075 | NSTAR | Central | Somerville | Mystic Station | 250 | 110A | Charlestown | D | 250-1N38H1 | SOM | 13.8kV | 13.8kV |  | 1.4342 | 1.4581 | 1.3847 | 11.5929 | 11.5929 | 11.5789 | 12.37% | 12.58% | 11.96% | 12.3% | N
219 | 1249 | NSTAR | Central | Boston | Southampton Street | 323 | 14A | South Boston | D | 323-07 | ROX | 4.16kV | 4.16kV |  | 0.32425 | 0.32425 | 0.30227 | 2.594 | 2.594 | 2.5908 | 12.5% | 12.5% | 11.67% | 12.22% | N
561 | 1054 | NSTAR | Central | Somerville | Mystic | 250 | 110A | Boston | D | 227-52H5 | SOM | 13.8kV | 13.8kV |  | 0.62148 | 0.64538 | 0.047748 | 3.5854 | 3.5854 | 3.5811 | 17.33% | 18% | 1.333% | 12.22% | N
192 | 1204 | NSTAR | Central | Boston | Electric Ave | 315 | 110A | Brighton | D | 315-H13 | BDT | 13.8kV | 13.8kV |  | 0.8366 | 1.721 | 1.6712 | 11.5929 | 11.5929 | 11.5789 | 7.216% | 14.85% | 14.43% | 12.16% | N
191 | 1204 | NSTAR | Central | Boston | Electric Ave | 315 | 110A | Brighton | D | 315-H11 | BRI | 13.8kV | 13.8kV |  | 1.3147 | 1.3864 | 1.5518 | 11.7125 | 11.7125 | 11.6983 | 11.22% | 11.84% | 13.27% | 12.11% | N
131 | 994 | NSTAR | Central | Boston | K Street | 385 | 110B | South Boston | D | 151-142H2 | SOB | 13.8kV | 13.8kV |  | 0.7649 | 0.7888 | 0.74009 | 6.3343 | 6.3343 | 6.3266 | 12.08% | 12.45% | 11.7% | 12.08% | N
384 | 1591 | NSTAR | Central | Boston | Andrew Sq | 106 | 110C | South Boston | D | 510-172H1 | ROX | 13.8kV | 13.8kV |  | 0.71709 | 0.7649 | 0.81172 | 6.3343 | 6.3343 | 6.3266 | 11.32% | 12.08% | 12.83% | 12.08% | N
576 | 1722 | NSTAR | Central | Somerville | Mystic Station | 250 | 110B | Charlestown | D | 250-1N90H3 | SOM | 13.8kV | 13.8kV |  | 1.1234 | 1.1951 | 1.1698 | 9.6807 | 9.6807 | 9.669 | 11.6% | 12.35% | 12.1% | 12.02% | N
112 | 952 | NSTAR | Central | Boston | Humboldt Ave | 143 | 14AB | Roxbury | D | 143-05 | ROX | 4.16kV | 4.16kV |  | 0.25219 | 0.2594 | 0.41741 | 2.594 | 2.594 | 2.5908 | 9.722% | 10% | 16.11% | 11.94% | N
1225 | 361 | NSTAR | South | Plymouth | Kingston Sub | 735 | 1 | Kingston | D | 3-15-15 | KIN, PLY, PLT | 22.8kV | 22.8kV |  | 2.1326 | 2.7249 | 2.7611 | 21.3256 | 21.3256 | 21.2998 | 10% | 12.78% | 12.96% | 11.91% | N
1328 | 464 | NSTAR | South | Plymouth | Wareham Sub | 714 | 1 | Wareham | D | 3-84-956 | WAR | 22.8kV | 22.8kV |  | 1.4612 | 1.3822 | 1.5778 | 12.4399 | 12.4399 | 12.4249 | 11.75% | 11.11% | 12.7% | 11.85% | N
321 | 1440 | NSTAR | Central | Boston | Dewar Street | 483 | 110B | Dorchester | D | 43-1490H5 | DOR | 13.8kV | 13.8kV |  | 0.33464 | 0.33464 | 0.38198 | 2.9879 | 2.9879 | 2.9842 | 11.2% | 11.2% | 12.8% | 11.73% | N
657 | 9 | NSTAR | Central | Somerville | Potter | 813 | 14A | Cambridge | D | 813-17 | CAM | 4.16kV | 4.16kV |  | 0.21617 | 0.25219 | 0.25189 | 2.0536 | 2.0536 | 2.0511 | 10.53% | 12.28% | 12.28% | 11.7% | N
571 | 1076 | NSTAR | Central | Somerville | Mystic Station | 251 | 110A | Charlestown | D | 250-1N38H2 | EVE | 13.8kV | 13.8kV |  | 1.8644 | 1.1951 | 1.0027 | 11.5929 | 11.5929 | 11.5789 | 16.08% | 10.31% | 8.66% | 11.68% | N
71 | 879 | NSTAR | Central | Boston | Hoyt Street | 67 | 14B | Dorchester | D | 6706 | DOR | 4.16kV | 4.16kV |  | 0.50439 | 0.21617 | 0.18712 | 2.594 | 2.594 | 2.5908 | 19.44% | 8.333% | 7.222% | 11.67% | N
1368 | 765 | NSTAR | West | Southboro | Mechanic St | 23 | 14A | Natick | D | 2306 | NAT | 4.16kV | 4.16kV |  | 0.30984 | 0.22337 | 0.24469 | 2.2337 | 2.2337 | 2.231 | 13.87% | 10% | 10.97% | 11.61% | N
1954 | W208 | WMECO | SOUTHERN | SPRINGFIELD | West_Springfield_8C | 8C | 8C-1X,8C-2X | WEST SPRINGFIELD | D | 8C31 | WEST SPRINGFIELD | 13.8 | 13.8kV |  | 1.6 | 0.7 | 1.9 | 12.1 | 12.1 | 12.1 | 13.22% | 5.785% | 15.7% | 11.57% | N
593 | 1141 | NSTAR | Central | Somerville | Mystic Station | 250 | 110B | Charlestown | D | 286-1322H1 | SOM | 13.8kV | 13.8kV |  | 1.4342 | 1.4342 | 1.1221 | 11.5929 | 11.5929 | 11.5789 | 12.37% | 12.37% | 9.691% | 11.48% | N
655 | 7 | NSTAR | Central | Somerville | Otis | 812 | 14A | Cambridge | D | 812-37 | CAM | 4.16kV | 4.16kV |  | 0.1297 | 0.63409 | 0.093558 | 2.5219 | 2.5219 | 2.5189 | 5.143% | 25.14% | 3.714% | 11.33% | N
479 | 736 | NSTAR | Central | Somerville | Willow St | 16 | 14B | Somerville | D | 1606 | SOM | 4.16kV | 4.16kV |  | 0.30984 | 0.3891 | 0.31666 | 2.9903 | 2.9903 | 2.9867 | 10.36% | 13.01% | 10.6% | 11.33% | N
1792 | W49 | WMECO | NORTHERN | HADLEY | Podick_18G | 18G | 18G-7X,18G-8X | AMHERST | D | 18G2 | AMHERST | 13.8 | 13.8kV |  | 0.3 | 4 | 0.47 | 14.3 | 14.3 | 14.3 | 2.098% | 27.97% | 3.287% | 11.12% | N
1918 | W171 | WMECO | SOUTHERN | SPRINGFIELD | Orchard_27A | 27A | 27A-2X | SPRINGFIELD | D | 27A16 | LUDLOW | 13.8 | 13.8kV |  | 1.2 | 1.2 | 1.1 | 10.5 | 10.5 | 10.5 | 11.43% | 11.43% | 10.48% | 11.11% | N
1642 | 1214 | NSTAR | West | Waltham | Auburn Street | 316 | 17-1355H | Newton | D | 316-04 | NEW | 4.16kV | 4.16kV |  | 0.18014 | 0.21617 | 0.25189 | 1.9455 | 1.9455 | 1.9431 | 9.259% | 11.11% | 12.96% | 11.11% | N
387 | 1591 | NSTAR | Central | Boston | Andrew Sq | 106 | 110B | South Boston | D | 510-77H4 | BDT | 13.8kV | 13.8kV |  | 0.71709 | 0.71709 | 0.66847 | 6.3343 | 6.3343 | 6.3266 | 11.32% | 11.32% | 10.57% | 11.07% | N
1464 | 1607 | NSTAR | West | Southboro | Sherborn | 274 | 110A | Sherborn | D | 519-175H2 | FRA | 13.8kV | 13.8kV |  | 0.64538 | 0.64538 | 0.6446 | 5.8562 | 5.8562 | 5.8491 | 11.02% | 11.02% | 11.02% | 11.02% | N
587 | 1092 | NSTAR | Central | Somerville | Dragon Court | 375 | 110B | Woburn | D | 258-1394H4 | SOM | 13.8kV | 13.8kV |  | 0.54977 | 0.31074 | 0.23874 | 3.3464 | 3.3464 | 3.3424 | 16.43% | 9.286% | 7.143% | 10.95% | N
126 | 962 | NSTAR | Central | Boston | Andrew Sq | 106 | 110A | South Boston | D | 143-75H3 | ROX | 13.8kV | 13.8kV |  | 0.71709 | 0.69319 | 0.66847 | 6.3343 | 6.3343 | 6.3266 | 11.32% | 10.94% | 10.57% | 10.94% | N
1027 | 162 | NSTAR | South | New Bedford | Pine Street | 611 | D | N. Bedford | D | 2-23-12 | NEB | 13.2kV | 13.2kV |  | 1.2575 | 0 | 0 | 3.8411 | 3.8411 | 3.8364 | 32.74% | 0% | 0% | 10.91% | N
1143 | 273 | NSTAR | South | New Bedford | Assonet | 647 | 2 | Freetown | D | 2-607-607 | FRE | 13.2kV | 13.2kV |  | 3.2009 | 0 | 0 | 9.8314 | 9.8314 | 9.8195 | 32.56% | 0% | 0% | 10.85% | N
430 | 1648 | NSTAR | Central | Boston | Roslindale | 13 | Bus #1 | Roslindale | D | 554-79H4 | WRX | 13.8kV | 13.8kV |  | 0.47806 | 0.52587 | 0.5491 | 4.7806 | 4.7806 | 4.7748 | 10% | 11% | 11.5% | 10.83% | N
335 | 1467 | NSTAR | Central | Boston | Andrew Sq | 106 | 110D | South Boston | D | 465-129H1 | BDT | 13.8kV | 13.8kV |  | 0.71709 | 0.69319 | 0.6446 | 6.3343 | 6.3343 | 6.3266 | 11.32% | 10.94% | 10.19% | 10.82% | N
1388 | 1013 | NSTAR | West | Southboro | Speen Street | 433 | 110C | Framingham | D | 203-1348H4 | FRA | 13.8kV | 13.8kV |  | 0.31074 | 0.40635 | 0.35811 | 3.3464 | 3.3464 | 3.3424 | 9.286% | 12.14% | 10.71% | 10.71% | N
1733 | 1626 | NSTAR | West | Waltham | Trapelo Road | 450 | 110A | Waltham | D | 531-1359H4 | WAL | 13.8kV | 13.8kV |  | 0.35854 | 0.35854 | 0.35811 | 3.3464 | 3.3464 | 3.3424 | 10.71% | 10.71% | 10.71% | 10.71% | N
388 | 1591 | NSTAR | Central | Boston | Andrew Sq | 106 | 110B | South Boston | D | 510-77H5 | BDT | 13.8kV | 13.8kV |  | 0.95612 | 0.90831 | 0.88334 | 8.6051 | 8.6051 | 8.5946 | 11.11% | 10.56% | 10.28% | 10.65% | N
931 | 627 | NSTAR | South | Cape & Vineyard | Hyannis Junction | 961 | 2 | Barnstable | D | 4-92A-561 | YAR | 22.8kV | 22.8kV |  | 1.3427 | 1.4612 | 1.4594 | 13.4272 | 13.4272 | 13.411 | 10% | 10.88% | 10.88% | 10.59% | N
125 |  | NSTAR | Central | Boston | Andrew Sq | 106 | 110A | South Boston | D | 143-75H2 | DOR | 13.8kV | 13.8kV |  | 0.71709 | 0.66928 | 0.62072 | 6.3343 | 6.3343 | 6.3266 | 11.32% | 10.57% | 9.811% | 10.57% | N
417 |  | NSTAR | Central | Boston | Andrew Sq | 106 | 110B | South Boston | D | 528-169H3 | BOS | 13.8kV | 13.8kV |  | 0.71709 | 0.66928 | 0.62072 | 6.3343 | 6.3343 | 6.3266 | 11.32% | 10.57% | 9.811% | 10.57% | N
589 | 1092 | NSTAR | Central | Somerville | Dragon Court | 375 | 110B | Woburn | D | 258-1394H6 | SOM | 13.8kV | 13.8kV |  | 0.28684 | 0.40635 | 0.35811 | 3.3464 | 3.3464 | 3.3424 | 8.571% | 12.14% | 10.71% | 10.48% | N
1470 | 1671 | NSTAR | West | Southboro | Medway | 65 | 110A | Medway | D | 65-H6 | HOL,HOK,MDW | 13.8kV | 13.8kV |  | 1.8644 | 1.6015 | 0.19099 | 11.7125 | 11.7125 | 11.6983 | 15.92% | 13.67% | 1.633% | 10.41% | N
1008 | 719 | NSTAR | South | Cape & Vineyard | Falmouth Sub | 933 | 3 | Falmouth | D | 4-99-221 | OKB | 22.8kV | 22.8kV |  | 1.2242 | 1.5402 | 1.42 | 13.4272 | 13.4272 | 13.411 | 9.118% | 11.47% | 10.59% | 10.39% | N
1742 | 1638 | NSTAR | West | Waltham | Burlington | 391 | 110A | Burlington | D | 541-1377H1 | BUR | 13.8kV | 13.8kV |  | 0.33464 | 0.33464 | 0.35811 | 3.3464 | 3.3464 | 3.3424 | 10% | 10% | 10.71% | 10.24% | N
765 | 116 | NSTAR | Central | Somerville | Putnam | 831 | 110C | Cambridge | D | 831-1391 | CAM | 13.8kV | 13.8kV |  | 0.47806 | 0.54977 | 0.76397 | 5.8562 | 5.8562 | 5.8491 | 8.163% | 9.388% | 13.06% | 10.2% | N
1341 | 485 | NSTAR | South | Plymouth | Tremont Sub | 713 | 2 | Wareham | D | 3-85-969 | MRN | 22.8kV | 22.8kV |  | 2.3695 | 2.3695 | 0 | 15.5993 | 15.5993 | 15.5804 | 15.19% | 15.19% | 0% | 10.13% | N
963 | 657 | NSTAR | South | Cape & Vineyard | Harwich Sub | 968 | 2 | Harwich | D | 4-95A-598 | HAR | 22.8kV | 22.8kV |  | 2.2115 | 2.251 | 2.2483 | 22.1155 | 22.1155 | 22.0886 | 10% | 10.18% | 10.18% | 10.12% | N
707 | 59 | NSTAR | Central | Somerville | Mellen | 822 | 14A | Cambridge | D | 822-27 | CAM | 4.16kV | 4.16kV |  | 0.14411 | 0.1297 | 0.48938 | 2.5219 | 2.5219 | 2.5189 | 5.714% | 5.143% | 19.43% | 10.1% | N
1350 | 493 | NSTAR | South | Plymouth | Valley Sub | 715 | 1 | Plymouth | D | 3-88-923 | BRN | 22.8kV | 22.8kV |  | 2.1721 | 1.7771 | 2.3666 | 20.9307 | 20.9307 | 20.9053 | 10.38% | 8.491% | 11.32% | 10.06% | N
397 | 1598 | NSTAR | Central | Boston | 500 E. First St | 385D | 110C | South Boston | D | 515-192H1 | SOB | 13.8kV | 13.8kV |  | 0.59757 | 0.62148 | 0.66847 | 6.3343 | 6.3343 | 6.3266 | 9.434% | 9.811% | 10.57% | 9.937% | N
1236 | 339 | NSTAR | South | Plymouth | West Pond Sub | 737 | 2 | Plymouth | D | 3-10-935 | PLY | 22.8kV | 22.8kV |  | 1.1848 | 1.3427 | 1.4594 | 13.4272 | 13.4272 | 13.411 | 8.824% | 10% | 10.88% | 9.902% | N
1034 | 167 | NSTAR | South | New Bedford | Pine Street | 611 | A | N. Bedford | D | 2-21-21 | NEB | 13.2kV | 13.2kV |  | 0.89169 | 0.73164 | 0.75359 | 8.0252 | 8.0252 | 8.0154 | 11.11% | 9.117% | 9.402% | 9.877% | N
309 | 1424 | NSTAR | Central | Boston | Congress Street | 430 | 14A | South Boston | D | 430-02 | SOB | 4.16kV | 4.16kV |  | 0.25219 | 0.2666 | 0.24469 | 2.594 | 2.594 | 2.5908 | 9.722% | 10.28% | 9.444% | 9.815% | N
1110 | 246 | NSTAR | South | New Bedford | Fisher Rd. | 657 | E | Dartmouth | D | 2-524-524 | DAR | 13.2kV | 13.2kV |  | 0.96028 | 1.0517 | 1.2103 | 10.9746 | 10.9746 | 10.9613 | 8.75% | 9.583% | 11.04% | 9.792% | N
46 | 846 | NSTAR | Central | Boston | Kenmore | 49 | 14A | Boston | D | 4907 | BDT | 4.16kV | 4.16kV |  | 0.14411 | 0.10808 | 0.50378 | 2.594 | 2.594 | 2.5908 | 5.556% | 4.167% | 19.44% | 9.722% | N
1392 | 1057 | NSTAR | West | Southboro | Leland Street | 240 | 110C | Natick | D | 23-1339H4 | NAT | 13.8kV | 13.8kV |  | 0.33464 | 0.31074 | 0.28649 | 3.3464 | 3.3464 | 3.3424 | 10% | 9.286% | 8.571% | 9.286% | N
1333 | 472 | NSTAR | South | Plymouth | Wareham Sub | 714 | 1 | Wareham | D | 3-84-968 | WAR | 22.8kV | 22.8kV |  | 2.33 | 2.1721 | 0.43388 | 17.7713 | 17.7713 | 17.7498 | 13.11% | 12.22% | 2.444% | 9.259% | N
560 | 1054 | NSTAR | Central | Somerville | Mystic Station | 250 | 110B | Everett | D | 227-52H4 | SOM | 13.8kV | 13.8kV |  | 0.40635 | 0.40635 | 0.33424 | 4.183 | 4.183 | 4.178 | 9.714% | 9.714% | 8% | 9.143% | N
666 | 18 | NSTAR | Central | Somerville | Pacific | 815 | 14A | Cambridge | D | 815-33 | CAM | 4.16kV | 4.16kV |  | 0.18014 | 0.21617 | 0.12235 | 1.9095 | 1.9095 | 1.9072 | 9.434% | 11.32% | 6.415% | 9.057% | N
1176 | 301 | NSTAR | South | New Bedford | Acushnet | 612 | S | Acushnet | D | 2-81-81 | NEB | 13.2kV | 13.2kV |  | 0.70878 | 0.57159 | 0.86777 | 8.0252 | 8.0252 | 8.0154 | 8.832% | 7.123% | 10.83% | 8.927% | N
1310 | 442 | NSTAR | South | Plymouth | Manomet Sub | 741 | 1 | Plymouth | D | 3-71-937 | PLY | 22.8kV | 22.8kV |  | 1.9746 | 1.9351 | 1.6566 | 20.9307 | 20.9307 | 20.9053 | 9.434% | 9.245% | 7.925% | 8.868% | N
798 | 149 | NSTAR | Central | Somerville | East Camb | 875 | 110C | Cambridge | D | 875-1N35B | CAM | 13.8kV | 13.8kV |  | 0.95612 | 1.0756 | 1.0505 | 11.5929 | 11.5929 | 11.5789 | 8.247% | 9.278% | 9.072% | 8.866% | N
127 | 962 | NSTAR | Central | Boston | K Street | 385 | 110B | South Boston | D | 151-140H1 | SOB | 13.8kV | 13.8 |  | 1.6732 | 0 | 0 | 6.3343 | 6.3343 | 6.3266 | 26.42% | 0% | 0% | 8.805% | N
1187 | 311 | NSTAR | South | New Bedford | Acushnet | 612 | N | Acushnet | D | 2-84-56 | NEB | 13.2kV | 13.2kV |  | 0.7545 | 0.80023 | 0.79926 | 9.0312 | 9.0312 | 9.0202 | 8.354% | 8.861% | 8.861% | 8.692% | N
226 | 1260 | NSTAR | Central | Boston | Brighton | 329 | 110B | Brighton | D | 329-1N51H2 | BRI | 13.8kV | 13.8kV |  | 0.59757 | 0.59757 | 0.59685 | 6.9319 | 6.9319 | 6.9235 | 8.621% | 8.621% | 8.621% | 8.621% | N
848 | 543 | NSTAR | South | Cape & Vineyard | Hyannis Junction | 961 | 2 | Barnstable | D | 4-80B-512 | BNS | 22.8kV | 22.8kV |  | 0.71085 | 0.9873 | 1.0255 | 10.6628 | 10.6628 | 10.6499 | 6.667% | 9.259% | 9.63% | 8.519% | N
1416 | 1708 | NSTAR | West | Southboro | Speen Street | 433 | 110C | Framingham | D | 339-1345H1 | FRA | 13.8kV | 13.8kV |  | 0.50196 | 0.47806 | 0.50135 | 5.8562 | 5.8562 | 5.8491 | 8.571% | 8.163% | 8.571% | 8.435% | N
14 | 789 | NSTAR | Central | Boston | Salem St | 30 | 14C & 14D | Boston | D | 3006 | BDT | 4.16kV | 4.16kV |  | 0.21617 | 0.21617 | 0.2159 | 2.594 | 2.594 | 2.5908 | 8.333% | 8.333% | 8.333% | 8.333% | N
933 | 628 | NSTAR | South | Cape & Vineyard | Hyannis Junction | 961 | 2 | Barnstable | D | 4-92A-563 | YAR | 22.8kV | 22.8kV |  | 1.2637 | 1.3032 | 1.3805 | 15.7968 | 15.7968 | 15.7776 | 8% | 8.25% | 8.75% | 8.333% | N
511 | 1716 | NSTAR | Central | Somerville | PNU14 | PNU14 | P14 | Somerville | D | 14N01 | SOM | 4.16kV | 4.16kV |  | 0.14411 | 0.14411 | 0.17992 | 1.9455 | 1.9455 | 1.9431 | 7.407% | 7.407% | 9.259% | 8.025% | N
186 | 1202 | NSTAR | Central | Boston | Hyde Park | 496 | 110B | Hyde Park | D | 311-1406H2 | HYP | 13.8kV | 13.8kV |  | 1.1951 | 0.52587 | 0.5491 | 9.5612 | 9.5612 | 9.5496 | 12.5% | 5.5% | 5.75% | 7.917% | N
905 | 604 | NSTAR | South | Cape & Vineyard | Orleans Sub | 975 | 2 | Orleans | D | 4-89B-618 | BRE | 22.8kV | 22.8kV |  | 0.9873 | 1.3822 | 1.3411 | 15.7968 | 15.7968 | 15.7776 | 6.25% | 8.75% | 8.5% | 7.833% | N
934 | 628 | NSTAR | South | Cape & Vineyard | Hyannis Junction | 961 | 2 | Barnstable | D | 4-92A-568 | YAR | 22.8kV | 22.8kV |  | 0.90831 | 1.1058 | 1.1044 | 13.4272 | 13.4272 | 13.411 | 6.765% | 8.235% | 8.235% | 7.745% | N
734 | 86 | NSTAR | Central | Somerville | Alewife | 828 | 110B | Cambridge | D | 828-1370 | CAM | 13.8kV | 13.8kV |  | 0.47806 | 0.54977 | 0.5491 | 6.8123 | 6.8123 | 6.8041 | 7.018% | 8.07% | 8.07% | 7.719% | N
1291 | 419 | NSTAR | South | Plymouth | Duxbury Sub | 738 | 2 | Duxbury | D | 3-25-908 | MAR | 22.8kV | 22.8kV |  | 0.78984 | 1.1058 | 1.1833 | 13.4272 | 13.4272 | 13.411 | 5.882% | 8.235% | 8.824% | 7.647% | N
138 | 1002 | NSTAR | Central | Boston | 500 E. First St | 385D | 110B | South Boston | D | 168-135H1 | SOB | 13.8kV | 13.8kV |  | 1.4342 | 0 | 0 | 6.3343 | 6.3343 | 6.3266 | 22.64% | 0% | 0% | 7.547% | N
1831 | W86 | WMECO | NORTHERN | PITTSFIELD | Pleasant_16B | 16B | 16B-3X | LEE | D | 16B1 | LEE | 23 | 23kV |  | 1.9 | 0 | 2.1 | 17.9 | 17.9 | 17.9 | 10.61% | 0% | 11.73% | 7.449% | N
1385 | 1010 | NSTAR | West | Southboro | Speen Street | 433 | 110C | Framingham | D | 203-1348H1 | FRA | 13.8kV | 13.8kV |  | 0.21513 | 0.28684 | 0.23874 | 3.3464 | 3.3464 | 3.3424 | 6.429% | 8.571% | 7.143% | 7.381% | N
1387 | 1012 | NSTAR | West | Southboro | Speen Street | 433 | 110C | Framingham | D | 203-1348H3 | FRA | 13.8kV | 13.8kV |  | 0.21513 | 0.28684 | 0.23874 | 3.3464 | 3.3464 | 3.3424 | 6.429% | 8.571% | 7.143% | 7.381% | N
604 | 1184 | NSTAR | Central | Somerville | Willoughby St | 488 | 110C | Chelsea | D | 308-197H4 | DOR | 13.8kV | 13.8kV |  | 0.28684 | 0.33464 | 0.28649 | 4.183 | 4.183 | 4.178 | 6.857% | 8% | 6.857% | 7.238% | N
1339 | 482 | NSTAR | South | Plymouth | Tremont Sub | 713 | 2 | Wareham | D | 3-85-957 | MRN | 22.8kV | 22.8kV |  | 0.86882 | 0.82933 | 0.9861 | 12.4399 | 12.4399 | 12.4249 | 6.984% | 6.667% | 7.937% | 7.196% | N
81 |  | NSTAR | Central | Boston | Andrew Sq | 106 | 110D | South Boston | D | 106-1N28H1 | BDT | 13.8kV | 13.8kV |  | 0.59757 | 0.52587 | 0.23874 | 6.3343 | 6.3343 | 6.3266 | 9.434% | 8.302% | 3.774% | 7.17% | N
1672 | 1338 | NSTAR | West | Waltham | Trapelo Road | 450 | 110A | Waltham | D | 369-1317H3 | NEW | 13.8kV | 13.8kV |  | 0.35854 | 0 | 0.35811 | 3.3464 | 3.3464 | 3.3424 | 10.71% | 0% | 10.71% | 7.143% | N
1433 | 1416 | NSTAR | West | Southboro | Acton | 416 | 110B | Maynard | D | 416-H3 | ACT,MAY,SUD | 13.8kV | 13.8kV |  | 0.62148 | 0.62148 | 0.59685 | 8.6051 | 8.6051 | 8.5946 | 7.222% | 7.222% | 6.944% | 7.13% | N
526 | 1029 | NSTAR | Central | Somerville | Woburn | 211 | 14B | Woburn | D | 211-06 | WIN | 4.16kV | 4.16kV |  | 0.086466 | 0.086466 | 0.086362 | 1.2249 | 1.2249 | 1.2235 | 7.059% | 7.059% | 7.059% | 7.059% | N
1229 | 393 | NSTAR | South | Plymouth | Marshfield Sub | 738 | 1 | Marshfield | D | 3-23-23 | DUX, MAF | 22.8kV | 22.8kV |  | 2.1326 | 1.5797 | 1.9722 | 27.0519 | 27.0519 | 27.0191 | 7.883% | 5.839% | 7.299% | 7.007% | N
982 | 682 | NSTAR | South | Cape & Vineyard | Wellfleet Sub | 976 | 2 | Wellfleet | D | 4-96-677 | WLF | 22.8kV | 22.8kV |  | 0.9873 | 1.0268 | 0.78888 | 13.4272 | 13.4272 | 13.411 | 7.353% | 7.647% | 5.882% | 6.961% | N
314 | 1430 | NSTAR | Central | Boston | Congress Street | 430 | 14B | South Boston | D | 430-12 | SOB | 4.16kV | 4.16kV |  | 0.22337 | 0.15852 | 0.13674 | 2.594 | 2.594 | 2.5908 | 8.611% | 6.111% | 5.278% | 6.667% | N
713 | 65 | NSTAR | Central | Somerville | Walden | 824 | 14A | Cambridge | D | 824-27 | CAM | 4.16kV | 4.16kV |  | 0.18014 | 0.32425 | 0 | 2.5219 | 2.5219 | 2.5189 | 7.143% | 12.86% | 0% | 6.667% | N
998 | 708 | NSTAR | South | Cape & Vineyard | Hatchville Sub | 936 | 1 | Falmouth | D | 4-98A-429 | FAL | 22.8kV | 22.8kV |  | 0.59238 | 0.75035 | 0.78888 | 10.6628 | 10.6628 | 10.6499 | 5.556% | 7.037% | 7.407% | 6.667% | N
1340 | 484 | NSTAR | South | Plymouth | Tremont Sub | 713 | 2 | Wareham | D | 3-85-964 | WAR | 22.8kV | 22.8kV |  | 1.1848 | 1.1453 | 1.2228 | 17.7713 | 17.7713 | 17.7498 | 6.667% | 6.444% | 6.889% | 6.667% | N
1355 | 498 | NSTAR | South | Plymouth | Valley Sub | 715 | 2 | Plymouth | D | 3-89-926 | PLY | 22.8kV | 22.8 |  | 3.5543 | 0 | 0 | 17.7713 | 17.7713 | 17.7498 | 20% | 0% | 0% | 6.667% | N
640 | 1609 | NSTAR | Central | Somerville | Salem St | 15 | 14C | Charlestown | D | 5-208H1 | CHT | 13.8kV | 13.8kV |  | 0.50196 | 0.66928 | 0.71622 | 9.5612 | 9.5612 | 9.5496 | 5.25% | 7% | 7.5% | 6.583% | N
1570 | 801 | NSTAR | West | Waltham | Pine Street | 33 | 14G | Waltham | D | 3313 | WAL | 4.16kV | 4.16kV |  | 0.072055 | 0.086466 | 0.12235 | 1.4411 | 1.4411 | 1.4394 | 5% | 6% | 8.5% | 6.5% | N
1028 | 1717 | NSTAR | South | New Bedford | Pine Street | 611 | C | N. Bedford | D | 2-5-13 | NEB | 13.2kV | 13.2kV |  | 0.61732 | 0.57159 | 0.5709 | 9.0312 | 9.0312 | 9.0202 | 6.835% | 6.329% | 6.329% | 6.498% | N
1391 | 1056 | NSTAR | West | Southboro | Leland Street | 240 | 110C | Natick | D | 23-1339H3 | NAT | 13.8kV | 13.8kV |  | 0.23903 | 0.21513 | 0.19099 | 3.3464 | 3.3464 | 3.3424 | 7.143% | 6.429% | 5.714% | 6.429% | N
1085 | 218 | NSTAR | South | New Bedford | Wing Lane | 624 | 1 | Acushnet | D | 2-240-9 | FRH | 13.2kV | 13.2kV |  | 1.0975 | 0 | 0 | 5.7159 | 5.7159 | 5.709 | 19.2% | 0% | 0% | 6.4% | N
438 | 1653 | NSTAR | Central | Boston | 500 E. First St | 385D | 110B | South Boston | D | 583-122H3 | BDT | 13.8kV | 13.8kV |  | 0.43025 | 0.35854 | 0.40586 | 6.3343 | 6.3343 | 6.3266 | 6.792% | 5.66% | 6.415% | 6.289% | N
1763 | W21 | WMECO | NORTHERN | HADLEY | French_King_21B | 21B | 21B-1X | ERVING | D | 21B9 | ERVING | 13.8 | 13.8kV |  | 0.6 | 0.6 | 0.56 | 9.4 | 9.4 | 9.4 | 6.383% | 6.383% | 5.957% | 6.241% | N
553 | 1051 | NSTAR | Central | Somerville | Mystic Station | 250 | 110A | Everett | D | 227-51H4 | CHT | 13.8kV | 13.8kV |  | 0.23903 | 0.23903 | 0.28649 | 4.183 | 4.183 | 4.178 | 5.714% | 5.714% | 6.857% | 6.095% | N
99 | 930 | NSTAR | Central | Boston | Dorchester Ave | 139 | 14B | South Boston | D | 139-05 | SOB | 4.16kV | 4.16kV |  | 0.20176 | 0.1297 | 0.13674 | 2.594 | 2.594 | 2.5908 | 7.778% | 5% | 5.278% | 6.019% | N
289 | 1385 | NSTAR | Central | Boston | K Street | 385 | N/A | South Boston | D | 385-H21 | SOB | 13.8kV | 13.8kV |  | 0.38245 | 0.40635 | 0.45361 | 7.0514 | 7.0514 | 7.0428 | 5.424% | 5.763% | 6.441% | 5.876% | N
1077 | 210 | NSTAR | South | New Bedford | Arsene | 654 | 1 | Fairhaven | D | 2-220-9 | FRH | 13.2kV | 13.2kV |  | 1.006 | 0 | 0 | 5.7159 | 5.7159 | 5.709 | 17.6% | 0% | 0% | 5.867% | N
1079 | 212 | NSTAR | South | New Bedford | Arsene | 654 | 1 | Fairhaven | D | 2-222-222 | FRH | 13.2kV | 13.2kV |  | 1.2118 | 0.98314 | 0.34254 | 14.5185 | 14.5185 | 14.5009 | 8.346% | 6.772% | 2.362% | 5.827% | N
1415 | 1211 | NSTAR | West | Southboro | Hopkinton | 126 | 110A | Hopkinton | D | 314-1371H3 | HOK | 13.8kV | 13.8kV |  | 0.23903 | 0.19122 | 0.14324 | 3.3464 | 3.3464 | 3.3424 | 7.143% | 5.714% | 4.286% | 5.714% | N
644 | 1655 | NSTAR | Central | Somerville | Mystic Station | 250 | 110A | Charlestown | D | 585-114H4 | SOM | 13.8kV | 13.8kV |  | 0.7888 | 0.59757 | 0.59685 | 11.5929 | 11.5929 | 11.5789 | 6.804% | 5.155% | 5.155% | 5.704% | N
44 | 844 | NSTAR | Central | Boston | Kenmore | 49 | 14A | Boston | D | 4905 | BDT | 4.16kV | 4.16kV |  | 0.11529 | 0.10808 | 0.2159 | 2.594 | 2.594 | 2.5908 | 4.444% | 4.167% | 8.333% | 5.648% | N
1564 | 795 | NSTAR | West | Waltham | Pine Street | 33 | 14F | Waltham | D | 3307 | WAL | 4.16kV | 4.16kV |  | 0.093672 | 0.072055 | 0.10795 | 1.6212 | 1.6212 | 1.6193 | 5.778% | 4.444% | 6.667% | 5.63% | N
661 | 13 | NSTAR | Central | Somerville | Hampshire | 814 | 14A | Cambridge | D | 814-14 | CAM | 4.16kV | 4.16kV |  | 0.18014 | 0.16573 | 0.079165 | 2.5219 | 2.5219 | 2.5189 | 7.143% | 6.571% | 3.143% | 5.619% | N
649 | 1 | NSTAR | Central | Somerville | Charles | 811 | 14A | Cambridge | D | 811-14 | CAM | 4.16kV | 4.16kV |  | 0.20176 | 0.072055 | 0.071968 | 2.0536 | 2.0536 | 2.0511 | 9.825% | 3.509% | 3.509% | 5.614% | N
1849 | W104 | WMECO | NORTHERN | PITTSFIELD | Woodland_Rd_17G | 17G | 17G-1X,17G-2X | LEE | D | 17G7 | LEE | 23 | 23kV |  | 0.3 | 0.2 | 2.1 | 15.6 | 15.6 | 15.6 | 1.923% | 1.282% | 13.46% | 5.556% | N
599 | 1174 | NSTAR | Central | Somerville | Mystic Station | 250 | 110A | Charlestown | D | 30-179XH1 | CHT | 13.8kV | 13.8kV |  | 0.28684 | 0.28684 | 0.52523 | 6.6928 | 6.6928 | 6.6847 | 4.286% | 4.286% | 7.857% | 5.476% | N
641 | 1622 | NSTAR | Central | Somerville | Salem St | 15 | 14kV Bus | Charlestown | D | 529-202 | CHT | 13.8kV | 13.8kV |  | 0.35854 | 0.40635 | 0.35811 | 6.9319 | 6.9319 | 6.9235 | 5.172% | 5.862% | 5.172% | 5.402% | N
1327 | 462 | NSTAR | South | Plymouth | Wareham Sub | 714 | 1 | Wareham | D | 3-84-954 | WAR | 22.8kV | 22.8kV |  | 0.59238 | 0.67136 | 0.74944 | 12.4399 | 12.4399 | 12.4249 | 4.762% | 5.397% | 6.032% | 5.397% | N
1039 | 172 | NSTAR | South | New Bedford | Pine Street | 611 | C | N. Bedford | D | 2-27-27 | NEB | 13.2kV | 13.2kV |  | 0.41155 | 0.41155 | 0.45672 | 8.0252 | 8.0252 | 8.0154 | 5.128% | 5.128% | 5.698% | 5.318% | N
1500 | 968 | NSTAR | West | Walpole | South Street | 146 | 110A | Walpole | D | 146-H5 | WLP | 13.8kV | 13.8kV |  | 0.35854 | 0.47806 | 0.47748 | 8.366 | 8.366 | 8.3559 | 4.286% | 5.714% | 5.714% | 5.238% | N
1848 | W103 | WMECO | NORTHERN | PITTSFIELD | Woodland_Rd_17G | 17G | 17G-1X,17G-2X | LEE | D | 17G6 | LEE | 23 | 23kV |  | 0.3 | 2.1 | 0.3 | 17.2 | 17.2 | 17.2 | 1.744% | 12.21% | 1.744% | 5.233% | N
549 | 1049 | NSTAR | Central | Somerville | Mystic Station | 250 | 110A | Everett | D | 227-51H1 | CHT EVE | 13.8kV | 13.8kV |  | 0.19122 | 0.21513 | 0.23874 | 4.183 | 4.183 | 4.178 | 4.571% | 5.143% | 5.714% | 5.143% | N
12 | 787 | NSTAR | Central | Boston | Salem St | 30 | 14A | Boston | D | 3003 | BDT | 4.16kV | 4.16kV |  | 0.086466 | 0.086466 | 0.086362 | 1.6933 | 1.6933 | 1.6912 | 5.106% | 5.106% | 5.106% | 5.106% | N
70 | 878 | NSTAR | Central | Boston | Hoyt Street | 67 | 14B | Dorchester | D | 6704 | DOR | 4.16kV | 4.16kV |  | 0.086466 | 0.079261 | 0.12235 | 1.9455 | 1.9455 | 1.9431 | 4.444% | 4.074% | 6.296% | 4.938% | N
1602 | 1006 | NSTAR | West | Waltham | Waltham | 282 | 110B | Waltham | D | 17-1354H1 | NEW | 13.8kV | 13.8kV |  | 0.71709 | 0 | 0.47748 | 8.366 | 8.366 | 8.3559 | 8.571% | 0% | 5.714% | 4.762% | N
1148 | 278 | NSTAR | South | New Bedford | Pine Street | 611 | C | N. Bedford | D | 2-66-12 | NEB | 13.2kV | 13.2kV |  | 0.54873 | 0 | 0 | 3.8411 | 3.8411 | 3.8364 | 14.29% | 0% | 0% | 4.762% | N
161 | 1162 | NSTAR | Central | Boston | Summer St | 293 | 110B | South Boston | D | 293-04 | SOB | 4.16kV | 4.16kV |  | 0.15852 | 0 | 0.20871 | 2.594 | 2.594 | 2.5908 | 6.111% | 0% | 8.056% | 4.722% | N
163 | 1164 | NSTAR | Central | Boston | Summer St | 293 | 110B | South Boston | D | 293-07 | SOB | 4.16kV | 4.16 |  | 0.23778 | 0 | 0 | 1.6933 | 1.6933 | 1.6912 | 14.04% | 0% | 0% | 4.681% | N
1721 | 1556 | NSTAR | West | Waltham | Burlington | 391 | 110B | Burlington | D | 487-1378H1 | BED,BUR | 13.8kV | 13.8kV |  | 0.43025 | 0.52587 | 0.50135 | 10.8759 | 10.8759 | 10.8627 | 3.956% | 4.835% | 4.615% | 4.469% | N
1651 | 1242 | NSTAR | West | Waltham | South Street | 322 | 14A | Bedford | D | 322-02 | BED | 4.16kV | 4.16kV |  | 0.21617 | 0 | 0 | 1.6933 | 1.6933 | 1.6912 | 12.77% | 0% | 0% | 4.255% | N
857 | 552 | NSTAR | South | Cape & Vineyard | Sandwich Sub | 919 | 1 | Sandwich | D | 4-81A-850 | SAN | 8.3kV | 8.3kV |  | 0.12939 | 0.18689 | 0.086154 | 3.3066 | 3.3066 | 3.3026 | 3.913% | 5.652% | 2.609% | 4.058% | N
1414 | 1210 | NSTAR | West | Southboro | Hopkinton | 126 | 110A | Hopkinton | D | 314-1371H2 | HOK | 13.8kV | 13.8kV |  | 0.16732 | 0.14342 | 0.095496 | 3.3464 | 3.3464 | 3.3424 | 5% | 4.286% | 2.857% | 4.048% | N
1471 | 1702 | NSTAR | West | Southboro | NGRID | NGRID | NGRID | Hopkinton | D | NGD-501 | HOP | 13.8kV | 13.8kV |  | 0.14342 | 0.14342 | 0.11937 | 3.3464 | 3.3464 | 3.3424 | 4.286% | 4.286% | 3.571% | 4.048% | N
493 |  | NSTAR | Central | Somerville | Willoughby St | 488 | 110B | Somerville | D | 108-195H4 | EBO,SOM | 13.8kV | 13.8kV |  | 0.11951 | 0.14342 | 0.16712 | 3.5854 | 3.5854 | 3.5811 | 3.333% | 4% | 4.667% | 4% | N
664 | 16 | NSTAR | Central | Somerville | Hampshire | 814 | 14A | Cambridge | D | 814-17 | CAM | 4.16kV | 4.16kV |  | 0.10808 | 0.1297 | 0 | 2.0536 | 2.0536 | 2.0511 | 5.263% | 6.316% | 0% | 3.86% | N
1200 |  | NSTAR | South | New Bedford | River Rd. | 695 | 1 | New Bedford | D | 2-88-140 | NEB | 3.74kV | 3.74kV |  | 0.2073 | 0.0064781 | 0 | 1.8527 | 1.8527 | 1.8505 | 11.19% | 0.3497% | 0% | 3.846% | N
1205 | 1721 | NSTAR | South | New Bedford | Pine Street | 611 | D | N. Bedford | D | 2-89-13 | NEB | 13.2kV | 13.2kV |  | 0.29723 | 0.34296 | 0.34254 | 9.0312 | 9.0312 | 9.0202 | 3.291% | 3.797% | 3.797% | 3.629% | N
924 | 622 | NSTAR | South | Cape & Vineyard | Hyannis Junction | 961 | 2 | Barnstable | D | 4-92A-534 | YAR | 22.8kV | 22.8kV |  | 0.39492 | 0.55289 | 0.47333 | 13.4272 | 13.4272 | 13.411 | 2.941% | 4.118% | 3.529% | 3.529% | N
733 | 85 | NSTAR | Central | Somerville | Alewife | 828 | 110A | Cambridge | D | 828-1369 | CAM | 13.8kV | 13.8kV |  | 0.21513 | 0.23903 | 0.26261 | 6.8123 | 6.8123 | 6.8041 | 3.158% | 3.509% | 3.86% | 3.509% | N
1204 | 1705 | NSTAR | South | New Bedford | Pine Street | 611 | D | N. Bedford | D | 2-89-11 | NEB | 13.2kV | 13.2kV |  | 0.16005 | 0.11432 | 0.11418 | 3.8411 | 3.8411 | 3.8364 | 4.167% | 2.976% | 2.976% | 3.373% | N
1386 | 1011 | NSTAR | West | Southboro | Speen Street | 433 | 110C | Framingham | D | 203-1348H2 | FRA | 13.8kV | 13.8kV |  | 0.095612 | 0.11951 | 0.095496 | 3.3464 | 3.3464 | 3.3424 | 2.857% | 3.571% | 2.857% | 3.095% | N
301 | 1410 | NSTAR | Central | Boston | Amory Street | 396 | 14B | Roxbury | D | 396-07 | BKL,DOR,ROX,WRX | 4.16kV | 4.16kV |  | 0.093672 | 0.057644 | 0.050378 | 2.594 | 2.594 | 2.5908 | 3.611% | 2.222% | 1.944% | 2.593% | N
302 | 1411 | NSTAR | Central | Boston | Amory Street | 396 | 14B | Roxbury | D | 396-08 | ROX | 4.16kV | 4.16kV |  | 0.057644 | 0.057644 | 0.079165 | 2.594 | 2.594 | 2.5908 | 2.222% | 2.222% | 3.056% | 2.5% | N
534 | 1037 | NSTAR | Central | Somerville | Woburn | 211 | 110B | Woburn | D | 211-H15 | WOB | 13.8kV | 13.8kV |  | 0.19122 | 0.19122 | 0.19099 | 8.6051 | 8.6051 | 8.5946 | 2.222% | 2.222% | 2.222% | 2.222% | N
1847 | W102 | WMECO | NORTHERN | PITTSFIELD | Woodland_Rd_17G | 17G | 17G-1X,17G-2X | LEE | D | 17G5 | LEE | 23 | 23kV |  | 0.3 | 0.3 | 0.3 | 17.2 | 17.2 | 17.2 | 1.744% | 1.744% | 1.744% | 1.744% | N
1003 | 713 | NSTAR | South | Cape & Vineyard | Falmouth Sub | 933 | 1 | Falmouth | D | 4-98B-447 | FAL | 22.8kV | 22.8kV |  | 0.35543 | 0.35543 | 0.39444 | 22.1155 | 22.1155 | 22.0886 | 1.607% | 1.607% | 1.786% | 1.667% | N
1413 | 1209 | NSTAR | West | Southboro | Hopkinton | 126 | 110A | Hopkinton | D | 314-1371H1 | HOK | 13.8kV | 13.8kV |  | 0.047806 | 0.047806 | 0.047748 | 3.3464 | 3.3464 | 3.3424 | 1.429% | 1.429% | 1.429% | 1.429% | N
1015 |  | NSTAR | South | New Bedford | Second St. | 694 | 1 | New Bedford | D | 2-3-40 | NEB | 3.74kV | 3.74kV |  | 0.064781 | 0.0064781 | 0.0064702 | 1.8527 | 1.8527 | 1.8505 | 3.497% | 0.3497% | 0.3497% | 1.399% | N
1033 | 1720 | NSTAR | South | New Bedford | Pine Street | 611 | D | N. Bedford | D | 2-23-20 | NEB | 13.2kV | 13.2kV |  | 0.27436 | 0 | 0 | 9.0312 | 9.0312 | 9.0202 | 3.038% | 0% | 0% | 1.013% | N
1064 | 197 | NSTAR | South | New Bedford | Pine Street | 611 | A | N. Bedford | D | 2-110-56 | NEB | 13.2kV | 13.2kV |  | 0.091455 | 0.091455 | 0.091344 | 9.0312 | 9.0312 | 9.0202 | 1.013% | 1.013% | 1.013% | 1.013% | N
313 | 1429 | NSTAR | Central | Boston | Congress Street | 430 | 14B | S. Boston | D | 430-11 | SOB | 4.16kV | 4.16kV |  | 0.021617 | 0.021617 | 0.0071968 | 2.594 | 2.594 | 2.5908 | 0.8333% | 0.8333% | 0.2778% | 0.6481% | N
275 | 1386 | NSTAR | Central | Boston | K Street | 385 | 110D | South Boston | D | 385-197H | SOB | 13.8kV | 13.8kV |  | 0.14342 | 0 | 0 | 8.6051 | 8.6051 | 8.5946 | 1.667% | 0% | 0% | 0.5556% | N
1092 | 228 | NSTAR | South | New Bedford | Depot St. | 685 | 1 | N. Bedford | D | 2-29-29 | NEB | 3.74kV | 3.74kV |  | 0.0064781 | 0.0064781 | 0.0064702 | 1.8527 | 1.8527 | 1.8505 | 0.3497% | 0.3497% | 0.3497% | 0.3497% | N
1829 | W84 | WMECO | NORTHERN | PITTSFIELD | Partridge_15E | 15E | 15E-1X | PITTSFIELD | D | 15E3 | PITTSFIELD | 23 | 23 |  | 6.4 | -19.4 | 8 | 15.7 | 15.7 | 15.7 | 40.76% | -123.6% | 50.96% | -10.62% | N
1830 | W85 | WMECO | NORTHERN | PITTSFIELD | Partridge_15E | 15E | 15E-1X | PITTSFIELD | D | 15E4 | PITTSFIELD | 23 | 23 |  | -19.4 | 1.9 | -19.4 | 23.9 | 23.9 | 23.9 | -81.17% | 7.95% | -81.17% | -51.46% | N

## National Grid 2023 List
General Information |  |  |  |  | Substation Information | [6 empty] | Circuit Information | [9 empty] | DCM Information
CKT Sort | Sort Identifier | Company | Division | District | Substation Name/Number | Circuit Sub XFMR Identifier | Substation Location by Town | Substation Classification | Feeder/Circuit ID | Feeder/Circuit Location by Town/City | Feeder/Circuit Voltage | Feeder/Ckt PEAK Load MVA 2020 | Feeder/Ckt PEAK Load MVA 2021 | Feeder/Ckt PEAK Load MVA 2022 | Normal Rating MVA in 2020 | Normal Rating MVA in 2021 | Normal Rating MVA in 2022 | 2020 peak to normal rating %age | 2021 peak to normal rating %age | 2022 peak to normal rating %age | 3 year Average | DCM Eligible? (Y/N) | Eligible DCM Capacity (MW) | Reserved DCM Capacity | Remaining DCM Capacity (MW)
| 541 | Massachusetts Electric | NE South | South Shore | North Abington |  | Abington | Distribution | 07-99W61 | Abington, Hanover, Rockland | 13.8 | 10.517 | 10.3736 | 10.7879 | 12.4292 | 12.4292 | 12.4292 | 84.62% | 83.46% | 86.79% | 84.96% | Y | 5 | 0 | 5
| 429 | Massachusetts Electric | NE South | South Shore | East Holbrook |  | Holbrook | Distribution | 07-2W1 | Holbrook | 13.8 | 6.2863 | 6.4855 | 5.7922 | 7.2902 | 7.2902 | 7.2902 | 86.23% | 88.96% | 79.45% | 84.88% | Y | 5 | 0 | 5
| 239 | Massachusetts Electric | NE South | Southeast | Bates St. Sub |  | Fall River | Distribution | 05-115W53 | Fall River, Tiverton | 13.8 | 9.5769 | 9.6342 | 10.0549 | 11.497 | 11.497 | 11.497 | 83.3% | 83.8% | 87.46% | 84.85% | Y | 5 | 0 | 5
| 1110 | Massachusetts Electric | NE North | Merrimack Valley | South Union St |  | Lawrence | Distribution | 14-61L1 | Lawrence | 13.2 | 7.179 | 7.3162 | 8.0249 | 8.848 | 8.848 | 8.848 | 81.14% | 82.69% | 90.7% | 84.84% | Y | 5 | 0 | 5
| 244 | Massachusetts Electric | NE South | Southeast | Swansea Sub |  | Swansea | Distribution | 05-11W83 | Swansea | 13.8 | 8.7243 | 7.4814 | 7.8001 | 9.4414 | 9.4414 | 9.4414 | 92.41% | 79.24% | 82.62% | 84.75% | Y | 5 | 0 | 5
| 1083 | Massachusetts Electric | NE North | Merrimack Valley | Westford |  | Westford | Distribution | 14-57L3 | Dunstable, Littleton, Tyngsborough, Westford | 13.2 | 10.1741 | 10.86 | 11.2715 | 12.7119 | 12.7119 | 12.7119 | 80.04% | 85.43% | 88.67% | 84.71% | Y | 5 | 0 | 5
| 1067 | Massachusetts Electric | NE North | Merrimack Valley | Lawrence Street |  | Lawrence | Distribution | 14-53J1 | Lawrence | 3.74 | 1.6572 | 1.6284 | 1.6572 | 1.9454 | 1.9454 | 1.9454 | 85.19% | 83.7% | 85.19% | 84.69% | Y | 2 | 0 | 2
| 371 | Massachusetts Electric | NE South | Southeast | Norton |  | Norton | Distribution | 05-4L2 | Norton | 13.2 | 10.3875 | 9.9271 | 9.5264 | 11.7745 | 11.7745 | 11.7745 | 88.22% | 84.31% | 80.91% | 84.48% | Y | 5 | 0 | 5
| 785 | Massachusetts Electric | NE North | North Shore | Gloucester |  | Gloucester | Distribution | 12-24J8 | Gloucester | 4.16 | 1.9694 | 1.5852 | 1.5636 | 2.0247 | 2.0247 | 2.0247 | 97.27% | 78.29% | 77.22% | 84.26% | Y | 2 | 0 | 2
| 182 | Massachusetts Electric | NE North | Central | Grafton St. |  | Worcester | Distribution | 01-9J337 | Worcester | 4.16 | 2.0775 | 2.0775 | 2.0535 | 2.4642 | 2.4642 | 2.4642 | 84.31% | 84.31% | 83.33% | 83.98% | Y | 2 | 0 | 2
| 796 | Massachusetts Electric | NE North | North Shore | W. Salem |  | Salem | Distribution | 12-29W1 | Lynn, Salem, Saugus | 13.8 | 10.1186 | 10.7082 | 10.7321 | 12.5487 | 12.5487 | 12.5487 | 80.63% | 85.33% | 85.52% | 83.83% | Y | 5 | 0 | 5
| 523 | Massachusetts Electric | NE South | South Shore | Phillips Lane |  | Hanover | Distribution | 07-95W5 | Hanover, Norwell | 13.8 | 10.6525 | 10.7082 | 10.4852 | 12.6682 | 12.6682 | 12.6682 | 84.09% | 84.53% | 82.77% | 83.79% | Y | 5 | 0 | 5
| 312 | Massachusetts Electric | NE South | Southeast | Whitins Pond |  | Northbridge | Distribution | 05-320W1 | Northbridge, Upton | 13.8 | 10.3656 | 11.1703 | 10.2939 | 12.6682 | 12.6682 | 12.6682 | 81.82% | 88.18% | 81.26% | 83.75% | Y | 5 | 0 | 5
| 1081 | Massachusetts Electric | NE North | Merrimack Valley | Westford |  | Westford | Distribution | 14-57L1 | Littleton, Westford | 13.2 | 10.5399 | 11.2715 | 10.1055 | 12.7119 | 12.7119 | 12.7119 | 82.91% | 88.67% | 79.5% | 83.69% | Y | 5 | 0 | 5
| 248 | Massachusetts Electric | NE South | Southeast | Riverside Sub |  | Somerset | Distribution | 05-17J3 | Somerset | 4.16 | 2.3057 | 1.9166 | 2.1808 | 2.5507 | 2.5507 | 2.5507 | 90.4% | 75.14% | 85.5% | 83.68% | Y | 2 | 0 | 2
| 1127 | Massachusetts Electric | NE North | Merrimack Valley | Billerica |  | Billerica | Distribution | 14-70L1 | Billerica, Lowell, Tewksbury | 13.2 | 6.8132 | 8.6194 | 8.9395 | 9.7168 | 9.7168 | 9.7168 | 70.12% | 88.71% | 92% | 83.61% | Y | 5 | 0 | 5
| 1080 | Massachusetts Electric | NE North | Merrimack Valley | Woodchuck Hill |  | North Andover | Distribution | 14-56L3 | Boxford, North Andover | 13.2 | 10.3341 | 9.6025 | 9.6254 | 11.7973 | 11.7973 | 11.7973 | 87.6% | 81.4% | 81.59% | 83.53% | Y | 5 | 0 | 5
| 825 | Massachusetts Electric | NE North | North Shore | Salem Boston St. |  | Salem | Distribution | 12-3J3 | Salem | 4.16 | 2.2337 | 2.2697 | 2.3417 | 2.738 | 2.738 | 2.738 | 81.58% | 82.89% | 85.53% | 83.33% | Y | 2 | 0 | 2
| 382 | Massachusetts Electric | NE South | Southeast | Mink Street |  | Seekonk | Distribution | 05-7L5 | Rehoboth, Seekonk, Swansea | 13.2 | 11.2486 | 9.1871 | 8.9927 | 11.7745 | 11.7745 | 11.7745 | 95.53% | 78.03% | 76.37% | 83.31% | Y | 5 | 0 | 5
| 1111 | Massachusetts Electric | NE North | Merrimack Valley | South Union St |  | Lawrence | Distribution | 14-61L2 | Andover, Lawrence, North Andover | 13.2 | 7.0876 | 5.7386 | 5.8987 | 7.4991 | 7.4991 | 7.4991 | 94.51% | 76.52% | 78.66% | 83.23% | Y | 5 | 0 | 5
| 761 | Massachusetts Electric | NE North | North Shore | Revere |  | Revere | Sub-Transmission | 12-2350 | Revere, Winthrop | 23 | 6.5466 | 6.5333 | 6.8 | 7.9674 | 7.9674 | 7.9674 | 82.17% | 82% | 85.35% | 83.17% | Y | 5 | 0 | 5
| 1135 | Massachusetts Electric | NE North | Merrimack Valley | North Andover Jct.71 |  | North Andover | Distribution | 14-71L3 | North Andover | 13.2 | 7.9335 | 10.1055 | 11.2486 | 11.7745 | 11.7745 | 11.7745 | 67.38% | 85.83% | 95.53% | 82.91% | Y | 5 | 0 | 5
| 435 | Massachusetts Electric | NE South | South Shore | West Quincy |  | Quincy | Distribution | 07-3W2 | Quincy | 13.8 | 8.557 | 9.2343 | 8.8917 | 10.756 | 10.756 | 10.756 | 79.56% | 85.85% | 82.67% | 82.69% | Y | 5 | 0 | 5
| 1078 | Massachusetts Electric | NE North | Merrimack Valley | Woodchuck Hill |  | North Andover | Distribution | 14-56L1 | Andover, North Andover | 13.2 | 10.1283 | 8.9852 | 10.0598 | 11.7973 | 11.7973 | 11.7973 | 85.85% | 76.16% | 85.27% | 82.43% | Y | 5 | 0 | 5
| 96 | Massachusetts Electric | NE North | Central | Millbury |  | Millbury | Distribution | 01-304W6 | Millbury, Sutton | 13.8 | 9.9434 | 9.9434 | 9.9434 | 12.6682 | 11.7838 | 11.7838 | 78.49% | 84.38% | 84.38% | 82.42% | Y | 5 | 0 | 5
| 820 | Massachusetts Electric | NE North | North Shore | Everett |  | Everett | Distribution | 12-37W7 | Everett, Malden | 13.8 | 7.1707 | 7.4735 | 7.577 | 8.6765 | 8.6765 | 9.6804 | 82.64% | 86.13% | 78.27% | 82.35% | Y | 5 | 0 | 5
| 660 | Massachusetts Electric | NE North | North Shore | Lynnway |  | Lynn | Distribution | 12-1382 | Lynn, Swampscott | 13.8 | 4.1908 | 3.4897 | 4.4219 | 4.9 | 4.9 | 4.9 | 85.53% | 71.22% | 90.24% | 82.33% | Y | 5 | 0 | 5
| 1032 | Massachusetts Electric | NE North | Merrimack Valley | Newburyport |  | Newburyport | Distribution | 14-36J6 | Newburyport | 4.16 | 2.0823 | 2.1616 | 2.3201 | 2.6588 | 2.6588 | 2.6588 | 78.32% | 81.3% | 87.26% | 82.29% | Y | 2 | 0 | 2
| 392 | Massachusetts Electric | NE South | Southeast | Read Street |  | Attleboro | Distribution | 05-9L5 | Attleboro, Rehoboth, Seekonk | 13.2 | 8.9852 | 9.4143 | 10.7228 | 11.7973 | 11.7973 | 11.7973 | 76.16% | 79.8% | 90.89% | 82.28% | Y | 5 | 0 | 5
| 792 | Massachusetts Electric | NE North | North Shore | Melrose |  | Melrose | Distribution | 12-25W4 | Melrose, Stoneham, Wakefield | 13.8 | 12.2698 | 6.6209 | 11.4731 | 12.3097 | 12.3097 | 12.3097 | 99.68% | 53.79% | 93.2% | 82.22% | Y | 5 | 0 | 5
| 471 | Massachusetts Electric | NE South | South Shore | Water St |  | Hanover | Distribution | 07-910W25 | Hanover, Kingston, Pembroke | 13.8 | 11.3058 | 13.1463 | 11.2899 | 14.5087 | 14.5087 | 14.5087 | 77.92% | 90.61% | 77.81% | 82.12% | Y | 5 | 0 | 5
| 352 | Massachusetts Electric | NE South | Southeast | Beaver Pond |  | Franklin | Distribution | 05-344W5 | Bellingham, Franklin | 13.8 | 10.4772 | 9.9306 | 10.7799 | 12.6682 | 12.6682 | 12.6682 | 82.7% | 78.39% | 85.09% | 82.06% | Y | 5 | 0 | 5
| 1153 | Massachusetts Electric | NE North | Merrimack Valley | Boulevard |  | Lowell | Distribution | 14-77L2 | Lowell | 13.2 | 7.6363 | 7.5905 | 6.676 | 8.9166 | 8.9166 | 8.9166 | 85.64% | 85.13% | 74.87% | 81.88% | Y | 5 | 0 | 5
| 389 | Massachusetts Electric | NE South | Southeast | Read Street |  | Attleboro | Distribution | 05-9L2 | Attleboro | 13.2 | 9.1224 | 9.2656 | 10.5474 | 11.7973 | 11.7973 | 11.7973 | 77.33% | 78.54% | 89.41% | 81.76% | Y | 5 | 0 | 5
| 1112 | Massachusetts Electric | NE North | Merrimack Valley | South Union St |  | Lawrence | Distribution | 14-61L3 | Andover, Lawrence | 13.2 | 9.2367 | 9.3739 | 10.2427 | 11.7745 | 11.7745 | 11.7745 | 78.45% | 79.61% | 86.99% | 81.68% | Y | 5 | 0 | 5
| 947 | Massachusetts Electric | NE North | Merrimack Valley | Lawrence |  | Lawrence | Distribution | 14-1J7 | Lawrence | 3.74 | 1.3834 | 1.3978 | 1.7509 | 1.8518 | 1.8518 | 1.8518 | 74.71% | 75.49% | 94.55% | 81.58% | Y | 2 | 0 | 2
| 3 | Massachusetts Electric | NE North | Central | Rena St. |  | Worcester | Distribution | 01-10J366 | Worcester | 4.16 | 1.931 | 1.931 | 1.7629 | 2.2985 | 2.2985 | 2.2985 | 84.01% | 84.01% | 76.7% | 81.57% | Y | 2 | 0 | 2
| 566 | Massachusetts Electric | NE North | Western | Stockbridge |  | Stockbridge | Distribution | 09-1102W1 | Great Barrington, Lee, Stockbridge, West Stockbridge | 13.8 | 4.637 | 4.6211 | 5.1788 | 5.9039 | 5.9039 | 5.9039 | 78.54% | 78.27% | 87.72% | 81.51% | Y | 5 | 0 | 5
| 388 | Massachusetts Electric | NE South | Southeast | Read Street |  | Attleboro | Distribution | 05-9L1 | Attleboro, North Attleborough | 13.2 | 9.8464 | 8.4799 | 10.3798 | 11.7745 | 11.7745 | 11.7745 | 83.62% | 72.02% | 88.16% | 81.27% | Y | 5 | 0 | 5
| 778 | Massachusetts Electric | NE North | North Shore | Gloucester |  | Gloucester | Distribution | 12-24J10 | Gloucester | 4.16 | 1.9454 | 1.8013 | 1.8734 | 2.3057 | 2.3057 | 2.3057 | 84.38% | 78.12% | 81.25% | 81.25% | Y | 2 | 0 | 2
| 15 | Massachusetts Electric | NE North | Central | Faraday St. |  | Worcester | Distribution | 01-11J354 | Worcester | 4.16 | 2.0487 | 2.0487 | 2.0319 | 2.5147 | 2.5147 | 2.5147 | 81.47% | 81.47% | 80.8% | 81.25% | Y | 2 | 0 | 2
| 384 | Massachusetts Electric | NE South | Southeast | Chartley Pond |  | Attleboro | Distribution | 05-8L2 | Attleboro, Norton, Taunton | 13.2 | 6.5007 | 6.2431 | 6.7371 | 8.0021 | 8.0021 | 8.0021 | 81.24% | 78.02% | 84.19% | 81.15% | Y | 5 | 0 | 5
| 72 | Massachusetts Electric | NE North | Central | Greendale |  | Worcester | Distribution | 01-24W2 | Holden, Worcester | 13.8 | 8.1746 | 8.1746 | 7.6567 | 9.8717 | 9.8717 | 9.8717 | 82.81% | 82.81% | 77.56% | 81.06% | Y | 5 | 0 | 5
| 682 | Massachusetts Electric | NE North | North Shore | Maplewood |  | Malden | Distribution | 12-16W7 | Everett, Malden, Revere | 13.8 | 10.0947 | 9.8317 | 10.8755 | 12.6682 | 12.6682 | 12.6682 | 79.68% | 77.61% | 85.85% | 81.05% | Y | 5 | 0 | 5
| 508 | Massachusetts Electric | NE South | South Shore | Easton |  | Easton | Distribution | 07-92W78 | Easton, Sharon, Stoughton | 13.8 | 11.1624 | 11.1863 | 7.856 | 12.4292 | 12.4292 | 12.4292 | 89.81% | 90% | 63.21% | 81% | Y | 5 | 0 | 5
| 663 | Massachusetts Electric | NE North | North Shore | Lynnway |  | Lynn | Distribution | 12-1391 | Lynn, Nahant | 13.8 | 5.5532 | 6.0234 | 6.0951 | 7.2902 | 7.2902 | 7.2902 | 76.17% | 82.62% | 83.61% | 80.8% | Y | 5 | 0 | 5
| 793 | Massachusetts Electric | NE North | North Shore | Melrose |  | Melrose | Distribution | 12-25W5 | Melrose | 13.8 | 8.9794 | 9.6565 | 11.3536 | 12.4053 | 12.4053 | 12.4053 | 72.38% | 77.84% | 91.52% | 80.58% | Y | 5 | 0 | 5
| 402 | Massachusetts Electric | NE South | South Shore | North Quincy |  | Quincy | Distribution | 07-11W4 | Quincy | 13.8 | 12.5168 | 10.7959 | 11.0668 | 14.2219 | 14.2219 | 14.2219 | 88.01% | 75.91% | 77.82% | 80.58% | Y | 5 | 0 | 5
| 1134 | Massachusetts Electric | NE North | Merrimack Valley | North Andover Jct.71 |  | North Andover | Distribution | 14-71L1 | Andover, Lawrence, North Andover | 13.2 | 9.3053 | 9.7397 | 9.3967 | 11.7745 | 11.7745 | 11.7745 | 79.03% | 82.72% | 79.81% | 80.52% | Y | 5 | 0 | 5
| 867 | Massachusetts Electric | NE North | North Shore | Codding Ave |  | Medford | Distribution | 12-64J2 | Medford | 4.16 | 2.9061 | 1.5275 | 3.3433 | 3.2208 | 3.2208 | 3.2208 | 90.23% | 47.43% | 103.8% | 80.49% | Y | 2 | 0 | 2
| 1191 | Nantucket Electric | NE South | Nantucket | Candle St |  | Nantucket | Distribution | 04-101L8 | Nantucket | 13.2 | 8.9623 | 8.9623 | 9.1224 | 11.2029 | 11.2029 | 11.2029 | 80% | 80% | 81.43% | 80.48% | Y | 5 | 0 | 5
| 457 | Massachusetts Electric | NE South | South Shore | Temple St |  | Whitman | Distribution | 07-712J1 | Abington, Brockton, East Bridgewater, Whitman | 4.16 | 2.4498 | 2.8917 | 3.0935 | 3.4946 | 3.4946 | 3.4946 | 70.1% | 82.75% | 88.52% | 80.46% | Y | 2 | 0 | 2
| 231 | Massachusetts Electric | NE South | Southeast | Hathaway St. Sub |  | Fall River | Distribution | 05-106W82 | Fall River | 13.8 | 8.5331 | 7.8878 | 8.0551 | 10.7321 | 10.7321 | 9.2024 | 79.51% | 73.5% | 87.53% | 80.18% | Y | 5 | 0 | 5
| 66 | Massachusetts Electric | NE North | Central | Laurel Cir. |  | Shirley | Distribution | 01-227W3 | Ayer, Harvard, Lunenburg, Shirley | 13.8 | 9.4255 | 9.4255 | 9.4892 | 11.7838 | 11.7838 | 11.7838 | 79.99% | 79.99% | 80.53% | 80.17% | Y | 5 | 0 | 5
| 874 | Massachusetts Electric | NE North | North Shore | Pine Banks |  | Melrose | Distribution | 12-67J4 | Malden, Medford, Melrose | 4.16 | 3.2664 | 0.72053 | 3.2208 | 2.9974 | 2.9974 | 2.9974 | 109% | 24.04% | 107.5% | 80.15% | Y | 2 | 0 | 2
| 103 | Massachusetts Electric | NE North | Central | Bancroft St. |  | Worcester | Distribution | 01-3J373 | Worcester | 4.16 | 2.5002 | 2.5002 | 1.7725 | 2.8173 | 2.8173 | 2.8173 | 88.75% | 88.75% | 62.92% | 80.14% | Y | 2 | 0 | 2
| 852 | Massachusetts Electric | NE North | North Shore | Riverdale |  | Gloucester | Distribution | 12-52L1 | Gloucester, Rockport | 13.2 | 5.9748 | 6.2263 | 6.0359 | 7.5905 | 7.5905 | 7.5905 | 78.71% | 82.03% | 79.52% | 80.09% | Y | 5 | 0 | 5
| 1131 | Massachusetts Electric | NE North | Merrimack Valley | Billerica |  | Billerica | Distribution | 14-70L5 | Billerica | 13.2 | 9.351 | 10.014 | 8.9166 | 11.7745 | 11.7745 | 11.7745 | 79.42% | 85.05% | 75.73% | 80.06% | Y | 5 | 0 | 5
| 1145 | Massachusetts Electric | NE North | Merrimack Valley | East Dracut |  | Dracut | Distribution | 14-75L2 | Andover, Dracut, Lowell, Tewksbury | 13.2 | 9.8997 | 8.0707 | 8.4136 | 10.9971 | 10.9971 | 10.9971 | 90.02% | 73.39% | 76.51% | 79.97% | Y | 5 | 0 | 5
| 310 | Massachusetts Electric | NE South | Southeast | North Marlboro |  | Marlborough | Distribution | 05-318W3 | Hudson, Marlborough, Northborough | 13.8 | 11.019 | 8.3419 | 8.0869 | 11.4492 | 11.4492 | 11.4492 | 96.24% | 72.86% | 70.63% | 79.91% | Y | 5 | 0 | 5
| 1100 | Massachusetts Electric | NE North | Merrimack Valley | Methuen |  | Methuen | Distribution | 14-5J40 | Methuen | 3.74 | 1.9887 | 2.0968 | 2.1112 | 2.5867 | 2.5867 | 2.5867 | 76.88% | 81.06% | 81.62% | 79.85% | Y | 2 | 0 | 2
| 283 | Massachusetts Electric | NE South | Southeast | Marlboro |  | Marlborough | Distribution | 05-311W3 | Hudson, Marlborough | 13.8 | 10.3258 | 8.9873 | 9.2423 | 11.9272 | 11.9272 | 11.9272 | 86.57% | 75.35% | 77.49% | 79.8% | Y | 5 | 0 | 5
| 381 | Massachusetts Electric | NE South | Southeast | Mink Street |  | Seekonk | Distribution | 05-7L4 | Dighton, Rehoboth, Seekonk | 13.2 | 8.9623 | 9.572 | 9.6407 | 11.7745 | 11.7745 | 11.7745 | 76.12% | 81.29% | 81.88% | 79.76% | Y | 5 | 0 | 5
| 786 | Massachusetts Electric | NE North | North Shore | Gloucester |  | Gloucester | Distribution | 12-24J9 | Gloucester | 4.16 | 2.1616 | 2.2097 | 2.2553 | 2.7741 | 2.7741 | 2.7741 | 77.92% | 79.65% | 81.3% | 79.63% | Y | 2 | 0 | 2
| 168 | Massachusetts Electric | NE North | Central | Vernon Hill |  | Worcester | Distribution | 01-8J365 | Worcester | 4.16 | 1.9887 | 1.9887 | 1.9262 | 2.4714 | 2.4714 | 2.4714 | 80.47% | 80.47% | 77.94% | 79.62% | Y | 2 | 0 | 2
| 715 | Massachusetts Electric | NE North | North Shore | Lynnway |  | Lynn | Distribution | 12-21J25 | Lynn | 4.16 | 1.4411 | 1.6956 | 1.7797 | 2.1976 | 2.1976 | 1.8518 | 65.57% | 77.16% | 96.11% | 79.61% | Y | 2 | 0 | 2
| 515 | Massachusetts Electric | NE South | South Shore | Parkview |  | Stoughton | Distribution | 07-94W41 | Avon, Brockton, Stoughton | 13.8 | 9.8717 | 9.9434 | 9.3936 | 12.238 | 12.238 | 12.238 | 80.66% | 81.25% | 76.76% | 79.56% | Y | 5 | 0 | 5
| 803 | Massachusetts Electric | NE North | North Shore | Salem Valley St. |  | Salem | Distribution | 12-2W1 | Salem | 13.8 | 5.9756 | 6.2146 | 6.3102 | 7.7682 | 7.7682 | 7.7682 | 76.92% | 80% | 81.23% | 79.38% | Y | 5 | 0 | 5
| 420 | Massachusetts Electric | NE South | South Shore | Field St |  | Quincy | Distribution | 07-1W2 | Quincy | 13.8 | 9.1785 | 9.4892 | 9.3857 | 11.7838 | 11.7838 | 11.7838 | 77.89% | 80.53% | 79.65% | 79.36% | Y | 5 | 0 | 5
| 87 | Massachusetts Electric | NE North | Central | Chandler St. |  | Worcester | Distribution | 01-2J345 | Worcester | 4.16 | 2.3201 | 2.3201 | 2.3513 | 2.9398 | 2.9398 | 2.9398 | 78.92% | 78.92% | 79.98% | 79.28% | Y | 2 | 0 | 2
| 452 | Massachusetts Electric | NE South | South Shore | Central St |  | Abington | Distribution | 07-67J1 | Abington, Rockland | 4.16 | 2.8989 | 2.8989 | 3.0262 | 3.7107 | 3.7107 | 3.7107 | 78.12% | 78.12% | 81.55% | 79.27% | Y | 2 | 0 | 2
| 1190 | Nantucket Electric | NE South | Nantucket | Candle St |  | Nantucket | Distribution | 04-101L7 | Nantucket | 13.2 | 8.0402 | 8.0402 | 8.0402 | 10.1512 | 10.1512 | 10.1512 | 79.2% | 79.2% | 79.2% | 79.2% | Y | 5 | 0 | 5
| 800 | Massachusetts Electric | NE North | North Shore | W. Salem |  | Salem | Distribution | 12-29W5 | Lynn, Salem | 13.8 | 6.9078 | 6.9635 | 10.5409 | 10.278 | 10.278 | 10.278 | 67.21% | 67.75% | 102.6% | 79.17% | Y | 5 | 0 | 5
| 545 | Massachusetts Electric | NE South | South Shore | East Weymouth |  | Weymouth | Distribution | 07-9W2 | Hingham, Weymouth | 13.8 | 5.5772 | 5.6728 | 5.4576 | 7.0512 | 7.0512 | 7.0512 | 79.1% | 80.45% | 77.4% | 78.98% | Y | 5 | 0 | 5
| 998 | Massachusetts Electric | NE North | Merrimack Valley | North Chelmsford |  | Chelmsford | Distribution | 14-2L3 | Chelmsford, Lowell | 13.2 | 7.3162 | 8.7566 | 8.0249 | 10.1741 | 10.1741 | 10.1741 | 71.91% | 86.07% | 78.88% | 78.95% | Y | 5 | 0 | 5
| 728 | Massachusetts Electric | NE North | North Shore | Winthrop |  | Winthrop | Distribution | 12-22J3 | Winthrop | 4.16 | 2.3441 | 2.3249 | 2.3057 | 2.947 | 2.947 | 2.947 | 79.54% | 78.89% | 78.24% | 78.89% | Y | 2 | 0 | 2
| 120 | Massachusetts Electric | NE North | Central | Snow St. |  | Southbridge | Distribution | 01-413L3 | Charlton, Dudley, Southbridge | 13.2 | 9.4577 | 9.4577 | 8.9395 | 11.7745 | 11.7745 | 11.7745 | 80.32% | 80.32% | 75.92% | 78.86% | Y | 5 | 0 | 5
| 997 | Massachusetts Electric | NE North | Merrimack Valley | North Chelmsford |  | Chelmsford | Distribution | 14-2L2 | Chelmsford, Lowell | 13.2 | 5.8301 | 6.4702 | 7.4305 | 8.345 | 8.345 | 8.345 | 69.86% | 77.53% | 89.04% | 78.81% | Y | 5 | 0 | 5
| 469 | Massachusetts Electric | NE South | South Shore | Pleasant St |  | Weymouth | Distribution | 07-8W1 | Hingham, Weymouth | 13.8 | 5.147 | 4.8283 | 4.6053 | 6.1668 | 6.1668 | 6.1668 | 83.46% | 78.29% | 74.68% | 78.81% | Y | 5 | 0 | 5
| 346 | Massachusetts Electric | NE South | Southeast | Foxboro 2 |  | Foxborough | Distribution | 05-3432W1 | Foxborough | 13.8 | 6.35 | 6.4218 | 6.0712 | 7.9834 | 7.9834 | 7.9834 | 79.54% | 80.44% | 76.05% | 78.68% | Y | 5 | 0 | 5
| 11 | Massachusetts Electric | NE North | Central | Faraday St. |  | Worcester | Distribution | 01-11J334 | Worcester | 4.16 | 2.0319 | 2.0319 | 1.9166 | 2.5363 | 2.5363 | 2.5363 | 80.11% | 80.11% | 75.57% | 78.6% | Y | 2 | 0 | 2
| 798 | Massachusetts Electric | NE North | North Shore | W. Salem |  | Salem | Distribution | 12-29W3 | Lynn, Salem | 13.8 | 9.2581 | 9.7521 | 10.2541 | 12.4292 | 12.4292 | 12.4292 | 74.49% | 78.46% | 82.5% | 78.48% | Y | 5 | 0 | 5
| 1055 | Massachusetts Electric | NE North | Merrimack Valley | Ward Hill |  | Haverhill | Distribution | 14-43L6 | Haverhill | 13.2 | 9.4424 | 7.6591 | 10.6085 | 11.7745 | 11.7745 | 11.7745 | 80.19% | 65.05% | 90.1% | 78.45% | Y | 5 | 0 | 5
| 1041 | Massachusetts Electric | NE North | Merrimack Valley | Andover |  | Andover | Distribution | 14-3J42 | Andover | 3.74 | 1.895 | 1.7869 | 2.3201 | 2.5507 | 2.5507 | 2.5507 | 74.29% | 70.06% | 90.96% | 78.44% | Y | 2 | 0 | 2
| 1051 | Massachusetts Electric | NE North | Merrimack Valley | Perry Street |  | Lowell | Distribution | 14-3L5 | Lowell | 13.2 | 9.511 | 9.6482 | 9.351 | 12.1174 | 12.1174 | 12.1174 | 78.49% | 79.62% | 77.17% | 78.43% | Y | 5 | 0 | 5
| 626 | Massachusetts Electric | NE North | Western | West St |  | Northampton | Distribution | 09-901W1 | Northampton | 13.8 | 6.7564 | 6.9396 | 7.0352 | 8.8199 | 8.8199 | 8.8199 | 76.6% | 78.68% | 79.77% | 78.35% | Y | 5 | 0 | 5
| 1034 | Massachusetts Electric | NE North | Merrimack Valley | Newburyport |  | Newburyport | Distribution | 14-36L2 | Newbury, Newburyport | 13.2 | 9.0309 | 8.8937 | 9.7625 | 11.7973 | 11.7973 | 11.7973 | 76.55% | 75.39% | 82.75% | 78.23% | Y | 5 | 0 | 5
| 592 | Massachusetts Electric | NE North | Western | Belchertown |  | Belchertown | Distribution | 09-509L2 | Amherst, Belchertown, Ware | 13.2 | 9.1452 | 8.566 | 8.3069 | 11.0886 | 11.0886 | 11.0886 | 82.47% | 77.25% | 74.91% | 78.21% | Y | 5 | 0 | 5
| 1148 | Massachusetts Electric | NE North | Merrimack Valley | East Dracut |  | Dracut | Distribution | 14-75L5 | Dracut, Lowell | 13.2 | 7.4991 | 7.6134 | 7.682 | 9.7168 | 9.7168 | 9.7168 | 77.18% | 78.35% | 79.06% | 78.2% | Y | 5 | 0 | 5
| 1144 | Massachusetts Electric | NE North | Merrimack Valley | East Dracut |  | Dracut | Distribution | 14-75L1 | Dracut, Lowell | 13.2 | 7.8192 | 7.3619 | 7.5905 | 9.7168 | 9.7168 | 9.7168 | 80.47% | 75.76% | 78.12% | 78.12% | Y | 5 | 0 | 5
| 289 | Massachusetts Electric | NE South | Southeast | Westboro |  | Westborough | Distribution | 05-312W3 | Northborough, Westborough | 13.8 | 7.7682 | 7.9969 | 8.0391 | 10.1585 | 10.1585 | 10.1585 | 76.47% | 78.72% | 79.14% | 78.11% | Y | 5 | 0 | 5
| 249 | Massachusetts Electric | NE South | Southeast | Palmer Street Sub |  | Somerset | Distribution | 05-18J5 | Somerset, Swansea | 4.16 | 1.7773 | 1.4435 | 1.4195 | 1.9815 | 1.9815 | 1.9815 | 89.7% | 72.85% | 71.64% | 78.06% | Y | 2 | 0 | 2
| 693 | Massachusetts Electric | NE North | North Shore | N. Beverly |  | Beverly | Distribution | 12-18L1 | Beverly, Wenham | 13.2 | 6.6227 | 7.0343 | 6.4474 | 8.5965 | 8.5965 | 8.5965 | 77.04% | 81.83% | 75% | 77.96% | Y | 5 | 0 | 5
| 763 | Massachusetts Electric | NE North | North Shore | Gloucester |  | Gloucester | Sub-Transmission | 12-2364 | Gloucester, Rockport | 23 | 12 | 12.4 | 12.3 | 15.6958 | 15.6958 | 15.6958 | 76.45% | 79% | 78.36% | 77.94% | Y | 5 | 0 | 5
| 44 | Massachusetts Electric | NE North | Central | Dunstable |  | Dunstable | Distribution | 01-210L1 | Dunstable, Groton, Pepperell | 13.2 | 6.3407 | 6.3407 | 5.7539 | 7.8878 | 7.8878 | 7.8878 | 80.39% | 80.39% | 72.95% | 77.91% | Y | 5 | 0 | 5
| 1122 | Massachusetts Electric | NE North | Merrimack Valley | North Lawrence |  | Lawrence | Distribution | 14-6J3 | Lawrence | 3.74 | 1.5131 | 1.6788 | 1.6812 | 2.0895 | 2.0895 | 2.0895 | 72.41% | 80.34% | 80.46% | 77.74% | Y | 2 | 0 | 2
| 1086 | Massachusetts Electric | NE North | Merrimack Valley | Boston Rd |  | Westford | Distribution | 14-58L2 | Chelmsford, Westford | 13.2 | 8.5965 | 9.3053 | 9.5568 | 11.7745 | 11.7745 | 11.7745 | 73.01% | 79.03% | 81.17% | 77.73% | Y | 5 | 0 | 5
| 711 | Massachusetts Electric | NE North | North Shore | Lynnway |  | Lynn | Distribution | 12-21J21 | Lynn, Nahant | 4.16 | 1.6092 | 1.9046 | 2.3922 | 2.4858 | 2.4858 | 2.6083 | 64.73% | 76.62% | 91.71% | 77.69% | Y | 2 | 0 | 2
| 1186 | Nantucket Electric | NE South | Nantucket | Candle St |  | Nantucket | Distribution | 04-101L3 | Nantucket | 13.2 | 7.9259 | 7.9259 | 8.0553 | 10.2655 | 10.2655 | 10.2655 | 77.21% | 77.21% | 78.47% | 77.63% | Y | 5 | 0 | 5
| 692 | Massachusetts Electric | NE North | North Shore | N. Beverly |  | Beverly | Distribution | 12-18J4 | Beverly | 4.16 | 2.3538 | 2.1616 | 2.1112 | 2.8461 | 2.8461 | 2.8461 | 82.7% | 75.95% | 74.18% | 77.61% | Y | 2 | 0 | 2
| 335 | Massachusetts Electric | NE South | Southeast | Franklin |  | Franklin | Distribution | 05-341W1 | Franklin | 13.8 | 5.7605 | 7.2344 | 5.9118 | 8.1268 | 8.1268 | 8.1268 | 70.88% | 89.02% | 72.75% | 77.55% | Y | 5 | 0 | 5
| 807 | Massachusetts Electric | NE North | North Shore | Revere Beach |  | Revere | Distribution | 12-35J3 | Revere | 4.16 | 2.1135 | 2.0175 | 2.0679 | 2.666 | 2.666 | 2.666 | 79.28% | 75.68% | 77.57% | 77.51% | Y | 2 | 0 | 2
| 956 | Massachusetts Electric | NE North | Merrimack Valley | Tyngsboro |  | Tyngsborough | Distribution | 14-211L2 | Dracut, Tyngsborough | 13.2 | 7.5448 | 9.6254 | 8.1164 | 10.8828 | 10.8828 | 10.8828 | 69.33% | 88.45% | 74.58% | 77.45% | Y | 5 | 0 | 5
| 291 | Massachusetts Electric | NE South | Southeast | Westboro |  | Westborough | Distribution | 05-312W5 | Westborough | 13.8 | 9.6008 | 10.2055 | 9.6008 | 12.6682 | 12.6682 | 12.6682 | 75.79% | 80.56% | 75.79% | 77.38% | Y | 5 | 0 | 5
| 651 | Massachusetts Electric | NE North | North Shore | Beverly |  | Beverly | Distribution | 12-12J6 | Beverly | 4.16 | 2.0415 | 2.0079 | 1.8878 | 2.5579 | 2.5579 | 2.5579 | 79.81% | 78.5% | 73.8% | 77.37% | Y | 2 | 0 | 2
| 2 | Massachusetts Electric | NE North | Central | Rena St. |  | Worcester | Distribution | 01-10J323 | Worcester | 4.16 | 2.1208 | 2.1208 | 2.0415 | 2.7092 | 2.7092 | 2.7092 | 78.28% | 78.28% | 75.35% | 77.3% | Y | 2 | 0 | 2
| 1179 | Massachusetts Electric | NE South | Southeast | Whitins Pond |  | Northbridge | Distribution | 05-320W4 | Douglas, Northbridge, Uxbridge | 13.8 | 0 | 0 | 0 | 0 | 0 | 12.5726 |  | #DIV/0! | 0% | #DIV/0! | N
| 1181 | Massachusetts Electric | NE North | North Shore | Hendersonville |  | Everett | Distribution | 12-593W6 | Everett | 13.8 | 0 | 0 | 1.1234 | 0 | 0 | 13.2419 |  | #DIV/0! | 8.484% | #DIV/0! | N
| 991 | Massachusetts Electric | NE North | Merrimack Valley | Lawrence |  | Lawrence | Distribution | 14-2J4 | Lawrence | 3.74 | 0 | 0 | 1.7293 | 0 | 0 | 2.9398 | #DIV/0! | #DIV/0! | 58.82% | #DIV/0! | N
| 219 | Massachusetts Electric | NE North | Central | N/A |  | N/A | N/A | 01-HT56A | Worcester | N/A | [10 empty] | N
| 258 | Massachusetts Electric | NE South | Southeast | N/A |  | N/A | N/A | 05-200W5 | Bellingham, Woonsocket | N/A | [10 empty] | N
| 928 | Massachusetts Electric | NE North | Merrimack Valley | N/A |  | N/A | N/A | 14-14L1 | Tewksbury | N/A | 0 | 0 |  | 11.6602 | 11.6602 |  | 0% | 0% |  |  | N
| 929 | Massachusetts Electric | NE North | Merrimack Valley | N/A |  | N/A | N/A | 14-14L2 | Tewksbury | N/A | 0 | 0 |  | 11.7973 | 11.7973 |  | 0% | 0% |  |  | N
| 930 | Massachusetts Electric | NE North | Merrimack Valley | N/A |  | N/A | N/A | 14-14L3 | Tewksbury | N/A | 0 | 0 |  | 11.7973 | 11.7973 |  | 0% | 0% |  |  | N
| 1 | Massachusetts Electric | NE North | Central | Lashaway |  | North Brookfield | Distribution | 01-0012 | North Brookfield | 23 | 2.86 | 0.41589 |  | 10.4397 | 3.5 |  | 27.4% | 11.88% |  |  | N
| 547 | Massachusetts Electric | NE North | Western | Palmer 503 |  | Palmer | Distribution | 09-0504 | Monson, Palmer | 23 | [10 empty] | N
| 548 | Massachusetts Electric | NE North | Western | Palmer 503 |  | Palmer | Distribution | 09-0507 | Monson, Palmer | 23 | [10 empty] | N
| 557 | Massachusetts Electric | NE North | Western | Dummy-1018K1 |  | Hancock | Distribution | 09-1018K1 | Hancock | 23 | [10 empty] | N
| 565 | Massachusetts Electric | NE North | Western | Dummy-003 |  | Stockbridge | Sub-Transmission | 09-1101 | Great Barrington, Stockbridge | 23 | [10 empty] | N
| 742 | Massachusetts Electric | NE North | North Shore | Everett |  | Everett | Sub-Transmission | 12-2308 | Everett | 23 | 6.2212 | 5.3315 |  | 9.16 | 9.16 |  | 67.92% | 58.2% |  |  | N
| 755 | Massachusetts Electric | NE North | North Shore | Mystic #250 |  | Everett | Sub-Transmission | 12-2341-2132 | Everett | 23 | 5 | 5.1 |  | 11.4 | 11.4 |  | 43.86% | 44.74% |  |  | N
| 766 | Massachusetts Electric | NE North | North Shore | Everett |  | Everett | Sub-Transmission | 12-2397 | Everett, Medford | 23 | 14.6734 | 14.846 |  | 23.9023 | 23.9023 |  | 61.39% | 62.11% |  |  | N
| 774 | Massachusetts Electric | NE North | North Shore | Everett |  | Everett | Distribution | 12-2400 | Everett, Medford | 23 | 16.891 | 14.2351 |  | 24.8982 | 24.8982 |  | 67.84% | 57.17% |  |  | N
| 1180 | Massachusetts Electric | NE North | North Shore | Salem |  | Salem | Sub-Transmission | 12-2360 | Beverly, Salem | 23 | [10 empty] | N
| 1183 | Massachusetts Electric | NE North | Merrimack Valley | Billerica |  | Billerica | Sub-Transmission | 14-2390 | Billerica | 23 | [10 empty] | N
| 148 | Massachusetts Electric | NE North | Central | Crystal Lake |  | Gardner | Distribution | 01-607W5 | Gardner, Winchendon | 13.8 |  |  | 2.3982 |  |  | 12.6682 |  |  | 18.93% |  | N
| 186 | Massachusetts Electric | NE North | Central | Webster St. |  | Worcester | Distribution | 01-HT10 | Worcester | 13.8 | 2.7 | 3.1 |  | 8.13 | 8.13 |  | 33.21% | 38.13% |  |  | N
| 187 | Massachusetts Electric | NE North | Central | Webster St. |  | Worcester | Distribution | 01-HT10A | Worcester | 13.8 | [10 empty] | N
| 188 | Massachusetts Electric | NE North | Central | Webster St. |  | Worcester | Distribution | 01-HT11-11A | Worcester | 13.8 |  | 1.1951 |  | 8.39 | 8.3897 |  |  | 14.25% |  |  | N
| 189 | Massachusetts Electric | NE North | Central | Webster St. |  | Worcester | Distribution | 01-HT13 | Worcester | 13.8 | 2.8 | 3.2 |  | 8 | 8 |  | 35% | 40% |  |  | N
| 190 | Massachusetts Electric | NE North | Central | Webster St. |  | Worcester | Distribution | 01-HT14 | Worcester | 13.8 | 4.7 |  |  | 8.1982 |  |  | 57.33% |  |  |  | N
| 193 | Massachusetts Electric | NE North | Central | Faraday St. |  | Worcester | Distribution | 01-HT19 | Worcester | 13.8 |  | 1.3784 |  | 6.84 | 6.8361 |  |  | 20.16% |  |  | N
| 197 | Massachusetts Electric | NE North | Central | Bloomingdale |  | Worcester | Distribution | 01-HT24 | Worcester | 13.8 | 2.6 |  |  | 8.9634 |  |  | 29.01% |  |  |  | N
| 198 | Massachusetts Electric | NE North | Central | Bloomingdale |  | Worcester | Distribution | 01-HT25 | Worcester | 13.8 | 2.6 | 2.2 |  | 8.4375 | 8.4375 |  | 30.81% | 26.07% |  |  | N
| 203 | Massachusetts Electric | NE North | Central | Greendale |  | Worcester | Distribution | 01-HT31 | Worcester | 13.8 |  | 5.9039 |  | 8.8 | 8.796 |  |  | 67.12% |  |  | N
| 204 | Massachusetts Electric | NE North | Central | Greendale |  | Worcester | Distribution | 01-HT32 | Worcester | 13.8 |  | 5.9278 |  | 8.75 | 8.7482 |  |  | 67.76% |  |  | N
| 205 | Massachusetts Electric | NE North | Central | Greendale |  | Worcester | Distribution | 01-HT36 | Worcester | 13.8 |  | 2.4858 |  | 6.86 | 6.86 |  |  | 36.24% |  |  | N
| 206 | Massachusetts Electric | NE North | Central | Greendale |  | Worcester | Distribution | 01-HT37 | Worcester | 13.8 |  | 3.8483 |  | 6.76 | 6.7644 |  |  | 56.89% |  |  | N
| 207 | Massachusetts Electric | NE North | Central | Greendale |  | Worcester | Distribution | 01-HT38 | Worcester | 13.8 |  | 3.9678 |  | 8.079 | 8.079 |  |  | 49.11% |  |  | N
| 208 | Massachusetts Electric | NE North | Central | Faraday St. |  | Worcester | Distribution | 01-HT39 | Worcester | 13.8 |  | 3.4419 |  | 9.1785 | 9.1785 |  |  | 37.5% |  |  | N
| 209 | Massachusetts Electric | NE North | Central | Webster St. |  | Worcester | Distribution | 01-HT40 | Worcester | 13.8 |  | 12.5168 |  | 14.3892 | 14.3892 |  |  | 86.99% |  |  | N
| 210 | Massachusetts Electric | NE North | Central | Webster St. |  | Worcester | Distribution | 01-HT40X | Worcester | 13.8 |  | 12.5168 |  |  | 602 |  |  | 2.079% |  |  | N
| 213 | Massachusetts Electric | NE North | Central | Nashua St. |  | Worcester | Distribution | 01-HT45 | Worcester | 13.8 |  | 4.8601 |  | 12.1185 | 12.1185 |  |  | 40.11% |  |  | N
| 214 | Massachusetts Electric | NE North | Central | Faraday St. |  | Worcester | Distribution | 01-HT46 | Worcester | 13.8 |  | 3.9598 |  |  | 174 |  |  | 2.276% |  |  | N
| 216 | Massachusetts Electric | NE North | Central | Nashua St. |  | Worcester | Distribution | 01-HT48 | Worcester | 13.8 |  | 4.9398 |  | 9.537 | 9.537 |  |  | 51.8% |  |  | N
| 217 | Massachusetts Electric | NE North | Central | Nashua St. |  | Worcester | Distribution | 01-HT52 | Worcester | 13.8 |  | 4.4618 |  | 9.6804 | 9.6804 |  |  | 46.09% |  |  | N
| 220 | Massachusetts Electric | NE North | Central | Grafton St. |  | Worcester | Distribution | 01-HT56B | Worcester | 13.8 |  | 0.83658 |  | 8.1029 | 8.1029 |  |  | 10.32% |  |  | N
| 222 | Massachusetts Electric | NE North | Central | Faraday St. |  | Worcester | Distribution | 01-HT60 | Worcester | 13.8 |  | 4.5414 |  | 8.2941 | 8.2941 |  |  | 54.76% |  |  | N
| 223 | Massachusetts Electric | NE North | Central | Nashua St. |  | Worcester | Distribution | 01-HT61 | Worcester | 13.8 |  | 5.8481 |  | 10.9951 | 10.9951 |  |  | 53.19% |  |  | N
| 224 | Massachusetts Electric | NE North | Central | Multiple |  | Worcester | Transmission | 01-Worcester Network | Worcester | 13.8 | [10 empty] | N
| 269 | Massachusetts Electric | NE South | Southeast | Dummy-2468W1 |  | Foxborough | Distribution | 05-2468W1 | Foxborough | 13.8 | [10 empty] | N
| 323 | Massachusetts Electric | NE South | Southeast | Mendon |  | Mendon | Distribution | 05-332W1 | Blackstone, Hopedale, Mendon, Milford, Northbridge, Upton, Uxbridge | 13.8 | [10 empty] | N
| 427 | Massachusetts Electric | NE South | South Shore | Brockton |  | Brockton | Distribution | 07-20W10 | Brockton | 13.8 | [10 empty] | N
| 428 | Massachusetts Electric | NE South | South Shore | Brockton |  | Brockton | Distribution | 07-20W13 | Brockton | 13.8 | [10 empty] | N
| 432 | Massachusetts Electric | NE South | South Shore | Field St |  | Quincy | Distribution | 07-304 | Quincy | 13.8 | [10 empty] | N
| 448 | Massachusetts Electric | NE South | South Shore | Dummy-602W101 |  | Canton | Distribution | 07-602W101 | Canton, Stoughton | 13.8 | [10 empty] | N
| 546 | Massachusetts Electric | NE South | South Shore | Brockton-Network |  | Brockton | Transmission | 07-Brockton Network | Brockton | 13.8 | [10 empty] | N
| 624 | Massachusetts Electric | NE North | Western | Dummy-004 |  | Northampton | Distribution | 09-8888W15 | Northampton | 13.8 | [10 empty] | N
| 625 | Massachusetts Electric | NE North | Western | Dummy-8888W16 |  | Northampton | Distribution | 09-8888W16 | Northampton | 13.8 | [10 empty] | N
| 853 | Massachusetts Electric | NE North | North Shore | Hendersonville |  | Everett | Distribution | 12-593W3 | Everett | 13.8 |  |  | 0 |  |  | 13.6243 |  |  | 0% |  | N
| 854 | Massachusetts Electric | NE North | North Shore | Hendersonville |  | Everett | Distribution | 12-593W4 | Everett, Malden | 13.8 |  |  | 9.776 |  |  | 13.5287 |  |  | 72.26% |  | N
| 855 | Massachusetts Electric | NE North | North Shore | Hendersonville |  | Everett | Distribution | 12-593W5 | Everett | 13.8 |  |  | 5.7605 |  |  | 14.3175 |  |  | 40.23% |  | N
| 906 | Massachusetts Electric | NE North | North Shore | Lynn 21 |  | Lynn | Transmission | 12-Lynn Network | Lynn | 13.8 | [10 empty] | N
| 908 | Massachusetts Electric | NE North | Merrimack Valley | Eversource 416H9 |  | Westford | Distribution | 14-12J1 | Westford | 13.8 | [10 empty] | N
| 910 | Massachusetts Electric | NE North | Merrimack Valley | Lawrence |  | Lawrence | Distribution | 14-1311X | Lawrence | 13.8 | [10 empty] | N
| 911 | Massachusetts Electric | NE North | Merrimack Valley | Andover |  | Andover | Sub-Transmission | 14-1312A | Andover | 13.8 | 0.88 | 0.88 |  | 7.3 | 7.3 |  | 12.05% | 12.05% |  |  | N
| 912 | Massachusetts Electric | NE North | Merrimack Valley | Lawrence |  | Lawrence | Distribution | 14-1312L | Lawrence | 13.8 | 0.2 | 0.2 |  | 6 | 6 |  | 3.333% | 3.333% |  |  | N
| 914 | Massachusetts Electric | NE North | Merrimack Valley | Andover |  | Andover | Distribution | 14-1314A | Andover | 13.8 | 1.5 | 1.1 |  | 6.6 | 6.6 |  | 22.73% | 16.67% |  |  | N
| 915 | Massachusetts Electric | NE North | Merrimack Valley | Lawrence |  | Lawrence | Distribution | 14-1316YZ | Lawrence | 13.8 | [10 empty] | N
| 1182 | Massachusetts Electric | NE North | Merrimack Valley | Tewksbury |  | Tewksbury | Sub-Transmission | 14-1323 | Andover, Tewksbury | 13.8 | [10 empty] | N
| 125 | Massachusetts Electric | NE North | Central | Snow St. |  | Southbridge | Distribution | 01-413L8 | Southbridge | 13.2 | [10 empty] | N
| 138 | Massachusetts Electric | NE North | Central | Meadow Street 552 |  | Spencer | Distribution | 01-552L2 | Spencer | 13.2 |  |  | 7.522 |  |  | 11.7973 |  |  | 63.76% |  | N
| 564 | Massachusetts Electric | NE North | Western | Dummy-1059L527 |  | Granby | Distribution | 09-1059L527 | Granby | 13.2 | [10 empty] | N
| 579 | Massachusetts Electric | NE North | Western | Ware |  | Ware | Distribution | 09-501L4 | Ware | 13.2 | [10 empty] | N
| 634 | Massachusetts Electric | NE North | Western | Dummy-99999 |  | Sheffield | Distribution | 09-99999 | Sheffield | 13.2 | [10 empty] | N
| 1009 | Massachusetts Electric | NE North | Merrimack Valley | Water Street |  | Haverhill | Distribution | 14-31J1 | Haverhill | 13.2 | [10 empty] | N
| 1010 | Massachusetts Electric | NE North | Merrimack Valley | Water Street |  | Haverhill | Distribution | 14-31J2 | Haverhill | 13.2 | [10 empty] | N
| 1171 | Massachusetts Electric | NE North | Merrimack Valley | Pinehurst |  | Billerica | Distribution | 14-92L2 | Billerica | 13.2 | 8.5051 | 9.7397 | 9.9912 | 11.7973 | 11.7973 | 11.7973 |  | 82.56% | 84.69% |  | N
| 1172 | Massachusetts Electric | NE North | Merrimack Valley | Pinehurst |  | Billerica | Distribution | 14-92L3 | Billerica | 13.2 | 7.682 | 4.0468 | 8.4136 | 11.7973 | 11.7973 | 11.7973 |  | 34.3% | 71.32% |  | N
| 1173 | Massachusetts Electric | NE North | Merrimack Valley | Pinehurst |  | Billerica | Distribution | 14-92L4 | Billerica | 13.2 | 4.0925 | 4.6869 | 2.4463 | 11.7973 | 11.7973 | 11.7973 |  | 39.73% | 20.74% |  | N
| 1174 | Massachusetts Electric | NE North | Merrimack Valley | Pinehurst |  | Billerica | Distribution | 14-92L6 | Billerica | 13.2 | 9.7854 | 8.0021 | 8.0021 | 11.7745 | 11.7745 | 11.7745 |  | 67.96% | 67.96% |  | N
| 374 | Massachusetts Electric | NE South | Southeast | Dummy-65H4 |  | Bellingham | Distribution | 05-65H4 | Bellingham, Franklin | 7.97 | [10 empty] | N
| 446 | Massachusetts Electric | NE South | South Shore | Dummy-601W79 |  | Stoughton | Distribution | 07-601W79 | Stoughton | 7.97 | [10 empty] | N
| 447 | Massachusetts Electric | NE South | South Shore | Dummy-602W100 |  | Bridgewater | Distribution | 07-602W100 | Bridgewater | 7.97 | [10 empty] | N
| 907 | Massachusetts Electric | NE North | Merrimack Valley | Reading |  | Wilmington | Distribution | 14-11W1 | Andover, Wilmington | 7.97 | [10 empty] | N
| 590 | Massachusetts Electric | NE North | Western | Dummy-508L50 |  | East Longmeadow | Distribution | 09-508L50 | East Longmeadow | 7.62 | [10 empty] | N
| 604 | Massachusetts Electric | NE North | Western | Dummy-551L5081 |  | East Longmeadow | Distribution | 09-551L5081 | East Longmeadow | 7.62 | [10 empty] | N
| 623 | Massachusetts Electric | NE North | Western | Dummy-8888L4 |  | East Longmeadow | Distribution | 09-8888L4 | East Longmeadow, Springfield | 7.62 | [10 empty] | N
| 561 | Massachusetts Electric | NE North | Western | Dummy-1050W1050 |  | Hancock | Distribution | 09-1050W1050 | Hancock | 4.8 | [10 empty] | N
| 562 | Massachusetts Electric | NE North | Western | Dummy-1051M1050 |  | Hancock | Distribution | 09-1051M1050 | Hancock | 4.8 | [10 empty] | N
| 563 | Massachusetts Electric | NE North | Western | Dummy-1052M1050 |  | Hancock | Distribution | 09-1052M1050 | Hancock | 4.8 | [10 empty] | N
| 617 | Massachusetts Electric | NE North | Western | Dummy-8888G1 |  | Hawley | Distribution | 09-8888G1 | Hawley | 4.8 | [10 empty] | N
| 618 | Massachusetts Electric | NE North | Western | Wmeco |  | Hawley | Distribution | 09-8888G10 | Hawley | 4.8 | [10 empty] | N
| 619 | Massachusetts Electric | NE North | Western | Dummy-8888G11 |  | Hawley | Distribution | 09-8888G11 | Hawley | 4.8 | [10 empty] | N
| 620 | Massachusetts Electric | NE North | Western | Dummy-8888G12 |  | Heath | Distribution | 09-8888G12 | Heath | 4.8 | [10 empty] | N
| 621 | Massachusetts Electric | NE North | Western | Dummy-8888G13 |  | Heath | Distribution | 09-8888G13 | Colrain, Heath | 4.8 | [10 empty] | N
| 622 | Massachusetts Electric | NE North | Western | Dummy-8888G9 |  | Hawley | Distribution | 09-8888G9 | Hawley | 4.8 | [10 empty] | N
| 635 | Massachusetts Electric | NE North | Western | Dummy-8888M541 |  | Easthampton | Distribution | 09-M541 | Easthampton | 4.8 | [10 empty] | N
| 802 | Massachusetts Electric | NE North | North Shore | Burrill |  | Swampscott | Distribution | 12-2J1 | Swampscott | 4.16 | [10 empty] | N
| 839 | Massachusetts Electric | NE North | North Shore | Melrose |  | Melrose | Distribution | 12-4C1 | Malden, Melrose | 4.16 | [5 empty] | 2.3706 |  |  |  |  | N
| 840 | Massachusetts Electric | NE North | North Shore | Melrose |  | Melrose | Distribution | 12-4C3 | Melrose | 4.16 | [5 empty] | 2.3057 |  |  |  |  | N
| 841 | Massachusetts Electric | NE North | North Shore | Melrose |  | Melrose | Distribution | 12-4C4 | Melrose | 4.16 | [5 empty] | 2.0607 |  |  |  |  | N
| 842 | Massachusetts Electric | NE North | North Shore | Melrose |  | Melrose | Distribution | 12-4C6 | Melrose | 4.16 | [5 empty] | 1.2609 |  |  |  |  | N
| 896 | Massachusetts Electric | NE North | North Shore | Dummy-99J1 |  | Topsfield | Distribution | 12-99J1 | Topsfield | 4.16 | [10 empty] | N
| 897 | Massachusetts Electric | NE North | North Shore | Medford |  | Medford | Distribution | 12-9C1 | Medford | 4.16 |  | 0.62449 | 1.3906 | 2.3778 | 2.3778 | 2.3778 |  | 26.26% | 58.48% |  | N
| 1094 | Massachusetts Electric | NE North | Merrimack Valley | Amesbury |  | Amesbury | Distribution | 14-5J11 | Amesbury | 4.16 | [10 empty] | N
| 1095 | Massachusetts Electric | NE North | Merrimack Valley | Amesbury |  | Amesbury | Distribution | 14-5J12 | Amesbury | 4.16 | [10 empty] | N
| 1096 | Massachusetts Electric | NE North | Merrimack Valley | Amesbury |  | Amesbury | Distribution | 14-5J13 | Amesbury | 4.16 | [10 empty] | N
| 1097 | Massachusetts Electric | NE North | Merrimack Valley | Amesbury |  | Amesbury | Distribution | 14-5J14 | Amesbury | 4.16 | [10 empty] | N
| 1098 | Massachusetts Electric | NE North | Merrimack Valley | Amesbury |  | Amesbury | Distribution | 14-5J15 | Amesbury | 4.16 | [10 empty] | N
| 1099 | Massachusetts Electric | NE North | Merrimack Valley | Amesbury |  | Amesbury | Distribution | 14-5J16 | Amesbury | 4.16 | [10 empty] | N
| 1175 | Massachusetts Electric | NE North | Merrimack Valley | Chelmsford |  | Chelmsford | Distribution | 14-9J1 | Chelmsford | 4.16 | 2.0751 | 2.0968 | 0 | 2.6516 | 2.6516 | 2.6516 |  | 79.08% | 0% |  | N
| 1176 | Massachusetts Electric | NE North | Merrimack Valley | Chelmsford |  | Chelmsford | Distribution | 14-9J2 | Chelmsford | 4.16 | 1.124 | 0.98713 | 0 | 1.9815 | 1.9815 | 1.9815 |  | 49.82% | 0% |  | N
| 1177 | Massachusetts Electric | NE North | Merrimack Valley | Chelmsford |  | Chelmsford | Distribution | 14-9J3 | Chelmsford | 4.16 | 1.7869 | 1.4267 | 0 | 2.5507 | 2.5507 | 2.5507 |  | 55.93% | 0% |  | N
| 1178 | Massachusetts Electric | NE North | Merrimack Valley | Reading |  | Andover | Distribution | 14-FD12H1 | Andover | 2.4 | [10 empty] | N
N
N
N
N
| 681 | Massachusetts Electric | NE North | North Shore | Maplewood |  | Malden | Distribution | 12-16W6 | Malden, Melrose | 13.8 | 13.457 | 12.23 | 14.3175 | 12.3097 | 12.3097 | 12.6682 | 109.3% | 99.35% | 113% | 107.2% | N
| 218 | Massachusetts Electric | NE North | Central | Bloomingdale |  | Worcester | Distribution | 01-HT55 | Worcester | 13.8 | 5.8879 | 5.8879 | 5.6808 | 5.4975 | 5.4975 | 5.4975 | 107.1% | 107.1% | 103.3% | 105.8% | N
| 238 | Massachusetts Electric | NE South | Southeast | Bates St. Sub |  | Fall River | Distribution | 05-115W52 | Fall River, Westport | 13.8 | 10.9951 | 11.1353 | 11.8954 | 10.7321 | 10.7321 | 10.7321 | 102.4% | 103.8% | 110.8% | 105.7% | N
| 601 | Massachusetts Electric | NE North | Western | Thorndike |  | Palmer | Distribution | 09-523L4 | Palmer, Ware | 13.2 | 10.2198 | 10.1436 | 10.2274 | 8.8937 | 8.8937 | 12.1174 | 114.9% | 114.1% | 84.4% | 104.5% | N
| 1076 | Massachusetts Electric | NE North | Merrimack Valley | Dale Street |  | North Andover | Distribution | 14-55L1 | Boxford, North Andover | 13.2 | 11.2486 | 9.0766 | 9.6025 | 9.7168 | 9.7168 | 9.7168 | 115.8% | 93.41% | 98.82% | 102.7% | N
| 184 | Massachusetts Electric | NE North | Central | Grafton St. |  | Worcester | Distribution | 01-9J360 | Worcester | 4.16 | 1.9887 | 1.9887 | 1.9671 | 1.9526 | 1.9526 | 1.9526 | 101.8% | 101.8% | 100.7% | 101.5% | N
| 115 | Massachusetts Electric | NE North | Central | E. Webster |  | Webster | Distribution | 01-412L4 | Charlton, Dudley, Oxford, Webster | 13.2 | 10.9362 | 10.9362 | 12.3003 | 11.6602 | 11.6602 | 11.6602 | 93.79% | 93.79% | 105.5% | 97.69% | N
| 1057 | Massachusetts Electric | NE North | Merrimack Valley | Ward Hill |  | Haverhill | Distribution | 14-43L8 | Haverhill | 13.2 | 11.4315 | 11.02 | 11.3172 | 11.7973 | 11.7973 | 11.7973 | 96.9% | 93.41% | 95.93% | 95.41% | N
| 191 | Massachusetts Electric | NE North | Central | Webster St. |  | Worcester | Distribution | 01-HT15 | Worcester | 13.8 | 6.111 | 6.111 | 8.7721 | 7.3858 | 7.3858 | 7.3858 | 82.74% | 82.74% | 118.8% | 94.75% | N
| 354 | Massachusetts Electric | NE South | Southeast | Plainville |  | Plainville | Distribution | 05-3451W2 | Plainville | 13.8 | 5.9915 | 6.2911 | 6.1469 | 6.5492 | 6.5492 | 6.5492 | 91.48% | 96.06% | 93.86% | 93.8% | N
| 69 | Massachusetts Electric | NE North | Central | Cooks Pond |  | Worcester | Distribution | 01-23W3 | Holden, Leicester, Worcester | 13.8 | 7.6248 | 7.6248 | 7.2265 | 8.0029 | 8.0029 | 8.0029 | 95.28% | 95.28% | 90.3% | 93.62% | N
| 1126 | Massachusetts Electric | NE North | Merrimack Valley | North Lawrence |  | Lawrence | Distribution | 14-6J8 | Lawrence, Methuen | 3.74 | 2.1976 | 2.3129 | 2.6059 | 2.5507 | 2.5507 | 2.5507 | 86.16% | 90.68% | 102.2% | 93% | N
| 183 | Massachusetts Electric | NE North | Central | Grafton St. |  | Worcester | Distribution | 01-9J352 | Worcester | 4.16 | 1.7845 | 1.7845 | 1.8157 | 1.931 | 1.931 | 1.931 | 92.41% | 92.41% | 94.03% | 92.95% | N
| 163 | Massachusetts Electric | NE North | Central | Webster St. |  | Worcester | Distribution | 01-6W1 | Auburn, Worcester | 13.8 | 7.1707 | 7.1707 | 5.8959 | 7.2663 | 7.2663 | 7.2663 | 98.68% | 98.68% | 81.14% | 92.84% | N
| 1142 | Massachusetts Electric | NE North | Merrimack Valley | East Methuen |  | Methuen | Distribution | 14-74L5 | Haverhill, Methuen | 13.2 | 9.8768 | 9.8768 | 10.6999 | 10.9743 | 10.9743 | 10.9743 | 90% | 90% | 97.5% | 92.5% | N
| 1056 | Massachusetts Electric | NE North | Merrimack Valley | Ward Hill |  | Haverhill | Distribution | 14-43L7 | Boxford, Haverhill, North Andover | 13.2 | 4.7555 | 7.1333 | 7.1333 | 6.8589 | 6.8589 | 6.8589 | 69.33% | 104% | 104% | 92.44% | N
| 327 | Massachusetts Electric | NE South | Southeast | Depot Street |  | Milford | Distribution | 05-335W3 | Hopedale, Milford, Upton | 13.8 | 10.9951 | 11.8508 | 11.25 | 12.3097 | 12.3097 | 12.3097 | 89.32% | 96.27% | 91.39% | 92.33% | N
| 513 | Massachusetts Electric | NE South | South Shore | Plymouth St |  | Abington | Distribution | 07-93W43 | Abington, East Bridgewater, Hanson, Rockland, Whitman | 13.8 | 11.019 | 10.8755 | 10.8755 | 11.8316 | 11.8316 | 11.8316 | 93.13% | 91.92% | 91.92% | 92.32% | N
| 1016 | Massachusetts Electric | NE North | Merrimack Valley | Water Street |  | Haverhill | Distribution | 14-31L2 | Haverhill | 13.2 | 3.2928 | 10.86 | 3.5594 | 3.7107 | 11.7745 | 3.7107 | 88.74% | 92.23% | 95.92% | 92.3% | N
| 4 | Massachusetts Electric | NE North | Central | Rena St. |  | Worcester | Distribution | 01-10J383 | Worcester | 4.16 | 2.0487 | 2.0487 | 1.9767 | 2.1976 | 2.1976 | 2.1976 | 93.22% | 93.22% | 89.95% | 92.13% | N
| 62 | Massachusetts Electric | NE North | Central | Pratts Junc. |  | Sterling | Distribution | 01-225W4 | Leominster, Sterling | 13.8 | 11.2181 | 11.2181 | 10.0151 | 11.7838 | 11.7838 | 11.7838 | 95.2% | 95.2% | 84.99% | 91.8% | N
| 685 | Massachusetts Electric | NE North | North Shore | W. Medford |  | Medford | Distribution | 12-17J2 | Medford | 4.16 | 2.3297 | 2.3538 | 2.3994 | 2.5723 | 2.5723 | 2.5723 | 90.57% | 91.5% | 93.28% | 91.78% | N
| 1121 | Massachusetts Electric | NE North | Merrimack Valley | North Lawrence |  | Lawrence | Distribution | 14-6J2 | Lawrence | 3.74 | 1.9671 | 2.1328 | 2.0895 | 2.2481 | 2.2481 | 2.2481 | 87.5% | 94.87% | 92.95% | 91.77% | N
| 122 | Massachusetts Electric | NE North | Central | Snow St. |  | Southbridge | Distribution | 01-413L5 | Southbridge, Sturbridge | 13.2 | 8.7337 | 8.7337 | 9.2367 | 9.7168 | 9.7168 | 9.7168 | 89.88% | 89.88% | 95.06% | 91.61% | N
| 1033 | Massachusetts Electric | NE North | Merrimack Valley | Newburyport |  | Newburyport | Distribution | 14-36L1 | Newburyport | 13.2 | 10.4713 | 10.4027 | 11.4315 | 11.7745 | 11.7745 | 11.7745 | 88.93% | 88.35% | 97.09% | 91.46% | N
| 502 | Massachusetts Electric | NE South | South Shore | Dupont |  | Brockton | Distribution | 07-91W47 | Brockton, Whitman | 13.8 | 8.7721 | 9.059 | 8.7243 | 9.6804 | 9.6804 | 9.6804 | 90.62% | 93.58% | 90.12% | 91.44% | N
| 794 | Massachusetts Electric | NE North | North Shore | Topsfield |  | Topsfield | Distribution | 12-26L1 | Ipswich, Topsfield | 13.2 | 9.5568 | 9.9226 | 9.9683 | 10.7456 | 10.7456 | 10.7456 | 88.94% | 92.34% | 92.77% | 91.35% | N
| 677 | Massachusetts Electric | NE North | North Shore | Maplewood |  | Malden | Distribution | 12-16W2 | Everett, Malden | 13.8 | 8.2781 | 9.8318 | 8.6048 | 9.7521 | 9.7521 | 9.7521 | 84.88% | 100.8% | 88.24% | 91.31% | N
| 36 | Massachusetts Electric | NE North | Central | Ayer |  | Ayer | Distribution | 01-201W2 | Ayer, Harvard | 13.8 | 10.6604 | 10.6604 | 10.9473 | 11.7838 | 11.7838 | 11.7838 | 90.47% | 90.47% | 92.9% | 91.28% | N
| 869 | Massachusetts Electric | NE North | North Shore | Codding Ave |  | Medford | Distribution | 12-64J4 | Medford | 4.16 | 2.9686 | 3.0839 | 3.1055 | 3.3505 | 3.3505 | 3.3505 | 88.6% | 92.04% | 92.69% | 91.11% | N
| 987 | Massachusetts Electric | NE North | Merrimack Valley | West Amesbury |  | Amesbury | Distribution | 14-275L4 | Amesbury, Salisbury | 13.2 | 11.5001 | 11.5459 | 10.0598 | 12.1174 | 12.1174 | 12.1174 | 94.91% | 95.28% | 83.02% | 91.07% | N
| 58 | Massachusetts Electric | NE North | Central | Leicester |  | Leicester | Distribution | 01-21W2 | Charlton, Leicester | 13.8 | 7.2504 | 7.2504 | 7.2424 | 7.9595 | 7.9595 | 7.9595 | 91.09% | 91.09% | 90.99% | 91.06% | N
| 870 | Massachusetts Electric | NE North | North Shore | Codding Ave |  | Medford | Distribution | 12-64J5 | Medford | 4.16 | 3.0911 | 3.2856 | 2.8533 | 3.3865 | 3.3865 | 3.3865 | 91.28% | 97.02% | 84.26% | 90.85% | N
| 707 | Massachusetts Electric | NE North | North Shore | Humphrey |  | Swampscott | Distribution | 12-1J901 | Lynn, Swampscott | 4.16 | 2.4282 | 2.4498 | 2.738 | 2.7957 | 2.7957 | 2.7957 | 86.86% | 87.63% | 97.94% | 90.81% | N
| 481 | Massachusetts Electric | NE South | South Shore | Mill St |  | Bridgewater | Distribution | 07-912W21 | Bridgewater, East Bridgewater, West Bridgewater | 13.8 | 13.1702 | 14.3414 | 14.3335 | 15.3692 | 15.3692 | 15.3692 | 85.69% | 93.31% | 93.26% | 90.76% | N
| 654 | Massachusetts Electric | NE North | North Shore | Granite |  | Lynn | Distribution | 12-12J903 | Lynn | 4.16 | 1.8374 | 2.0415 | 2.0031 | 2.1616 | 2.1616 | 2.1616 | 85% | 94.44% | 92.67% | 90.7% | N
| 240 | Massachusetts Electric | NE South | Southeast | Bates St. Sub |  | Fall River | Distribution | 05-115W54 | Fall River | 13.8 | 9.6087 | 8.3658 | 8.8359 | 9.8717 | 9.8717 | 9.8717 | 97.34% | 84.75% | 89.51% | 90.53% | N
| 724 | Massachusetts Electric | NE North | North Shore | Lynnway |  | Lynn | Distribution | 12-21J37 | Lynn | 4.16 | 1.8013 | 2.14 | 2.0968 | 2.1976 | 2.1976 | 2.2769 | 81.97% | 97.38% | 92.09% | 90.48% | N
| 109 | Massachusetts Electric | NE North | Central | N. Oxford |  | Oxford | Distribution | 01-406L4 | Auburn, Oxford, Webster | 13.2 | 10.136 | 10.136 | 8.8328 | 10.7456 | 10.7456 | 10.7456 | 94.33% | 94.33% | 82.2% | 90.28% | N
| 179 | Massachusetts Electric | NE North | Central | Grafton St. |  | Worcester | Distribution | 01-9J321 | Worcester | 4.16 | 1.9382 | 1.9382 | 1.7197 | 2.0679 | 2.0679 | 2.0679 | 93.73% | 93.73% | 83.16% | 90.21% | N
| 688 | Massachusetts Electric | NE North | North Shore | W. Medford |  | Medford | Distribution | 12-17J5 | Medford | 4.16 | 2.2576 | 2.3297 | 2.5219 | 2.6299 | 2.6299 | 2.6299 | 85.84% | 88.58% | 95.89% | 90.11% | N
| 175 | Massachusetts Electric | NE North | Central | Grafton St. |  | Worcester | Distribution | 01-9J306 | Worcester | 4.16 | 1.9863 | 1.9863 | 1.9623 | 2.1976 | 2.1976 | 2.1976 | 90.38% | 90.38% | 89.29% | 90.02% | N
| 580 | Massachusetts Electric | NE North | Western | Palmer 503 |  | Palmer | Distribution | 09-503L1 | Monson, Palmer | 13.2 | 8.688 | 9.1833 | 8.787 | 9.4882 | 10.0826 | 10.0826 | 91.57% | 91.08% | 87.15% | 89.93% | N
| 1166 | Massachusetts Electric | NE North | Merrimack Valley | Andover |  | Andover | Distribution | 14-8L2 | Andover, Lawrence, Methuen | 13.2 | 10.4941 | 11.1115 | 10.1512 | 11.7745 | 11.7745 | 11.7745 | 89.13% | 94.37% | 86.21% | 89.9% | N
| 386 | Massachusetts Electric | NE South | Southeast | Chartley Pond |  | Attleboro | Distribution | 05-8L4 | Attleboro, Norton, Rehoboth | 13.2 | 8.8556 | 9.0614 | 8.284 | 9.7168 | 9.7168 | 9.7168 | 91.14% | 93.25% | 85.25% | 89.88% | N
| 61 | Massachusetts Electric | NE North | Central | Pratts Junc. |  | Sterling | Distribution | 01-225W3 | Lancaster, Leominster, Sterling | 13.8 | 10.2302 | 10.2302 | 10.7799 | 11.5926 | 11.5926 | 11.5926 | 88.25% | 88.25% | 92.99% | 89.83% | N
| 37 | Massachusetts Electric | NE North | Central | Ayer |  | Ayer | Distribution | 01-201W3 | Ayer | 13.8 | 10.3258 | 10.3258 | 11.0907 | 11.7838 | 11.7838 | 11.7838 | 87.63% | 87.63% | 94.12% | 89.79% | N
| 40 | Massachusetts Electric | NE North | Central | Litchfield St |  | Leominster | Distribution | 01-207W2 | Leominster | 13.8 | 10.8198 | 10.8198 | 10.0549 | 11.7838 | 11.7838 | 11.7838 | 91.82% | 91.82% | 85.33% | 89.66% | N
| 116 | Massachusetts Electric | NE North | Central | E. Webster |  | Webster | Distribution | 01-412L5 | Dudley, Webster | 13.2 | 11.805 | 11.805 | 7.8268 | 11.7059 | 11.7059 | 11.7059 | 100.8% | 100.8% | 66.86% | 89.52% | N
| 629 | Massachusetts Electric | NE North | Western | King St |  | Northampton | Distribution | 09-905W1 | Northampton | 13.8 | 9.553 | 10.6604 | 10.3019 | 11.3775 | 11.3775 | 11.3775 | 83.96% | 93.7% | 90.55% | 89.4% | N
| 106 | Massachusetts Electric | NE North | Central | N. Oxford |  | Oxford | Distribution | 01-406L1 | Auburn, Charlton, Leicester, Oxford | 13.2 | 9.7244 | 9.7244 | 9.351 | 10.7456 | 10.7456 | 10.7456 | 90.5% | 90.5% | 87.02% | 89.34% | N
| 609 | Massachusetts Electric | NE North | Western | Royalston |  | Royalston | Distribution | 09-701J1 | Athol, Phillipston, Royalston, Templeton | 4.16 | 0.87185 | 0.91988 | 0.90547 | 1.0087 | 1.0087 | 1.0087 | 86.43% | 91.19% | 89.76% | 89.13% | N
| 1074 | Massachusetts Electric | NE North | Merrimack Valley | Burtt Road |  | Andover | Distribution | 14-54L3 | Andover, North Andover | 13.2 | 10.357 | 10.7685 | 10.2884 | 11.7973 | 11.7973 | 11.7973 | 87.79% | 91.28% | 87.21% | 88.76% | N
| 832 | Massachusetts Electric | NE North | North Shore | Rockport |  | Rockport | Distribution | 12-40J2 | Rockport | 4.16 | 2.0944 | 2.08 | 1.859 | 2.2697 | 2.2697 | 2.2697 | 92.28% | 91.64% | 81.9% | 88.61% | N
| 385 | Massachusetts Electric | NE South | Southeast | Chartley Pond |  | Attleboro | Distribution | 05-8L3 | Attleboro, Norton | 13.2 | 10.1741 | 10.5117 | 10.6085 | 11.7745 | 11.7745 | 11.7745 | 86.41% | 89.28% | 90.1% | 88.59% | N
| 253 | Massachusetts Electric | NE South | Southeast | Dighton |  | Dighton | Distribution | 05-19W74 | Dighton, Rehoboth, Somerset | 13.8 | 10.6206 | 11.4811 | 11.5448 | 12.6682 | 12.6682 | 12.6682 | 83.84% | 90.63% | 91.13% | 88.53% | N
| 411 | Massachusetts Electric | NE South | South Shore | Scituate |  | Scituate | Distribution | 07-15J1 | Scituate | 4.16 | 3.1968 | 3.2016 | 3.4249 | 3.7107 | 3.7107 | 3.7107 | 86.15% | 86.28% | 92.3% | 88.24% | N
| 818 | Massachusetts Electric | NE North | North Shore | Everett |  | Everett | Distribution | 12-37W5 | Malden, Medford, Somerville | 13.8 | 10.756 | 10.9312 | 10.9234 | 12.3336 | 12.3336 | 12.3336 | 87.21% | 88.63% | 88.57% | 88.14% | N
| 572 | Massachusetts Electric | NE North | Western | Risingdale |  | Great Barrington | Distribution | 09-1109W2 | Egremont, Great Barrington, Mount Washington, Sheffield | 13.8 | 7.5372 | 8.3897 | 10.039 | 9.8238 | 9.8238 | 9.8238 | 76.72% | 85.4% | 102.2% | 88.1% | N
| 351 | Massachusetts Electric | NE South | Southeast | Beaver Pond |  | Franklin | Distribution | 05-344W4 | Bellingham, Blackstone, Franklin | 13.8 | 10.3975 | 11.2102 | 10.9074 | 12.3097 | 12.3097 | 12.3097 | 84.47% | 91.07% | 88.61% | 88.05% | N
| 1061 | Massachusetts Electric | NE North | Merrimack Valley | North Haverhill |  | Haverhill | Distribution | 14-48L2 | Haverhill | 13.2 | 8.4593 | 7.2476 | 7.522 | 8.8023 | 8.8023 | 8.8023 | 96.1% | 82.34% | 85.45% | 87.97% | N
| 272 | Massachusetts Electric | NE South | Southeast | Sykes Rd. Sub |  | Fall River | Distribution | 05-28W50 | Fall River, Freetown | 13.8 | 9.2741 | 10.1425 | 10.9234 | 11.497 | 11.497 | 11.497 | 80.67% | 88.22% | 95.01% | 87.96% | N
| 57 | Massachusetts Electric | NE North | Central | Leicester |  | Leicester | Distribution | 01-21W1 | Leicester, Spencer | 13.8 | 6.5413 | 6.5413 | 5.8879 | 7.1946 | 7.1946 | 7.1946 | 90.92% | 90.92% | 81.84% | 87.89% | N
| 769 | Massachusetts Electric | NE North | North Shore | Manchester |  | Manchester | Distribution | 12-23H3 | Manchester | 2.4 | 1.43 | 1.3815 | 1.2928 | 1.5588 | 1.5588 | 1.5588 | 91.73% | 88.62% | 82.93% | 87.76% | N
| 233 | Massachusetts Electric | NE South | Southeast | Dummy-108W60 |  | Bellingham | Distribution | 05-108W60 | Bellingham, Blackstone, Woonsocket | 13.8 | 7.6567 | 7.8471 | 7.4177 | 8.7243 | 8.7243 | 8.7243 | 87.76% | 89.95% | 85.02% | 87.58% | N
| 525 | Massachusetts Electric | NE South | South Shore | Norwell |  | Norwell | Distribution | 07-96W41 | Cohasset, Hingham, Norwell, Scituate | 13.8 | 10.5568 | 10.4692 | 10.023 | 11.8316 | 11.8316 | 11.8316 | 89.23% | 88.48% | 84.71% | 87.47% | N
| 995 | Massachusetts Electric | NE North | Merrimack Valley | Lawrence |  | Lawrence | Distribution | 14-2J8 | Lawrence | 3.74 | 2.4426 | 2.6732 | 2.5939 | 2.9398 | 2.9398 | 2.9398 | 83.09% | 90.93% | 88.24% | 87.42% | N
| 455 | Massachusetts Electric | NE South | South Shore | North Weymouth |  | Weymouth | Distribution | 07-6W2 | Weymouth | 13.8 | 8.9713 | 9.3538 | 9.2502 | 10.517 | 10.517 | 10.517 | 85.3% | 88.94% | 87.95% | 87.4% | N
| 391 | Massachusetts Electric | NE South | Southeast | Read Street |  | Attleboro | Distribution | 05-9L4 | Attleboro, Seekonk | 13.2 | 9.7625 | 9.7122 | 9.5643 | 11.0886 | 11.0886 | 11.0886 | 88.04% | 87.59% | 86.25% | 87.29% | N
| 1079 | Massachusetts Electric | NE North | Merrimack Valley | Woodchuck Hill |  | North Andover | Distribution | 14-56L2 | Boxford, North Andover | 13.2 | 10.1969 | 10.2655 | 10.3798 | 11.7973 | 11.7973 | 11.7973 | 86.43% | 87.02% | 87.98% | 87.14% | N
| 828 | Massachusetts Electric | NE North | North Shore | Salem Boston St. |  | Salem | Distribution | 12-3J6 | Salem | 4.16 | 2.1376 | 2.2817 | 2.2553 | 2.5579 | 2.5579 | 2.5579 | 83.57% | 89.2% | 88.17% | 86.98% | N
| 318 | Massachusetts Electric | NE South | Southeast | Uxbridge |  | Uxbridge | Distribution | 05-321W2 | Douglas, Millville, Uxbridge | 13.8 | 11.1385 | 11.4173 | 8.6447 | 11.7838 | 11.7838 | 12.5726 | 94.52% | 96.89% | 68.76% | 86.72% | N
| 791 | Massachusetts Electric | NE North | North Shore | Melrose |  | Melrose | Distribution | 12-25W3 | Melrose, Saugus | 13.8 | 9.7999 | 11.0429 | 8.3419 | 11.2341 | 11.2341 | 11.2341 | 87.23% | 98.3% | 74.26% | 86.6% | N
| 474 | Massachusetts Electric | NE South | South Shore | Ames |  | Brockton | Distribution | 07-911W13 | Brockton | 13.8 | 11.1624 | 10.9473 | 10.7799 | 12.6682 | 12.6682 | 12.6682 | 88.11% | 86.42% | 85.09% | 86.54% | N
| 378 | Massachusetts Electric | NE South | Southeast | Mink Street |  | Seekonk | Distribution | 05-7L1 | Seekonk | 13.2 | 8.7947 | 8.3374 | 8.0707 | 9.7168 | 9.7168 | 9.7168 | 90.51% | 85.8% | 83.06% | 86.46% | N
| 496 | Massachusetts Electric | NE South | South Shore | Scituate |  | Scituate | Distribution | 07-915W82 | Scituate | 13.8 | 10.4931 | 10.9712 | 10.4453 | 12.3097 | 12.3097 | 12.3097 | 85.24% | 89.13% | 84.85% | 86.41% | N
| 1114 | Massachusetts Electric | NE North | Merrimack Valley | West Methuen |  | Methuen | Distribution | 14-63L1 | Lawrence, Methuen | 13.2 | 8.8023 | 7.1333 | 9.2367 | 9.7168 | 9.7168 | 9.7168 | 90.59% | 73.41% | 95.06% | 86.35% | N
| 472 | Massachusetts Electric | NE South | South Shore | Water St |  | Hanover | Distribution | 07-910W51 | Hanover, Marshfield, Norwell, Pembroke | 13.8 | 11.3058 | 11.3297 | 10.1585 | 12.6682 | 12.6682 | 12.6682 | 89.25% | 89.43% | 80.19% | 86.29% | N
| 893 | Massachusetts Electric | NE North | North Shore | Revere |  | Revere | Distribution | 12-7W4 | Revere | 13.8 | 9.2581 | 12.1503 | 10.1107 | 12.1902 | 12.1902 | 12.1902 | 75.95% | 99.67% | 82.94% | 86.19% | N
| 847 | Massachusetts Electric | NE North | North Shore | E. Beverly |  | Beverly | Distribution | 12-51T1 | Beverly, Essex, Gloucester, Hamilton, Manchester, Wenham | 34.5 | 25.1171 | 25.934 | 23.6633 | 28.9815 | 28.9815 | 28.9815 | 86.67% | 89.48% | 81.65% | 85.93% | N
| 129 | Massachusetts Electric | NE North | Central | Cambridge St. |  | Worcester | Distribution | 01-4J324 | Worcester | 4.16 | 2.2769 | 2.2769 | 2.2192 | 2.6299 | 2.6299 | 2.6299 | 86.58% | 86.58% | 84.38% | 85.84% | N
| 1124 | Massachusetts Electric | NE North | Merrimack Valley | North Lawrence |  | Lawrence | Distribution | 14-6J5 | Lawrence | 3.74 | 1.9815 | 1.7005 | 1.7533 | 2.1112 | 2.1112 | 2.1112 | 93.86% | 80.55% | 83.05% | 85.82% | N
| 119 | Massachusetts Electric | NE North | Central | Snow St. |  | Southbridge | Distribution | 01-413L2 | Southbridge, Sturbridge | 13.2 | 9.0766 | 9.0766 | 9.511 | 10.7456 | 10.7456 | 10.7456 | 84.47% | 84.47% | 88.51% | 85.82% | N
| 245 | Massachusetts Electric | NE South | Southeast | Swansea Sub |  | Swansea | Distribution | 05-11W84 | Somerset, Swansea | 13.8 | 10.1824 | 10.2939 | 12.0707 | 12.6682 | 12.6682 | 12.6682 | 80.38% | 81.26% | 95.28% | 85.64% | N
| 656 | Massachusetts Electric | NE North | North Shore | Beverly |  | Beverly | Distribution | 12-12L2 | Beverly | 13.2 | 10.9132 | 11.279 | 11.1115 | 12.9634 | 12.9634 | 12.9634 | 84.19% | 87.01% | 85.71% | 85.64% | N
| 902 | Massachusetts Electric | NE North | North Shore | Medford |  | Medford | Distribution | 12-9C6 | Medford | 4.16 | 1.9454 | 2.0175 | 1.9959 | 2.3201 | 2.3201 | 2.3201 | 83.85% | 86.96% | 86.02% | 85.61% | N
| 1070 | Massachusetts Electric | NE North | Merrimack Valley | Lawrence Street |  | Lawrence | Distribution | 14-53J4 | Lawrence, Methuen | 3.74 | 2.4354 | 2.4714 | 2.4018 | 2.8461 | 2.8461 | 2.8461 | 85.57% | 86.84% | 84.39% | 85.6% | N
| 567 | Massachusetts Electric | NE North | Western | Lenox Depot |  | Lenox | Distribution | 09-1103W1 | Lee, Lenox, Richmond, Stockbridge, West Stockbridge | 13.8 | 7.6009 | 9.1705 | 9.3139 | 10.1585 | 10.1585 | 10.1585 | 74.82% | 90.27% | 91.69% | 85.59% | N
| 383 | Massachusetts Electric | NE South | Southeast | Chartley Pond |  | Attleboro | Distribution | 05-8L1 | Attleboro | 13.2 | 9.8159 | 10.1832 | 10.2351 | 11.7745 | 11.7745 | 11.7745 | 83.37% | 86.49% | 86.93% | 85.59% | N
| 768 | Massachusetts Electric | NE North | North Shore | Manchester |  | Manchester | Distribution | 12-23H2 | Manchester | 2.4 | 0.99213 | 0.94915 | 0.83138 | 1.0808 | 1.0808 | 1.0808 | 91.8% | 87.82% | 76.92% | 85.51% | N
| 113 | Massachusetts Electric | NE North | Central | E. Webster |  | Webster | Distribution | 01-412L2 | Dudley, Webster | 13.2 | 9.8387 | 9.8387 | 9.5568 | 11.4087 | 11.4087 | 11.4087 | 86.24% | 86.24% | 83.77% | 85.42% | N
| 512 | Massachusetts Electric | NE South | South Shore | Plymouth St |  | Abington | Distribution | 07-93W42 | Abington, Brockton, Whitman | 13.8 | 10.0629 | 10.1824 | 9.9912 | 11.8316 | 11.8316 | 11.8316 | 85.05% | 86.06% | 84.44% | 85.19% | N
| 846 | Massachusetts Electric | NE North | North Shore | E. Beverly |  | Beverly | Distribution | 12-51L3 | Beverly, Hamilton, Wenham | 13.2 | 9.0766 | 9.7472 | 9.008 | 10.9057 | 10.9057 | 10.9057 | 83.23% | 89.38% | 82.6% | 85.07% | N
| 137 | Massachusetts Electric | NE North | Central | Meadow Street 552 |  | Spencer | Distribution | 01-552L1 | Charlton, Leicester, North Brookfield, Spencer | 13.2 | 10.0521 | 10.0521 | 9.7702 | 11.7973 | 11.7973 | 11.7973 | 85.21% | 85.21% | 82.82% | 84.41% | N
| 153 | Massachusetts Electric | NE North | Central | E. Winchendon |  | Winchendon | Distribution | 01-612W3 | Winchendon | 13.8 | 8.3738 | 8.3738 | 8.3578 | 10.1585 | 10.1585 | 10.1585 | 82.43% | 82.43% | 82.27% | 82.38% | N
| 136 | Massachusetts Electric | NE North | Central | Lashaway |  | North Brookfield | Distribution | 01-525L2 | Brookfield, New Braintree, North Brookfield, Warren, West Brookfield | 13.2 | 8.1545 | 8.1545 | 9.6025 | 10.8828 | 10.8828 | 10.8828 | 74.93% | 74.93% | 88.24% | 79.37% | N
| 152 | Massachusetts Electric | NE North | Central | E. Winchendon |  | Winchendon | Distribution | 01-612W1 | Winchendon | 13.8 | 9.8238 | 9.8238 | 9.8637 | 12.6682 | 12.6682 | 12.6682 | 77.55% | 77.55% | 77.86% | 77.65% | N
| 35 | Massachusetts Electric | NE North | Central | Ayer |  | Ayer | Distribution | 01-201W1 | Ayer, Groton, Shirley | 13.8 | 9.5211 | 9.5211 | 8.2861 | 11.7838 | 11.7838 | 11.7838 | 80.8% | 80.8% | 70.32% | 77.3% | N
| 530 | Massachusetts Electric | NE South | South Shore | South Randolph |  | Randolph | Distribution | 07-97W2 | Canton, Randolph | 13.8 | 9.4494 | 9.8717 | 9.2184 | 12.3097 | 12.3097 | 12.3097 | 76.76% | 80.19% | 74.89% | 77.28% | N
| 1059 | Massachusetts Electric | NE North | Merrimack Valley | West Newbury |  | West Newbury | Distribution | 14-47L2 | Newburyport, West Newbury | 13.2 | 7.2247 | 7.5905 | 7.7049 | 9.7168 | 9.7168 | 9.7168 | 74.35% | 78.12% | 79.29% | 77.25% | N
| 957 | Massachusetts Electric | NE North | Merrimack Valley | Hoover Street |  | Dracut | Distribution | 14-21L1 | Dracut, Lowell, Tyngsborough | 13.2 | 6.4245 | 6.9504 | 7.019 | 8.8023 | 8.8023 | 8.8023 | 72.99% | 78.96% | 79.74% | 77.23% | N
| 824 | Massachusetts Electric | NE North | North Shore | Salem Boston St. |  | Salem | Distribution | 12-3J2 | Salem | 4.16 | 1.8974 | 1.9214 | 2.104 | 2.5579 | 2.5579 | 2.5579 | 74.18% | 75.12% | 82.25% | 77.18% | N
| 282 | Massachusetts Electric | NE South | Southeast | Marlboro |  | Marlborough | Distribution | 05-311W2 | Marlborough | 13.8 | 7.2663 | 7.6487 | 8.6048 | 10.1585 | 10.1585 | 10.1585 | 71.53% | 75.29% | 84.71% | 77.18% | N
| 996 | Massachusetts Electric | NE North | Merrimack Valley | North Chelmsford |  | Chelmsford | Distribution | 14-2L1 | Chelmsford, Tyngsborough, Westford | 13.2 | 6.7217 | 7.0418 | 6.7217 | 8.848 | 8.848 | 8.848 | 75.97% | 79.59% | 75.97% | 77.17% | N
| 653 | Massachusetts Electric | NE North | North Shore | Granite |  | Lynn | Distribution | 12-12J902 | Lynn | 4.16 | 0.88863 | 0.86464 | 0.91508 | 1.1529 | 1.1529 | 1.1529 | 77.08% | 75% | 79.38% | 77.15% | N
| 287 | Massachusetts Electric | NE South | Southeast | Westboro |  | Westborough | Distribution | 05-312W1 | Shrewsbury, Westborough | 13.8 | 9.0829 | 10.3473 | 9.8477 | 12.6682 | 12.6682 | 12.6682 | 71.7% | 81.68% | 77.74% | 77.04% | N
| 520 | Massachusetts Electric | NE South | South Shore | Phillips Lane |  | Hanover | Distribution | 07-95W2 | Hanover, Hanson, Pembroke | 13.8 | 9.5609 | 9.9912 | 9.7122 | 12.6682 | 12.6682 | 12.6682 | 75.47% | 78.87% | 76.67% | 77% | N
| 935 | Massachusetts Electric | NE North | Merrimack Valley | Meadowbrook |  | Chelmsford | Distribution | 14-16L5 | Chelmsford, Lowell | 13.2 | 9.7397 | 8.9623 | 9.2824 | 12.1174 | 12.1174 | 12.1174 | 80.38% | 73.96% | 76.6% | 76.98% | N
| 476 | Massachusetts Electric | NE South | South Shore | Ames |  | Brockton | Distribution | 07-911W56 | Brockton | 13.8 | 7.9356 | 8.0551 | 7.4575 | 10.1585 | 10.1585 | 10.1585 | 78.12% | 79.29% | 73.41% | 76.94% | N
| 1146 | Massachusetts Electric | NE North | Merrimack Valley | East Dracut |  | Dracut | Distribution | 14-75L3 | Dracut, Methuen | 13.2 | 8.6651 | 9.5568 | 9.7168 | 12.1174 | 12.1174 | 12.1174 | 71.51% | 78.87% | 80.19% | 76.86% | N
| 59 | Massachusetts Electric | NE North | Central | Pratts Junc. |  | Sterling | Distribution | 01-225W1 | Bolton, Harvard, Lancaster, Sterling | 13.8 | 6.844 | 6.844 | 9.7123 | 10.1585 | 10.1585 | 10.1585 | 67.37% | 67.37% | 95.61% | 76.78% | N
| 1029 | Massachusetts Electric | NE North | Merrimack Valley | Newburyport |  | Newburyport | Distribution | 14-36J3 | Newburyport | 4.16 | 1.65 | 1.6284 | 1.8085 | 2.212 | 2.212 | 2.212 | 74.59% | 73.62% | 81.76% | 76.66% | N
| 278 | Massachusetts Electric | NE South | Southeast | South Marlboro |  | Marlborough | Distribution | 05-310W4 | Marlborough | 13.8 | 7.7603 | 8.4495 | 7.9117 | 10.4931 | 10.4931 | 10.4931 | 73.96% | 80.52% | 75.4% | 76.63% | N
| 1123 | Massachusetts Electric | NE North | Merrimack Valley | North Lawrence |  | Lawrence | Distribution | 14-6J4 | Lawrence | 3.74 | 2.2337 | 1.8229 | 1.8013 | 2.5507 | 2.5507 | 2.5507 | 87.57% | 71.47% | 70.62% | 76.55% | N
| 1088 | Massachusetts Electric | NE North | Merrimack Valley | East Tewksbury |  | Tewksbury | Distribution | 14-59L1 | Andover, Tewksbury | 13.2 | 9.1224 | 9.5796 | 9.1224 | 12.1174 | 12.1174 | 12.1174 | 75.28% | 79.06% | 75.28% | 76.54% | N
| 727 | Massachusetts Electric | NE North | North Shore | Winthrop |  | Winthrop | Distribution | 12-22J2 | Winthrop | 4.16 | 2.1616 | 2.1616 | 2.3273 | 2.8965 | 2.8965 | 2.8965 | 74.63% | 74.63% | 80.35% | 76.53% | N
| 983 | Massachusetts Electric | NE North | Merrimack Valley | Concord Road |  | Chelmsford | Distribution | 14-24L1 | Chelmsford | 13.2 | 8.5051 | 9.0766 | 9.1681 | 11.6602 | 11.6602 | 11.6602 | 72.94% | 77.84% | 78.63% | 76.47% | N
| 585 | Massachusetts Electric | NE North | Western | Wilbraham |  | Wilbraham | Distribution | 09-507L3 | Wilbraham | 13.2 | 8.7489 | 8.5737 | 8.3603 | 11.2029 | 11.2029 | 11.2029 | 78.1% | 76.53% | 74.63% | 76.42% | N
| 135 | Massachusetts Electric | NE North | Central | Lashaway |  | North Brookfield | Distribution | 01-525L1 | East Brookfield, North Brookfield, West Brookfield | 13.2 | 5.1671 | 5.1671 | 5.3804 | 6.8589 | 6.8589 | 6.8589 | 75.33% | 75.33% | 78.44% | 76.37% | N
| 578 | Massachusetts Electric | NE North | Western | Ware |  | Ware | Distribution | 09-501L2 | Barre, Hardwick, Ware | 13.2 | 8.8633 | 9.2595 | 9.1681 | 11.6602 | 12.0717 | 12.0717 | 76.01% | 76.7% | 75.95% | 76.22% | N
| 464 | Massachusetts Electric | NE South | South Shore | E. Bridgewater |  | East Bridgewater | Distribution | 07-797W20 | Bridgewater, East Bridgewater, Easton, West Bridgewater | 13.8 | 10.2382 | 9.9912 | 9.7443 | 11.5926 | 14.1024 | 14.1024 | 88.32% | 70.85% | 69.1% | 76.09% | N
| 837 | Massachusetts Electric | NE North | North Shore | Railyard |  | Salem | Distribution | 12-49W4 | Salem, Swampscott | 13.8 | 8.8917 | 9.2024 | 8.796 | 11.7838 | 11.7838 | 11.7838 | 75.46% | 78.09% | 74.65% | 76.06% | N
| 86 | Massachusetts Electric | NE North | Central | Chandler St. |  | Worcester | Distribution | 01-2J335 | Worcester | 4.16 | 2.2096 | 2.2096 | 2.2192 | 2.911 | 2.911 | 2.911 | 75.91% | 75.91% | 76.24% | 76.02% | N
| 574 | Massachusetts Electric | NE North | Western | West Hampden |  | Hampden | Distribution | 09-139L1 | East Longmeadow, Hampden, Monson | 13.2 | 10.8219 | 7.9716 | 7.8497 | 11.683 | 11.683 | 11.683 | 92.63% | 68.23% | 67.19% | 76.02% | N
| 170 | Massachusetts Electric | NE North | Central | Vernon Hill |  | Worcester | Distribution | 01-8W1 | Auburn, Millbury, Worcester | 13.8 | 8.2861 | 8.2861 | 9.2183 | 11.3297 | 11.3297 | 11.3297 | 73.14% | 73.14% | 81.36% | 75.88% | N
| 173 | Massachusetts Electric | NE North | Central | Grafton St. |  | Worcester | Distribution | 01-9J302 | Worcester | 4.16 | 1.6957 | 1.6957 | 2.1808 | 2.4498 | 2.4498 | 2.4498 | 69.22% | 69.22% | 89.02% | 75.82% | N
| 202 | Massachusetts Electric | NE North | Central | Grafton St. |  | Worcester | Distribution | 01-HT3 | Worcester | 13.8 | 4.6131 | 4.6131 | 4.5813 | 6.0712 | 6.0712 | 6.0712 | 75.98% | 75.98% | 75.46% | 75.81% | N
| 80 | Massachusetts Electric | NE North | Central | Bloomingdale |  | Worcester | Distribution | 01-27W1 | Worcester | 13.8 | 8.9713 | 8.9713 | 8.8199 | 11.7838 | 11.7838 | 11.7838 | 76.13% | 76.13% | 74.85% | 75.7% | N
| 799 | Massachusetts Electric | NE North | North Shore | W. Salem |  | Salem | Distribution | 12-29W4 | Lynn, Salem, Swampscott | 13.8 | 8.4614 | 8.78 | 8.2463 | 11.2341 | 11.2341 | 11.2341 | 75.32% | 78.16% | 73.4% | 75.63% | N
| 966 | Massachusetts Electric | NE North | Merrimack Valley | Ward Hill |  | Haverhill | Sub-Transmission | 14-2371 | Haverhill | 23 | 31 | 31 | 44.6 | 47.0079 | 47.0079 | 47.0079 | 65.95% | 65.95% | 94.88% | 75.59% | N
| 706 | Massachusetts Electric | NE North | North Shore | Salem Peabody St. |  | Salem | Distribution | 12-1J7 | Salem, | 4.16 | 1.9599 | 1.8734 | 1.8013 | 2.4858 | 2.4858 | 2.4858 | 78.84% | 75.36% | 72.46% | 75.56% | N
| 814 | Massachusetts Electric | NE North | North Shore | Everett |  | Everett | Distribution | 12-37W10 | Everett, Malden | 13.8 | 9.7921 | 10.7003 | 8.9395 | 13.0029 | 13.0029 | 13.0029 | 75.31% | 82.29% | 68.75% | 75.45% | N
| 77 | Massachusetts Electric | NE North | Central | Pondville |  | Auburn | Distribution | 01-26W2 | Auburn, Millbury, Worcester | 13.8 | 10.3178 | 10.3178 | 5.6011 | 11.5926 | 11.5926 | 11.5926 | 89% | 89% | 48.32% | 75.44% | N
| 1069 | Massachusetts Electric | NE North | Merrimack Valley | Lawrence Street |  | Lawrence | Distribution | 14-53J3 | Lawrence | 3.74 | 1.8878 | 1.859 | 1.6332 | 2.3778 | 2.3778 | 2.3778 | 79.39% | 78.18% | 68.69% | 75.42% | N
| 6 | Massachusetts Electric | NE North | Central | Faraday St. |  | Worcester | Distribution | 01-11J325 | Worcester | 4.16 | 0.8118 | 0.8118 | 0.81901 | 1.0808 | 1.0808 | 1.0808 | 75.11% | 75.11% | 75.78% | 75.33% | N
| 891 | Massachusetts Electric | NE North | North Shore | Revere |  | Revere | Distribution | 12-7W2 | Revere, Saugus | 13.8 | 7.8478 | 7.2742 | 7.5531 | 10.039 | 10.039 | 10.039 | 78.17% | 72.46% | 75.24% | 75.29% | N
| 290 | Massachusetts Electric | NE South | Southeast | Westboro |  | Westborough | Distribution | 05-312W4 | Grafton, Hopkinton, Upton, Westborough | 13.8 | 9.6486 | 9.7402 | 9.0033 | 12.5726 | 12.5726 | 12.5726 | 76.74% | 77.47% | 71.61% | 75.27% | N
| 92 | Massachusetts Electric | NE North | Central | Millbury |  | Millbury | Distribution | 01-304W2 | Grafton, Millbury, Sutton | 13.8 | 8.573 | 8.573 | 10.031 | 12.6682 | 11.7838 | 11.7838 | 67.67% | 72.75% | 85.13% | 75.18% | N
| 886 | Massachusetts Electric | NE North | North Shore | Revere |  | Revere | Distribution | 12-7J7 | Revere | 4.16 | 2.1135 | 2.1496 | 2.3633 | 2.9398 | 2.9398 | 2.9398 | 71.89% | 73.12% | 80.39% | 75.14% | N
| 1063 | Massachusetts Electric | NE North | Merrimack Valley | North Haverhill |  | Haverhill | Distribution | 14-48L4 | Haverhill | 13.2 | 8.5737 | 9.5568 | 8.3907 | 11.7745 | 11.7745 | 11.7745 | 72.82% | 81.17% | 71.26% | 75.08% | N
| 965 | Massachusetts Electric | NE North | Merrimack Valley | King Street |  | Groveland | Sub-Transmission | 14-2367 | Boxford, Georgetown, Groveland, Newbury, Newburyport | 23 | 33.2 | 32.8 | 35.7 | 45.2152 | 45.2152 | 45.2152 | 73.43% | 72.54% | 78.96% | 74.97% | N
| 503 | Massachusetts Electric | NE South | South Shore | Dupont |  | Brockton | Distribution | 07-91W48 | Brockton | 13.8 | 8.5889 | 8.565 | 8.4693 | 11.4014 | 11.4014 | 11.4014 | 75.33% | 75.12% | 74.28% | 74.91% | N
| 492 | Massachusetts Electric | NE South | South Shore | Stoughton |  | Stoughton | Distribution | 07-913W69 | Stoughton | 13.8 | 10.0868 | 10.1824 | 9.8956 | 13.4331 | 13.4331 | 13.4331 | 75.09% | 75.8% | 73.67% | 74.85% | N
| 985 | Massachusetts Electric | NE North | Merrimack Valley | Concord Road |  | Chelmsford | Distribution | 14-24L3 | Billerica, Chelmsford | 13.2 | 7.7963 | 7.7963 | 7.1561 | 10.1512 | 10.1512 | 10.1512 | 76.8% | 76.8% | 70.5% | 74.7% | N
| 1109 | Massachusetts Electric | NE North | Merrimack Valley | Newbury |  | Newbury | Distribution | 14-60L4 | Newbury, Newburyport | 13.2 | 8.4822 | 8.2307 | 9.6482 | 11.7745 | 11.7745 | 11.7745 | 72.04% | 69.9% | 81.94% | 74.63% | N
| 922 | Massachusetts Electric | NE North | Merrimack Valley | Worthen Street |  | Lowell | Distribution | 14-13J3 | Lowell | 4.16 | 1.9022 | 1.6212 | 1.6212 | 2.3057 | 2.3057 | 2.3057 | 82.5% | 70.31% | 70.31% | 74.37% | N
| 118 | Massachusetts Electric | NE North | Central | Snow St. |  | Southbridge | Distribution | 01-413L1 | Southbridge | 13.2 | 8.7718 | 8.7718 | 8.7185 | 11.7745 | 11.7745 | 11.7745 | 74.5% | 74.5% | 74.05% | 74.35% | N
| 313 | Massachusetts Electric | NE South | Southeast | Whitins Pond |  | Northbridge | Distribution | 05-320W2 | Douglas, Northbridge, Sutton, Uxbridge | 13.8 | 10.2621 | 9.3219 | 8.6606 | 12.6682 | 12.6682 | 12.6682 | 81.01% | 73.58% | 68.36% | 74.32% | N
| 140 | Massachusetts Electric | NE North | Central | Treasure Valley |  | Paxton | Distribution | 01-55W1 | Oakham, Paxton, Rutland | 13.8 | 9.4334 | 9.4334 | 9.3378 | 12.6682 | 12.6682 | 12.6682 | 74.47% | 74.47% | 73.71% | 74.21% | N
| 882 | Massachusetts Electric | NE North | North Shore | Revere |  | Revere | Distribution | 12-7J2 | Revere | 4.16 | 2.1135 | 2.1856 | 1.9238 | 2.7957 | 2.7957 | 2.7957 | 75.6% | 78.18% | 68.81% | 74.2% | N
| 85 | Massachusetts Electric | NE North | Central | Chandler St. |  | Worcester | Distribution | 01-2J328 | Worcester | 4.16 | 2.1808 | 2.1808 | 2.1736 | 2.9398 | 2.9398 | 2.9398 | 74.18% | 74.18% | 73.94% | 74.1% | N
| 659 | Massachusetts Electric | NE North | North Shore | Lynnway |  | Lynn | Distribution | 12-1381 | Lynn, Swampscott | 13.8 | 3.3384 | 4.3662 | 3.179 | 4.9 | 4.9 | 4.9 | 68.13% | 89.11% | 64.88% | 74.04% | N
| 1120 | Massachusetts Electric | NE North | Merrimack Valley | North Lawrence |  | Lawrence | Distribution | 14-6J1 | Lawrence | 3.74 | 1.4627 | 1.5924 | 1.5852 | 2.0895 | 2.0895 | 2.0895 | 70% | 76.21% | 75.86% | 74.02% | N
| 409 | Massachusetts Electric | NE South | South Shore | Mid-Weymouth |  | Weymouth | Distribution | 07-12W5 | Weymouth | 13.8 | 9.2263 | 9.5291 | 9.3697 | 12.6682 | 12.6682 | 12.6682 | 72.83% | 75.22% | 73.96% | 74% | N
| 126 | Massachusetts Electric | NE North | Central | W. Charlton |  | Charlton | Distribution | 01-415L1 | Brookfield, Charlton, Sturbridge | 13.2 | 8.3222 | 8.3222 | 8.3755 | 11.2715 | 11.2715 | 11.2715 | 73.83% | 73.83% | 74.31% | 73.99% | N
| 164 | Massachusetts Electric | NE North | Central | Webster St. |  | Worcester | Distribution | 01-6W2 | Leicester, Worcester | 13.8 | 8.6845 | 8.6845 | 8.7482 | 11.7838 | 11.7838 | 11.7838 | 73.7% | 73.7% | 74.24% | 73.88% | N
| 1155 | Massachusetts Electric | NE North | Merrimack Valley | North Dracut |  | Dracut | Distribution | 14-78L1 | Dracut | 13.2 | 7.339 | 7.4534 | 8.0021 | 10.2884 | 10.2884 | 10.2884 | 71.33% | 72.44% | 77.78% | 73.85% | N
| 777 | Massachusetts Electric | NE North | North Shore | Gloucester |  | Gloucester | Distribution | 12-24J1 | Gloucester | 4.16 | 1.9815 | 1.8013 | 1.8013 | 2.5219 | 2.5219 | 2.5219 | 78.57% | 71.43% | 71.43% | 73.81% | N
| 576 | Massachusetts Electric | NE North | Western | West Hampden |  | Hampden | Distribution | 09-139L5 | East Longmeadow, Hampden, Springfield | 13.2 | 8.7794 | 8.7337 | 8.3526 | 11.683 | 11.683 | 11.683 | 75.15% | 74.76% | 71.49% | 73.8% | N
| 495 | Massachusetts Electric | NE South | South Shore | Scituate |  | Scituate | Distribution | 07-915W37 | Cohasset, Scituate | 13.8 | 10.1107 | 9.1546 | 10.4533 | 13.4331 | 13.4331 | 13.4331 | 75.27% | 68.15% | 77.82% | 73.74% | N
| 613 | Massachusetts Electric | NE North | Western | Shutesbury |  | Shutesbury | Distribution | 09-704W1 | Amherst, Leverett, New Salem, Shutesbury | 13.8 | 4.2865 | 4.2387 | 4.3582 | 5.8322 | 5.8322 | 5.8322 | 73.5% | 72.68% | 74.73% | 73.63% | N
| 338 | Massachusetts Electric | NE South | Southeast | South Wrentham |  | Wrentham | Distribution | 05-3422W2 | Wrentham | 13.8 | 8.7323 | 9.8278 | 10.3417 | 13.0985 | 13.0985 | 13.0985 | 66.67% | 75.03% | 78.95% | 73.55% | N
| 73 | Massachusetts Electric | NE North | Central | Greendale |  | Worcester | Distribution | 01-24W3 | Worcester | 13.8 | 6.613 | 6.613 | 6.2146 | 8.8199 | 8.8199 | 8.8199 | 74.98% | 74.98% | 70.46% | 73.47% | N
| 52 | Massachusetts Electric | NE North | Central | Prospect St. |  | Leominster | Distribution | 01-219W2 | Leominster, Lunenburg | 13.8 | 8.557 | 8.557 | 8.8439 | 11.7838 | 11.7838 | 11.7838 | 72.62% | 72.62% | 75.05% | 73.43% | N
| 949 | Massachusetts Electric | NE North | Merrimack Valley | Lawrence |  | Lawrence | Distribution | 14-1J9 | Lawrence | 3.74 | 1.5708 | 1.5708 | 1.5852 | 2.1472 | 2.1472 | 2.1472 | 73.15% | 73.15% | 73.83% | 73.38% | N
| 722 | Massachusetts Electric | NE North | North Shore | Lynnway |  | Lynn | Distribution | 12-21J34 | Lynn | 4.16 | 0.90067 | 1.0736 | 1.1817 | 1.333 | 1.333 | 1.6572 | 67.57% | 80.54% | 71.3% | 73.14% | N
| 292 | Massachusetts Electric | NE South | Southeast | Woodside |  | Northborough | Distribution | 05-313W1 | Boylston, Northborough | 13.8 | 8.4216 | 9.0765 | 8.3498 | 11.7838 | 11.7838 | 11.7838 | 71.47% | 77.03% | 70.86% | 73.12% | N
| 664 | Massachusetts Electric | NE North | North Shore | Lynnway |  | Lynn | Distribution | 12-1392 | Lynn | 13.8 | 5.3701 | 5.7526 | 4.3263 | 7.0512 | 7.0512 | 7.0512 | 76.16% | 81.58% | 61.36% | 73.03% | N
| 326 | Massachusetts Electric | NE South | Southeast | Depot Street |  | Milford | Distribution | 05-335W2 | Milford | 13.8 | 8.2941 | 8.8845 | 6.2863 | 12.6682 | 12.6682 | 7.5292 | 65.47% | 70.13% | 83.49% | 73.03% | N
| 333 | Massachusetts Electric | NE South | Southeast | Rocky Hill |  | Milford | Distribution | 05-336W3 | Milford, Upton | 13.8 | 9.6008 | 9.341 | 8.7801 | 12.6682 | 12.6682 | 12.6682 | 75.79% | 73.74% | 69.31% | 72.94% | N
| 1101 | Massachusetts Electric | NE North | Merrimack Valley | Methuen |  | Methuen | Distribution | 14-5J41 | Methuen | 3.74 | 1.8878 | 2.0823 | 2.0319 | 2.7452 | 2.7452 | 2.7452 | 68.77% | 75.85% | 74.02% | 72.88% | N
| 314 | Massachusetts Electric | NE South | Southeast | Whitins Pond |  | Northbridge | Distribution | 05-320W3 | Northbridge, Sutton | 13.8 | 9.6725 | 9.29 | 8.7323 | 12.6682 | 12.6682 | 12.6682 | 76.35% | 73.33% | 68.93% | 72.87% | N
| 694 | Massachusetts Electric | NE North | North Shore | N. Beverly |  | Beverly | Distribution | 12-18L2 | Beverly, Hamilton, Wenham | 13.2 | 5.6547 | 6.6303 | 6.4931 | 8.5965 | 8.5965 | 8.5965 | 65.78% | 77.13% | 75.53% | 72.81% | N
| 349 | Massachusetts Electric | NE South | Southeast | Beaver Pond |  | Franklin | Distribution | 05-344W2 | Franklin | 13.8 | 9.0829 | 8.5889 | 9.7203 | 12.5487 | 12.5487 | 12.5487 | 72.38% | 68.44% | 77.46% | 72.76% | N
| 958 | Massachusetts Electric | NE North | Merrimack Valley | Hoover Street |  | Dracut | Distribution | 14-21L2 | Dracut, Lowell | 13.2 | 5.8758 | 6.4245 | 6.6989 | 8.7108 | 8.7108 | 8.7108 | 67.45% | 73.75% | 76.9% | 72.7% | N
| 14 | Massachusetts Electric | NE North | Central | Faraday St. |  | Worcester | Distribution | 01-11J351 | Worcester | 4.16 | 1.3762 | 1.3762 | 1.2225 | 1.8229 | 1.8229 | 1.8229 | 75.49% | 75.49% | 67.06% | 72.68% | N
| 719 | Massachusetts Electric | NE North | North Shore | Lynnway |  | Lynn | Distribution | 12-21J30 | Lynn | 4.16 | 1.369 | 1.6981 | 1.3402 | 2.1976 | 2.1976 | 1.7077 | 62.3% | 77.27% | 78.48% | 72.68% | N
| 195 | Massachusetts Electric | NE North | Central | Webster St. |  | Worcester | Distribution | 01-HT20 | Worcester | 13.8 | 4.8283 | 4.8283 | 5.4019 | 6.9078 | 6.9078 | 6.9078 | 69.9% | 69.9% | 78.2% | 72.66% | N
| 952 | Massachusetts Electric | NE North | Merrimack Valley | Power Company Road |  | Tewksbury | Distribution | 14-20L3 | Lowell, Tewksbury | 13.2 | 8.2993 | 8.8251 | 9.2824 | 12.1174 | 12.1174 | 12.1174 | 68.49% | 72.83% | 76.6% | 72.64% | N
| 5 | Massachusetts Electric | NE North | Central | Faraday St. |  | Worcester | Distribution | 01-11J314 | Worcester | 4.16 | 1.3546 | 1.3546 | 1.4195 | 1.895 | 1.895 | 1.895 | 71.48% | 71.48% | 74.9% | 72.62% | N
| 887 | Massachusetts Electric | NE North | North Shore | Hudson |  | Lynn | Distribution | 12-7J901 | Lynn | 4.16 | 2.3129 | 2.714 | 2.3489 | 3.3865 | 3.3865 | 3.3865 | 68.3% | 80.14% | 69.36% | 72.6% | N
| 505 | Massachusetts Electric | NE South | South Shore | Easton |  | Easton | Distribution | 07-92W43 | Easton, Stoughton | 13.8 | 7.346 | 7.6886 | 7.083 | 10.1585 | 10.1585 | 10.1585 | 72.31% | 75.69% | 69.72% | 72.57% | N
| 424 | Massachusetts Electric | NE South | South Shore | Field St |  | Quincy | Distribution | 07-1W6 | Quincy | 13.8 | 8.4056 | 8.9395 | 8.2781 | 11.7838 | 11.7838 | 11.7838 | 71.33% | 75.86% | 70.25% | 72.48% | N
| 281 | Massachusetts Electric | NE South | Southeast | Marlboro |  | Marlborough | Distribution | 05-311W1 | Marlborough | 13.8 | 8.2224 | 9.5928 | 9.7203 | 12.6682 | 12.6682 | 12.6682 | 64.91% | 75.72% | 76.73% | 72.45% | N
| 1044 | Massachusetts Electric | NE North | Merrimack Valley | Andover |  | Andover | Distribution | 14-3J45 | Andover | 3.74 | 1.5275 | 1.8013 | 1.7077 | 2.3201 | 2.3201 | 2.3201 | 65.84% | 77.64% | 73.6% | 72.36% | N
| 885 | Massachusetts Electric | NE North | North Shore | Revere |  | Revere | Distribution | 12-7J6 | Revere | 4.16 | 1.8974 | 1.8734 | 1.7797 | 2.4282 | 2.6299 | 2.6299 | 78.14% | 71.23% | 67.67% | 72.35% | N
| 142 | Massachusetts Electric | NE North | Central | Westminster |  | Westminster | Distribution | 01-602W2 | Barre, Gardner, Hubbardston, Templeton, Westminster | 13.8 | 7.8878 | 7.8878 | 9.8796 | 11.8316 | 11.8316 | 11.8316 | 66.67% | 66.67% | 83.5% | 72.28% | N
| 955 | Massachusetts Electric | NE North | Merrimack Valley | Tyngsboro |  | Tyngsborough | Distribution | 14-211L1 | Tyngsborough, Westford | 13.2 | 7.4076 | 8.8937 | 7.2933 | 10.8828 | 10.8828 | 10.8828 | 68.07% | 81.72% | 67.02% | 72.27% | N
| 504 | Massachusetts Electric | NE South | South Shore | Dupont |  | Brockton | Distribution | 07-91W49 | Brockton | 13.8 | 8.0232 | 9.3538 | 8.8278 | 12.0946 | 12.0946 | 12.0946 | 66.34% | 77.34% | 72.99% | 72.22% | N
| 316 | Massachusetts Electric | NE South | Southeast | Uxbridge |  | Uxbridge | Distribution | 05-321W1 | Northbridge, Uxbridge | 13.8 | 8.6447 | 10.47 | 6.844 | 11.7838 | 11.7838 | 12.5726 | 73.36% | 88.85% | 54.44% | 72.22% | N
| 423 | Massachusetts Electric | NE South | South Shore | Field St |  | Quincy | Distribution | 07-1W5 | Quincy | 13.8 | 8.9395 | 8.4455 | 8.1268 | 11.7838 | 11.7838 | 11.7838 | 75.86% | 71.67% | 68.97% | 72.17% | N
| 673 | Massachusetts Electric | NE North | North Shore | Maplewood |  | Malden | Distribution | 12-16J4 | Malden | 4.16 | 1.6716 | 2.2576 | 1.6356 | 2.5723 | 2.5723 | 2.5723 | 64.99% | 87.77% | 63.59% | 72.11% | N
| 328 | Massachusetts Electric | NE South | Southeast | Depot Street |  | Milford | Distribution | 05-335W4 | Hopedale, Mendon, Milford | 13.8 | 8.3658 | 9.1904 | 9.0351 | 12.3097 | 12.3097 | 12.3097 | 67.96% | 74.66% | 73.4% | 72.01% | N
| 723 | Massachusetts Electric | NE North | North Shore | Lynnway |  | Lynn | Distribution | 12-21J35 | Lynn | 4.16 | 0.97272 | 0.99434 | 1.1096 | 1.3258 | 1.3258 | 1.6428 | 73.37% | 75% | 67.54% | 71.97% | N
| 1090 | Massachusetts Electric | NE North | Merrimack Valley | East Tewksbury |  | Tewksbury | Distribution | 14-59L3 | Andover, Tewksbury, Wilmington | 13.2 | 8.2536 | 8.8251 | 8.3222 | 11.7745 | 11.7745 | 11.7745 | 70.1% | 74.95% | 70.68% | 71.91% | N
| 1106 | Massachusetts Electric | NE North | Merrimack Valley | Newbury |  | Newbury | Distribution | 14-60L1 | Newbury, Newburyport | 13.2 | 7.0418 | 7.8649 | 8.5051 | 10.8828 | 10.8828 | 10.8828 | 64.71% | 72.27% | 78.15% | 71.71% | N
| 453 | Massachusetts Electric | NE South | South Shore | Court St |  | Brockton | Distribution | 07-69J1 | Brockton | 4.16 | 2.7668 | 2.7668 | 2.7548 | 3.8549 | 3.8549 | 3.8549 | 71.78% | 71.78% | 71.46% | 71.67% | N
| 13 | Massachusetts Electric | NE North | Central | Faraday St. |  | Worcester | Distribution | 01-11J347 | Worcester | 4.16 | 1.5732 | 1.5732 | 1.6092 | 2.212 | 2.212 | 2.212 | 71.12% | 71.12% | 72.75% | 71.66% | N
| 91 | Massachusetts Electric | NE North | Central | Millbury |  | Millbury | Distribution | 01-304W1 | Grafton, Millbury | 13.8 | 8.0232 | 8.0232 | 8.1029 | 11.2341 | 11.2341 | 11.2341 | 71.42% | 71.42% | 72.13% | 71.65% | N
| 1185 | Nantucket Electric | NE South | Nantucket | Candle St |  | Nantucket | Distribution | 04-101L2 | Nantucket | 13.2 | 7.8649 | 7.8649 | 8.1011 | 11.0886 | 11.0886 | 11.0886 | 70.93% | 70.93% | 73.06% | 71.64% | N
| 780 | Massachusetts Electric | NE North | North Shore | Gloucester |  | Gloucester | Distribution | 12-24J2 | Gloucester | 4.16 | 1.7773 | 1.8494 | 1.8229 | 2.5363 | 2.5363 | 2.5363 | 70.08% | 72.92% | 71.88% | 71.62% | N
| 686 | Massachusetts Electric | NE North | North Shore | W. Medford |  | Medford | Distribution | 12-17J3 | Medford | 4.16 | 1.9094 | 1.9454 | 2.0895 | 2.7668 | 2.7668 | 2.7668 | 69.01% | 70.31% | 75.52% | 71.61% | N
| 250 | Massachusetts Electric | NE South | Southeast | Palmer Street Sub |  | Somerset | Distribution | 05-18J7 | Somerset | 4.16 | 2.5459 | 2.0127 | 2.0175 | 3.0623 | 3.0623 | 3.0623 | 83.14% | 65.73% | 65.88% | 71.58% | N
| 522 | Massachusetts Electric | NE South | South Shore | Phillips Lane |  | Hanover | Distribution | 07-95W4 | Hanover, Norwell, Rockland | 13.8 | 10.4134 | 8.1985 | 8.5809 | 12.6682 | 12.6682 | 12.6682 | 82.2% | 64.72% | 67.74% | 71.55% | N
| 581 | Massachusetts Electric | NE North | Western | Palmer 503 |  | Palmer | Distribution | 09-503L2 | Brimfield, Monson, Palmer, Wales | 13.2 | 7.0113 | 7.9335 | 8.3984 | 10.8828 | 10.8828 | 10.8828 | 64.43% | 72.9% | 77.17% | 71.5% | N
| 438 | Massachusetts Electric | NE South | South Shore | Atlantic |  | Quincy | Distribution | 07-4J1 | Quincy | 4.16 | 1.8854 | 1.9935 | 1.4531 | 2.4858 | 2.4858 | 2.4858 | 75.85% | 80.19% | 58.46% | 71.5% | N
| 121 | Massachusetts Electric | NE North | Central | Snow St. |  | Southbridge | Distribution | 01-413L4 | Charlton, Southbridge | 13.2 | 6.9351 | 6.9351 | 6.9428 | 9.7168 | 9.7168 | 9.7168 | 71.37% | 71.37% | 71.45% | 71.4% | N
| 497 | Massachusetts Electric | NE South | South Shore | Dupont |  | Brockton | Distribution | 07-91W40 | Brockton | 13.8 | 7.8639 | 8.1746 | 7.7922 | 11.1385 | 11.1385 | 11.1385 | 70.6% | 73.39% | 69.96% | 71.32% | N
| 139 | Massachusetts Electric | NE North | Central | Meadow Street 552 |  | Spencer | Distribution | 01-552L3 | Brookfield, East Brookfield, North Brookfield, Spencer | 13.2 | 7.9335 | 7.9335 | 9.3662 | 11.7973 | 11.7973 | 11.7973 | 67.25% | 67.25% | 79.39% | 71.3% | N
| 713 | Massachusetts Electric | NE North | North Shore | Lynnway |  | Lynn | Distribution | 12-21J23 | Lynn | 4.16 | 0.93669 | 0.96789 | 1.2681 | 1.4843 | 1.4843 | 1.4843 | 63.11% | 65.21% | 85.44% | 71.25% | N
| 999 | Massachusetts Electric | NE North | Merrimack Valley | North Chelmsford |  | Chelmsford | Distribution | 14-2L4 | Chelmsford, Lowell | 13.2 | 7.4534 | 9.4424 | 8.0249 | 11.6602 | 11.6602 | 11.6602 | 63.92% | 80.98% | 68.82% | 71.24% | N
| 486 | Massachusetts Electric | NE South | South Shore | Mill St |  | Bridgewater | Distribution | 07-912W75 | Bridgewater, Halifax, Hanson, Plympton | 13.8 | 12.3814 | 10.1585 | 9.0112 | 14.7716 | 14.7716 | 14.7716 | 83.82% | 68.77% | 61% | 71.2% | N
| 597 | Massachusetts Electric | NE North | Western | Shaker Rd |  | East Longmeadow | Distribution | 09-522L2 | East Longmeadow | 13.2 | 7.9945 | 8.2231 | 8.6803 | 11.6602 | 11.6602 | 11.6602 | 68.56% | 70.52% | 74.44% | 71.18% | N
| 243 | Massachusetts Electric | NE South | Southeast | Swansea Sub |  | Swansea | Distribution | 05-11W82 | Somerset, Swansea | 13.8 | 9.8477 | 10.1107 | 9.4733 | 13.7916 | 13.7916 | 13.7916 | 71.4% | 73.31% | 68.69% | 71.13% | N
| 1050 | Massachusetts Electric | NE North | Merrimack Valley | Perry Street |  | Lowell | Distribution | 14-3L4 | Lowell | 13.2 | 7.2019 | 10.2198 | 10.6771 | 13.1691 | 13.1691 | 13.1691 | 54.69% | 77.6% | 81.08% | 71.12% | N
| 880 | Massachusetts Electric | NE North | North Shore | Nahant |  | Nahant | Distribution | 12-79J2 | Nahant | 4.16 | 2.2288 | 2.1712 | 2.1328 | 3.0623 | 3.0623 | 3.0623 | 72.78% | 70.9% | 69.65% | 71.11% | N
| 831 | Massachusetts Electric | NE North | North Shore | Rockport |  | Rockport | Distribution | 12-40J1 | Rockport | 4.16 | 1.6765 | 2.0583 | 1.9166 | 2.6516 | 2.6516 | 2.6516 | 63.23% | 77.63% | 72.28% | 71.05% | N
| 321 | Massachusetts Electric | NE South | Southeast | Uxbridge |  | Uxbridge | Distribution | 05-321W6 | Blackstone, Mendon, Millville, Northbridge, Uxbridge | 13.8 | 8.5252 | 8.6845 | 8.4534 | 11.7838 | 11.7838 | 12.6204 | 72.35% | 73.7% | 66.98% | 71.01% | N
| 494 | Massachusetts Electric | NE South | South Shore | Scituate |  | Scituate | Distribution | 07-915W36 | Norwell, Scituate | 13.8 | 8.2941 | 8.4375 | 9.4812 | 12.3097 | 12.3097 | 12.3097 | 67.38% | 68.54% | 77.02% | 70.98% | N
| 127 | Massachusetts Electric | NE North | Central | W. Charlton |  | Charlton | Distribution | 01-415L2 | Charlton, Southbridge | 13.2 | 8.0021 | 8.0021 | 7.6515 | 11.1115 | 11.1115 | 11.1115 | 72.02% | 72.02% | 68.86% | 70.96% | N
| 1149 | Massachusetts Electric | NE North | Merrimack Valley | East Dracut |  | Dracut | Distribution | 14-75L6 | Dracut, Methuen | 13.2 | 10.6085 | 7.9563 | 6.4702 | 11.7745 | 11.7745 | 11.7745 | 90.1% | 67.57% | 54.95% | 70.87% | N
| 552 | Massachusetts Electric | NE North | Western | Williamstown 1003 |  | Williamstown | Distribution | 09-1003W2 | Hancock, Williamstown | 13.8 | 7.4894 | 8.2543 | 8.1108 | 11.2341 | 11.2341 | 11.2341 | 66.67% | 73.48% | 72.2% | 70.78% | N
| 108 | Massachusetts Electric | NE North | Central | N. Oxford |  | Oxford | Distribution | 01-406L3 | Charlton, Oxford | 13.2 | 8.345 | 8.345 | 8.3145 | 11.7973 | 11.7973 | 11.7973 | 70.74% | 70.74% | 70.48% | 70.65% | N
| 1053 | Massachusetts Electric | NE North | Merrimack Valley | Ward Hill |  | Haverhill | Distribution | 14-43L3 | Haverhill | 13.2 | 7.3848 | 10.517 | 6.9275 | 11.7745 | 11.7745 | 11.7745 | 62.72% | 89.32% | 58.83% | 70.29% | N
| 18 | Massachusetts Electric | NE North | Central | Millbrook St. |  | Worcester | Distribution | 01-12J377 | Worcester | 4.16 | 1.9214 | 1.9214 | 1.8398 | 2.6948 | 2.6948 | 2.6948 | 71.3% | 71.3% | 68.27% | 70.29% | N
| 594 | Massachusetts Electric | NE North | Western | Little Rest Rd |  | Warren | Distribution | 09-516L1 | Brimfield, Holland, Wales, Warren | 13.2 | 7.903 | 8.6041 | 8.124 | 10.9743 | 12.0717 | 12.0717 | 72.01% | 71.28% | 67.3% | 70.2% | N
| 286 | Massachusetts Electric | NE South | Southeast | Marlboro |  | Marlborough | Distribution | 05-311W6 | Marlborough | 13.8 | 7.7125 | 8.169 | 8.2224 | 11.4492 | 11.4492 | 11.4492 | 67.36% | 71.35% | 71.82% | 70.18% | N
| 665 | Massachusetts Electric | NE North | North Shore | Lynnway |  | Lynn | Distribution | 12-1393 | Lynn | 13.8 | 6.4536 | 5.5692 | 6.3341 | 8.7243 | 8.7243 | 8.7243 | 73.97% | 63.84% | 72.6% | 70.14% | N
| 252 | Massachusetts Electric | NE South | Southeast | Dighton |  | Dighton | Distribution | 05-19W73 | Dighton, Rehoboth, Swansea | 13.8 | 4.5414 | 6.4855 | 4.7964 | 7.5292 | 7.5292 | 7.5292 | 60.32% | 86.14% | 63.7% | 70.05% | N
| 844 | Massachusetts Electric | NE North | North Shore | E. Beverly |  | Beverly | Distribution | 12-51L1 | Beverly | 13.2 | 7.3162 | 7.5752 | 8.3907 | 11.0886 | 11.0886 | 11.0886 | 65.98% | 68.32% | 75.67% | 69.99% | N
| 433 | Massachusetts Electric | NE South | South Shore | West Quincy |  | Quincy | Distribution | 07-3J3 | Quincy | 4.16 | 1.8734 | 1.7773 | 1.4171 | 2.4138 | 2.4138 | 2.4138 | 77.61% | 73.63% | 58.71% | 69.98% | N
| 466 | Massachusetts Electric | NE South | South Shore | E. Bridgewater |  | East Bridgewater | Distribution | 07-797W24 | East Bridgewater, Halifax, Hanson, Pembroke | 13.8 | 10.6525 | 10.0629 | 9.7043 | 14.5087 | 14.5087 | 14.5087 | 73.42% | 69.36% | 66.89% | 69.89% | N
| 95 | Massachusetts Electric | NE North | Central | Millbury |  | Millbury | Distribution | 01-304W5 | Millbury, Sutton | 13.8 | 8.3578 | 8.3578 | 9.2661 | 13.9828 | 11.7838 | 11.7838 | 59.77% | 70.93% | 78.63% | 69.78% | N
| 1141 | Massachusetts Electric | NE North | Merrimack Valley | East Methuen |  | Methuen | Distribution | 14-74L4 | Lawrence, Methuen | 13.2 | 6.7675 | 6.6074 | 6.6074 | 9.5568 | 9.5568 | 9.5568 | 70.81% | 69.14% | 69.14% | 69.7% | N
| 1133 | Massachusetts Electric | NE North | Merrimack Valley | Billerica |  | Billerica | Distribution | 14-70L8 | Billerica, Tewksbury | 13.2 | 8.0249 | 8.4822 | 8.1164 | 11.7973 | 11.7973 | 11.7973 | 68.02% | 71.9% | 68.8% | 69.57% | N
| 430 | Massachusetts Electric | NE South | South Shore | East Holbrook |  | Holbrook | Distribution | 07-2W2 | Holbrook, Weymouth | 13.8 | 6.9157 | 2.5177 | 6.6288 | 7.6965 | 7.6965 | 7.6965 | 89.86% | 32.71% | 86.13% | 69.56% | N
| 361 | Massachusetts Electric | NE South | Southeast | Union Street |  | Franklin | Distribution | 05-348W6 | Franklin | 13.8 | 8.1905 | 9.0183 | 8.9713 | 12.5726 | 12.5726 | 12.5726 | 65.15% | 71.73% | 71.36% | 69.41% | N
| 649 | Massachusetts Electric | NE North | North Shore | Beverly |  | Beverly | Distribution | 12-12J4 | Beverly | 4.16 | 1.626 | 1.6116 | 1.5636 | 2.3057 | 2.3057 | 2.3057 | 70.52% | 69.9% | 67.81% | 69.41% | N
| 1093 | Massachusetts Electric | NE North | Merrimack Valley | East Tewksbury |  | Tewksbury | Distribution | 14-59L6 | Andover, North Andover, Tewksbury | 13.2 | 8.0249 | 8.2764 | 8.9166 | 12.1174 | 12.1174 | 12.1174 | 66.23% | 68.3% | 73.58% | 69.37% | N
| 473 | Massachusetts Electric | NE South | South Shore | Water St |  | Hanover | Distribution | 07-910W52 | Duxbury, Hanover, Pembroke | 13.8 | 8.6048 | 8.557 | 8.4535 | 12.3097 | 12.3097 | 12.3097 | 69.9% | 69.51% | 68.67% | 69.36% | N
| 293 | Massachusetts Electric | NE South | Southeast | Woodside |  | Northborough | Distribution | 05-313W2 | Marlborough, Northborough, Westborough | 13.8 | 7.5372 | 8.224 | 8.7404 | 11.7838 | 11.7838 | 11.7838 | 63.96% | 69.79% | 74.17% | 69.31% | N
| 172 | Massachusetts Electric | NE North | Central | Grafton St. |  | Worcester | Distribution | 01-9J301 | Worcester | 4.16 | 1.04 | 1.04 | 1.1529 | 1.5564 | 1.5564 | 1.5564 | 66.82% | 66.82% | 74.07% | 69.24% | N
| 811 | Massachusetts Electric | NE North | North Shore | Everett |  | Malden | Distribution | 12-37J3 | Everett, Malden | 4.16 | 2.2865 | 1.955 | 2.104 | 3.0623 | 3.0623 | 3.0623 | 74.67% | 63.84% | 68.71% | 69.07% | N
| 730 | Massachusetts Electric | NE North | North Shore | Winthrop |  | Winthrop | Distribution | 12-22J5 | Revere, Winthrop | 4.16 | 1.297 | 1.9214 | 1.9094 | 2.4786 | 2.4786 | 2.4786 | 52.33% | 77.52% | 77.03% | 68.96% | N
| 734 | Massachusetts Electric | NE North | North Shore | Swampscott |  | Swampscott | Distribution | 12-22W2 | Lynn, Swampscott | 13.8 | 7.1707 | 8.2064 | 9.3219 | 11.9512 | 11.9512 | 11.9512 | 60% | 68.67% | 78% | 68.89% | N
| 573 | Massachusetts Electric | NE North | Western | Risingdale |  | Great Barrington | Distribution | 09-1109W3 | Alford, Egremont, Great Barrington, Stockbridge, West Stockbridge, | 13.8 | 7.7842 | 8.2304 | 9.0988 | 12.1902 | 12.1902 | 12.1902 | 63.86% | 67.52% | 74.64% | 68.67% | N
| 808 | Massachusetts Electric | NE North | North Shore | Revere Beach |  | Revere | Distribution | 12-35J4 | Revere | 4.16 | 1.8013 | 1.7053 | 1.7293 | 2.5435 | 2.5435 | 2.5435 | 70.82% | 67.05% | 67.99% | 68.62% | N
| 984 | Massachusetts Electric | NE North | Merrimack Valley | Concord Road |  | Chelmsford | Distribution | 14-24L2 | Chelmsford, Westford | 13.2 | 5.9444 | 5.9673 | 5.7844 | 8.5965 | 8.5965 | 8.5965 | 69.15% | 69.41% | 67.29% | 68.62% | N
| 1068 | Massachusetts Electric | NE North | Merrimack Valley | Lawrence Street |  | Lawrence | Distribution | 14-53J2 | Lawrence | 3.74 | 1.9815 | 2.0968 | 1.9695 | 2.9398 | 2.9398 | 2.9398 | 67.4% | 71.32% | 66.99% | 68.57% | N
| 322 | Massachusetts Electric | NE South | Southeast | Uxbridge |  | Uxbridge | Distribution | 05-321W9 | Blackstone, Mendon, Millville, Uxbridge | 13.8 | 5.8561 | 6.1031 | 8.2543 | 9.2024 | 9.2024 | 10.8994 | 63.64% | 66.32% | 75.73% | 68.56% | N
| 726 | Massachusetts Electric | NE North | North Shore | Winthrop |  | Winthrop | Distribution | 12-22J1 | Winthrop | 4.16 | 1.8734 | 2.0175 | 2.1832 | 2.9542 | 2.9542 | 2.9542 | 63.41% | 68.29% | 73.9% | 68.54% | N
| 465 | Massachusetts Electric | NE South | South Shore | E. Bridgewater |  | East Bridgewater | Distribution | 07-797W23 | Bridgewater, East Bridgewater | 13.8 | 9.8238 | 10.2541 | 9.7443 | 14.5087 | 14.5087 | 14.5087 | 67.71% | 70.68% | 67.16% | 68.52% | N
| 767 | Massachusetts Electric | NE North | North Shore | Manchester |  | Manchester | Distribution | 12-23H1 | Manchester | 2.4 | 0.74962 | 0.78703 | 0.7233 | 1.1016 | 1.1016 | 1.1016 | 68.05% | 71.45% | 65.66% | 68.38% | N
| 1168 | Massachusetts Electric | NE North | Merrimack Valley | West Andover |  | Andover | Distribution | 14-8T1 | Andover, Lawrence | 34.5 | 21.0938 | 18.7036 | 22.5279 | 30.4157 | 30.4157 | 30.4157 | 69.35% | 61.49% | 74.07% | 68.3% | N
| 830 | Massachusetts Electric | NE North | North Shore | Fayette |  | Lynn | Distribution | 12-3J903 | Lynn | 4.16 | 1.8013 | 2.2337 | 2.0175 | 2.9542 | 2.9542 | 2.9542 | 60.98% | 75.61% | 68.29% | 68.29% | N
| 868 | Massachusetts Electric | NE North | North Shore | Codding Ave |  | Medford | Distribution | 12-64J3 | Medford | 4.16 | 2.6323 | 1.9526 | 2.1328 | 3.2856 | 3.2856 | 3.2856 | 80.12% | 59.43% | 64.91% | 68.15% | N
| 74 | Massachusetts Electric | NE North | Central | Greendale |  | Worcester | Distribution | 01-24W4 | Worcester | 13.8 | 5.4736 | 5.4736 | 5.4896 | 8.4136 | 8.4136 | 7.3858 | 65.06% | 65.06% | 74.33% | 68.15% | N
| 517 | Massachusetts Electric | NE South | South Shore | Parkview |  | Stoughton | Distribution | 07-94W43 | Brockton, Easton, Stoughton | 13.8 | 7.4336 | 7.6009 | 7.3858 | 10.9712 | 10.9712 | 10.9712 | 67.76% | 69.28% | 67.32% | 68.12% | N
| 1139 | Massachusetts Electric | NE North | Merrimack Valley | East Methuen |  | Methuen | Distribution | 14-74L2 | Methuen | 13.2 | 6.5617 | 6.5617 | 6.7217 | 9.7168 | 9.7168 | 9.7168 | 67.53% | 67.53% | 69.18% | 68.08% | N
| 300 | Massachusetts Electric | NE South | Southeast | East Main Street |  | Westborough | Distribution | 05-314W5 | Westborough | 13.8 | 7.6806 | 6.7803 | 6.2863 | 10.1585 | 10.1585 | 10.1585 | 75.61% | 66.75% | 61.88% | 68.08% | N
| 787 | Massachusetts Electric | NE North | North Shore | Quinn |  | Lynn | Distribution | 12-24W1 | Lynn | 13.8 | 7.3858 | 4.9 | 5.1868 | 8.557 | 8.557 | 8.557 | 86.31% | 57.26% | 60.61% | 68.06% | N
| 1040 | Massachusetts Electric | NE North | Merrimack Valley | Andover |  | Andover | Distribution | 14-3J41 | Andover | 3.74 | 1.5131 | 1.4555 | 1.6356 | 2.2553 | 2.2553 | 2.2553 | 67.09% | 64.54% | 72.52% | 68.05% | N
| 1113 | Massachusetts Electric | NE North | Merrimack Valley | River Road |  | Andover | Distribution | 14-62L2 | Andover | 13.2 | 7.0876 | 5.5557 | 5.4185 | 8.848 | 8.848 | 8.848 | 80.1% | 62.79% | 61.24% | 68.04% | N
| 683 | Massachusetts Electric | NE North | North Shore | Maplewood |  | Malden | Distribution | 12-16W8 | Everett, Malden, Revere | 13.8 | 9.1785 | 7.0352 | 9.6326 | 12.6682 | 12.6682 | 12.6682 | 72.45% | 55.53% | 76.04% | 68.01% | N
| 462 | Massachusetts Electric | NE South | South Shore | E. Bridgewater |  | East Bridgewater | Distribution | 07-797W1 | Bridgewater, Brockton, East Bridgewater | 13.8 | 9.1546 | 9.8557 | 10.4054 | 13.9828 | 14.6282 | 14.6282 | 65.47% | 67.37% | 71.13% | 67.99% | N
| 521 | Massachusetts Electric | NE South | South Shore | Phillips Lane |  | Hanover | Distribution | 07-95W3 | Hanover, Hanson, Pembroke | 13.8 | 8.7642 | 8.326 | 8.0152 | 12.3097 | 12.3097 | 12.3097 | 71.2% | 67.64% | 65.11% | 67.98% | N
| 1038 | Massachusetts Electric | NE North | Merrimack Valley | Perry Street |  | Lowell | Distribution | 14-3J4 | Lowell | 4.16 | 1.2465 | 1.6788 | 1.7005 | 2.2697 | 2.2697 | 2.2697 | 54.92% | 73.97% | 74.92% | 67.94% | N
| 806 | Massachusetts Electric | NE North | North Shore | Revere Beach |  | Revere | Distribution | 12-35J2 | Revere | 4.16 | 1.9935 | 2.0656 | 1.9238 | 2.9398 | 2.9398 | 2.9398 | 67.81% | 70.26% | 65.44% | 67.84% | N
| 941 | Massachusetts Electric | NE North | Merrimack Valley | South Billerica |  | Billerica | Distribution | 14-18L3 | Billerica | 13.2 | 6.1502 | 7.8878 | 7.682 | 10.8828 | 10.8828 | 10.3112 | 56.51% | 72.48% | 74.5% | 67.83% | N
| 519 | Massachusetts Electric | NE South | South Shore | Phillips Lane |  | Hanover | Distribution | 07-95W1 | Hanover, Norwell | 13.8 | 8.8598 | 9.3777 | 9.4813 | 13.6243 | 13.6243 | 13.6243 | 65.03% | 68.83% | 69.59% | 67.82% | N
| 795 | Massachusetts Electric | NE North | North Shore | West Gloucester |  | Gloucester | Distribution | 12-28L2 | Gloucester, Manchester | 13.2 | 7.4762 | 7.5295 | 7.1104 | 10.8828 | 10.8828 | 10.8828 | 68.7% | 69.19% | 65.34% | 67.74% | N
| 899 | Massachusetts Electric | NE North | North Shore | Medford |  | Medford | Distribution | 12-9C3 | Medford | 4.16 | 1.6812 | 1.4411 | 1.6356 | 2.3417 | 2.3417 | 2.3417 | 71.79% | 61.54% | 69.85% | 67.73% | N
| 380 | Massachusetts Electric | NE South | Southeast | Mink Street |  | Seekonk | Distribution | 05-7L3 | Seekonk | 13.2 | 6.2416 | 6.4009 | 7.0876 | 9.7168 | 9.7168 | 9.7168 | 64.24% | 65.87% | 72.94% | 67.68% | N
| 1028 | Massachusetts Electric | NE North | Merrimack Valley | Newburyport |  | Newburyport | Distribution | 14-36J2 | Newburyport | 4.16 | 1.3762 | 1.2537 | 1.4627 | 2.0175 | 2.0175 | 2.0175 | 68.21% | 62.14% | 72.5% | 67.62% | N
| 150 | Massachusetts Electric | NE North | Central | E. Westminster |  | Westminster | Distribution | 01-609W2 | Princeton, Westminster | 13.8 | 5.8162 | 5.8162 | 7.0352 | 9.2024 | 9.2024 | 9.2024 | 63.2% | 63.2% | 76.45% | 67.62% | N
| 588 | Massachusetts Electric | NE North | Western | East Longmeadow |  | East Longmeadow | Distribution | 09-508L4 | East Longmeadow | 13.2 | 8.1469 | 8.1393 | 7.6363 | 11.7973 | 11.7973 | 11.7973 | 69.06% | 68.99% | 64.73% | 67.59% | N
| 329 | Massachusetts Electric | NE South | Southeast | Depot Street |  | Milford | Distribution | 05-335W5 | Milford | 13.8 | 8.5092 | 8.8972 | 8.2782 | 12.6682 | 12.6682 | 12.6682 | 67.17% | 70.23% | 65.35% | 67.58% | N
| 1140 | Massachusetts Electric | NE North | Merrimack Valley | East Methuen |  | Methuen | Distribution | 14-74L3 | Lawrence, Methuen | 13.2 | 7.7506 | 7.0647 | 8.2078 | 11.3629 | 11.3629 | 11.3629 | 68.21% | 62.17% | 72.23% | 67.54% | N
| 42 | Massachusetts Electric | NE North | Central | Litchfield St |  | Leominster | Distribution | 01-207W4 | Leominster | 13.8 | 7.9196 | 7.9196 | 8.0073 | 11.7838 | 11.7838 | 11.7838 | 67.21% | 67.21% | 67.95% | 67.46% | N
| 454 | Massachusetts Electric | NE South | South Shore | North Weymouth |  | Weymouth | Distribution | 07-6W1 | Weymouth | 13.8 | 7.083 | 7.346 | 6.8439 | 10.517 | 10.517 | 10.517 | 67.35% | 69.85% | 65.08% | 67.42% | N
| 294 | Massachusetts Electric | NE South | Southeast | Woodside |  | Northborough | Distribution | 05-313W3 | Northborough | 13.8 | 8.7642 | 8.1953 | 8.6366 | 12.6682 | 12.6682 | 12.6682 | 69.18% | 64.69% | 68.18% | 67.35% | N
| 1157 | Massachusetts Electric | NE North | Merrimack Valley | North Dracut |  | Dracut | Distribution | 14-78L9 | Dracut | 13.2 | 7.179 | 6.9504 | 9.8083 | 11.8659 | 11.8659 | 11.8659 | 60.5% | 58.57% | 82.66% | 67.24% | N
| 437 | Massachusetts Electric | NE South | South Shore | West Quincy |  | Quincy | Distribution | 07-3W4 | Quincy | 13.8 | 6.9237 | 7.5292 | 7.2264 | 10.756 | 10.756 | 10.756 | 64.37% | 70% | 67.18% | 67.18% | N
| 29 | Massachusetts Electric | NE North | Central | Marion Ave |  | Worcester | Distribution | 01-18J394 | Worcester | 4.16 | 1.4074 | 1.4074 | 1.4074 | 2.0968 | 2.0968 | 2.0968 | 67.12% | 67.12% | 67.12% | 67.12% | N
| 82 | Massachusetts Electric | NE North | Central | Bloomingdale |  | Worcester | Distribution | 01-27W3 | Worcester | 13.8 | 7.9754 | 7.9754 | 7.7682 | 11.7838 | 11.7838 | 11.7838 | 67.68% | 67.68% | 65.92% | 67.09% | N
| 78 | Massachusetts Electric | NE North | Central | Pondville |  | Auburn | Distribution | 01-26W3 | Auburn, Millbury, Oxford | 13.8 | 6.0393 | 6.0393 | 5.6648 | 8.8199 | 8.8199 | 8.8199 | 68.47% | 68.47% | 64.23% | 67.06% | N
| 147 | Massachusetts Electric | NE North | Central | Crystal Lake |  | Gardner | Distribution | 01-607W4 | Gardner | 13.8 | 6.8201 | 6.8201 | 6.7644 | 10.1585 | 10.1585 | 10.1585 | 67.14% | 67.14% | 66.59% | 66.95% | N
| 507 | Massachusetts Electric | NE South | South Shore | Easton |  | Easton | Distribution | 07-92W54 | Easton, West Bridgewater | 13.8 | 6.6448 | 6.5014 | 7.2503 | 10.1585 | 10.1585 | 10.1585 | 65.41% | 64% | 71.37% | 66.93% | N
| 549 | Massachusetts Electric | NE North | Western | Brown St |  | North Adams | Distribution | 09-1001W1 | Clarksburg, North Adams, Williamstown | 13.8 | 7.4363 | 8.1533 | 8.4056 | 11.9512 | 11.9512 | 11.9512 | 62.22% | 68.22% | 70.33% | 66.93% | N
| 789 | Massachusetts Electric | NE North | North Shore | Melrose |  | Melrose | Distribution | 12-25W1 | Melrose, Saugus | 13.8 | 7.1946 | 11.3775 | 6.1429 | 12.3097 | 12.3097 | 12.3097 | 58.45% | 92.43% | 49.9% | 66.93% | N
| 1054 | Massachusetts Electric | NE North | Merrimack Valley | Ward Hill |  | Haverhill | Distribution | 14-43L4 | Haverhill, Lawrence, Methuen | 13.2 | 5.2128 | 9.191 | 9.191 | 11.7745 | 11.7745 | 11.7745 | 44.27% | 78.06% | 78.06% | 66.8% | N
| 55 | Massachusetts Electric | NE North | Central | Prospect St. |  | Leominster | Distribution | 01-219W5 | Lancaster, Leominster, Lunenburg | 13.8 | 7.6009 | 7.6009 | 5.0912 | 10.1585 | 10.1585 | 10.1585 | 74.82% | 74.82% | 50.12% | 66.59% | N
| 817 | Massachusetts Electric | NE North | North Shore | Everett |  | Everett | Distribution | 12-37W4 | Malden, Medford | 13.8 | 8.1268 | 7.9994 | 8.1746 | 12.1663 | 12.1663 | 12.1663 | 66.8% | 65.75% | 67.19% | 66.58% | N
| 100 | Massachusetts Electric | NE North | Central | Bancroft St. |  | Worcester | Distribution | 01-3J341 | Worcester | 4.16 | 1.6933 | 1.6933 | 1.7941 | 2.5939 | 2.5939 | 2.5939 | 65.28% | 65.28% | 69.17% | 66.57% | N
| 273 | Massachusetts Electric | NE South | Southeast | Sykes Rd. Sub |  | Fall River | Distribution | 05-28W51 | Fall River | 13.8 | 8.2702 | 8.2861 | 8.7403 | 12.6682 | 12.6682 | 12.6682 | 65.28% | 65.41% | 68.99% | 66.56% | N
| 720 | Massachusetts Electric | NE North | North Shore | Lynnway |  | Lynn | Distribution | 12-21J32 | Lynn | 4.16 | 1.333 | 1.4362 | 1.5419 | 2.1976 | 2.1976 | 2.1112 | 60.66% | 65.35% | 73.04% | 66.35% | N
| 695 | Massachusetts Electric | NE North | North Shore | Turnpike |  | Lynnfield | Distribution | 12-19W1 | Lynn, Lynnfield, Saugus | 13.8 | 8.0312 | 8.1268 | 8.1029 | 12.1902 | 12.1902 | 12.1902 | 65.88% | 66.67% | 66.47% | 66.34% | N
| 299 | Massachusetts Electric | NE South | Southeast | East Main Street |  | Westborough | Distribution | 05-314W4 | Northborough, Westborough | 13.8 | 9.059 | 8.2009 | 7.9516 | 12.6682 | 12.6682 | 12.6682 | 71.51% | 64.74% | 62.77% | 66.34% | N
| 901 | Massachusetts Electric | NE North | North Shore | Medford |  | Medford | Distribution | 12-9C5 | Medford | 4.16 | 1.5371 | 1.5371 | 1.4411 | 2.2697 | 2.2697 | 2.2697 | 67.72% | 67.72% | 63.49% | 66.31% | N
| 1092 | Massachusetts Electric | NE North | Merrimack Valley | East Tewksbury |  | Tewksbury | Distribution | 14-59L5 | Andover, Tewksbury | 13.2 | 10.2884 | 9.854 | 9.1681 | 14.7467 | 14.7467 | 14.7467 | 69.77% | 66.82% | 62.17% | 66.25% | N
| 7 | Massachusetts Electric | NE North | Central | Faraday St. |  | Worcester | Distribution | 01-11J330 | Worcester | 4.16 | 1.3978 | 1.3978 | 1.2825 | 2.0535 | 2.0535 | 2.0535 | 68.07% | 68.07% | 62.46% | 66.2% | N
| 587 | Massachusetts Electric | NE North | Western | East Longmeadow |  | East Longmeadow | Distribution | 09-508L2 | East Longmeadow | 13.2 | 7.621 | 7.9182 | 7.8725 | 11.7973 | 11.7973 | 11.7973 | 64.6% | 67.12% | 66.73% | 66.15% | N
| 1132 | Massachusetts Electric | NE North | Merrimack Valley | Billerica |  | Billerica | Distribution | 14-70L6 | Billerica | 13.2 | 6.516 | 8.5279 | 8.345 | 11.7973 | 11.7973 | 11.7973 | 55.23% | 72.29% | 70.74% | 66.09% | N
| 805 | Massachusetts Electric | NE North | North Shore | Revere Beach |  | Revere | Distribution | 12-35J1 | Revere | 4.16 | 1.8494 | 1.9694 | 1.895 | 2.8821 | 2.8821 | 2.8821 | 64.17% | 68.33% | 65.75% | 66.08% | N
| 444 | Massachusetts Electric | NE South | South Shore | Randolph |  | Randolph | Distribution | 07-5W3 | Randolph | 13.8 | 7.6408 | 7.593 | 7.3141 | 11.3775 | 11.3775 | 11.3775 | 67.16% | 66.74% | 64.29% | 66.06% | N
| 542 | Massachusetts Electric | NE South | South Shore | North Abington |  | Abington | Distribution | 07-99W62 | Abington | 13.8 | 5.8083 | 6.119 | 8.1427 | 10.1585 | 10.1585 | 10.1585 | 57.18% | 60.24% | 80.16% | 65.86% | N
| 1108 | Massachusetts Electric | NE North | Merrimack Valley | Newbury |  | Newbury | Distribution | 14-60L3 | Newbury, Newburyport | 13.2 | 6.9504 | 7.522 | 8.5051 | 11.6602 | 11.6602 | 11.6602 | 59.61% | 64.51% | 72.94% | 65.69% | N
| 25 | Massachusetts Electric | NE North | Central | Lincoln Plaza |  | Worcester | Distribution | 01-15J392 | Worcester | 4.16 | 1.8085 | 1.8085 | 2.176 | 2.9398 | 2.9398 | 2.9398 | 61.52% | 61.52% | 74.02% | 65.69% | N
| 636 | Massachusetts Electric | NE North | Western | West St |  | Northampton | Distribution | 09-S100 | Northampton | 13.8 | 4.3183 | 5.0673 | 5.0275 | 7.3141 | 7.3141 | 7.3141 | 59.04% | 69.28% | 68.74% | 65.69% | N
| 599 | Massachusetts Electric | NE North | Western | Thorndike |  | Palmer | Distribution | 09-523L1 | Belchertown, Monson, Palmer, Wilbraham | 13.2 | 8.1926 | 7.8115 | 7.179 | 11.7745 | 11.7745 | 11.7745 | 69.58% | 66.34% | 60.97% | 65.63% | N
| 311 | Massachusetts Electric | NE South | Southeast | North Marlboro |  | Marlborough | Distribution | 05-318W5 | Marlborough, Northborough | 13.8 | 7.4894 | 8.3419 | 7.84 | 12.0229 | 12.0229 | 12.0229 | 62.29% | 69.38% | 65.21% | 65.63% | N
| 633 | Massachusetts Electric | NE North | Western | Florence Jct |  | Northampton | Distribution | 09-909W4 | Northampton, Williamsburg | 13.8 | 7.9196 | 8.573 | 7.7125 | 12.3097 | 12.3097 | 12.3097 | 64.34% | 69.64% | 62.65% | 65.54% | N
| 425 | Massachusetts Electric | NE South | South Shore | Field St |  | Quincy | Distribution | 07-1W8 | Quincy | 13.8 | 4.2148 | 9.4892 | 9.4414 | 11.7838 | 11.7838 | 11.7838 | 35.77% | 80.53% | 80.12% | 65.47% | N
| 959 | Massachusetts Electric | NE North | Merrimack Valley | Hoover Street |  | Dracut | Distribution | 14-21L3 | Dracut, Lowell | 13.2 | 7.2019 | 7.8192 | 8.1393 | 11.7973 | 11.7973 | 11.7973 | 61.05% | 66.28% | 68.99% | 65.44% | N
| 717 | Massachusetts Electric | NE North | North Shore | Lynnway |  | Lynn | Distribution | 12-21J28 | Lynn | 4.16 | 1.1289 | 0.99671 | 1.0808 | 1.6356 | 1.6356 | 1.6356 | 69.02% | 60.94% | 66.08% | 65.35% | N
| 232 | Massachusetts Electric | NE South | Southeast | Dummy-108W51 |  | Blackstone | Distribution | 05-108W51 | Bellingham, Blackstone, Woonsocket | 13.8 | 7.7682 | 7.8049 | 7.8081 | 11.9272 | 11.9272 | 11.9272 | 65.13% | 65.44% | 65.46% | 65.34% | N
| 483 | Massachusetts Electric | NE South | South Shore | Mill St |  | Bridgewater | Distribution | 07-912W55 | Bridgewater | 13.8 | 7.9595 | 8.9634 | 8.1428 | 12.7877 | 12.7877 | 12.7877 | 62.24% | 70.09% | 63.68% | 65.34% | N
| 610 | Massachusetts Electric | NE North | Western | Chestnut Hill 702 |  | Athol | Distribution | 09-702W1 | Athol, Petersham, Phillipston, Templeton | 13.8 | 5.4497 | 8.5969 | 7.1229 | 10.8038 | 10.8038 | 10.8038 | 50.44% | 79.57% | 65.93% | 65.31% | N
| 986 | Massachusetts Electric | NE North | Merrimack Valley | West Amesbury |  | Amesbury | Distribution | 14-275L2 | Amesbury | 13.2 | 6.9275 | 7.4305 | 9.3739 | 12.1174 | 12.1174 | 12.1174 | 57.17% | 61.32% | 77.36% | 65.28% | N
| 690 | Massachusetts Electric | NE North | North Shore | N. Beverly |  | Beverly | Distribution | 12-18J1 | Beverly | 4.16 | 1.1289 | 1.0808 | 1.1024 | 1.6933 | 1.6933 | 1.6933 | 66.67% | 63.83% | 65.11% | 65.2% | N
| 132 | Massachusetts Electric | NE North | Central | Cambridge St. |  | Worcester | Distribution | 01-4J339 | Worcester | 4.16 | 1.6092 | 1.6092 | 1.417 | 2.3778 | 2.3778 | 2.3778 | 67.68% | 67.68% | 59.6% | 64.98% | N
| 227 | Massachusetts Electric | NE South | Southeast | Hathaway St. Sub |  | Fall River | Distribution | 05-106W44 | Fall River | 13.8 | 8.6765 | 8.318 | 8.2941 | 12.9789 | 12.9789 | 12.9789 | 66.85% | 64.09% | 63.9% | 64.95% | N
| 511 | Massachusetts Electric | NE South | South Shore | Plymouth St |  | Abington | Distribution | 07-93W41 | Abington, Rockland | 13.8 | 7.6726 | 7.9356 | 7.4336 | 11.8316 | 11.8316 | 11.8316 | 64.85% | 67.07% | 62.83% | 64.92% | N
| 171 | Massachusetts Electric | NE North | Central | Vernon Hill |  | Worcester | Distribution | 01-8W2 | Millbury, Worcester | 13.8 | 7.9276 | 7.9276 | 8.6208 | 12.5965 | 12.5965 | 12.5965 | 62.93% | 62.93% | 68.44% | 64.77% | N
| 977 | Massachusetts Electric | NE North | Merrimack Valley | Dummy-2388 |  | Westford | Sub-Transmission | 14-2388 | Westford | 23 | 23 | 25.1 | 24 | 37.1282 | 37.1282 | 37.1282 | 61.95% | 67.6% | 64.64% | 64.73% | N
| 895 | Massachusetts Electric | NE North | North Shore | Metcalf Sq. |  | Winthrop | Distribution | 12-96W1 | Winthrop | 13.8 | 5.8879 | 8.6366 | 4.1829 | 8.7243 | 10.1585 | 10.1585 | 67.49% | 85.02% | 41.18% | 64.56% | N
| 332 | Massachusetts Electric | NE South | Southeast | Rocky Hill |  | Milford | Distribution | 05-336W2 | Milford | 13.8 | 6.6369 | 7.2392 | 9.9354 | 12.3097 | 12.3097 | 12.3097 | 53.92% | 58.81% | 80.71% | 64.48% | N
| 699 | Massachusetts Electric | NE North | North Shore | Salem Peabody St. |  | Salem | Distribution | 12-1J12 | Salem | 4.16 | 1.5564 | 1.4891 | 1.6933 | 2.4498 | 2.4498 | 2.4498 | 63.53% | 60.79% | 69.12% | 64.48% | N
| 315 | Massachusetts Electric | NE South | Southeast | Whitins Pond |  | Northbridge | Distribution | 05-320W5 | Douglas, Northbridge, Sutton, Uxbridge | 13.8 | 9.3299 | 7.7284 | 7.4336 | 12.6682 | 12.6682 | 12.6682 | 73.65% | 61.01% | 58.68% | 64.44% | N
| 645 | Massachusetts Electric | NE North | North Shore | Wellington |  | Medford | Distribution | 12-11J3 | Medford | 4.16 | 2.1616 | 2.2097 | 1.9238 | 3.2568 | 3.2568 | 3.2568 | 66.37% | 67.85% | 59.07% | 64.43% | N
| 410 | Massachusetts Electric | NE South | South Shore | Mid-Weymouth |  | Weymouth | Distribution | 07-12W6 | Hingham, Weymouth | 13.8 | 8.1347 | 8.2543 | 8.095 | 12.6682 | 12.6682 | 12.6682 | 64.21% | 65.16% | 63.9% | 64.42% | N
| 177 | Massachusetts Electric | NE North | Central | Grafton St. |  | Worcester | Distribution | 01-9J310 | Worcester | 4.16 | 1.1192 | 1.1192 | 1.1721 | 1.7653 | 1.7653 | 1.7653 | 63.4% | 63.4% | 66.39% | 64.4% | N
| 81 | Massachusetts Electric | NE North | Central | Bloomingdale |  | Worcester | Distribution | 01-27W2 | Worcester | 13.8 | 7.5611 | 7.5611 | 7.6408 | 11.7838 | 11.7838 | 11.7838 | 64.16% | 64.16% | 64.84% | 64.39% | N
| 343 | Massachusetts Electric | NE South | Southeast | Crocker Pond |  | Wrentham | Distribution | 05-3424W5 | Foxborough, Wrentham | 13.8 | 6.2385 | 7.0026 | 6.1509 | 10.039 | 10.039 | 10.039 | 62.14% | 69.75% | 61.27% | 64.39% | N
| 84 | Massachusetts Electric | NE North | Central | Bloomingdale |  | Worcester | Distribution | 01-27W5 | Millbury, Worcester | 13.8 | 8.0869 | 8.0869 | 8.2702 | 12.6682 | 12.6682 | 12.6682 | 63.84% | 63.84% | 65.28% | 64.32% | N
| 676 | Massachusetts Electric | NE North | North Shore | Maplewood |  | Malden | Distribution | 12-16W1 | Malden, Revere, Saugus | 13.8 | 9.1307 | 4.5254 | 9.6326 | 12.0707 | 12.0707 | 12.0707 | 75.64% | 37.49% | 79.8% | 64.31% | N
| 657 | Massachusetts Electric | NE North | North Shore | Beverly |  | Beverly | Distribution | 12-12L4 | Beverly | 13.2 | 7.4534 | 7.6363 | 8.2764 | 12.1174 | 12.1174 | 12.1174 | 61.51% | 63.02% | 68.3% | 64.28% | N
| 540 | Massachusetts Electric | NE South | South Shore | North Abington |  | Abington | Distribution | 07-99W32 | Abington, Weymouth | 13.8 | 7.2663 | 7.4336 | 9.7282 | 12.6682 | 12.6682 | 12.6682 | 57.36% | 58.68% | 76.79% | 64.28% | N
| 104 | Massachusetts Electric | NE North | Central | Bancroft St. |  | Worcester | Distribution | 01-3J374 | Worcester | 4.16 | 1.7893 | 1.7893 | 1.9094 | 2.8461 | 2.8461 | 2.8461 | 62.87% | 62.87% | 67.09% | 64.28% | N
| 506 | Massachusetts Electric | NE South | South Shore | Easton |  | Easton | Distribution | 07-92W44 | Brockton, Easton, West Bridgewater | 13.8 | 8.4375 | 8.3419 | 9.0351 | 13.4331 | 13.4331 | 13.4331 | 62.81% | 62.1% | 67.26% | 64.06% | N
| 980 | Massachusetts Electric | NE North | Merrimack Valley | North Chelmsford |  | Chelmsford | Sub-Transmission | 14-2399 | Chelmsford, Tyngsborough | 23 | 29.2 | 29.1276 | 28.5 | 45.2 | 45.2 | 45.2 | 64.6% | 64.44% | 63.05% | 64.03% | N
| 236 | Massachusetts Electric | NE South | Southeast | Bates St. Sub |  | Fall River | Distribution | 05-115W44 | Fall River | 13.8 | 7.9276 | 7.9117 | 8.3021 | 12.5965 | 12.5965 | 12.5965 | 62.93% | 62.81% | 65.91% | 63.88% | N
| 301 | Massachusetts Electric | NE South | Southeast | Northboro Road |  | Southborough | Distribution | 05-317W1 | Marlborough, Southborough, Westborough | 13.8 | 6.605 | 6.4289 | 5.9916 | 9.9434 | 9.9434 | 9.9434 | 66.43% | 64.66% | 60.26% | 63.78% | N
| 571 | Massachusetts Electric | NE North | Western | Risingdale |  | Great Barrington | Distribution | 09-1109W1 | Great Barrington, Monterey, New Marlboro, Sheffield, Stockbridge, West Stockbridge | 13.8 | 7.1149 | 7.4575 | 8.7323 | 12.1902 | 12.1902 | 12.1902 | 58.37% | 61.18% | 71.63% | 63.73% | N
| 76 | Massachusetts Electric | NE North | Central | Pondville |  | Auburn | Distribution | 01-26W1 | Auburn, Leicester, Worcester | 13.8 | 7.0591 | 7.0591 | 8.2543 | 11.7599 | 11.7599 | 11.7599 | 60.03% | 60.03% | 70.19% | 63.41% | N
| 698 | Massachusetts Electric | NE North | North Shore | Salem Peabody St. |  | Salem | Distribution | 12-1J10 | Salem | 4.16 | 2.0751 | 1.4411 | 1.2105 | 2.4858 | 2.4858 | 2.4858 | 83.48% | 57.97% | 48.7% | 63.38% | N
| 93 | Massachusetts Electric | NE North | Central | Millbury |  | Millbury | Distribution | 01-304W3 | Millbury, Worcester | 13.8 | 7.5691 | 7.5691 | 7.7922 | 12.6682 | 11.7838 | 11.7838 | 59.75% | 64.23% | 66.13% | 63.37% | N
| 1160 | Massachusetts Electric | NE North | Merrimack Valley | North Andover |  | North Andover | Distribution | 14-7J3 | North Andover | 3.74 | 1.5636 | 1.6716 | 1.6068 | 2.5507 | 2.5507 | 2.5507 | 61.3% | 65.54% | 62.99% | 63.28% | N
| 527 | Massachusetts Electric | NE South | South Shore | Norwell |  | Norwell | Distribution | 07-96W43 | Norwell, Scituate | 13.8 | 6.8361 | 6.86 | 8.7561 | 11.8316 | 11.8316 | 11.8316 | 57.78% | 57.98% | 74.01% | 63.25% | N
| 813 | Massachusetts Electric | NE North | North Shore | Everett |  | Everett | Distribution | 12-37W1 | Everett, Malden, Medford | 13.8 | 7.5531 | 7.2503 | 8.2702 | 12.1902 | 12.1902 | 12.1902 | 61.96% | 59.48% | 67.84% | 63.09% | N
| 370 | Massachusetts Electric | NE South | Southeast | Norton |  | Norton | Distribution | 05-4L1 | Norton, Taunton | 13.2 | 7.5753 | 7.8839 | 7.2858 | 12.026 | 12.026 | 12.026 | 62.99% | 65.56% | 60.58% | 63.04% | N
| 83 | Massachusetts Electric | NE North | Central | Bloomingdale |  | Worcester | Distribution | 01-27W4 | Worcester | 13.8 | 7.338 | 7.338 | 7.6009 | 11.7838 | 11.7838 | 11.7838 | 62.27% | 62.27% | 64.5% | 63.02% | N
| 390 | Massachusetts Electric | NE South | Southeast | Read Street |  | Attleboro | Distribution | 05-9L3 | Attleboro, North Attleborough | 13.2 | 6.5769 | 7.4473 | 8.2232 | 11.7745 | 11.7745 | 11.7745 | 55.86% | 63.25% | 69.84% | 62.98% | N
| 871 | Massachusetts Electric | NE North | North Shore | Pine Banks |  | Melrose | Distribution | 12-67J1 | Malden, Medford, Melrose | 4.16 | 2.4258 | 1.0327 | 2.3273 | 3.0623 | 3.0623 | 3.0623 | 79.22% | 33.72% | 76% | 62.98% | N
| 284 | Massachusetts Electric | NE South | Southeast | Marlboro |  | Marlborough | Distribution | 05-311W4 | Marlborough | 13.8 | 8.2224 | 7.6647 | 8.0472 | 12.6682 | 12.6682 | 12.6682 | 64.91% | 60.5% | 63.52% | 62.98% | N
| 64 | Massachusetts Electric | NE North | Central | Groton St. |  | Pepperell | Distribution | 01-226L2 | Pepperell | 13.2 | 8.7794 | 8.7794 | 8.8099 | 13.9922 | 13.9922 | 13.9922 | 62.75% | 62.75% | 62.96% | 62.82% | N
| 1162 | Massachusetts Electric | NE North | Merrimack Valley | Beach Road |  | Salisbury | Distribution | 14-7L1 | Salisbury | 13.2 | 7.2933 | 7.2933 | 7.5905 | 11.7745 | 11.7745 | 11.7745 | 61.94% | 61.94% | 64.47% | 62.78% | N
| 1015 | Massachusetts Electric | NE North | Merrimack Valley | Water Street |  | Haverhill | Distribution | 14-31L1 | Haverhill | 13.2 | 2.0895 | 2.5507 | 2.3489 | 3.718 | 3.718 | 3.718 | 56.2% | 68.6% | 63.18% | 62.66% | N
| 648 | Massachusetts Electric | NE North | North Shore | Beverly |  | Beverly | Distribution | 12-12J3 | Beverly | 4.16 | 1.638 | 1.71 | 1.7149 | 2.6948 | 2.6948 | 2.6948 | 60.78% | 63.46% | 63.64% | 62.63% | N
| 845 | Massachusetts Electric | NE North | North Shore | E. Beverly |  | Beverly | Distribution | 12-51L2 | Beverly | 13.2 | 7.6591 | 7.6059 | 7.4991 | 12.1174 | 12.1174 | 12.1174 | 63.21% | 62.77% | 61.89% | 62.62% | N
| 331 | Massachusetts Electric | NE South | Southeast | Rocky Hill |  | Milford | Distribution | 05-336W1 | Milford | 13.8 | 7.4416 | 7.3954 | 8.9315 | 12.6682 | 12.6682 | 12.6682 | 58.74% | 58.38% | 70.5% | 62.54% | N
| 19 | Massachusetts Electric | NE North | Central | Millbrook St. |  | Worcester | Distribution | 01-12J378 | Worcester | 4.16 | 1.2393 | 1.2393 | 1.2777 | 2.0031 | 2.0031 | 2.0031 | 61.87% | 61.87% | 63.79% | 62.51% | N
| 234 | Massachusetts Electric | NE South | Southeast | Bates St. Sub |  | Fall River | Distribution | 05-115W42 | Fall River | 13.8 | 7.9276 | 6.7086 | 6.8281 | 11.4492 | 11.4492 | 11.4492 | 69.24% | 58.59% | 59.64% | 62.49% | N
| 102 | Massachusetts Electric | NE North | Central | Bancroft St. |  | Worcester | Distribution | 01-3J372 | Worcester | 4.16 | 1.8566 | 1.8566 | 1.5131 | 2.7885 | 2.7885 | 2.7885 | 66.58% | 66.58% | 54.26% | 62.47% | N
| 339 | Massachusetts Electric | NE South | Southeast | South Wrentham |  | Wrentham | Distribution | 05-3422W3 | Foxborough, Plainville, Wrentham | 13.8 | 8.071 | 7.7173 | 7.7603 | 12.5726 | 12.5726 | 12.5726 | 64.2% | 61.38% | 61.72% | 62.43% | N
| 421 | Massachusetts Electric | NE South | South Shore | Field St |  | Quincy | Distribution | 07-1W3 | Quincy | 13.8 | 7.4496 | 7.2344 | 7.3619 | 11.7838 | 11.7838 | 11.7838 | 63.22% | 61.39% | 62.47% | 62.36% | N
| 748 | Massachusetts Electric | NE North | North Shore | Salem |  | Salem | Sub-Transmission | 12-2321 | Beverly, Salem | 23 | 5.7 | 6.6528 | 10.3 | 10.3975 | 10.3975 | 15.1 | 54.82% | 63.98% | 68.21% | 62.34% | N
| 1058 | Massachusetts Electric | NE North | Merrimack Valley | West Newbury |  | West Newbury | Distribution | 14-47L1 | Haverhill, Merrimac, West Newbury | 13.2 | 5.4643 | 5.7844 | 6.8818 | 9.7168 | 9.7168 | 9.7168 | 56.24% | 59.53% | 70.82% | 62.2% | N
| 65 | Massachusetts Electric | NE North | Central | Laurel Cir. |  | Shirley | Distribution | 01-227W1 | Lancaster, Leominster, Lunenburg, Shirley | 13.8 | 7.7204 | 7.7204 | 6.5413 | 11.7838 | 11.7838 | 11.7838 | 65.52% | 65.52% | 55.51% | 62.18% | N
| 944 | Massachusetts Electric | NE North | Merrimack Valley | Lawrence |  | Lawrence | Distribution | 14-1J4 | Lawrence | 3.74 | 1.3042 | 1.3186 | 1.2753 | 2.0968 | 2.0968 | 2.0968 | 62.2% | 62.89% | 60.82% | 61.97% | N
| 394 | Massachusetts Electric | NE South | South Shore | Holbrook |  | Holbrook | Distribution | 07-10W1 | Braintree, Holbrook, Randolph | 13.8 | 5.3701 | 5.4497 | 5.1708 | 8.6048 | 8.6048 | 8.6048 | 62.41% | 63.33% | 60.09% | 61.94% | N
| 399 | Massachusetts Electric | NE South | South Shore | North Quincy |  | Quincy | Distribution | 07-11W1 | Quincy | 13.8 | 9.2661 | 8.8439 | 8.6844 | 14.4609 | 14.4609 | 14.4609 | 64.08% | 61.16% | 60.05% | 61.76% | N
| 112 | Massachusetts Electric | NE North | Central | E. Webster |  | Webster | Distribution | 01-412L1 | Webster | 13.2 | 6.9046 | 6.9046 | 7.3162 | 11.4087 | 11.4087 | 11.4087 | 60.52% | 60.52% | 64.13% | 61.72% | N
| 32 | Massachusetts Electric | NE North | Central | Tatnuck |  | Worcester | Distribution | 01-1J369 | Worcester | 4.16 | 1.6572 | 1.6572 | 1.7101 | 2.7236 | 2.7236 | 2.7236 | 60.85% | 60.85% | 62.79% | 61.49% | N
| 670 | Massachusetts Electric | NE North | North Shore | Maplewood |  | Malden | Distribution | 12-16J1 | Malden | 4.16 | 1.8013 | 0.072053 | 1.859 | 2.0247 | 2.0247 | 2.0247 | 88.97% | 3.559% | 91.81% | 61.45% | N
| 810 | Massachusetts Electric | NE North | North Shore | Everett |  | Everett | Distribution | 12-37J2 | Everett | 4.16 | 1.638 | 1.5659 | 1.7077 | 2.666 | 2.666 | 2.666 | 61.44% | 58.74% | 64.05% | 61.41% | N
| 781 | Massachusetts Electric | NE North | North Shore | Gloucester |  | Gloucester | Distribution | 12-24J4 | Gloucester | 4.16 | 0.96069 | 1.2249 | 1.3186 | 1.9022 | 1.9022 | 1.9022 | 50.5% | 64.39% | 69.32% | 61.41% | N
| 586 | Massachusetts Electric | NE North | Western | East Longmeadow |  | East Longmeadow | Distribution | 09-508L1 | East Longmeadow, Springfield | 13.2 | 8.2078 | 6.8132 | 6.6379 | 11.7745 | 11.7745 | 11.7745 | 69.71% | 57.86% | 56.38% | 61.32% | N
| 524 | Massachusetts Electric | NE South | South Shore | Norwell |  | Norwell | Distribution | 07-96W40 | Cohasset, Norwell, Rockland, Scituate | 13.8 | 7.1229 | 7.2902 | 7.3459 | 11.8316 | 11.8316 | 11.8316 | 60.2% | 61.62% | 62.09% | 61.3% | N
| 436 | Massachusetts Electric | NE South | South Shore | West Quincy |  | Quincy | Distribution | 07-3W3 | Quincy | 13.8 | 5.3302 | 6.9078 | 5.9995 | 9.9195 | 9.9195 | 9.9195 | 53.73% | 69.64% | 60.48% | 61.29% | N
| 815 | Massachusetts Electric | NE North | North Shore | Everett |  | Everett | Distribution | 12-37W2 | Everett, Malden, Medford | 13.8 | 7.0751 | 7.4893 | 7.84 | 12.1902 | 12.1902 | 12.1902 | 58.04% | 61.44% | 64.31% | 61.26% | N
| 703 | Massachusetts Electric | NE North | North Shore | Salem Peabody St. |  | Salem | Distribution | 12-1J4 | Salem | 4.16 | 1.3762 | 1.4555 | 1.7293 | 2.4858 | 2.4858 | 2.4858 | 55.36% | 58.55% | 69.57% | 61.16% | N
| 555 | Massachusetts Electric | NE North | Western | Walker St |  | North Adams | Distribution | 09-1015W1 | Clarksburg, Florida, North Adams, Rowe, Savoy | 13.8 | 4.5335 | 5.0195 | 4.9159 | 7.8878 | 7.8878 | 7.8878 | 57.47% | 63.64% | 62.32% | 61.14% | N
| 49 | Massachusetts Electric | NE North | Central | Fitch Rd. |  | Clinton | Distribution | 01-216W5 | Berlin, Bolton, Clinton | 13.8 | 7.2026 | 7.2026 | 7.2026 | 11.7838 | 11.7838 | 11.7838 | 61.12% | 61.12% | 61.12% | 61.12% | N
| 285 | Massachusetts Electric | NE South | Southeast | Marlboro |  | Marlborough | Distribution | 05-311W5 | Marlborough | 13.8 | 7.1707 | 6.7883 | 7.9038 | 11.9272 | 11.9272 | 11.9272 | 60.12% | 56.91% | 66.27% | 61.1% | N
| 605 | Massachusetts Electric | NE North | Western | Barre |  | Barre | Distribution | 09-604W1 | Athol, Barre, Petersham, Phillipston | 13.8 | 3.4499 | 3.8164 | 3.0276 | 5.617 | 5.617 | 5.617 | 61.42% | 67.94% | 53.9% | 61.09% | N
| 1187 | Nantucket Electric | NE South | Nantucket | Candle St |  | Nantucket | Distribution | 04-101L4 | Nantucket | 13.2 | 6.074 | 6.074 | 6.6607 | 10.2884 | 10.2884 | 10.2884 | 59.04% | 59.04% | 64.74% | 60.94% | N
| 687 | Massachusetts Electric | NE North | North Shore | W. Medford |  | Medford | Distribution | 12-17J4 | Medford, Somerville | 4.16 | 1.6452 | 1.6572 | 1.9238 | 2.8605 | 2.8605 | 2.8605 | 57.51% | 57.93% | 67.25% | 60.9% | N
| 950 | Massachusetts Electric | NE North | Merrimack Valley | Power Company Road |  | Tewksbury | Distribution | 14-20L1 | Tewksbury | 13.2 | 6.173 | 7.9563 | 8.0021 | 12.1174 | 12.1174 | 12.1174 | 50.94% | 65.66% | 66.04% | 60.88% | N
| 611 | Massachusetts Electric | NE North | Western | Chestnut Hill 702 |  | Athol | Distribution | 09-702W2 | Athol, Orange, Royalston, Warwick | 13.8 | 4.5653 | 7.3061 | 7.8479 | 10.8038 | 10.8038 | 10.8038 | 42.26% | 67.63% | 72.64% | 60.84% | N
| 577 | Massachusetts Electric | NE North | Western | Ware |  | Ware | Distribution | 09-501L1 | Ware, Warren | 13.2 | 4.8584 | 6.7294 | 6.6532 | 10.8828 | 9.7168 | 9.7168 | 44.64% | 69.25% | 68.47% | 60.79% | N
| 1138 | Massachusetts Electric | NE North | Merrimack Valley | East Methuen |  | Methuen | Distribution | 14-74L1 | Haverhill, Methuen | 13.2 | 10.7228 | 11.18 | 12.1174 | 18.6563 | 18.6563 | 18.6563 | 57.48% | 59.93% | 64.95% | 60.78% | N
| 345 | Massachusetts Electric | NE South | Southeast | Foxboro 1 |  | Foxborough | Distribution | 05-3431W2 | Foxborough | 13.8 | 7.6567 | 7.2185 | 8.2144 | 12.6682 | 12.6682 | 12.6682 | 60.44% | 56.98% | 64.84% | 60.75% | N
| 866 | Massachusetts Electric | NE North | North Shore | Codding Ave |  | Medford | Distribution | 12-64J1 | Medford | 4.16 | 1.8806 | 2.0535 | 1.9454 | 3.228 | 3.228 | 3.228 | 58.26% | 63.62% | 60.27% | 60.71% | N
| 460 | Massachusetts Electric | NE South | South Shore | Harrison Blvd |  | Avon | Distribution | 07-75W5 | Avon | 13.8 | 7.593 | 7.346 | 8.1108 | 12.6682 | 12.6682 | 12.6682 | 59.94% | 57.99% | 64.02% | 60.65% | N
| 449 | Massachusetts Electric | NE South | South Shore | Lincoln St |  | Abington | Distribution | 07-60J1 | Abington | 4.16 | 2.5915 | 2.2841 | 2.6348 | 4.1431 | 4.1431 | 4.1431 | 62.55% | 55.13% | 63.59% | 60.43% | N
| 270 | Massachusetts Electric | NE South | Southeast | Sykes Rd. Sub |  | Fall River | Distribution | 05-28W40 | Fall River | 13.8 | 9.043 | 8.8996 | 8.7881 | 14.7477 | 14.7477 | 14.7477 | 61.32% | 60.35% | 59.59% | 60.42% | N
| 28 | Massachusetts Electric | NE North | Central | Salisbury |  | Worcester | Distribution | 01-16J3 | Worcester | 4.16 | 1.6692 | 1.6692 | 1.4411 | 2.6372 | 2.6372 | 2.6372 | 63.3% | 63.3% | 54.64% | 60.41% | N
| 826 | Massachusetts Electric | NE North | North Shore | Salem Boston St. |  | Salem | Distribution | 12-3J4 | Salem | 4.16 | 1.4171 | 1.321 | 1.895 | 2.5579 | 2.5579 | 2.5579 | 55.4% | 51.64% | 74.08% | 60.38% | N
| 591 | Massachusetts Electric | NE North | Western | Belchertown |  | Belchertown | Distribution | 09-509L1 | Belchertown, Granby | 13.2 | 7.179 | 6.2569 | 6.013 | 10.7456 | 10.7456 | 10.7456 | 66.81% | 58.23% | 55.96% | 60.33% | N
| 678 | Massachusetts Electric | NE North | North Shore | Maplewood |  | Malden | Distribution | 12-16W3 | Malden, Melrose, Revere, Saugus | 13.8 | 7.4097 | 7.8321 | 7.6248 | 12.6682 | 12.6682 | 12.6682 | 58.49% | 61.82% | 60.19% | 60.17% | N
| 114 | Massachusetts Electric | NE North | Central | E. Webster |  | Webster | Distribution | 01-412L3 | Dudley, Oxford, Webster | 13.2 | 7.6134 | 7.6134 | 5.8072 | 11.6602 | 11.6602 | 11.6602 | 65.29% | 65.29% | 49.8% | 60.13% | N
| 43 | Massachusetts Electric | NE North | Central | Litchfield St |  | Leominster | Distribution | 01-207W6 | Leominster | 13.8 | 7.0671 | 7.0671 | 7.083 | 11.7838 | 11.7838 | 11.7838 | 59.97% | 59.97% | 60.11% | 60.02% | N
| 838 | Massachusetts Electric | NE North | North Shore | Railyard |  | Salem | Distribution | 12-49W6 | Salem | 13.8 | 6.9238 | 7.083 | 7.1946 | 11.7838 | 11.7838 | 11.7838 | 58.76% | 60.11% | 61.05% | 59.97% | N
| 903 | Massachusetts Electric | NE North | North Shore | Medford |  | Medford | Distribution | 12-9C7 | Medford | 4.16 | 1.6212 | 1.1768 | 1.4915 | 2.385 | 2.385 | 2.385 | 67.98% | 49.34% | 62.54% | 59.95% | N
| 400 | Massachusetts Electric | NE South | South Shore | North Quincy |  | Quincy | Distribution | 07-11W2 | Quincy | 13.8 | 11.4253 | 6.9954 | 6.9317 | 14.1024 | 14.1024 | 14.1024 | 81.02% | 49.6% | 49.15% | 59.92% | N
| 616 | Massachusetts Electric | NE North | Western | Wendell Depot |  | Wendell | Distribution | 09-705W3 | Athol, Erving, Northfield, Orange, Warwick, Wendell | 13.8 | 7.6886 | 6.0871 | 8.6208 | 12.1902 | 12.6204 | 12.6204 | 63.07% | 48.23% | 68.31% | 59.87% | N
| 1152 | Massachusetts Electric | NE North | Merrimack Valley | Boulevard |  | Lowell | Distribution | 14-77L1 | Lowell | 13.2 | 9.0309 | 6.9504 | 5.1671 | 11.7745 | 11.7745 | 11.7745 | 76.7% | 59.03% | 43.88% | 59.87% | N
| 765 | Massachusetts Electric | NE North | North Shore | Railyard |  | Salem | Sub-Transmission | 12-2370 | Salem, Swampscott | 23 | 13.9 | 14.1156 | 13.7 | 23.26 | 23.26 | 23.26 | 59.76% | 60.69% | 58.9% | 59.78% | N
| 975 | Massachusetts Electric | NE North | Merrimack Valley | North Chelmsford |  | Chelmsford | Sub-Transmission | 14-2386 | Chelmsford, Dracut, Lowell | 23 | 29.6 | 31.4 | 30.6 | 51.1 | 51.1 | 51.1 | 57.93% | 61.45% | 59.88% | 59.75% | N
| 640 | Massachusetts Electric | NE North | North Shore | Thorndike St. |  | Everett | Distribution | 12-10J6 | Everett | 4.16 | 1.5852 | 1.5852 | 1.8013 | 2.7741 | 2.7741 | 2.7741 | 57.14% | 57.14% | 64.94% | 59.74% | N
| 451 | Massachusetts Electric | NE South | South Shore | North Scituate |  | Scituate | Distribution | 07-65J1 | Cohasset, Scituate | 4.16 | 1.8638 | 2.3922 | 2.3922 | 3.7107 | 3.7107 | 3.7107 | 50.23% | 64.47% | 64.47% | 59.72% | N
| 1156 | Massachusetts Electric | NE North | Merrimack Valley | North Dracut |  | Dracut | Distribution | 14-78L3 | Dracut | 13.2 | 6.3102 | 6.3102 | 6.5846 | 10.7456 | 10.7456 | 10.7456 | 58.72% | 58.72% | 61.28% | 59.57% | N
| 560 | Massachusetts Electric | NE North | Western | Adams |  | Adams | Distribution | 09-1021W2 | Adams, Cheshire, Lanesborough, North Adams | 13.8 | 8.3817 | 8.3499 | 8.2543 | 13.9828 | 13.9828 | 13.9828 | 59.94% | 59.72% | 59.03% | 59.56% | N
| 16 | Massachusetts Electric | NE North | Central | Faraday St. |  | Worcester | Distribution | 01-11J357 | Worcester | 4.16 | 1.2513 | 1.2513 | 1.357 | 2.1616 | 2.1616 | 2.1616 | 57.89% | 57.89% | 62.78% | 59.52% | N
| 702 | Massachusetts Electric | NE North | North Shore | Salem Peabody St. |  | Salem | Distribution | 12-1J3 | Salem | 4.16 | 1.7293 | 1.297 | 1.3474 | 2.4498 | 2.4498 | 2.4498 | 70.59% | 52.94% | 55% | 59.51% | N
| 953 | Massachusetts Electric | NE North | Merrimack Valley | Power Company Road |  | Tewksbury | Distribution | 14-20L4 | Tewksbury | 13.2 | 6.2873 | 7.1561 | 5.7386 | 10.7456 | 10.7456 | 10.7456 | 58.51% | 66.6% | 53.4% | 59.5% | N
| 858 | Massachusetts Electric | NE North | North Shore | Malden |  | Malden | Distribution | 12-5C3 | Malden | 4.16 | 1.8157 | 1.8734 | 1.931 | 3.1487 | 3.1487 | 3.1487 | 57.67% | 59.5% | 61.33% | 59.5% | N
| 1072 | Massachusetts Electric | NE North | Merrimack Valley | Burtt Road |  | Andover | Distribution | 14-54L1 | Andover, Wilmington | 13.2 | 7.179 | 6.676 | 6.5388 | 11.4315 | 11.4315 | 11.4315 | 62.8% | 58.4% | 57.2% | 59.47% | N
| 302 | Massachusetts Electric | NE South | Southeast | Northboro Road |  | Southborough | Distribution | 05-317W2 | Marlborough, Northborough, Southborough | 13.8 | 6.0234 | 5.096 | 6.1668 | 9.7043 | 9.7043 | 9.7043 | 62.07% | 52.51% | 63.55% | 59.38% | N
| 972 | Massachusetts Electric | NE North | Merrimack Valley | Meadowbrook |  | Chelmsford | Distribution | 14-2383 | Chelmsford | 23 | 24.9 | 21.2 | 26.2 | 40.6 | 40.6 | 40.6 | 61.33% | 52.22% | 64.53% | 59.36% | N
| 689 | Massachusetts Electric | NE North | North Shore | W. Medford |  | Medford | Distribution | 12-17J6 | Medford, Winchester | 4.16 | 1.7773 | 1.6092 | 1.7437 | 2.8821 | 2.8821 | 2.8821 | 61.67% | 55.83% | 60.5% | 59.33% | N
| 1008 | Massachusetts Electric | NE North | Merrimack Valley | Quebec Street |  | Lowell | Distribution | 14-319 | Lowell | 13.8 | 7.4 | 6.5 | 7.1 | 11.8 | 11.8 | 11.8 | 62.71% | 55.08% | 60.17% | 59.32% | N
| 439 | Massachusetts Electric | NE South | South Shore | Atlantic |  | Quincy | Distribution | 07-4J2 | Quincy | 4.16 | 1.7005 | 1.7413 | 1.7437 | 2.9182 | 2.9182 | 2.9182 | 58.27% | 59.67% | 59.75% | 59.23% | N
| 340 | Massachusetts Electric | NE South | Southeast | South Wrentham |  | Wrentham | Distribution | 05-3422W4 | Foxborough, Norfolk, Wrentham | 13.8 | 7.6408 | 8.4893 | 6.35 | 12.6682 | 12.6682 | 12.6682 | 60.31% | 67.01% | 50.13% | 59.15% | N
| 934 | Massachusetts Electric | NE North | Merrimack Valley | Meadowbrook |  | Chelmsford | Distribution | 14-16L4 | Chelmsford, Lowell | 13.2 | 9.6254 | 8.0021 | 8.5279 | 14.7467 | 14.7467 | 14.7467 | 65.27% | 54.26% | 57.83% | 59.12% | N
| 652 | Massachusetts Electric | NE North | North Shore | Beverly |  | Beverly | Distribution | 12-12J7 | Beverly | 4.16 | 1.1865 | 1.2513 | 1.1384 | 2.0175 | 2.0175 | 2.0175 | 58.81% | 62.02% | 56.43% | 59.09% | N
| 178 | Massachusetts Electric | NE North | Central | Grafton St. |  | Worcester | Distribution | 01-9J315 | Worcester | 4.16 | 1.381 | 1.381 | 1.3474 | 2.3201 | 2.3201 | 2.3201 | 59.52% | 59.52% | 58.07% | 59.04% | N
| 551 | Massachusetts Electric | NE North | Western | Williamstown 1003 |  | Williamstown | Distribution | 09-1003W1 | Williamstown | 13.8 | 3.8801 | 5.6808 | 4.6211 | 8.0073 | 8.0073 | 8.0073 | 48.46% | 70.95% | 57.71% | 59.04% | N
| 463 | Massachusetts Electric | NE South | South Shore | E. Bridgewater |  | East Bridgewater | Distribution | 07-797W19 | Brockton, East Bridgewater, West Bridgewater | 13.8 | 8.7562 | 8.6526 | 8.2542 | 14.5087 | 14.5087 | 14.5087 | 60.35% | 59.64% | 56.89% | 58.96% | N
| 408 | Massachusetts Electric | NE South | South Shore | Mid-Weymouth |  | Weymouth | Distribution | 07-12W4 | Weymouth | 13.8 | 5.386 | 9.9035 | 5.1629 | 11.5926 | 11.5926 | 11.5926 | 46.46% | 85.43% | 44.54% | 58.81% | N
| 827 | Massachusetts Electric | NE North | North Shore | Salem Boston St. |  | Salem | Distribution | 12-3J5 | Salem | 4.16 | 1.2849 | 1.4411 | 1.9094 | 2.6299 | 2.6299 | 2.6299 | 48.86% | 54.79% | 72.6% | 58.75% | N
| 680 | Massachusetts Electric | NE North | North Shore | Maplewood |  | Malden | Distribution | 12-16W5 | Everett, Malden | 13.8 | 5.0673 | 10.9473 | 5.6648 | 12.3097 | 12.3097 | 12.3097 | 41.17% | 88.93% | 46.02% | 58.71% | N
| 235 | Massachusetts Electric | NE South | Southeast | Bates St. Sub |  | Fall River | Distribution | 05-115W43 | Fall River | 13.8 | 5.7525 | 5.5135 | 5.6887 | 9.6326 | 9.6326 | 9.6326 | 59.72% | 57.24% | 59.06% | 58.67% | N
| 674 | Massachusetts Electric | NE North | North Shore | Maplewood |  | Malden | Distribution | 12-16J5 | Malden | 4.16 | 2.2097 | 0.64848 | 1.895 | 2.702 | 2.702 | 2.702 | 81.78% | 24% | 70.13% | 58.64% | N
| 1085 | Massachusetts Electric | NE North | Merrimack Valley | Boston Rd |  | Westford | Distribution | 14-58L1 | Chelmsford, Westford | 13.2 | 5.0985 | 5.2128 | 5.2128 | 8.8251 | 8.8251 | 8.8251 | 57.77% | 59.07% | 59.07% | 58.64% | N
| 1150 | Massachusetts Electric | NE North | Merrimack Valley | Whittier |  | Haverhill | Distribution | 14-76L1 | Haverhill | 13.2 | 6.516 | 7.0876 | 6.9046 | 11.6602 | 11.6602 | 11.6602 | 55.88% | 60.78% | 59.22% | 58.63% | N
| 467 | Massachusetts Electric | NE South | South Shore | E. Bridgewater |  | East Bridgewater | Distribution | 07-797W29 | East Bridgewater, Hanson, Whitman | 13.8 | 8.7323 | 8.4375 | 8.3419 | 14.5087 | 14.5087 | 14.5087 | 60.19% | 58.15% | 57.5% | 58.61% | N
| 1189 | Nantucket Electric | NE South | Nantucket | Candle St |  | Nantucket | Distribution | 04-101L6 | Nantucket | 13.2 | 5.7844 | 5.7844 | 6.1198 | 10.0826 | 10.0826 | 10.0826 | 57.37% | 57.37% | 60.7% | 58.48% | N
| 630 | Massachusetts Electric | NE North | Western | Florence Jct |  | Northampton | Distribution | 09-909W1 | Northampton | 13.8 | 7.0273 | 7.5213 | 7.0432 | 12.3097 | 12.3097 | 12.3097 | 57.09% | 61.1% | 57.22% | 58.47% | N
| 230 | Massachusetts Electric | NE South | Southeast | Hathaway St. Sub |  | Fall River | Distribution | 05-106W81 | Fall River | 13.8 | 4.4697 | 4.4219 | 7.8639 | 10.2302 | 10.2302 | 8.8917 | 43.69% | 43.22% | 88.44% | 58.45% | N
| 1052 | Massachusetts Electric | NE North | Merrimack Valley | Ward Hill |  | Haverhill | Distribution | 14-43L2 | Haverhill, Methuen | 13.2 | 5.5329 | 5.5329 | 9.5796 | 11.7745 | 11.7745 | 11.7745 | 46.99% | 46.99% | 81.36% | 58.45% | N
| 362 | Massachusetts Electric | NE South | Southeast | Union Street |  | Franklin | Distribution | 05-348W7 | Bellingham, Franklin, Wrentham | 13.8 | 6.9874 | 6.8082 | 8.3977 | 12.6682 | 12.6682 | 12.6682 | 55.16% | 53.74% | 66.29% | 58.4% | N
| 325 | Massachusetts Electric | NE South | Southeast | Little Depot Street |  | Milford | Distribution | 05-335W1 | Bellingham, Hopedale, Mendon, Milford | 13.8 | 7.7364 | 7.9125 | 6.5413 | 12.6682 | 12.6682 | 12.6682 | 61.07% | 62.46% | 51.64% | 58.39% | N
| 68 | Massachusetts Electric | NE North | Central | Cooks Pond |  | Worcester | Distribution | 01-23W2 | Worcester | 13.8 | 6.7962 | 6.7962 | 6.9795 | 11.7838 | 11.7838 | 11.7838 | 57.67% | 57.67% | 59.23% | 58.19% | N
| 254 | Massachusetts Electric | NE South | Southeast | West Street |  | Attleboro | Distribution | 05-1J1 | Attleboro | 4.16 | 1.4891 | 1.8734 | 1.9791 | 3.0623 | 3.0623 | 3.0623 | 48.63% | 61.18% | 64.63% | 58.14% | N
| 733 | Massachusetts Electric | NE North | North Shore | Swampscott |  | Swampscott | Distribution | 12-22W1 | Lynn, Swampscott | 13.8 | 3.7602 | 10.533 | 6.9556 | 12.1902 | 12.1902 | 12.1902 | 30.85% | 86.41% | 57.06% | 58.1% | N
| 107 | Massachusetts Electric | NE North | Central | N. Oxford |  | Oxford | Distribution | 01-406L2 | Auburn, Oxford | 13.2 | 6.516 | 6.516 | 5.67 | 10.7456 | 10.7456 | 10.7456 | 60.64% | 60.64% | 52.77% | 58.01% | N
| 536 | Massachusetts Electric | NE South | South Shore | Belmont |  | Brockton | Distribution | 07-98W44 | Brockton, West Bridgewater | 13.8 | 6.8122 | 6.7404 | 7.8639 | 12.3097 | 12.3097 | 12.3097 | 55.34% | 54.76% | 63.88% | 57.99% | N
| 54 | Massachusetts Electric | NE North | Central | Prospect St. |  | Leominster | Distribution | 01-219W4 | Fitchburg, Leominster | 13.8 | 6.9157 | 6.9157 | 6.6687 | 11.7838 | 11.7838 | 11.7838 | 58.69% | 58.69% | 56.59% | 57.99% | N
| 1066 | Massachusetts Electric | NE North | Merrimack Valley | Ballardvalle |  | Andover | Distribution | 14-50L3 | Andover | 13.2 | 6.0587 | 6.6989 | 6.173 | 10.8828 | 10.8828 | 10.8828 | 55.67% | 61.55% | 56.72% | 57.98% | N
| 419 | Massachusetts Electric | NE South | South Shore | Field St |  | Quincy | Distribution | 07-1W10 | Quincy | 13.8 | 5.8242 | 5.9278 | 5.8243 | 10.1107 | 10.1107 | 10.1107 | 57.6% | 58.63% | 57.61% | 57.95% | N
| 434 | Massachusetts Electric | NE South | South Shore | West Quincy |  | Quincy | Distribution | 07-3W1 | Quincy | 13.8 | 6.597 | 4.7486 | 5.4657 | 9.6804 | 9.6804 | 9.6804 | 68.15% | 49.05% | 56.46% | 57.89% | N
| 470 | Massachusetts Electric | NE South | South Shore | Pleasant St |  | Weymouth | Distribution | 07-8W2 | Weymouth | 13.8 | 3.4738 | 3.4738 | 3.4101 | 5.9756 | 5.9756 | 5.9756 | 58.13% | 58.13% | 57.07% | 57.78% | N
| 500 | Massachusetts Electric | NE South | South Shore | Dupont |  | Brockton | Distribution | 07-91W43 | Brockton | 13.8 | 7.1468 | 7.3619 | 7.0273 | 12.4292 | 12.4292 | 12.4292 | 57.5% | 59.23% | 56.54% | 57.76% | N
| 344 | Massachusetts Electric | NE South | Southeast | Foxboro 1 |  | Foxborough | Distribution | 05-3431W1 | Foxborough | 13.8 | 4.8681 | 4.7725 | 4.6052 | 7.7443 | 7.7443 | 9.5609 | 62.86% | 61.63% | 48.17% | 57.55% | N
| 1188 | Nantucket Electric | NE South | Nantucket | Candle St |  | Nantucket | Distribution | 04-101L5 | Nantucket | 13.2 | 5.4338 | 5.4338 | 6.0663 | 9.8083 | 9.8083 | 9.8083 | 55.4% | 55.4% | 61.85% | 57.55% | N
| 684 | Massachusetts Electric | NE North | North Shore | W. Medford |  | Medford | Distribution | 12-17J1 | Medford | 4.16 | 1.59 | 1.5371 | 1.5852 | 2.7308 | 2.7308 | 2.7308 | 58.22% | 56.29% | 58.05% | 57.52% | N
| 174 | Massachusetts Electric | NE North | Central | Grafton St. |  | Worcester | Distribution | 01-9J303 | Worcester | 4.16 | 0.9511 | 0.9511 | 1.7749 | 2.1328 | 2.1328 | 2.1328 | 44.59% | 44.59% | 83.22% | 57.47% | N
| 215 | Massachusetts Electric | NE North | Central | Webster St. |  | Worcester | Distribution | 01-HT47 | Worcester | 13.8 | 4.7805 | 4.7805 | 6.0154 | 9.0351 | 9.0351 | 9.0351 | 52.91% | 52.91% | 66.58% | 57.47% | N
| 1064 | Massachusetts Electric | NE North | Merrimack Valley | Ballardvalle |  | Andover | Distribution | 14-50L1 | Andover | 13.2 | 5.5557 | 6.1959 | 6.9732 | 10.8828 | 10.8828 | 10.8828 | 51.05% | 56.93% | 64.08% | 57.35% | N
| 612 | Massachusetts Electric | NE North | Western | Chestnut Hill 702 |  | Athol | Distribution | 09-702W3 | Athol, New Salem, Orange | 13.8 | 4.6689 | 4.9876 | 7.7762 | 10.1585 | 10.1585 | 10.1585 | 45.96% | 49.1% | 76.55% | 57.2% | N
| 951 | Massachusetts Electric | NE North | Merrimack Valley | Power Company Road |  | Tewksbury | Distribution | 14-20L2 | Lowell, Tewksbury | 13.2 | 7.3848 | 7.9563 | 7.9335 | 13.5807 | 13.5807 | 13.5807 | 54.38% | 58.59% | 58.42% | 57.13% | N
| 355 | Massachusetts Electric | NE South | Southeast | Plainville |  | Plainville | Distribution | 05-3451W3 | Plainville, Wrentham | 13.8 | 5.6409 | 5.4075 | 5.131 | 9.4414 | 9.4414 | 9.4414 | 59.75% | 57.27% | 54.35% | 57.12% | N
| 514 | Massachusetts Electric | NE South | South Shore | Parkview |  | Stoughton | Distribution | 07-94W40 | Brockton, Stoughton | 13.8 | 7.0512 | 7.0273 | 6.8839 | 12.238 | 12.238 | 12.238 | 57.62% | 57.42% | 56.25% | 57.1% | N
| 1007 | Massachusetts Electric | NE North | Merrimack Valley | Quebec Street |  | Lowell | Distribution | 14-318 | Lowell | 13.8 | 7.3 | 6 | 6.9 | 11.8 | 11.8 | 11.8 | 61.86% | 50.85% | 58.47% | 57.06% | N
| 993 | Massachusetts Electric | NE North | Merrimack Valley | Lawrence |  | Lawrence | Distribution | 14-2J6 | Lawrence | 3.74 | 1.2033 | 1.2609 | 1.297 | 2.1976 | 2.1976 | 2.1976 | 54.75% | 57.38% | 59.02% | 57.05% | N
| 117 | Massachusetts Electric | NE North | Central | E. Webster |  | Webster | Distribution | 01-412L6 | Dudley, Oxford, Webster | 13.2 | 4.5879 | 4.5879 | 5.9673 | 8.848 | 8.848 | 8.848 | 51.85% | 51.85% | 67.44% | 57.05% | N
| 1117 | Massachusetts Electric | NE North | Merrimack Valley | East Bradford |  | Haverhill | Distribution | 14-65L3 | Boxford, Haverhill | 13.2 | 5.7158 | 5.5557 | 5.35 | 9.7168 | 9.7168 | 9.7168 | 58.82% | 57.18% | 55.06% | 57.02% | N
| 413 | Massachusetts Electric | NE South | South Shore | King St |  | Cohasset | Distribution | 07-18J1 | Cohasset, Scituate | 4.16 | 2.2096 | 2.0367 | 2.0944 | 3.7107 | 3.7107 | 3.7107 | 59.55% | 54.89% | 56.44% | 56.96% | N
| 607 | Massachusetts Electric | NE North | Western | Barre |  | Barre | Distribution | 09-604W3 | Barre | 13.8 | 3.2746 | 3.7606 | 3.0515 | 5.9039 | 5.9039 | 5.9039 | 55.47% | 63.7% | 51.69% | 56.95% | N
| 570 | Massachusetts Electric | NE North | Western | Sheffield |  | Sheffield | Distribution | 09-1108W2 | New Marlboro, Sheffield | 13.8 | 4.5494 | 4.3901 | 4.7406 | 8.0073 | 8.0073 | 8.0073 | 56.82% | 54.83% | 59.2% | 56.95% | N
| 583 | Massachusetts Electric | NE North | Western | Wilbraham |  | Wilbraham | Distribution | 09-507L1 | Hampden, Monson, Wilbraham | 13.2 | 6.7598 | 6.1044 | 6.5312 | 11.3629 | 11.3629 | 11.3629 | 59.49% | 53.72% | 57.48% | 56.9% | N
| 363 | Massachusetts Electric | NE South | Southeast | Union Street |  | Franklin | Distribution | 05-348W8 | Bellingham, Franklin, Wrentham | 13.8 | 7.4894 | 7.1571 | 6.9396 | 12.6682 | 12.6682 | 12.6682 | 59.12% | 56.5% | 54.78% | 56.8% | N
| 257 | Massachusetts Electric | NE South | Southeast | West Street |  | Attleboro | Distribution | 05-1J4 | Attleboro | 4.16 | 2.0415 | 1.7437 | 1.5684 | 3.1487 | 3.1487 | 3.1487 | 64.84% | 55.38% | 49.81% | 56.67% | N
| 632 | Massachusetts Electric | NE North | Western | Florence Jct |  | Northampton | Distribution | 09-909W3 | Cummington, Goshen, Hatfield, Northampton, Williamsburg | 13.8 | 5.6489 | 6.1031 | 9.784 | 12.6682 | 12.6682 | 12.6682 | 44.59% | 48.18% | 77.23% | 56.67% | N
| 543 | Massachusetts Electric | NE South | South Shore | North Abington |  | Abington | Distribution | 07-99W63 | Abington, Hingham, Rockland | 13.8 | 8.3419 | 8.2702 | 8.0073 | 14.5087 | 14.5087 | 14.5087 | 57.5% | 57% | 55.19% | 56.56% | N
| 1030 | Massachusetts Electric | NE North | Merrimack Valley | Newburyport |  | Newburyport | Distribution | 14-36J4 | Newburyport | 4.16 | 1.1168 | 1.0952 | 1.2033 | 2.0175 | 2.0175 | 2.0175 | 55.36% | 54.29% | 59.64% | 56.43% | N
| 263 | Massachusetts Electric | NE South | Southeast | South Wrentham |  | Wrentham | Sub-Transmission | 05-2284 | Franklin, Plainville, Wrentham | 23 | 21 | 20.9 | 22.1 | 37.9 | 37.9 | 37.9 | 55.41% | 55.15% | 58.31% | 56.29% | N
| 942 | Massachusetts Electric | NE North | Merrimack Valley | Lawrence |  | Lawrence | Distribution | 14-1J1 | Lawrence | 3.74 | 1.2537 | 1.2681 | 1.052 | 2.1184 | 2.1184 | 2.1184 | 59.18% | 59.86% | 49.66% | 56.24% | N
| 538 | Massachusetts Electric | NE South | South Shore | Belmont |  | Brockton | Distribution | 07-98W48 | Brockton, Easton | 13.8 | 5.5931 | 5.88 | 5.6648 | 10.1585 | 10.1585 | 10.1585 | 55.06% | 57.88% | 55.76% | 56.24% | N
| 450 | Massachusetts Electric | NE South | South Shore | Division St |  | Rockland | Distribution | 07-64J1 | Abington, Rockland | 4.16 | 2.2793 | 2.2793 | 1.333 | 3.4946 | 3.4946 | 3.4946 | 65.22% | 65.22% | 38.14% | 56.2% | N
| 878 | Massachusetts Electric | NE North | North Shore | Balch St. |  | Beverly | Distribution | 12-72L1 | Beverly | 13.2 | 5.9444 | 6.5921 | 5.9215 | 10.9743 | 10.9743 | 10.9743 | 54.17% | 60.07% | 53.96% | 56.06% | N
| 917 | Massachusetts Electric | NE North | Merrimack Valley | Lawrence |  | Lawrence | Distribution | 14-1321 | Lawrence | 13.8 | 3.16 | 3.5 | 5.9524 | 7.5 | 7.5 | 7.5 | 42.13% | 46.67% | 79.37% | 56.06% | N
| 863 | Massachusetts Electric | NE North | North Shore | Malden |  | Malden | Distribution | 12-5J10 | Malden | 4.16 | 1.4411 | 1.4122 | 1.5275 | 2.6083 | 2.6083 | 2.6083 | 55.25% | 54.14% | 58.56% | 55.99% | N
| 772 | Massachusetts Electric | NE North | North Shore | Saugus |  | Saugus | Distribution | 12-23W2 | Lynn, Saugus | 13.8 | 5.6409 | 4.7805 | 7.8639 | 10.1585 | 10.1585 | 12.0707 | 55.53% | 47.06% | 65.15% | 55.91% | N
| 875 | Massachusetts Electric | NE North | North Shore | Danvers Rd. |  | Swampscott | Distribution | 12-69J1 | Swampscott | 4.16 | 2.4966 | 2.5219 | 1.2033 | 3.7107 | 3.7107 | 3.7107 | 67.28% | 67.96% | 32.43% | 55.89% | N
| 51 | Massachusetts Electric | NE North | Central | Prospect St. |  | Leominster | Distribution | 01-219W1 | Leominster | 13.8 | 5.2027 | 5.2027 | 6.597 | 10.1585 | 10.1585 | 10.1585 | 51.22% | 51.22% | 64.94% | 55.79% | N
| 475 | Massachusetts Electric | NE South | South Shore | Ames |  | Brockton | Distribution | 07-911W25 | Brockton | 13.8 | 6.7883 | 6.7644 | 7.0273 | 12.3097 | 12.3097 | 12.3097 | 55.15% | 54.95% | 57.09% | 55.73% | N
| 251 | Massachusetts Electric | NE South | Southeast | Dighton |  | Dighton | Distribution | 05-19W72 | Dighton, Somerset, Swansea | 13.8 | 7.7204 | 6.9795 | 6.4775 | 12.6682 | 12.6682 | 12.6682 | 60.94% | 55.09% | 51.13% | 55.72% | N
| 593 | Massachusetts Electric | NE North | Western | Shearers Corner |  | Monson | Distribution | 09-514L1 | Monson, Palmer | 13.2 | 4.4812 | 4.565 | 4.3287 | 8.0021 | 8.0021 | 8.0021 | 56% | 57.05% | 54.1% | 55.71% | N
| 412 | Massachusetts Electric | NE South | South Shore | Scituate |  | Scituate | Distribution | 07-17J1 | Scituate | 4.16 | 1.4651 | 1.4651 | 1.4651 | 2.6299 | 2.6299 | 2.6299 | 55.71% | 55.71% | 55.71% | 55.71% | N
| 666 | Massachusetts Electric | NE North | North Shore | Lynnway |  | Lynn | Distribution | 12-1394 | Lynn, Nahant | 13.8 | 7.6487 | 5.2346 | 5.0912 | 10.756 | 10.756 | 10.756 | 71.11% | 48.67% | 47.33% | 55.7% | N
| 298 | Massachusetts Electric | NE South | Southeast | East Main Street |  | Westborough | Distribution | 05-314W3 | Southborough, Westborough | 13.8 | 6.6369 | 7.1484 | 6.7722 | 12.3097 | 12.3097 | 12.3097 | 53.92% | 58.07% | 55.02% | 55.67% | N
| 596 | Massachusetts Electric | NE North | Western | Little Rest Rd |  | Warren | Distribution | 09-516L3 | Brimfield, Palmer, Warren | 13.2 | 4.5345 | 5.792 | 8.7032 | 10.6313 | 11.6602 | 11.6602 | 42.65% | 49.67% | 74.64% | 55.66% | N
| 489 | Massachusetts Electric | NE South | South Shore | Stoughton |  | Stoughton | Distribution | 07-913W43 | Sharon, Stoughton | 13.8 | 7.6806 | 7.6567 | 7.0911 | 13.4331 | 13.4331 | 13.4331 | 57.18% | 57% | 52.79% | 55.65% | N
| 1130 | Massachusetts Electric | NE North | Merrimack Valley | Billerica |  | Billerica | Distribution | 14-70L4 | Billerica | 13.2 | 8.5279 | 5.7615 | 5.8758 | 12.1174 | 12.1174 | 12.1174 | 70.38% | 47.55% | 48.49% | 55.47% | N
| 373 | Massachusetts Electric | NE South | Southeast | South Attleboro |  | Attleboro | Distribution | 05-5J2 | Attleboro | 4.16 | 1.5515 | 0.86464 | 2.2 | 2.7741 | 2.7741 | 2.7741 | 55.93% | 31.17% | 79.31% | 55.47% | N
| 242 | Massachusetts Electric | NE South | Southeast | Swansea Sub |  | Swansea | Distribution | 05-11W81 | Swansea | 13.8 | 7.9834 | 7.1787 | 6.6926 | 13.1702 | 13.1702 | 13.1702 | 60.62% | 54.51% | 50.82% | 55.31% | N
| 176 | Massachusetts Electric | NE North | Central | Grafton St. |  | Worcester | Distribution | 01-9J307 | Worcester | 4.16 | 1.0063 | 1.0063 | 1.2609 | 1.9743 | 1.9743 | 1.9743 | 50.97% | 50.97% | 63.87% | 55.27% | N
| 1164 | Massachusetts Electric | NE North | Merrimack Valley | Beach Road |  | Salisbury | Distribution | 14-7L4 | Salisbury | 13.2 | 5.6472 | 5.8072 | 8.1393 | 11.8202 | 11.8202 | 11.8202 | 47.78% | 49.13% | 68.86% | 55.25% | N
| 788 | Massachusetts Electric | NE North | North Shore | Quinn |  | Lynn | Distribution | 12-24W2 | Lynn | 13.8 | 4.414 | 4.143 | 4.4219 | 7.84 | 7.84 | 7.84 | 56.3% | 52.84% | 56.4% | 55.18% | N
| 56 | Massachusetts Electric | NE North | Central | Prospect St. |  | Leominster | Distribution | 01-219W6 | Leominster | 13.8 | 5.4657 | 5.4657 | 4.2865 | 9.2024 | 9.2024 | 9.2024 | 59.39% | 59.39% | 46.58% | 55.12% | N
| 751 | Massachusetts Electric | NE North | North Shore | Melrose |  | Melrose | Sub-Transmission | 12-2335 | Malden, Melrose | 23 | 6.9715 | 3.9837 | 7.4 | 11.1146 | 11.1146 | 11.1146 | 62.72% | 35.84% | 66.58% | 55.05% | N
| 364 | Massachusetts Electric | NE South | Southeast | North Foxboro Substation |  | Foxborough | Distribution | 05-349W1 | Foxborough | 13.8 | 6.2226 | 7.1054 | 7.585 | 12.6682 | 12.6682 | 12.6682 | 49.12% | 56.09% | 59.87% | 55.03% | N
| 816 | Massachusetts Electric | NE North | North Shore | Everett |  | Everett | Distribution | 12-37W3 | Malden, Medford | 13.8 | 9.4892 | 4.2945 | 4.7566 | 11.2341 | 11.2341 | 11.2341 | 84.47% | 38.23% | 42.34% | 55.01% | N
| 655 | Massachusetts Electric | NE North | North Shore | Granite |  | Lynn | Distribution | 12-12J904 | Lynn | 4.16 | 1.1768 | 1.2009 | 1.1889 | 2.1616 | 2.1616 | 2.1616 | 54.44% | 55.56% | 55% | 55% | N
| 821 | Massachusetts Electric | NE North | North Shore | Everett |  | Everett | Distribution | 12-37W8 | Malden | 13.8 | 7.1468 | 6.2942 | 6.6209 | 12.1902 | 12.1902 | 12.1902 | 58.63% | 51.63% | 54.31% | 54.86% | N
| 510 | Massachusetts Electric | NE South | South Shore | Plymouth St |  | Abington | Distribution | 07-93W40 | Abington, Hanover, Rockland | 13.8 | 6.6926 | 6.4775 | 6.2624 | 11.8316 | 11.8316 | 11.8316 | 56.57% | 54.75% | 52.93% | 54.75% | N
| 801 | Massachusetts Electric | NE North | North Shore | W. Salem |  | Salem | Distribution | 12-29W6 | Salem, Swampscott | 13.8 | 7.2902 | 6.6609 | 6.8361 | 12.6682 | 12.6682 | 12.6682 | 57.55% | 52.58% | 53.96% | 54.7% | N
| 279 | Massachusetts Electric | NE South | Southeast | South Marlboro |  | Marlborough | Distribution | 05-310W5 | Marlborough, Southborough | 13.8 | 6.9078 | 6.597 | 6.6687 | 12.3097 | 12.3097 | 12.3097 | 56.12% | 53.59% | 54.17% | 54.63% | N
| 22 | Massachusetts Electric | NE North | Central | Brooks St. |  | Worcester | Distribution | 01-13J358 | Worcester | 4.16 | 1.3042 | 1.3042 | 1.369 | 2.4282 | 2.4282 | 2.4282 | 53.71% | 53.71% | 56.38% | 54.6% | N
| 771 | Massachusetts Electric | NE North | North Shore | Saugus |  | Saugus | Distribution | 12-23W1 | Saugus | 13.8 | 3.5693 | 10.4931 | 4.3263 | 11.2341 | 11.2341 | 11.2341 | 31.77% | 93.4% | 38.51% | 54.56% | N
| 889 | Massachusetts Electric | NE North | North Shore | Hudson |  | Lynn | Distribution | 12-7J903 | Lynn, Saugus | 4.16 | 1.3426 | 2.2985 | 1.3114 | 3.0262 | 3.0262 | 3.0262 | 44.36% | 75.95% | 43.33% | 54.55% | N
| 721 | Massachusetts Electric | NE North | North Shore | Lynnway |  | Lynn | Distribution | 12-21J33 | Lynn | 4.16 | 0.93669 | 0.9511 | 1.124 | 1.8446 | 1.8446 | 1.8446 | 50.78% | 51.56% | 60.94% | 54.43% | N
| 12 | Massachusetts Electric | NE North | Central | Faraday St. |  | Worcester | Distribution | 01-11J346 | Worcester | 4.16 | 1.5107 | 1.5107 | 0.96071 | 2.4426 | 2.4426 | 2.4426 | 61.85% | 61.85% | 39.33% | 54.34% | N
| 334 | Massachusetts Electric | NE South | Southeast | Rocky Hill |  | Milford | Distribution | 05-336W4 | Milford | 13.8 | 6.613 | 6.5548 | 6.8998 | 12.3097 | 12.3097 | 12.3097 | 53.72% | 53.25% | 56.05% | 54.34% | N
| 759 | Massachusetts Electric | NE North | North Shore | Thorndike St. |  | Everett | Sub-Transmission | 12-2346 | Everett | 23 | 11.5528 | 11.5528 | 11.6 | 21.3 | 21.3 | 21.3 | 54.24% | 54.24% | 54.46% | 54.31% | N
| 9 | Massachusetts Electric | NE North | Central | Faraday St. |  | Worcester | Distribution | 01-11J332 | Worcester | 4.16 | 1.3666 | 1.3666 | 1.4315 | 2.5579 | 2.5579 | 2.5579 | 53.43% | 53.43% | 55.96% | 54.27% | N
| 1089 | Massachusetts Electric | NE North | Merrimack Valley | East Tewksbury |  | Tewksbury | Distribution | 14-59L2 | Andover, Tewksbury | 13.2 | 8.2307 | 8.7108 | 9.0766 | 16.0041 | 16.0041 | 16.0041 | 51.43% | 54.43% | 56.71% | 54.19% | N
| 1062 | Massachusetts Electric | NE North | Merrimack Valley | North Haverhill |  | Haverhill | Distribution | 14-48L3 | Haverhill | 13.2 | 9.7168 | 4.7555 | 4.6641 | 11.7745 | 11.7745 | 11.7745 | 82.52% | 40.39% | 39.61% | 54.17% | N
| 679 | Massachusetts Electric | NE North | North Shore | Maplewood |  | Malden | Distribution | 12-16W4 | Malden, Revere | 13.8 | 6.2306 | 5.123 | 9.2263 | 12.6682 | 12.6682 | 12.6682 | 49.18% | 40.44% | 72.83% | 54.15% | N
| 954 | Massachusetts Electric | NE North | Merrimack Valley | Power Company Road |  | Tewksbury | Distribution | 14-20L5 | Tewksbury | 13.2 | 6.1959 | 6.516 | 6.4017 | 11.7745 | 11.7745 | 11.7745 | 52.62% | 55.34% | 54.37% | 54.11% | N
| 1005 | Massachusetts Electric | NE North | Merrimack Valley | Perry Street |  | Lowell | Distribution | 14-312 | Lowell | 13.8 | 2.3778 | 2.8122 | 2.9722 | 5.0299 | 5.0299 | 5.0299 | 47.27% | 55.91% | 59.09% | 54.09% | N
| 226 | Massachusetts Electric | NE South | Southeast | Hathaway St. Sub |  | Fall River | Distribution | 05-106W43 | Fall River | 13.8 | 7.8878 | 7.577 | 7.5292 | 14.198 | 14.198 | 14.198 | 55.56% | 53.37% | 53.03% | 53.98% | N
| 276 | Massachusetts Electric | NE South | Southeast | Forest Street |  | Attleboro | Distribution | 05-2J3 | Attleboro | 4.16 | 1.8157 | 1.4411 | 2.0175 | 3.2568 | 3.2568 | 3.2568 | 55.75% | 44.25% | 61.95% | 53.98% | N
| 969 | Massachusetts Electric | NE North | Merrimack Valley | West Amesbury |  | Amesbury | Sub-Transmission | 14-2377N | Amesbury, Salisbury | 23 | 24.3 | 24.3 | 22.6 | 44 | 44 | 44 | 55.23% | 55.23% | 51.36% | 53.94% | N
| 544 | Massachusetts Electric | NE South | South Shore | East Weymouth |  | Weymouth | Distribution | 07-9W1 | Weymouth | 13.8 | 3.9837 | 4.002 | 4.5254 | 7.7443 | 7.7443 | 7.7443 | 51.44% | 51.68% | 58.44% | 53.85% | N
| 105 | Massachusetts Electric | NE North | Central | Bancroft St. |  | Worcester | Distribution | 01-3J375 | Worcester | 4.16 | 1.4987 | 1.4987 | 1.4243 | 2.738 | 2.738 | 2.738 | 54.74% | 54.74% | 52.02% | 53.83% | N
| 883 | Massachusetts Electric | NE North | North Shore | Revere |  | Revere | Distribution | 12-7J3 | Revere | 4.16 | 1.5731 | 1.65 | 2.176 | 3.3505 | 3.3505 | 3.3505 | 46.95% | 49.25% | 64.95% | 53.72% | N
| 336 | Massachusetts Electric | NE South | Southeast | Franklin |  | Franklin | Distribution | 05-341W2 | Franklin, Norfolk | 13.8 | 4.645 | 4.7088 | 4.5653 | 8.6526 | 8.6526 | 8.6526 | 53.68% | 54.42% | 52.76% | 53.62% | N
| 443 | Massachusetts Electric | NE South | South Shore | Randolph |  | Randolph | Distribution | 07-5W2 | Randolph | 13.8 | 5.2027 | 5.5931 | 5.3063 | 10.039 | 10.039 | 10.039 | 51.83% | 55.71% | 52.86% | 53.47% | N
| 746 | Massachusetts Electric | NE North | North Shore | Beverly |  | Beverly | Sub-Transmission | 12-2318 | Beverly | 23 | 10 | 10.756 | 10.5 | 19.5 | 19.5 | 19.5 | 51.28% | 55.16% | 53.85% | 53.43% | N
| 848 | Massachusetts Electric | NE North | North Shore | E. Beverly |  | Beverly | Distribution | 12-51T2 | Beverly, Essex, Gloucester, Hamilton, Ipswich, Wenham | 34.5 | 15.2574 | 15.8353 | 15.2975 | 28.9815 | 28.9815 | 28.9815 | 52.65% | 54.64% | 52.78% | 53.36% | N
| 921 | Massachusetts Electric | NE North | Merrimack Valley | Worthen Street |  | Lowell | Distribution | 14-13J2 | Lowell | 4.16 | 1.333 | 1.3762 | 1.369 | 2.5507 | 2.5507 | 2.5507 | 52.26% | 53.95% | 53.67% | 53.3% | N
| 961 | Massachusetts Electric | NE North | Merrimack Valley | Ward Hill |  | Haverhill | Sub-Transmission | 14-2354 | Haverhill | 23 | 26 | 22.1 | 21.4 | 45.2 | 45.2 | 40.4 | 57.52% | 48.89% | 52.97% | 53.13% | N
| 731 | Massachusetts Electric | NE North | North Shore | Winthrop |  | Winthrop | Distribution | 12-22J6 | Winthrop | 4.16 | 1.602 | 1.3498 | 1.3906 | 2.7308 | 2.7308 | 2.7308 | 58.66% | 49.43% | 50.92% | 53% | N
| 241 | Massachusetts Electric | NE South | Southeast | Bates St. Sub |  | Fall River | Distribution | 05-115W55 | Fall River | 13.8 | 5.5692 | 5.9198 | 6.3819 | 11.258 | 11.258 | 11.258 | 49.47% | 52.58% | 56.69% | 52.91% | N
| 797 | Massachusetts Electric | NE North | North Shore | W. Salem |  | Salem | Distribution | 12-29W2 | Salem | 13.8 | 5.8322 | 6.0074 | 5.9517 | 11.2341 | 11.2341 | 11.2341 | 51.91% | 53.47% | 52.98% | 52.79% | N
| 696 | Massachusetts Electric | NE North | North Shore | Turnpike |  | Lynnfield | Distribution | 12-19W2 | Lynnfield, Saugus | 13.8 | 4.2706 | 5.5771 | 4.5175 | 9.0829 | 9.0829 | 9.0829 | 47.02% | 61.4% | 49.74% | 52.72% | N
| 320 | Massachusetts Electric | NE South | Southeast | Uxbridge |  | Uxbridge | Distribution | 05-321W5 | Northbridge, Uxbridge | 13.8 | 5.625 | 6.2401 | 5.2187 | 10.1585 | 10.1585 | 12.6204 | 55.37% | 61.43% | 41.35% | 52.72% | N
| 936 | Massachusetts Electric | NE North | Merrimack Valley | Meadowbrook |  | Chelmsford | Distribution | 14-16L6 | Chelmsford, Lowell | 13.2 | 6.6989 | 5.5786 | 6.8818 | 12.1174 | 12.1174 | 12.1174 | 55.28% | 46.04% | 56.79% | 52.7% | N
| 99 | Massachusetts Electric | NE North | Central | North Grafton |  | Grafton | Distribution | 01-328W3 | Grafton | 13.8 | 6.2544 | 6.2544 | 7.338 | 12.3097 | 12.6682 | 12.6682 | 50.81% | 49.37% | 57.92% | 52.7% | N
| 939 | Massachusetts Electric | NE North | Merrimack Valley | South Billerica |  | Billerica | Distribution | 14-18L1 | Billerica | 13.2 | 3.9782 | 4.847 | 4.4354 | 8.3907 | 8.3907 | 8.3907 | 47.41% | 57.77% | 52.86% | 52.68% | N
| 422 | Massachusetts Electric | NE South | South Shore | Field St |  | Quincy | Distribution | 07-1W4 | Quincy | 13.8 | 6.0313 | 6.4218 | 6.1668 | 11.7838 | 11.7838 | 11.7838 | 51.18% | 54.5% | 52.33% | 52.67% | N
| 732 | Massachusetts Electric | NE North | North Shore | Winthrop |  | Winthrop | Distribution | 12-22J7 | Winthrop | 4.16 | 1.7629 | 1.6236 | 1.6428 | 3.1848 | 3.1848 | 3.1848 | 55.36% | 50.98% | 51.58% | 52.64% | N
| 1082 | Massachusetts Electric | NE North | Merrimack Valley | Westford |  | Westford | Distribution | 14-57L2 | Westford | 13.2 | 6.3788 | 6.9046 | 6.7903 | 12.7119 | 12.7119 | 12.7119 | 50.18% | 54.32% | 53.42% | 52.64% | N
| 337 | Massachusetts Electric | NE South | Southeast | South Wrentham |  | Wrentham | Distribution | 05-3422W1 | Franklin, Plainville, Wrentham | 13.8 | 4.1192 | 4.1773 | 4.2666 | 7.9595 | 7.9595 | 7.9595 | 51.75% | 52.48% | 53.6% | 52.61% | N
| 71 | Massachusetts Electric | NE North | Central | Greendale |  | Worcester | Distribution | 01-24W1 | Worcester | 13.8 | 4.637 | 4.637 | 4.6131 | 8.8199 | 8.8199 | 8.8199 | 52.57% | 52.57% | 52.3% | 52.48% | N
| 90 | Massachusetts Electric | NE North | Central | Chandler St. |  | Worcester | Distribution | 01-2J393 | Worcester | 4.16 | 1.674 | 1.674 | 1.1841 | 2.8821 | 2.8821 | 2.8821 | 58.08% | 58.08% | 41.08% | 52.42% | N
| 602 | Massachusetts Electric | NE North | Western | Five Corners |  | Granby | Distribution | 09-527L1 | Belchertown, Chicopee, Granby | 13.2 | 5.3347 | 5.7844 | 5.9901 | 10.8828 | 10.8828 | 10.8828 | 49.02% | 53.15% | 55.04% | 52.4% | N
| 1125 | Massachusetts Electric | NE North | Merrimack Valley | North Lawrence |  | Lawrence | Distribution | 14-6J6 | Lawrence | 3.74 | 1.0664 | 1.088 | 1.1529 | 2.104 | 2.104 | 2.104 | 50.68% | 51.71% | 54.79% | 52.4% | N
| 904 | Massachusetts Electric | NE North | North Shore | Tedesco |  | Swampscott | Distribution | 12-9J1 | Swampscott | 4.16 | 1.0087 | 0.86464 | 1.297 | 2.0175 | 2.0175 | 2.0175 | 50% | 42.86% | 64.29% | 52.38% | N
| 144 | Massachusetts Electric | NE North | Central | Crystal Lake |  | Gardner | Distribution | 01-607W1 | Gardner, Templeton | 13.8 | 6.4855 | 6.4855 | 6.35 | 12.3097 | 12.3097 | 12.3097 | 52.69% | 52.69% | 51.59% | 52.32% | N
| 743 | Massachusetts Electric | NE North | North Shore | Everett |  | Everett | Sub-Transmission | 12-2310 | Everett | 23 | 9.5609 | 4.3024 | 8.3 | 14.1422 | 14.1422 | 14.1422 | 67.61% | 30.42% | 58.69% | 52.24% | N
| 661 | Massachusetts Electric | NE North | North Shore | Lynnway |  | Lynn | Distribution | 12-1386 | Lynn | 13.8 | 3.6492 | 2.5497 | 4.4697 | 6.8122 | 6.8122 | 6.8122 | 53.57% | 37.43% | 65.61% | 52.2% | N
| 905 | Massachusetts Electric | NE North | North Shore | Tedesco |  | Swampscott | Distribution | 12-9J2 | Swampscott | 4.16 | 1.5131 | 1.6572 | 1.2249 | 2.8101 | 2.8101 | 2.8101 | 53.85% | 58.97% | 43.59% | 52.14% | N
| 1105 | Massachusetts Electric | NE North | Merrimack Valley | Methuen |  | Methuen | Distribution | 14-5J45 | Methuen | 3.74 | 1.1961 | 1.3114 | 1.4483 | 2.5291 | 2.5291 | 2.5291 | 47.29% | 51.85% | 57.26% | 52.14% | N
| 295 | Massachusetts Electric | NE South | Southeast | Woodside |  | Northborough | Distribution | 05-313W4 | Marlborough, Northborough | 13.8 | 7.0113 | 5.5796 | 5.5293 | 11.5926 | 11.5926 | 11.5926 | 60.48% | 48.13% | 47.7% | 52.1% | N
| 836 | Massachusetts Electric | NE North | North Shore | Railyard |  | Salem | Distribution | 12-49W2 | Salem | 13.8 | 5.9517 | 6.1429 | 6.3102 | 11.7838 | 11.7838 | 11.7838 | 50.51% | 52.13% | 53.55% | 52.06% | N
| 228 | Massachusetts Electric | NE South | Southeast | Hathaway St. Sub |  | Fall River | Distribution | 05-106W45 | Fall River | 13.8 | 7.1229 | 6.7883 | 3.4419 | 10.6604 | 10.6604 | 13.5048 | 66.82% | 63.68% | 25.49% | 51.99% | N
| 779 | Massachusetts Electric | NE North | North Shore | Gloucester |  | Gloucester | Distribution | 12-24J11 | Gloucester | 4.16 | 0.72053 | 0.72053 | 0.72053 | 1.3906 | 1.3906 | 1.3906 | 51.81% | 51.81% | 51.81% | 51.81% | N
| 851 | Massachusetts Electric | NE North | North Shore | Riverdale |  | Gloucester | Distribution | 12-52J2 | Gloucester | 4.16 | 1.7773 | 1.7773 | 1.2033 | 3.0623 | 3.0623 | 3.0623 | 58.04% | 58.04% | 39.29% | 51.79% | N
| 151 | Massachusetts Electric | NE North | Central | Dummy-Ashburnham |  | Westminster | Distribution | 01-610W3 | Ashburnham, Gardner, Westminster | 13.8 | 6.0393 | 6.0393 | 6.2146 | 11.7838 | 11.7838 | 11.7838 | 51.25% | 51.25% | 52.74% | 51.75% | N
| 280 | Massachusetts Electric | NE South | Southeast | South Marlboro |  | Marlborough | Distribution | 05-310W6 | Marlborough, Southborough | 13.8 | 5.0514 | 6.7962 | 6.2146 | 11.6404 | 11.6404 | 11.6404 | 43.39% | 58.38% | 53.39% | 51.72% | N
| 200 | Massachusetts Electric | NE North | Central | Vernon Hill |  | Worcester | Distribution | 01-HT27 | Worcester | 13.8 | 4.8522 | 4.8522 | 5.1231 | 9.5609 | 9.5609 | 9.5609 | 50.75% | 50.75% | 53.58% | 51.69% | N
| 194 | Massachusetts Electric | NE North | Central | Vernon Hill |  | Worcester | Distribution | 01-HT2 | Worcester | 13.8 | 2.1751 | 2.1751 | 1.1712 | 3.5614 | 3.5614 | 3.5614 | 61.07% | 61.07% | 32.89% | 51.68% | N
| 128 | Massachusetts Electric | NE North | Central | W. Charlton |  | Charlton | Distribution | 01-415L3 | Charlton, Sturbridge | 13.2 | 6.1883 | 6.1883 | 5.7234 | 11.683 | 11.683 | 11.683 | 52.97% | 52.97% | 48.99% | 51.64% | N
| 149 | Massachusetts Electric | NE North | Central | E. Westminster |  | Westminster | Distribution | 01-609W1 | Fitchburg, Hubbardston, Rutland, Westminster | 13.8 | 5.8322 | 5.8322 | 5.9596 | 11.3775 | 11.3775 | 11.3775 | 51.26% | 51.26% | 52.38% | 51.63% | N
| 247 | Massachusetts Electric | NE South | Southeast | Riverside Sub |  | Somerset | Distribution | 05-17J1 | Somerset | 4.16 | 1.5612 | 1.5443 | 1.5035 | 2.9758 | 2.9758 | 2.9758 | 52.46% | 51.9% | 50.52% | 51.63% | N
| 933 | Massachusetts Electric | NE North | Merrimack Valley | Meadowbrook |  | Chelmsford | Distribution | 14-16L3 | Chelmsford, Lowell | 13.2 | 6.676 | 6.1959 | 5.8758 | 12.1174 | 12.1174 | 12.1174 | 55.09% | 51.13% | 48.49% | 51.57% | N
| 347 | Massachusetts Electric | NE South | Southeast | Foxboro 2 |  | Foxborough | Distribution | 05-3432W2 | Foxborough | 13.8 | 4.3183 | 3.9917 | 4.151 | 8.0551 | 8.0551 | 8.0551 | 53.61% | 49.55% | 51.53% | 51.57% | N
| 308 | Massachusetts Electric | NE South | Southeast | Northboro Road |  | Southborough | Distribution | 05-317W8 | Marlborough, Southborough | 13.8 | 5.131 | 5.2003 | 4.9956 | 9.9195 | 9.9195 | 9.9195 | 51.73% | 52.43% | 50.36% | 51.5% | N
| 406 | Massachusetts Electric | NE South | South Shore | Mid-Weymouth |  | Weymouth | Distribution | 07-12W2 | Weymouth | 13.8 | 6.0552 | 6.0792 | 5.7048 | 11.5926 | 11.5926 | 11.5926 | 52.23% | 52.44% | 49.21% | 51.29% | N
| 790 | Massachusetts Electric | NE North | North Shore | Melrose |  | Melrose | Distribution | 12-25W2 | Melrose, Saugus | 13.8 | 6.9874 | 6.3819 | 6.119 | 12.6682 | 12.6682 | 12.6682 | 55.16% | 50.38% | 48.3% | 51.28% | N
| 360 | Massachusetts Electric | NE South | Southeast | Union Street |  | Franklin | Distribution | 05-348W5 | Franklin, Wrentham | 13.8 | 6.3182 | 6.3676 | 6.2226 | 12.3097 | 12.3097 | 12.3097 | 51.33% | 51.73% | 50.55% | 51.2% | N
| 600 | Massachusetts Electric | NE North | Western | Thorndike |  | Palmer | Distribution | 09-523L2 | Belchertown, Palmer, Ware | 13.2 | 5.51 | 5.4185 | 5.8529 | 10.9743 | 10.9743 | 10.9743 | 50.21% | 49.38% | 53.33% | 50.97% | N
| 166 | Massachusetts Electric | NE North | Central | Stearns St. |  | Worcester | Distribution | 01-7J387 | Worcester | 4.16 | 1.4963 | 1.4963 | 1.4987 | 2.9398 | 2.9398 | 2.9398 | 50.9% | 50.9% | 50.98% | 50.93% | N
| 1115 | Massachusetts Electric | NE North | Merrimack Valley | West Methuen |  | Methuen | Distribution | 14-63L2 | Methuen | 13.2 | 5.4414 | 6.6532 | 5.8758 | 11.7745 | 11.7745 | 11.7745 | 46.21% | 56.5% | 49.9% | 50.87% | N
| 50 | Massachusetts Electric | NE North | Central | Fitch Rd. |  | Clinton | Distribution | 01-216W6 | Bolton, Clinton, Harvard | 13.8 | 5.6011 | 5.6011 | 6.7564 | 11.7838 | 11.7838 | 11.7838 | 47.53% | 47.53% | 57.34% | 50.8% | N
| 667 | Massachusetts Electric | NE North | North Shore | Kent |  | Saugus | Distribution | 12-13J1 | Saugus | 4.16 | 0.57643 | 1.9959 | 0.72053 | 2.1616 | 2.1616 | 2.1616 | 26.67% | 92.33% | 33.33% | 50.78% | N
| 614 | Massachusetts Electric | NE North | Western | Wendell Depot |  | Wendell | Distribution | 09-705W1 | Erving, Shutesbury, Wendell | 13.8 | 6.2863 | 6.1827 | 6.5333 | 12.1902 | 12.6204 | 12.6204 | 51.57% | 48.99% | 51.77% | 50.78% | N
| 669 | Massachusetts Electric | NE North | North Shore | Kent |  | Saugus | Distribution | 12-13J3 | Saugus | 4.16 | 1.4411 | 2.4763 | 1.5131 | 3.5666 | 3.5666 | 3.5666 | 40.4% | 69.43% | 42.42% | 50.75% | N
| 256 | Massachusetts Electric | NE South | Southeast | West Street |  | Attleboro | Distribution | 05-1J3 | Attleboro | 4.16 | 1.297 | 1.7245 | 1.6933 | 3.0983 | 3.0983 | 3.0983 | 41.86% | 55.66% | 54.65% | 50.72% | N
| 97 | Massachusetts Electric | NE North | Central | North Grafton |  | Grafton | Distribution | 01-328W1 | Grafton, Millbury, Worcester | 13.8 | 6.5014 | 6.5014 | 6.0792 | 12.3097 | 12.6682 | 12.6682 | 52.82% | 51.32% | 47.99% | 50.71% | N
| 306 | Massachusetts Electric | NE South | Southeast | Northboro Road |  | Southborough | Distribution | 05-317W6 | Marlborough, Southborough | 13.8 | 4.7645 | 5.3079 | 5.2664 | 10.0868 | 10.0868 | 10.0868 | 47.24% | 52.62% | 52.21% | 50.69% | N
| 1047 | Massachusetts Electric | NE North | Merrimack Valley | Perry Street |  | Lowell | Distribution | 14-3J7 | Lowell | 4.16 | 0.53319 | 1.859 | 1.5996 | 2.6299 | 2.6299 | 2.6299 | 20.27% | 70.68% | 60.82% | 50.59% | N
| 509 | Massachusetts Electric | NE South | South Shore | Easton |  | Easton | Distribution | 07-92W79 | Easton | 13.8 | 6.3102 | 6.119 | 6.4297 | 12.4292 | 12.4292 | 12.4292 | 50.77% | 49.23% | 51.73% | 50.58% | N
| 890 | Massachusetts Electric | NE North | North Shore | Revere |  | Revere | Distribution | 12-7W1 | Revere | 13.8 | 3.0994 | 3.0595 | 6.7883 | 8.5331 | 8.5331 | 8.5331 | 36.32% | 35.85% | 79.55% | 50.58% | N
| 111 | Massachusetts Electric | NE North | Central | Fiskdale |  | Sturbridge | Distribution | 01-408L2 | Brimfield, Sturbridge | 13.2 | 4.946 | 4.946 | 5.228 | 9.9912 | 9.9912 | 9.9912 | 49.5% | 49.5% | 52.33% | 50.44% | N
| 41 | Massachusetts Electric | NE North | Central | Litchfield St |  | Leominster | Distribution | 01-207W3 | Lancaster, Leominster | 13.8 | 6.2943 | 6.2943 | 5.8242 | 12.1902 | 12.1902 | 12.1902 | 51.63% | 51.63% | 47.78% | 50.35% | N
| 716 | Massachusetts Electric | NE North | North Shore | Lynnway |  | Lynn | Distribution | 12-21J27 | Lynn | 4.16 | 1.2129 | 0.96551 | 0.99434 | 2.1112 | 2.1112 | 2.0823 | 57.45% | 45.73% | 47.75% | 50.31% | N
| 1091 | Massachusetts Electric | NE North | Merrimack Valley | East Tewksbury |  | Tewksbury | Distribution | 14-59L4 | Andover, Tewksbury | 13.2 | 7.2019 | 7.339 | 8.8937 | 15.5469 | 15.5469 | 15.5469 | 46.32% | 47.21% | 57.21% | 50.25% | N
| 589 | Massachusetts Electric | NE North | Western | East Longmeadow |  | East Longmeadow | Distribution | 09-508L5 | East Longmeadow | 13.2 | 5.8072 | 5.9292 | 6.0054 | 11.7745 | 11.7745 | 11.7745 | 49.32% | 50.36% | 51% | 50.23% | N
| 181 | Massachusetts Electric | NE North | Central | Grafton St. |  | Worcester | Distribution | 01-9J329 | Worcester | 4.16 | 1.6068 | 1.6068 | 1.1336 | 2.8893 | 2.8893 | 2.8893 | 55.61% | 55.61% | 39.24% | 50.15% | N
| 47 | Massachusetts Electric | NE North | Central | Fitch Rd. |  | Clinton | Distribution | 01-216W3 | Clinton, Lancaster | 13.8 | 6.1031 | 6.1031 | 5.4975 | 11.7838 | 11.7838 | 11.7838 | 51.79% | 51.79% | 46.65% | 50.08% | N
| 758 | Massachusetts Electric | NE North | North Shore | Wellington |  | Medford | Sub-Transmission | 12-2344 | Malden, Medford | 23 | 4.2626 | 4.9398 | 4.8 | 9.3219 | 9.3219 | 9.3219 | 45.73% | 52.99% | 51.49% | 50.07% | N
| 461 | Massachusetts Electric | NE South | South Shore | Harrison Blvd |  | Avon | Distribution | 07-75W7 | Avon, Randolph, Stoughton | 13.8 | 6.0792 | 6.1987 | 6.7165 | 12.6682 | 12.6682 | 12.6682 | 47.99% | 48.93% | 53.02% | 49.98% | N
| 369 | Massachusetts Electric | NE South | Southeast | Norton |  | Norton | Distribution | 05-4J2 | Norton | 4.16 | 1.4699 | 1.4977 | 1.4506 | 2.947 | 2.947 | 2.947 | 49.88% | 50.82% | 49.22% | 49.98% | N
| 274 | Massachusetts Electric | NE South | Southeast | Forest Street |  | Attleboro | Distribution | 05-2J1 | Attleboro | 4.16 | 1.6092 | 1.8254 | 1.4411 | 3.2568 | 3.2568 | 3.2568 | 49.41% | 56.05% | 44.25% | 49.9% | N
| 141 | Massachusetts Electric | NE North | Central | Treasure Valley |  | Paxton | Distribution | 01-55W3 | Paxton, Rutland | 13.8 | 5.9676 | 5.9676 | 5.9517 | 11.9512 | 11.9512 | 11.9512 | 49.93% | 49.93% | 49.8% | 49.89% | N
| 809 | Massachusetts Electric | NE North | North Shore | Everett |  | Malden | Distribution | 12-37J1 | Everett, Malden | 4.16 | 1.1192 | 1.3786 | 1.5924 | 2.738 | 2.738 | 2.738 | 40.88% | 50.35% | 58.16% | 49.79% | N
| 101 | Massachusetts Electric | NE North | Central | Bancroft St. |  | Worcester | Distribution | 01-3J371 | Worcester | 4.16 | 1.0208 | 1.0208 | 1.5588 | 2.4138 | 2.4138 | 2.4138 | 42.29% | 42.29% | 64.58% | 49.72% | N
| 45 | Massachusetts Electric | NE North | Central | Fitch Rd. |  | Clinton | Distribution | 01-216W1 | Clinton | 13.8 | 5.7126 | 5.7126 | 6.1349 | 11.7838 | 11.7838 | 11.7838 | 48.48% | 48.48% | 52.06% | 49.67% | N
| 348 | Massachusetts Electric | NE South | Southeast | Beaver Pond |  | Franklin | Distribution | 05-344W1 | Franklin | 13.8 | 5.872 | 5.8401 | 5.6967 | 11.8077 | 11.8077 | 11.8077 | 49.73% | 49.46% | 48.25% | 49.15% | N
| 1075 | Massachusetts Electric | NE North | Merrimack Valley | Burtt Road |  | Andover | Distribution | 14-54L4 | Andover | 13.2 | 4.7555 | 5.007 | 7.9792 | 12.0717 | 12.0717 | 12.0717 | 39.39% | 41.48% | 66.1% | 48.99% | N
| 1042 | Massachusetts Electric | NE North | Merrimack Valley | Andover |  | Andover | Distribution | 14-3J43 | Andover | 3.74 | 1.369 | 1.0592 | 0.70612 | 2.1328 | 2.1328 | 2.1328 | 64.19% | 49.66% | 33.11% | 48.99% | N
| 556 | Massachusetts Electric | NE North | Western | Walker St |  | North Adams | Distribution | 09-1015W2 | Clarksburg, North Adams | 13.8 | 5.3222 | 5.6967 | 5.4896 | 11.2341 | 11.2341 | 11.2341 | 47.38% | 50.71% | 48.87% | 48.98% | N
| 718 | Massachusetts Electric | NE North | North Shore | Lynnway |  | Lynn | Distribution | 12-21J29 | Lynn | 4.16 | 1.0808 | 0.84302 | 1.297 | 2.1976 | 2.1976 | 2.1976 | 49.18% | 38.36% | 59.02% | 48.85% | N
| 857 | Massachusetts Electric | NE North | North Shore | Malden |  | Malden | Distribution | 12-5C2 | Malden | 4.16 | 1.3738 | 1.2777 | 1.2898 | 2.6948 | 2.6948 | 2.6948 | 50.98% | 47.41% | 47.86% | 48.75% | N
| 646 | Massachusetts Electric | NE North | North Shore | Wellington |  | Medford | Distribution | 12-11J4 | Malden, Medford | 4.16 | 1.309 | 1.4411 | 1.1745 | 2.6876 | 2.6876 | 2.6876 | 48.71% | 53.62% | 43.7% | 48.67% | N
| 881 | Massachusetts Electric | NE North | North Shore | Revere |  | Revere | Distribution | 12-7J1 | Revere | 4.16 | 1.4891 | 1.5371 | 1.2465 | 2.9326 | 2.9326 | 2.9326 | 50.78% | 52.42% | 42.51% | 48.57% | N
| 569 | Massachusetts Electric | NE North | Western | Sheffield |  | Sheffield | Distribution | 09-1108W1 | Egremont, Sheffield | 13.8 | 4.167 | 3.4021 | 4.0793 | 8.0073 | 8.0073 | 8.0073 | 52.04% | 42.49% | 50.95% | 48.49% | N
| 480 | Massachusetts Electric | NE South | South Shore | Ames |  | Brockton | Distribution | 07-911W77 | Abington, Brockton, Holbrook | 13.8 | 7.2185 | 7.0751 | 6.7404 | 14.4609 | 14.4609 | 14.4609 | 49.92% | 48.93% | 46.61% | 48.48% | N
| 353 | Massachusetts Electric | NE South | Southeast | Beaver Pond |  | Franklin | Distribution | 05-344W6 | Franklin | 13.8 | 6.2146 | 5.6393 | 6.5492 | 12.6682 | 12.6682 | 12.6682 | 49.06% | 44.52% | 51.7% | 48.42% | N
| 650 | Massachusetts Electric | NE North | North Shore | Beverly |  | Beverly | Distribution | 12-12J5 | Beverly | 4.16 | 1.5252 | 1.5059 | 1.5491 | 3.1559 | 3.1559 | 3.1559 | 48.33% | 47.72% | 49.09% | 48.38% | N
| 426 | Massachusetts Electric | NE South | South Shore | Field St |  | Quincy | Distribution | 07-1W9 | Quincy | 13.8 | 4.7008 | 4.8044 | 4.884 | 9.9434 | 9.9434 | 9.9434 | 47.28% | 48.32% | 49.12% | 48.24% | N
| 88 | Massachusetts Electric | NE North | Central | Chandler St. |  | Worcester | Distribution | 01-2J349 | Worcester | 4.16 | 1.4291 | 1.4291 | 1.3954 | 2.9398 | 2.9398 | 2.9398 | 48.61% | 48.61% | 47.47% | 48.23% | N
| 393 | Massachusetts Electric | NE South | Southeast | Read Street |  | Attleboro | Distribution | 05-9L6 | Attleboro | 13.2 | 5.9368 | 5.8598 | 5.2432 | 11.7973 | 11.7973 | 11.7973 | 50.32% | 49.67% | 44.44% | 48.15% | N
| 940 | Massachusetts Electric | NE North | Merrimack Valley | South Billerica |  | Billerica | Distribution | 14-18L2 | Billerica | 13.2 | 5.51 | 5.3271 | 1.3261 | 8.4365 | 8.4365 | 8.4365 | 65.31% | 63.14% | 15.72% | 48.06% | N
| 1136 | Massachusetts Electric | NE North | Merrimack Valley | West Chelmsford |  | Chelmsford | Distribution | 14-73L1 | Chelmsford, Westford | 13.2 | 5.2814 | 5.9901 | 5.6472 | 11.7745 | 11.7745 | 11.7745 | 44.85% | 50.87% | 47.96% | 47.9% | N
| 627 | Massachusetts Electric | NE North | Western | West St |  | Northampton | Distribution | 09-901W2 | Northampton | 13.8 | 3.7686 | 4.3502 | 4.5016 | 8.8199 | 8.8199 | 8.8199 | 42.73% | 49.32% | 51.04% | 47.7% | N
| 963 | Massachusetts Electric | NE North | Merrimack Valley | Ward Hill |  | Haverhill | Sub-Transmission | 14-2356 | Haverhill | 23 | 22.2 | 23.5 | 18.8967 | 45.2 | 45.2 | 45.2152 | 49.12% | 51.99% | 41.79% | 47.63% | N
| 738 | Massachusetts Electric | NE North | North Shore | Melrose |  | Melrose | Sub-Transmission | 12-2304 | Malden, Melrose | 23 | 3.6252 | 3.7845 | 4.9 | 8.6447 | 8.6447 | 8.6447 | 41.94% | 43.78% | 56.68% | 47.47% | N
| 162 | Massachusetts Electric | NE North | Central | Webster St. |  | Worcester | Distribution | 01-6J356 | Worcester | 4.16 | 1.2009 | 1.2009 | 1.7773 | 2.9398 | 2.9398 | 2.9398 | 40.85% | 40.85% | 60.46% | 47.39% | N
| 990 | Massachusetts Electric | NE North | Merrimack Valley | Lawrence |  | Lawrence | Distribution | 14-2J3 | Lawrence | 3.74 | 1.4195 | 1.5131 | 1.2369 | 2.9398 | 2.9398 | 2.9398 | 48.28% | 51.47% | 42.08% | 47.28% | N
| 1165 | Massachusetts Electric | NE North | Merrimack Valley | Andover |  | Andover | Distribution | 14-8L1 | Andover, Lawrence | 13.2 | 5.0756 | 5.3728 | 5.51 | 11.2715 | 11.2715 | 11.2715 | 45.03% | 47.67% | 48.88% | 47.19% | N
| 367 | Massachusetts Electric | NE South | Southeast | Rehoboth |  | Rehoboth | Distribution | 05-3J3 | Rehoboth, Seekonk | 4.16 | 0.90067 | 1.1048 | 1.2009 | 2.2697 | 2.2697 | 2.2697 | 39.68% | 48.68% | 52.91% | 47.09% | N
| 643 | Massachusetts Electric | NE North | North Shore | Wellington |  | Medford | Distribution | 12-11J13 | Medford | 4.16 | 1.9815 | 1.1768 | 1.4411 | 3.2568 | 3.2568 | 3.2568 | 60.84% | 36.13% | 44.25% | 47.07% | N
| 418 | Massachusetts Electric | NE South | South Shore | Field St |  | Quincy | Distribution | 07-1W1 | Quincy | 13.8 | 5.8401 | 5.3382 | 5.4179 | 11.7838 | 11.7838 | 11.7838 | 49.56% | 45.3% | 45.98% | 46.95% | N
| 498 | Massachusetts Electric | NE South | South Shore | Dupont |  | Brockton | Distribution | 07-91W41 | Brockton, East Bridgewater, Whitman | 13.8 | 5.1629 | 5.4736 | 5.6409 | 11.5926 | 11.5926 | 11.5926 | 44.54% | 47.22% | 48.66% | 46.8% | N
| 1129 | Massachusetts Electric | NE North | Merrimack Valley | Billerica |  | Billerica | Distribution | 14-70L3 | Billerica, Chelmsford, Lowell | 13.2 | 6.4702 | 6.7217 | 3.7038 | 12.1174 | 12.1174 | 12.1174 | 53.4% | 55.47% | 30.57% | 46.48% | N
| 229 | Massachusetts Electric | NE South | Southeast | Hathaway St. Sub |  | Fall River | Distribution | 05-106W46 | Fall River | 13.8 | 6.119 | 7.2424 | 7.6487 | 15.656 | 15.656 | 14.3414 | 39.08% | 46.26% | 53.33% | 46.23% | N
| 1151 | Massachusetts Electric | NE North | Merrimack Valley | Whittier |  | Haverhill | Distribution | 14-76L3 | Haverhill | 13.2 | 3.6581 | 4.9613 | 4.847 | 9.7168 | 9.7168 | 9.7168 | 37.65% | 51.06% | 49.88% | 46.2% | N
| 754 | Massachusetts Electric | NE North | North Shore | Revere |  | Revere | Distribution | 12-2340 | Lynn, Revere | 23 | 9.2157 | 9.0032 | 10.3 | 20.6 | 20.6 | 20.6 | 44.74% | 43.7% | 50% | 46.15% | N
| 1024 | Massachusetts Electric | NE North | Merrimack Valley | East Boxford |  | Boxford | Distribution | 14-33L1 | Boxford, Rowley | 13.2 | 7.3619 | 5.0527 | 3.841 | 11.7973 | 11.7973 | 11.7973 | 62.4% | 42.83% | 32.56% | 45.93% | N
| 642 | Massachusetts Electric | NE North | North Shore | Wellington |  | Medford | Distribution | 12-11J1 | Medford | 4.16 | 1.2609 | 1.6092 | 1.3474 | 3.0623 | 3.0623 | 3.0623 | 41.18% | 52.55% | 44% | 45.91% | N
| 876 | Massachusetts Electric | NE North | North Shore | Bridge |  | Lynn | Distribution | 12-6J1 | Lynn | 4.16 | 0.86464 | 0.86464 | 0.64848 | 1.7293 | 1.7293 | 1.7293 | 50% | 50% | 37.5% | 45.83% | N
| 376 | Massachusetts Electric | NE South | Southeast | Clara Street |  | Seekonk | Distribution | 05-6J2 | Attleboro, Seekonk | 4.16 | 1.405 | 1.5756 | 1.0352 | 2.9398 | 2.9398 | 2.9398 | 47.79% | 53.59% | 35.21% | 45.53% | N
| 79 | Massachusetts Electric | NE North | Central | Pondville |  | Auburn | Distribution | 01-26W4 | Auburn | 13.8 | 4.0714 | 4.0714 | 3.8881 | 8.8199 | 8.8199 | 8.8199 | 46.16% | 46.16% | 44.08% | 45.47% | N
| 1087 | Massachusetts Electric | NE North | Merrimack Valley | Boston Rd |  | Westford | Distribution | 14-58L3 | Westford | 13.2 | 5.6472 | 5.4871 | 5.6929 | 12.3689 | 12.3689 | 12.3689 | 45.66% | 44.36% | 46.03% | 45.35% | N
| 672 | Massachusetts Electric | NE North | North Shore | Maplewood |  | Malden | Distribution | 12-16J3 | Malden | 4.16 | 0.3723 | 1.7533 | 0.62686 | 2.0247 | 2.0247 | 2.0247 | 18.39% | 86.59% | 30.96% | 45.31% | N
| 265 | Massachusetts Electric | NE South | Southeast | Foxboro 1 |  | Foxborough | Distribution | 05-2287 | Foxborough, Wrentham | 23 | 11.9 | 12.6 | 18.7 | 31.9 | 31.9 | 31.9 | 37.3% | 39.5% | 58.62% | 45.14% | N
| 264 | Massachusetts Electric | NE South | Southeast | South Wrentham |  | Wrentham | Distribution | 05-2286 | Franklin, Plainville, Wrentham | 23 | 14.2 | 16 | 17.3 | 35.1 | 35.1 | 35.1 | 40.46% | 45.58% | 49.29% | 45.11% | N
| 729 | Massachusetts Electric | NE North | North Shore | Winthrop |  | Winthrop | Distribution | 12-22J4 | Winthrop | 4.16 | 1.2633 | 1.2946 | 1.2609 | 2.8245 | 2.8245 | 2.8245 | 44.73% | 45.83% | 44.64% | 45.07% | N
| 528 | Massachusetts Electric | NE South | South Shore | Norwell |  | Norwell | Distribution | 07-96W44 | Hanover, Norwell | 13.8 | 6.7564 | 6.844 | 6.9317 | 15.2497 | 15.2497 | 15.2497 | 44.31% | 44.88% | 45.45% | 44.88% | N
| 982 | Massachusetts Electric | NE North | Merrimack Valley | King Street |  | Groveland | Sub-Transmission | 14-2405 | Georgetown, Groveland, Newbury, Newburyport | 23 | 32.4 | 32.3 | 32.9 | 72.5 | 72.5 | 72.5 | 44.69% | 44.55% | 45.38% | 44.87% | N
| 898 | Massachusetts Electric | NE North | North Shore | Medford |  | Medford | Distribution | 12-9C2 | Medford | 4.16 | 1.8253 | 1.9694 | 2.14 | 4.4097 | 4.4097 | 4.4097 | 41.39% | 44.66% | 48.53% | 44.86% | N
| 927 | Massachusetts Electric | NE North | Merrimack Valley | Worthen Street |  | Lowell | Distribution | 14-13L1 | Lowell | 13.2 | 5.3728 | 3.8867 | 3.8181 | 9.7397 | 9.7397 | 9.7397 | 55.16% | 39.91% | 39.2% | 44.76% | N
| 697 | Massachusetts Electric | NE North | North Shore | Salem Peabody St. |  | Salem | Distribution | 12-1J1 | Salem | 4.16 | 1.0664 | 1.297 | 0.97272 | 2.4858 | 2.4858 | 2.4858 | 42.9% | 52.17% | 39.13% | 44.73% | N
| 1001 | Massachusetts Electric | NE North | Merrimack Valley | Perry Street |  | Lowell | Sub-Transmission | 14-304 | Lowell | 13.8 | 2.1949 | 2.4463 | 2.7207 | 5.4871 | 5.4871 | 5.4871 | 40% | 44.58% | 49.58% | 44.72% | N
| 1045 | Massachusetts Electric | NE North | Merrimack Valley | Perry Street |  | Lowell | Distribution | 14-3J5 | Lowell | 4.16 | 1.0232 | 1.2249 | 0.89346 | 2.3417 | 2.3417 | 2.3417 | 43.69% | 52.31% | 38.15% | 44.72% | N
| 67 | Massachusetts Electric | NE North | Central | Cooks Pond |  | Worcester | Distribution | 01-23W1 | Worcester | 13.8 | 4.0156 | 4.0156 | 5.0195 | 9.7521 | 9.7521 | 9.7521 | 41.18% | 41.18% | 51.47% | 44.61% | N
| 488 | Massachusetts Electric | NE South | South Shore | Stoughton |  | Stoughton | Distribution | 07-913W18 | Stoughton | 13.8 | 4.1271 | 4.8283 | 4.6292 | 10.1585 | 10.1585 | 10.1585 | 40.63% | 47.53% | 45.57% | 44.58% | N
| 647 | Massachusetts Electric | NE North | North Shore | Beverly |  | Beverly | Distribution | 12-12J2 | Beverly | 4.16 | 1.3018 | 1.393 | 1.2898 | 2.9902 | 2.9902 | 2.9902 | 43.53% | 46.59% | 43.13% | 44.42% | N
| 309 | Massachusetts Electric | NE South | Southeast | North Marlboro |  | Marlborough | Distribution | 05-318W1 | Marlborough, Northborough | 13.8 | 5.864 | 5.4011 | 5.3381 | 12.477 | 12.477 | 12.477 | 47% | 43.29% | 42.78% | 44.36% | N
| 829 | Massachusetts Electric | NE North | North Shore | Fayette |  | Lynn | Distribution | 12-3J901 | Lynn | 4.16 | 1.2609 | 1.6572 | 1.4411 | 3.2784 | 3.2784 | 3.2784 | 38.46% | 50.55% | 43.96% | 44.32% | N
| 1170 | Massachusetts Electric | NE North | Merrimack Valley | Pinehurst |  | Billerica | Distribution | 14-92L1 | Billerica | 13.2 | 4.9841 | 5.2814 | 5.4185 | 11.7973 | 11.7973 | 11.7973 | 42.25% | 44.77% | 45.93% | 44.32% | N
| 46 | Massachusetts Electric | NE North | Central | Fitch Rd. |  | Clinton | Distribution | 01-216W2 | Clinton | 13.8 | 5.2983 | 5.2983 | 5.0593 | 11.7838 | 11.7838 | 11.7838 | 44.96% | 44.96% | 42.93% | 44.29% | N
| 943 | Massachusetts Electric | NE North | Merrimack Valley | Lawrence |  | Lawrence | Distribution | 14-1J2 | Lawrence | 3.74 | 1.1529 | 0.83582 | 0.93669 | 2.2048 | 2.2048 | 2.2048 | 52.29% | 37.91% | 42.48% | 44.23% | N
| 760 | Massachusetts Electric | NE North | North Shore | Salem |  | Salem | Sub-Transmission | 12-2349 | Salem | 23 | 5.3 | 5.6038 | 6 | 12.7479 | 12.7479 | 12.7479 | 41.58% | 43.96% | 47.07% | 44.2% | N
| 776 | Massachusetts Electric | NE North | North Shore | Revere |  | Revere | Sub-Transmission | 12-2402 | Revere, Winthrop | 23 | 8.9368 | 9.1094 | 8.3 | 19.9186 | 19.9186 | 19.9186 | 44.87% | 45.73% | 41.67% | 44.09% | N
| 484 | Massachusetts Electric | NE South | South Shore | Mill St |  | Bridgewater | Distribution | 07-912W73 | Bridgewater | 13.8 | 5.7844 | 7.1229 | 6.6049 | 14.7716 | 14.7716 | 14.7716 | 39.16% | 48.22% | 44.71% | 44.03% | N
| 368 | Massachusetts Electric | NE South | Southeast | Norton |  | Norton | Distribution | 05-4J1 | Norton | 4.16 | 0.807 | 0.81348 | 0.80462 | 1.8374 | 1.8374 | 1.8374 | 43.92% | 44.27% | 43.79% | 44% | N
| 8 | Massachusetts Electric | NE North | Central | Faraday St. |  | Worcester | Distribution | 01-11J331 | Worcester | 4.16 | 1.1168 | 1.1168 | 1.1408 | 2.5579 | 2.5579 | 2.5579 | 43.66% | 43.66% | 44.6% | 43.97% | N
| 535 | Massachusetts Electric | NE South | South Shore | Belmont |  | Brockton | Distribution | 07-98W19 | Brockton, West Bridgewater | 13.8 | 5.7126 | 6.6926 | 6.6687 | 14.4609 | 14.4609 | 14.4609 | 39.5% | 46.28% | 46.12% | 43.97% | N
| 608 | Massachusetts Electric | NE North | Western | Barre |  | Barre | Distribution | 09-604W4 | Barre, Petersham | 13.8 | 3.8323 | 3.9518 | 5.5453 | 10.1346 | 10.1346 | 10.1346 | 37.81% | 38.99% | 54.72% | 43.84% | N
| 989 | Massachusetts Electric | NE North | Merrimack Valley | Lawrence |  | Lawrence | Distribution | 14-2J2 | Lawrence | 3.74 | 1.2249 | 1.2321 | 1.405 | 2.9398 | 2.9398 | 2.9398 | 41.67% | 41.91% | 47.79% | 43.79% | N
| 53 | Massachusetts Electric | NE North | Central | Prospect St. |  | Leominster | Distribution | 01-219W3 | Leominster | 13.8 | 5.0992 | 5.0992 | 5.2505 | 11.7838 | 11.7838 | 11.7838 | 43.27% | 43.27% | 44.56% | 43.7% | N
| 1128 | Massachusetts Electric | NE North | Merrimack Valley | Billerica |  | Billerica | Distribution | 14-70L2 | Billerica | 13.2 | 3.7038 | 3.8181 | 5.2128 | 9.7168 | 9.7168 | 9.7168 | 38.12% | 39.29% | 53.65% | 43.69% | N
| 747 | Massachusetts Electric | NE North | North Shore | Salem |  | Salem | Sub-Transmission | 12-2320 | Beverly, Salem | 23 | 11.3 | 9.3086 | 0 | 15.7357 | 15.7357 | 15.7357 | 71.81% | 59.16% | 0% | 43.66% | N
| 1154 | Massachusetts Electric | NE North | Merrimack Valley | Boulevard |  | Lowell | Distribution | 14-77L3 | Lowell, Tyngsborough | 13.2 | 5.1899 | 3.3837 | 4.1154 | 9.7168 | 9.7168 | 9.7168 | 53.41% | 34.82% | 42.35% | 43.53% | N
| 39 | Massachusetts Electric | NE North | Central | Litchfield St |  | Leominster | Distribution | 01-207W1 | Leominster | 13.8 | 5.8959 | 5.8959 | 4.1192 | 12.1902 | 12.1902 | 12.1902 | 48.37% | 48.37% | 33.79% | 43.51% | N
| 305 | Massachusetts Electric | NE South | Southeast | Northboro Road |  | Southborough | Distribution | 05-317W5 | Marlborough, Southborough, Westborough | 13.8 | 4.4299 | 4.2323 | 4.9079 | 10.3975 | 10.3975 | 10.3975 | 42.61% | 40.7% | 47.2% | 43.5% | N
| 1102 | Massachusetts Electric | NE North | Merrimack Valley | Methuen |  | Methuen | Distribution | 14-5J42 | Methuen | 3.74 | 1.088 | 1.0808 | 1.1961 | 2.5795 | 2.5795 | 2.5795 | 42.18% | 41.9% | 46.37% | 43.48% | N
| 553 | Massachusetts Electric | NE North | Western | Adams |  | Adams | Sub-Transmission | 09-1004 | Adams, North Adams | 23 | 10.7 | 12.3 | 10.7 | 25.8942 | 25.8942 | 25.8942 | 41.32% | 47.5% | 41.32% | 43.38% | N
| 23 | Massachusetts Electric | NE North | Central | Squantum St. |  | Worcester | Distribution | 01-14J367 | Worcester | 4.16 | 1.1096 | 1.1096 | 1.124 | 2.5939 | 2.5939 | 2.5939 | 42.78% | 42.78% | 43.33% | 42.96% | N
| 485 | Massachusetts Electric | NE South | South Shore | Mill St |  | Bridgewater | Distribution | 07-912W74 | Bridgewater, East Bridgewater, Halifax | 13.8 | 4.9956 | 7.9595 | 6.0633 | 14.7716 | 14.7716 | 14.7716 | 33.82% | 53.88% | 41.05% | 42.92% | N
| 303 | Massachusetts Electric | NE South | Southeast | Northboro Road |  | Southborough | Distribution | 05-317W3 | Southborough | 13.8 | 3.5853 | 3.8626 | 3.7527 | 8.7004 | 8.7004 | 8.7004 | 41.21% | 44.4% | 43.13% | 42.91% | N
| 48 | Massachusetts Electric | NE North | Central | Fitch Rd. |  | Clinton | Distribution | 01-216W4 | Clinton, Lancaster, Sterling | 13.8 | 5.0115 | 5.0115 | 5.139 | 11.7838 | 11.7838 | 11.7838 | 42.53% | 42.53% | 43.61% | 42.89% | N
| 405 | Massachusetts Electric | NE South | South Shore | Mid-Weymouth |  | Weymouth | Distribution | 07-12W1 | Weymouth | 13.8 | 5.0593 | 5.2744 | 5.4975 | 12.3097 | 12.3097 | 12.3097 | 41.1% | 42.85% | 44.66% | 42.87% | N
| 518 | Massachusetts Electric | NE South | South Shore | Parkview |  | Stoughton | Distribution | 07-94W44 | Stoughton | 13.8 | 5.0434 | 5.0912 | 4.7566 | 11.5926 | 11.5926 | 11.5926 | 43.51% | 43.92% | 41.03% | 42.82% | N
| 288 | Massachusetts Electric | NE South | Southeast | Westboro |  | Westborough | Distribution | 05-312W2 | Northborough, Westborough | 13.8 | 4.8044 | 5.3406 | 5.9995 | 12.5726 | 12.5726 | 12.5726 | 38.21% | 42.48% | 47.72% | 42.8% | N
| 131 | Massachusetts Electric | NE North | Central | Cambridge St. |  | Worcester | Distribution | 01-4J338 | Worcester | 4.16 | 1.2681 | 1.2681 | 0.93669 | 2.7092 | 2.7092 | 2.7092 | 46.81% | 46.81% | 34.57% | 42.73% | N
| 675 | Massachusetts Electric | NE North | North Shore | Maplewood |  | Malden | Distribution | 12-16J6 | Malden | 4.16 | 0.19217 | 2.4018 | 0.98713 | 2.8029 | 2.8029 | 2.8029 | 6.856% | 85.69% | 35.22% | 42.59% | N
| 304 | Massachusetts Electric | NE South | Southeast | Northboro Road |  | Southborough | Distribution | 05-317W4 | Southborough, Westborough | 13.8 | 3.7606 | 3.716 | 3.9279 | 8.9395 | 8.9395 | 8.9395 | 42.07% | 41.57% | 43.94% | 42.52% | N
| 1035 | Massachusetts Electric | NE North | Merrimack Valley | Perry Street |  | Lowell | Distribution | 14-3J1 | Lowell | 4.16 | 0.98713 | 0.95831 | 1.2681 | 2.5219 | 2.5219 | 2.5219 | 39.14% | 38% | 50.29% | 42.48% | N
| 849 | Massachusetts Electric | NE North | North Shore | E. Beverly |  | Beverly | Distribution | 12-51T3 | Beverly, Gloucester, Manchester, Rockport | 34.5 | 16.9509 | 16.4131 | 8.1268 | 32.5669 | 32.5669 | 32.5669 | 52.05% | 50.4% | 24.95% | 42.47% | N
| 558 | Massachusetts Electric | NE North | Western | Bear Swamp Upper Yard |  | Rowe | Distribution | 09-1019W1 | Ashfield, Charlemont, Florida, Hawley, Heath, Monroe, Rowe | 13.8 | 2.2388 | 2.7966 | 2.4062 | 5.88 | 5.88 | 5.88 | 38.08% | 47.56% | 40.92% | 42.19% | N
| 487 | Massachusetts Electric | NE South | South Shore | Stoughton |  | Stoughton | Distribution | 07-913W17 | Stoughton | 13.8 | 5.1948 | 5.2824 | 5.5293 | 12.6682 | 12.6682 | 12.6682 | 41.01% | 41.7% | 43.65% | 42.12% | N
| 529 | Massachusetts Electric | NE South | South Shore | South Randolph |  | Randolph | Distribution | 07-97W1 | Randolph | 13.8 | 5.5852 | 5.5613 | 5.2186 | 12.955 | 12.955 | 12.955 | 43.11% | 42.93% | 40.28% | 42.11% | N
| 960 | Massachusetts Electric | NE North | Merrimack Valley | Ward Hill |  | Haverhill | Sub-Transmission | 14-2326 | Haverhill, Lawrence, North Andover | 23 | 18.2 | 16.1 | 21.3 | 44.0201 | 44.0201 | 44.0201 | 41.34% | 36.57% | 48.39% | 42.1% | N
| 531 | Massachusetts Electric | NE South | South Shore | South Randolph |  | Randolph | Distribution | 07-97W3 | Holbrook, Randolph | 13.8 | 5.4577 | 5.5931 | 5.2346 | 12.9072 | 12.9072 | 12.9072 | 42.28% | 43.33% | 40.56% | 42.06% | N
| 201 | Massachusetts Electric | NE North | Central | Vernon Hill |  | Worcester | Distribution | 01-HT28 | Worcester | 13.8 | 2.1273 | 2.1273 | 1.7449 | 4.7566 | 4.7566 | 4.7566 | 44.72% | 44.72% | 36.68% | 42.04% | N
| 976 | Massachusetts Electric | NE North | Merrimack Valley | North Chelmsford |  | Chelmsford | Sub-Transmission | 14-2387 | Chelmsford, Tyngsborough, Westford | 23 | 10.5 | 10.2 | 11.2 | 25.3 | 25.3 | 25.3 | 41.5% | 40.32% | 44.27% | 42.03% | N
| 501 | Massachusetts Electric | NE South | South Shore | Dupont |  | Brockton | Distribution | 07-91W46 | Brockton | 13.8 | 4.7645 | 4.8442 | 5.0434 | 11.6404 | 11.6404 | 11.6404 | 40.93% | 41.62% | 43.33% | 41.96% | N
| 27 | Massachusetts Electric | NE North | Central | Salisbury |  | Worcester | Distribution | 01-16J2 | Worcester | 4.16 | 0.82621 | 0.82621 | 0.86464 | 2.0031 | 2.0031 | 2.0031 | 41.25% | 41.25% | 43.17% | 41.89% | N
| 1060 | Massachusetts Electric | NE North | Merrimack Valley | North Haverhill |  | Haverhill | Distribution | 14-48L1 | Haverhill | 13.2 | 4.4583 | 4.847 | 5.4871 | 11.7745 | 11.7745 | 11.7745 | 37.86% | 41.17% | 46.6% | 41.88% | N
| 1026 | Massachusetts Electric | NE North | Merrimack Valley | Byfield |  | Newbury | Distribution | 14-34M1 | Newbury, West Newbury | 4.8 | 1.1806 | 1.3967 | 1.4549 | 3.2175 | 3.2175 | 3.2175 | 36.69% | 43.41% | 45.22% | 41.77% | N
| 297 | Massachusetts Electric | NE South | Southeast | East Main Street |  | Westborough | Distribution | 05-314W2 | Southborough, Westborough | 13.8 | 5.9357 | 6.0792 | 5.4179 | 13.9828 | 13.9828 | 13.9828 | 42.45% | 43.48% | 38.75% | 41.56% | N
| 1027 | Massachusetts Electric | NE North | Merrimack Valley | Newburyport |  | Newburyport | Distribution | 14-36J1 | Newburyport | 4.16 | 0.91508 | 0.92228 | 1.016 | 2.2913 | 2.2913 | 2.2913 | 39.94% | 40.25% | 44.34% | 41.51% | N
| 1143 | Massachusetts Electric | NE North | Merrimack Valley | East Methuen |  | Methuen | Distribution | 14-74L6 | Lawrence, Methuen | 13.2 | 5.3728 | 4.6412 | 5.007 | 12.1174 | 12.1174 | 12.1174 | 44.34% | 38.3% | 41.32% | 41.32% | N
| 631 | Massachusetts Electric | NE North | Western | Florence Jct |  | Northampton | Distribution | 09-909W2 | Northampton | 13.8 | 5.2904 | 5.7126 | 6.3102 | 13.9828 | 13.9828 | 13.9828 | 37.83% | 40.85% | 45.13% | 41.27% | N
| 271 | Massachusetts Electric | NE South | Southeast | Sykes Rd. Sub |  | Fall River | Distribution | 05-28W41 | Fall River | 13.8 | 5.1868 | 5.2027 | 4.4379 | 11.999 | 11.999 | 11.999 | 43.23% | 43.36% | 36.99% | 41.19% | N
| 63 | Massachusetts Electric | NE North | Central | Groton St. |  | Pepperell | Distribution | 01-226L1 | Pepperell, Townsend | 13.2 | 5.8225 | 5.8225 | 5.5938 | 13.9922 | 13.9922 | 13.9922 | 41.61% | 41.61% | 39.98% | 41.07% | N
| 981 | Massachusetts Electric | NE North | Merrimack Valley | King Street |  | Groveland | Distribution | 14-2403 | Groveland, Haverhill | 23 | 16.2 | 18.3 | 21.85 | 45.8 | 45.8 | 45.8 | 35.37% | 39.96% | 47.71% | 41.01% | N
| 490 | Massachusetts Electric | NE South | South Shore | Stoughton |  | Stoughton | Distribution | 07-913W47 | Stoughton | 13.8 | 5.9357 | 6.0712 | 5.84 | 14.5087 | 14.5087 | 14.5087 | 40.91% | 41.85% | 40.25% | 41% | N
| 225 | Massachusetts Electric | NE South | Southeast | Hathaway St. Sub |  | Fall River | Distribution | 05-106W42 | Fall River | 13.8 | 5.7366 | 5.7844 | 6.1668 | 14.4848 | 14.4848 | 14.3414 | 39.6% | 39.93% | 43% | 40.85% | N
| 493 | Massachusetts Electric | NE South | South Shore | Scituate |  | Scituate | Distribution | 07-915W35 | Norwell, Scituate | 13.8 | 5.4258 | 5.4497 | 6.852 | 14.5087 | 14.5087 | 14.5087 | 37.4% | 37.56% | 47.23% | 40.73% | N
| 812 | Massachusetts Electric | NE North | North Shore | Everett |  | Malden | Distribution | 12-37J4 | Everett, Malden | 4.16 | 1.0952 | 1.124 | 1.1168 | 2.738 | 2.738 | 2.738 | 40% | 41.05% | 40.79% | 40.61% | N
| 968 | Massachusetts Electric | NE North | Merrimack Valley | Ward Hill |  | Haverhill | Sub-Transmission | 14-2375 | Haverhill, North Andover | 23 | 8.7 | 11.3 | 12.9 | 27.0096 | 27.0096 | 27.0096 | 32.21% | 41.84% | 47.76% | 40.6% | N
| 1084 | Massachusetts Electric | NE North | Merrimack Valley | Westford |  | Westford | Distribution | 14-57L4 | Westford | 13.2 | 4.5498 | 5.0299 | 4.7784 | 11.7973 | 11.7973 | 11.7973 | 38.57% | 42.64% | 40.5% | 40.57% | N
| 196 | Massachusetts Electric | NE North | Central | Webster St. |  | Worcester | Distribution | 01-HT22 | Auburn, Worcester | 13.8 | 3.5057 | 3.5057 | 1.4341 | 6.9556 | 6.9556 | 6.9556 | 50.4% | 50.4% | 20.62% | 40.47% | N
| 130 | Massachusetts Electric | NE North | Central | Cambridge St. |  | Worcester | Distribution | 01-4J336 | Worcester | 4.16 | 0.86464 | 0.86464 | 1.1048 | 2.3345 | 2.3345 | 2.3345 | 37.04% | 37.04% | 47.33% | 40.47% | N
| 342 | Massachusetts Electric | NE South | Southeast | Crocker Pond |  | Wrentham | Distribution | 05-3424W3 | Foxborough, Wrentham | 13.8 | 2.2707 | 4.4148 | 6.9715 | 11.258 | 11.258 | 11.258 | 20.17% | 39.21% | 61.92% | 40.44% | N
| 38 | Massachusetts Electric | NE North | Central | Ayer |  | Ayer | Distribution | 01-201W4 | Ayer, Groton, Pepperell, Shirley | 13.8 | 3.2746 | 3.2746 | 4.1431 | 8.8199 | 8.8199 | 8.8199 | 37.13% | 37.13% | 46.97% | 40.41% | N
| 441 | Massachusetts Electric | NE South | South Shore | Atlantic |  | Quincy | Distribution | 07-4J4 | Quincy | 4.16 | 0.93669 | 1.0688 | 0.85743 | 2.3778 | 2.3778 | 2.3778 | 39.39% | 44.95% | 36.06% | 40.13% | N
| 31 | Massachusetts Electric | NE North | Central | Tatnuck |  | Worcester | Distribution | 01-1J363 | Worcester | 4.16 | 1.0328 | 1.0328 | 1.1769 | 2.6948 | 2.6948 | 2.6948 | 38.32% | 38.32% | 43.67% | 40.11% | N
| 324 | Massachusetts Electric | NE South | Southeast | Plainridge Park 3337 |  | Plainville | Distribution | 05-3337W1 | Plainville, Wrentham | 13.8 | 4.6291 | 5.2027 | 4.5733 | 11.999 | 11.999 | 11.999 | 38.58% | 43.36% | 38.11% | 40.02% | N
| 407 | Massachusetts Electric | NE South | South Shore | Mid-Weymouth |  | Weymouth | Distribution | 07-12W3 | Weymouth | 13.8 | 4.5972 | 4.4379 | 4.637 | 11.4731 | 11.4731 | 11.4731 | 40.07% | 38.68% | 40.42% | 39.72% | N
| 1025 | Massachusetts Electric | NE North | Merrimack Valley | East Boxford |  | Boxford | Distribution | 14-33L2 | Boxford | 13.2 | 4.9841 | 4.3897 | 4.6412 | 11.7745 | 11.7745 | 11.7745 | 42.33% | 37.28% | 39.42% | 39.68% | N
| 98 | Massachusetts Electric | NE North | Central | North Grafton |  | Grafton | Distribution | 01-328W2 | Grafton, Millbury | 13.8 | 5.4896 | 5.4896 | 5.3701 | 12.3097 | 14.6282 | 14.6282 | 44.6% | 37.53% | 36.71% | 39.61% | N
| 21 | Massachusetts Electric | NE North | Central | Brooks St. |  | Worcester | Distribution | 01-13J350 | Worcester | 4.16 | 0.92709 | 0.92709 | 0.91988 | 2.3345 | 2.3345 | 2.3345 | 39.71% | 39.71% | 39.4% | 39.61% | N
| 319 | Massachusetts Electric | NE South | Southeast | Uxbridge |  | Uxbridge | Distribution | 05-321W4 | Douglas, Uxbridge | 13.8 | 4.8442 | 4.7645 | 4.6689 | 11.7838 | 11.7838 | 12.5726 | 41.11% | 40.43% | 37.14% | 39.56% | N
| 773 | Massachusetts Electric | NE North | North Shore | Saugus |  | Saugus | Distribution | 12-23W3 | Saugus | 13.8 | 2.3424 | 3.0277 | 3.7288 | 7.1707 | 7.1707 | 8.6048 | 32.67% | 42.22% | 43.33% | 39.41% | N
| 639 | Massachusetts Electric | NE North | North Shore | Thorndike St. |  | Everett | Distribution | 12-10J5 | Everett | 4.16 | 1.7293 | 0.72053 | 0.88626 | 2.8245 | 2.8245 | 2.8245 | 61.22% | 25.51% | 31.38% | 39.37% | N
| 550 | Massachusetts Electric | NE North | Western | Adams |  | Adams | Sub-Transmission | 09-1003 | Adams | 23 | 10 | 10.4 | 9.9 | 25.695 | 25.695 | 25.695 | 38.92% | 40.47% | 38.53% | 39.31% | N
| 1107 | Massachusetts Electric | NE North | Merrimack Valley | Newbury |  | Newbury | Distribution | 14-60L2 | Newbury | 13.2 | 4.1611 | 4.6869 | 4.8927 | 11.6602 | 11.6602 | 11.6602 | 35.69% | 40.2% | 41.96% | 39.28% | N
| 75 | Massachusetts Electric | NE North | Central | Greendale |  | Worcester | Distribution | 01-24W5 | Worcester | 13.8 | 4.1271 | 4.1271 | 4.2307 | 10.6126 | 10.6126 | 10.6126 | 38.89% | 38.89% | 39.86% | 39.21% | N
| 1163 | Massachusetts Electric | NE North | Merrimack Valley | Beach Road |  | Salisbury | Distribution | 14-7L2 | Salisbury | 13.2 | 4.5498 | 4.6412 | 4.6641 | 11.7973 | 11.7973 | 11.7973 | 38.57% | 39.34% | 39.53% | 39.15% | N
| 938 | Massachusetts Electric | NE North | Merrimack Valley | South Billerica |  | Billerica | Distribution | 14-18J1 | Billerica | 4.16 | 1.4771 | 1.5131 | 0 | 2.5507 | 2.5507 | 2.5507 | 57.91% | 59.32% | 0% | 39.08% | N
| 161 | Massachusetts Electric | NE North | Central | Webster St. |  | Worcester | Distribution | 01-6J342 | Worcester | 4.16 | 1.0087 | 1.0087 | 1.417 | 2.9398 | 2.9398 | 2.9398 | 34.31% | 34.31% | 48.2% | 38.94% | N
| 668 | Massachusetts Electric | NE North | North Shore | Kent |  | Saugus | Distribution | 12-13J2 | Saugus | 4.16 | 0.36027 | 1.2129 | 0.72053 | 1.9815 | 1.9815 | 1.9815 | 18.18% | 61.21% | 36.36% | 38.59% | N
| 534 | Massachusetts Electric | NE South | South Shore | Belmont |  | Brockton | Distribution | 07-98W10 | Brockton | 13.8 | 7.6487 | 4.0395 | 3.7766 | 13.4331 | 13.4331 | 13.4331 | 56.94% | 30.07% | 28.11% | 38.37% | N
| 160 | Massachusetts Electric | NE North | Central | Webster St. |  | Worcester | Distribution | 01-6J326 | Worcester | 4.16 | 0.76857 | 0.76857 | 1.0328 | 2.2337 | 2.2337 | 2.2337 | 34.41% | 34.41% | 46.24% | 38.35% | N
| 165 | Massachusetts Electric | NE North | Central | Stearns St. |  | Worcester | Distribution | 01-7J386 | Auburn, Leicester, Worcester | 4.16 | 1.076 | 1.076 | 1.2297 | 2.9398 | 2.9398 | 2.9398 | 36.6% | 36.6% | 41.83% | 38.34% | N
| 770 | Massachusetts Electric | NE North | North Shore | Manchester |  | Manchester | Distribution | 12-23H4 | Manchester | 2.4 | 0.43369 | 0.41016 | 0.40322 | 1.0891 | 1.0891 | 1.0891 | 39.82% | 37.66% | 37.02% | 38.17% | N
| 34 | Massachusetts Electric | NE North | Central | Tatnuck |  | Worcester | Distribution | 01-1J390 | Worcester | 4.16 | 0.71093 | 0.71093 | 1.2874 | 2.3706 | 2.3706 | 2.3706 | 29.99% | 29.99% | 54.31% | 38.1% | N
| 532 | Massachusetts Electric | NE South | South Shore | South Randolph |  | Randolph | Distribution | 07-97W4 | Randolph | 13.8 | 4.2466 | 4.1988 | 3.7845 | 10.756 | 10.756 | 10.756 | 39.48% | 39.04% | 35.18% | 37.9% | N
| 350 | Massachusetts Electric | NE South | Southeast | Beaver Pond |  | Franklin | Distribution | 05-344W3 | Franklin | 13.8 | 4.0315 | 4.4219 | 4.3741 | 11.2819 | 11.2819 | 11.2819 | 35.73% | 39.19% | 38.77% | 37.9% | N
| 1169 | Massachusetts Electric | NE North | Merrimack Valley | West Andover |  | Andover | Distribution | 14-8T2 | Andover, Lawrence | 34.5 | 11.9512 | 12.1304 | 10.4573 | 30.4157 | 30.4157 | 30.4157 | 39.29% | 39.88% | 34.38% | 37.85% | N
| 1104 | Massachusetts Electric | NE North | Merrimack Valley | Methuen |  | Methuen | Distribution | 14-5J44 | Methuen | 3.74 | 0.77818 | 0.77818 | 0.84302 | 2.1256 | 2.1256 | 2.1256 | 36.61% | 36.61% | 39.66% | 37.63% | N
| 894 | Massachusetts Electric | NE North | North Shore | Norman Street 8 |  | Everett | Distribution | 12-8W1 | Everett | 13.8 | 7.7604 | 2.8205 | 2.7727 | 11.8316 | 11.8316 | 11.8316 | 65.59% | 23.84% | 23.43% | 37.62% | N
| 94 | Massachusetts Electric | NE North | Central | Millbury |  | Millbury | Distribution | 01-304W4 | Grafton, Millbury | 13.8 | 4.151 | 4.151 | 4.3024 | 10.1585 | 11.7838 | 11.7838 | 40.86% | 35.23% | 36.51% | 37.53% | N
| 892 | Massachusetts Electric | NE North | North Shore | Revere |  | Revere | Distribution | 12-7W3 | Revere | 13.8 | 3.1472 | 3.0834 | 3.2507 | 8.4375 | 8.4375 | 8.4375 | 37.3% | 36.54% | 38.53% | 37.46% | N
| 873 | Massachusetts Electric | NE North | North Shore | Pine Banks |  | Melrose | Distribution | 12-67J3 | Malden, Melrose | 4.16 | 0.26422 | 2.8413 | 0.69892 | 3.3865 | 3.3865 | 3.3865 | 7.802% | 83.9% | 20.64% | 37.45% | N
| 628 | Massachusetts Electric | NE North | Western | West St |  | Northampton | Distribution | 09-901W3 | Easthampton, Northampton | 13.8 | 3.3304 | 3.6013 | 3.3862 | 9.2024 | 9.2024 | 9.2024 | 36.19% | 39.13% | 36.8% | 37.37% | N
| 1167 | Massachusetts Electric | NE North | Merrimack Valley | Andover |  | Andover | Distribution | 14-8L3 | Andover, Lawrence | 13.2 | 3.6581 | 4.3668 | 5.1671 | 11.7745 | 11.7745 | 11.7745 | 31.07% | 37.09% | 43.88% | 37.35% | N
| 379 | Massachusetts Electric | NE South | Southeast | Mink Street |  | Seekonk | Distribution | 05-7L2 | Seekonk | 13.2 | 4.7708 | 4.2388 | 4.1993 | 11.7973 | 11.7973 | 11.7973 | 40.44% | 35.93% | 35.59% | 37.32% | N
| 877 | Massachusetts Electric | NE North | North Shore | Bridge |  | Lynn | Distribution | 12-6J2 | Lynn | 4.16 | 1.0087 | 1.1529 | 0.64848 | 2.5219 | 2.5219 | 2.5219 | 40% | 45.71% | 25.71% | 37.14% | N
| 110 | Massachusetts Electric | NE North | Central | Fiskdale |  | Sturbridge | Distribution | 01-408L1 | Brookfield, Sturbridge | 13.2 | 3.5895 | 3.5895 | 3.3456 | 9.5568 | 9.5568 | 9.5568 | 37.56% | 37.56% | 35.01% | 36.71% | N
| 133 | Massachusetts Electric | NE North | Central | Cambridge St. |  | Worcester | Distribution | 01-4J340 | Worcester | 4.16 | 0.72053 | 0.72053 | 0.72053 | 1.9815 | 1.9815 | 1.9815 | 36.36% | 36.36% | 36.36% | 36.36% | N
| 834 | Massachusetts Electric | NE North | North Shore | Rockport |  | Rockport | Distribution | 12-40J4 | Rockport | 4.16 | 0 | 1.345 | 1.3618 | 2.4858 | 2.4858 | 2.4858 | 0% | 54.11% | 54.78% | 36.3% | N
| 559 | Massachusetts Electric | NE North | Western | Adams |  | Adams | Distribution | 09-1021W1 | Adams, Cheshire, North Adams, Savoy | 13.8 | 5.0474 | 5.0275 | 5.0912 | 13.9828 | 13.9828 | 13.9828 | 36.1% | 35.95% | 36.41% | 36.15% | N
| 199 | Massachusetts Electric | NE North | Central | Grafton St. |  | Worcester | Distribution | 01-HT26 | Worcester | 13.8 | 1.3226 | 1.3226 | 2.5575 | 4.8044 | 4.8044 | 4.8044 | 27.53% | 27.53% | 53.23% | 36.1% | N
| 606 | Massachusetts Electric | NE North | Western | Barre |  | Barre | Distribution | 09-604W2 | Barre | 13.8 | 2.7169 | 3.4579 | 3.3702 | 8.8199 | 8.8199 | 8.8199 | 30.8% | 39.21% | 38.21% | 36.07% | N
| 735 | Massachusetts Electric | NE North | North Shore | Swampscott |  | Swampscott | Distribution | 12-22W3 | Swampscott | 13.8 | 3.4105 | 3.8165 | 4.4458 | 10.8038 | 10.8038 | 10.8038 | 31.57% | 35.33% | 41.15% | 36.01% | N
| 330 | Massachusetts Electric | NE South | Southeast | Depot Street |  | Milford | Distribution | 05-335W9 | Hopedale, Mendon, Milford | 13.8 | 4.4538 | 4.453 | 4.3901 | 12.3097 | 12.3097 | 12.3097 | 36.18% | 36.17% | 35.66% | 36.01% | N
| 440 | Massachusetts Electric | NE South | South Shore | Atlantic |  | Quincy | Distribution | 07-4J3 | Quincy | 4.16 | 0.88866 | 1.0087 | 0.81903 | 2.5219 | 2.5219 | 2.5219 | 35.24% | 40% | 32.48% | 35.91% | N
| 568 | Massachusetts Electric | NE North | Western | Lenox Depot |  | Lenox | Distribution | 09-1103W2 | Lenox | 13.8 | 3.7527 | 4.1909 | 4.2785 | 11.3775 | 11.3775 | 11.3775 | 32.98% | 36.83% | 37.61% | 35.81% | N
| 211 | Massachusetts Electric | NE North | Central | Webster St. |  | Worcester | Distribution | 01-HT41 | Worcester | 13.8 | 2.6611 | 2.6611 | 2.8284 | 7.6009 | 7.6009 | 7.6009 | 35.01% | 35.01% | 37.21% | 35.74% | N
| 468 | Massachusetts Electric | NE South | South Shore | E. Bridgewater |  | East Bridgewater | Distribution | 07-797W42 | Brockton, East Bridgewater, West Bridgewater | 13.8 | 4.8283 | 4.6052 | 4.4697 | 11.5926 | 14.1024 | 14.1024 | 41.65% | 32.66% | 31.69% | 35.33% | N
| 431 | Massachusetts Electric | NE South | South Shore | Field St |  | Quincy | Distribution | 07-303 | Quincy | 13.8 | 5.7366 | 0.71707 | 1.3385 | 7.4097 | 7.4097 | 7.4097 | 77.42% | 9.677% | 18.06% | 35.05% | N
| 365 | Massachusetts Electric | NE South | Southeast | Rehoboth |  | Rehoboth | Distribution | 05-3J1 | Rehoboth | 4.16 | 0.69652 | 0.8118 | 0.80217 | 2.2048 | 2.2048 | 2.2048 | 31.59% | 36.82% | 36.38% | 34.93% | N
| 24 | Massachusetts Electric | NE North | Central | Squantum St. |  | Worcester | Distribution | 01-14J368 | Worcester | 4.16 | 0.92468 | 0.92468 | 1.2297 | 2.9398 | 2.9398 | 2.9398 | 31.45% | 31.45% | 41.83% | 34.91% | N
| 704 | Massachusetts Electric | NE North | North Shore | Salem Peabody St. |  | Salem | Distribution | 12-1J5 | Salem | 4.16 | 0.86464 | 0.86464 | 0.86464 | 2.4858 | 2.4858 | 2.4858 | 34.78% | 34.78% | 34.78% | 34.78% | N
| 884 | Massachusetts Electric | NE North | North Shore | Revere |  | Revere | Distribution | 12-7J4 | Revere | 4.16 | 1.5371 | 0.33627 | 0.72053 | 2.493 | 2.493 | 2.493 | 61.66% | 13.49% | 28.9% | 34.68% | N
| 237 | Massachusetts Electric | NE South | Southeast | Bates St. Sub |  | Fall River | Distribution | 05-115W45 | Fall River | 13.8 | 4.5653 | 4.3343 | 4.7884 | 13.1702 | 13.1702 | 13.1702 | 34.66% | 32.91% | 36.36% | 34.64% | N
| 158 | Massachusetts Electric | NE North | Central | Webster St. |  | Worcester | Distribution | 01-6J318 | Worcester | 4.16 | 0.62446 | 0.62446 | 0.76857 | 1.9599 | 1.9599 | 1.9599 | 31.86% | 31.86% | 39.22% | 34.31% | N
| 1036 | Massachusetts Electric | NE North | Merrimack Valley | Perry Street |  | Lowell | Distribution | 14-3J2 | Lowell | 4.16 | 0.807 | 0.82141 | 0.87905 | 2.4498 | 2.4498 | 2.4498 | 32.94% | 33.53% | 35.88% | 34.12% | N
| 900 | Massachusetts Electric | NE North | North Shore | Medford |  | Medford | Distribution | 12-9C4 | Medford | 4.16 | 0.34823 | 0.88863 | 1.1529 | 2.3417 | 2.3417 | 2.3417 | 14.87% | 37.95% | 49.23% | 34.02% | N
| 404 | Massachusetts Electric | NE South | South Shore | Field St |  | Quincy | Distribution | 07-1224 | Quincy | 13.8 | 2.9 | 2.9 | 3.2135 | 8.8439 | 8.8439 | 8.8439 | 32.79% | 32.79% | 36.34% | 33.97% | N
| 658 | Massachusetts Electric | NE North | North Shore | Beverly |  | Beverly | Distribution | 12-12L6 | Beverly | 13.2 | 4.4279 | 4.2754 | 4.504 | 12.9634 | 12.9634 | 12.9634 | 34.16% | 32.98% | 34.74% | 33.96% | N
| 375 | Massachusetts Electric | NE South | Southeast | Clara Street |  | Seekonk | Distribution | 05-6J1 | Attleboro, Seekonk | 4.16 | 0.79739 | 0.98953 | 1.0352 | 2.7741 | 2.7741 | 2.7741 | 28.74% | 35.67% | 37.32% | 33.91% | N
| 962 | Massachusetts Electric | NE North | Merrimack Valley | South Broadway |  | Lawrence | Sub-Transmission | 14-2355 | Lawrence, Methuen | 23 | 8 | 12.7 | 23 | 44.0201 | 44.0201 | 42.2274 | 18.17% | 28.85% | 54.47% | 33.83% | N
| 458 | Massachusetts Electric | NE South | South Shore | Harrison Blvd |  | Avon | Distribution | 07-75W1 | Avon, Stoughton | 13.8 | 3.8164 | 4.0236 | 3.9838 | 11.7121 | 11.7121 | 11.7121 | 32.59% | 34.35% | 34.01% | 33.65% | N
| 416 | Massachusetts Electric | NE South | South Shore | Field St |  | Quincy | Distribution | 07-1J6 | Quincy | 4.16 | 0.97993 | 0.43232 | 0.76859 | 2.1616 | 2.1616 | 2.1616 | 45.33% | 20% | 35.56% | 33.63% | N
| 932 | Massachusetts Electric | NE North | Merrimack Valley | Meadowbrook |  | Chelmsford | Distribution | 14-16L2 | Chelmsford, Lowell | 13.2 | 5.1213 | 3.3151 | 3.7724 | 12.1174 | 12.1174 | 12.1174 | 42.26% | 27.36% | 31.13% | 33.58% | N
| 739 | Massachusetts Electric | NE North | North Shore | Lynnway |  | Lynn | Sub-Transmission | 12-2305 | Lynn, Revere | 23 | 1 | 3.7845 | 3.8 | 8.565 | 8.565 | 8.565 | 11.68% | 44.19% | 44.37% | 33.41% | N
| 1003 | Massachusetts Electric | NE North | Merrimack Valley | Tewksbury |  | Tewksbury | Sub-Transmission | 14-308 | Lowell, Tewksbury | 13.8 | 6.5 | 6.7 | 7 | 20.3 | 20.3 | 20.3 | 32.02% | 33% | 34.48% | 33.17% | N
| 255 | Massachusetts Electric | NE South | Southeast | West Street |  | Attleboro | Distribution | 05-1J2 | Attleboro | 4.16 | 0.8166 | 0.86464 | 1.2225 | 2.9182 | 2.9182 | 2.9182 | 27.98% | 29.63% | 41.89% | 33.17% | N
| 145 | Massachusetts Electric | NE North | Central | Crystal Lake |  | Gardner | Distribution | 01-607W2 | Gardner | 13.8 | 4.2307 | 4.2307 | 4.1192 | 12.6682 | 12.6682 | 12.6682 | 33.4% | 33.4% | 32.52% | 33.1% | N
| 1103 | Massachusetts Electric | NE North | Merrimack Valley | Methuen |  | Methuen | Distribution | 14-5J43 | Methuen | 3.74 | 0.89346 | 0.77097 | 0.85743 | 2.5507 | 2.5507 | 2.5507 | 35.03% | 30.23% | 33.62% | 32.96% | N
| 296 | Massachusetts Electric | NE South | Southeast | East Main Street |  | Westborough | Distribution | 05-314W1 | Westborough | 13.8 | 3.7049 | 4.2036 | 4.5335 | 12.6682 | 12.6682 | 12.6682 | 29.25% | 33.18% | 35.79% | 32.74% | N
| 920 | Massachusetts Electric | NE North | Merrimack Valley | Worthen Street |  | Lowell | Distribution | 14-13J1 | Lowell | 4.16 | 0.807 | 0.72053 | 0.69892 | 2.2697 | 2.2697 | 2.2697 | 35.56% | 31.75% | 30.79% | 32.7% | N
| 662 | Massachusetts Electric | NE North | North Shore | Lynnway |  | Lynn | Distribution | 12-1387 | Lynn | 13.8 | 2.5097 | 1.3067 | 2.6293 | 6.5731 | 6.5731 | 6.5731 | 38.18% | 19.88% | 40% | 32.69% | N
| 970 | Massachusetts Electric | NE North | Merrimack Valley | Meadowbrook |  | Chelmsford | Sub-Transmission | 14-2381 | Chelmsford, Lowell | 23 | 8.8 | 11 | 12.7 | 32.5 | 32.5 | 35 | 27.08% | 33.85% | 36.29% | 32.4% | N
| 146 | Massachusetts Electric | NE North | Central | Crystal Lake |  | Gardner | Distribution | 01-607W3 | Ashburnham, Gardner, Winchendon | 13.8 | 4.0873 | 4.0873 | 4.0475 | 12.6682 | 12.6682 | 12.6682 | 32.26% | 32.26% | 31.95% | 32.16% | N
| 909 | Massachusetts Electric | NE North | Merrimack Valley | Tewksbury |  | Tewksbury | Sub-Transmission | 14-1302 | Andover, Tewksbury | 13.8 | 6.7 | 6.5 | 6.1 | 20.1 | 20.1 | 20.1 | 33.33% | 32.34% | 30.35% | 32.01% | N
| 582 | Massachusetts Electric | NE North | Western | Palmer 503 |  | Palmer | Distribution | 09-503L4 | Brimfield, Monson, Palmer, Wales | 13.2 | 2.5835 | 4.3516 | 2.9493 | 10.9743 | 10.0826 | 10.0826 | 23.54% | 43.16% | 29.25% | 31.98% | N
| 931 | Massachusetts Electric | NE North | Merrimack Valley | Meadowbrook |  | Chelmsford | Distribution | 14-16L1 | Chelmsford, Lowell | 13.2 | 4.504 | 4.504 | 2.5835 | 12.1174 | 12.1174 | 12.1174 | 37.17% | 37.17% | 21.32% | 31.89% | N
| 712 | Massachusetts Electric | NE North | North Shore | Lynnway |  | Lynn | Distribution | 12-21J22 | Lynn | 4.16 | 0.62449 | 0.71333 | 0.86464 | 2.1976 | 2.1976 | 2.4858 | 28.42% | 32.46% | 34.78% | 31.89% | N
| 701 | Massachusetts Electric | NE North | North Shore | Salem Peabody St. |  | Salem | Distribution | 12-1J2 | Salem | 4.16 | 0.86464 | 0.86464 | 0.64848 | 2.4858 | 2.4858 | 2.4858 | 34.78% | 34.78% | 26.09% | 31.88% | N
| 753 | Massachusetts Electric | NE North | North Shore | Thorndike St. |  | Everett | Sub-Transmission | 12-2338 | Everett, | 23 | 3.187 | 3.187 | 3.1 | 9.9593 | 9.9593 | 9.9593 | 32% | 32% | 31.13% | 31.71% | N
| 708 | Massachusetts Electric | NE North | North Shore | Humphrey |  | Swampscott | Distribution | 12-1J902 | Swampscott | 4.16 | 0.36027 | 0.36027 | 0.93669 | 1.7437 | 1.7437 | 1.7437 | 20.66% | 20.66% | 53.72% | 31.68% | N
| 1158 | Massachusetts Electric | NE North | Merrimack Valley | North Andover |  | North Andover | Distribution | 14-7J1 | North Andover | 3.74 | 0.64848 | 0.6701 | 0.62686 | 2.0535 | 2.0535 | 2.0535 | 31.58% | 32.63% | 30.53% | 31.58% | N
| 856 | Massachusetts Electric | NE North | North Shore | Malden |  | Malden | Distribution | 12-5C1 | Malden, Medford | 4.16 | 1.5852 | 0.72053 | 0.8142 | 3.3 | 3.3 | 3.3 | 48.03% | 21.83% | 24.67% | 31.51% | N
| 964 | Massachusetts Electric | NE North | Merrimack Valley | Ward Hill |  | Haverhill | Sub-Transmission | 14-2358 | Haverhill, North Andover | 23 | 8.4 | 11.2 | 21.5 | 42.9 | 42.9 | 44.0201 | 19.58% | 26.11% | 48.84% | 31.51% | N
| 784 | Massachusetts Electric | NE North | North Shore | Gloucester |  | Gloucester | Distribution | 12-24J7 | Gloucester | 4.16 | 0.72053 | 1.0808 | 0.72053 | 2.6804 | 2.6804 | 2.6804 | 26.88% | 40.32% | 26.88% | 31.36% | N
| 372 | Massachusetts Electric | NE South | Southeast | South Attleboro |  | Attleboro | Distribution | 05-5J1 | Attleboro | 4.16 | 0.72053 | 1.0208 | 0.86464 | 2.7741 | 2.7741 | 2.7741 | 25.97% | 36.8% | 31.17% | 31.31% | N
| 212 | Massachusetts Electric | NE North | Central | Webster St. |  | Worcester | Distribution | 01-HT42 | Worcester | 13.8 | 3.1949 | 3.1949 | 0 | 6.8122 | 6.8122 | 6.8122 | 46.9% | 46.9% | 0% | 31.27% | N
| 923 | Massachusetts Electric | NE North | Merrimack Valley | Worthen Street |  | Lowell | Distribution | 14-13J4 | Lowell | 4.16 | 0.69171 | 0.70612 | 0.82861 | 2.3778 | 2.3778 | 2.3778 | 29.09% | 29.7% | 34.85% | 31.21% | N
| 415 | Massachusetts Electric | NE South | South Shore | Field St |  | Quincy | Distribution | 07-1J2 | Quincy | 4.16 | 0.75656 | 0.43232 | 0.59084 | 1.9094 | 1.9094 | 1.9094 | 39.62% | 22.64% | 30.94% | 31.07% | N
| 167 | Massachusetts Electric | NE North | Central | Vernon Hill |  | Worcester | Distribution | 01-8J364 | Worcester | 4.16 | 0.92709 | 0.92709 | 0.87185 | 2.9254 | 2.9254 | 2.9254 | 31.69% | 31.69% | 29.8% | 31.06% | N
| 277 | Massachusetts Electric | NE South | Southeast | South Marlboro |  | Marlborough | Distribution | 05-310W3 | Marlborough, Southborough | 13.8 | 2.7169 | 3.4818 | 5.5613 | 12.6682 | 12.6682 | 12.6682 | 21.45% | 27.48% | 43.9% | 30.94% | N
| 1137 | Massachusetts Electric | NE North | Merrimack Valley | West Chelmsford |  | Chelmsford | Distribution | 14-73L2 | Chelmsford, Westford | 13.2 | 3.4523 | 3.6352 | 3.841 | 11.7745 | 11.7745 | 11.7745 | 29.32% | 30.87% | 32.62% | 30.94% | N
| 341 | Massachusetts Electric | NE South | Southeast | Crocker Pond |  | Wrentham | Distribution | 05-3424W1 | Foxborough, Wrentham | 13.8 | 2.7488 | 3.0619 | 4.6131 | 11.3536 | 11.3536 | 11.3536 | 24.21% | 26.97% | 40.63% | 30.6% | N
| 261 | Massachusetts Electric | NE South | Southeast | Mink Street |  | Seekonk | Distribution | 05-2267 | Seekonk | 23 | 4.7 | 4.4 | 4.2 | 14.5 | 14.5 | 14.5 | 32.41% | 30.34% | 28.97% | 30.57% | N
| 850 | Massachusetts Electric | NE North | North Shore | Riverdale |  | Gloucester | Distribution | 12-52J1 | Gloucester | 4.16 | 0.81658 | 0.5404 | 0.72053 | 2.2697 | 2.2697 | 2.2697 | 35.98% | 23.81% | 31.75% | 30.51% | N
| 1147 | Massachusetts Electric | NE North | Merrimack Valley | East Dracut |  | Dracut | Distribution | 14-75L4 | Dracut, Methuen | 13.2 | 4.001 | 2.835 | 3.2694 | 11.0886 | 11.0886 | 11.0886 | 36.08% | 25.57% | 29.48% | 30.38% | N
| 615 | Massachusetts Electric | NE North | Western | Wendell Depot |  | Wendell | Distribution | 09-705W2 | Athol, New Salem, Orange, Wendell | 13.8 | 3.681 | 3.681 | 3.681 | 12.1902 | 12.1902 | 12.1902 | 30.2% | 30.2% | 30.2% | 30.2% | N
| 366 | Massachusetts Electric | NE South | Southeast | Rehoboth |  | Rehoboth | Distribution | 05-3J2 | Rehoboth | 4.16 | 0.72053 | 0.65088 | 0.68451 | 2.2697 | 2.2697 | 2.2697 | 31.75% | 28.68% | 30.16% | 30.19% | N
| 584 | Massachusetts Electric | NE North | Western | Wilbraham |  | Wilbraham | Distribution | 09-507L2 | Hampden, Wilbraham | 13.2 | 3.6962 | 3.6581 | 3.3837 | 11.9117 | 11.9117 | 11.9117 | 31.03% | 30.71% | 28.41% | 30.05% | N
| 705 | Massachusetts Electric | NE North | North Shore | Salem Peabody St. |  | Salem | Distribution | 12-1J6 | Salem | 4.16 | 0.77818 | 0.86464 | 0.57643 | 2.4858 | 2.4858 | 2.4858 | 31.3% | 34.78% | 23.19% | 29.76% | N
| 260 | Massachusetts Electric | NE South | Southeast | West Street |  | Attleboro | Sub-Transmission | 05-2248 | Attleboro, Rehoboth, Seekonk | 23 | 4.9 | 5.6 | 5.2 | 17.6 | 17.6 | 17.6 | 27.84% | 31.82% | 29.55% | 29.73% | N
| 1071 | Massachusetts Electric | NE North | Merrimack Valley | Lawrence Street |  | Lawrence | Distribution | 14-53J5 | Lawrence, Methuen | 3.74 | 0.66289 | 0.61245 | 0.86464 | 2.4138 | 2.4138 | 2.4138 | 27.46% | 25.37% | 35.82% | 29.55% | N
| 945 | Massachusetts Electric | NE North | Merrimack Valley | Lawrence |  | Lawrence | Distribution | 14-1J5 | Lawrence | 3.74 | 0.71333 | 0.6701 | 1.0087 | 2.702 | 2.702 | 2.702 | 26.4% | 24.8% | 37.33% | 29.51% | N
| 1116 | Massachusetts Electric | NE North | Merrimack Valley | East Bradford |  | Haverhill | Distribution | 14-65L1 | Haverhill | 13.2 | 2.7436 | 2.9265 | 2.9036 | 9.7168 | 9.7168 | 9.7168 | 28.24% | 30.12% | 29.88% | 29.41% | N
| 459 | Massachusetts Electric | NE South | South Shore | Harrison Blvd |  | Avon | Distribution | 07-75W3 | Avon, Brockton | 13.8 | 3.6092 | 3.5057 | 3.2108 | 11.7599 | 11.7599 | 11.7599 | 30.69% | 29.81% | 27.3% | 29.27% | N
| 823 | Massachusetts Electric | NE North | North Shore | Salem Boston St. |  | Salem | Distribution | 12-3J1 | Salem | 4.16 | 0.80462 | 0.84065 | 0.59804 | 2.5579 | 2.5579 | 2.5579 | 31.46% | 32.86% | 23.38% | 29.23% | N
| 973 | Massachusetts Electric | NE North | Merrimack Valley | Meadowbrook |  | Chelmsford | Sub-Transmission | 14-2384 | Billerica, Chelmsford, Westford | 23 | 9.3 | 12 | 12.4 | 38.4429 | 38.4429 | 38.4429 | 24.19% | 31.22% | 32.26% | 29.22% | N
| 30 | Massachusetts Electric | NE North | Central | Tatnuck |  | Worcester | Distribution | 01-1J362 | Worcester | 4.16 | 0.5404 | 0.5404 | 0.88866 | 2.2481 | 2.2481 | 2.2481 | 24.04% | 24.04% | 39.53% | 29.2% | N
| 159 | Massachusetts Electric | NE North | Central | Webster St. |  | Worcester | Distribution | 01-6J319 | Worcester | 4.16 | 0.6725 | 0.6725 | 0.60044 | 2.2264 | 2.2264 | 2.2264 | 30.2% | 30.2% | 26.97% | 29.13% | N
| 1046 | Massachusetts Electric | NE North | Merrimack Valley | Perry Street |  | Lowell | Distribution | 14-3J6 | Lowell | 4.16 | 1.0232 | 0.4107 | 0.66289 | 2.4138 | 2.4138 | 2.4138 | 42.39% | 17.01% | 27.46% | 28.96% | N
| 262 | Massachusetts Electric | NE South | Southeast | West Street |  | Attleboro | Sub-Transmission | 05-2274 | Attleboro, North Attleborough, Plainville | 23 | 13.9 | 1.3465 | 14.1 | 33.8 | 33.8 | 33.8 | 41.12% | 3.984% | 41.72% | 28.94% | N
| 988 | Massachusetts Electric | NE North | Merrimack Valley | Lawrence |  | Lawrence | Distribution | 14-2J1 | Lawrence | 3.74 | 0.9511 | 0.99434 | 0.57643 | 2.9398 | 2.9398 | 2.9398 | 32.35% | 33.82% | 19.61% | 28.59% | N
| 442 | Massachusetts Electric | NE South | South Shore | Randolph |  | Randolph | Distribution | 07-5W1 | Randolph | 13.8 | 3.179 | 3.2985 | 3.2347 | 11.3775 | 11.3775 | 11.3775 | 27.94% | 28.99% | 28.43% | 28.45% | N
| 169 | Massachusetts Electric | NE North | Central | Vernon Hill |  | Worcester | Distribution | 01-8J389 | Worcester | 4.16 | 0.57402 | 0.57402 | 0.52359 | 1.9599 | 1.9599 | 1.9599 | 29.29% | 29.29% | 26.72% | 28.43% | N
| 157 | Massachusetts Electric | NE North | Central | Webster St. |  | Worcester | Distribution | 01-6J316 | Auburn, Worcester | 4.16 | 0.48036 | 0.48036 | 0.48276 | 1.7005 | 1.7005 | 1.7005 | 28.25% | 28.25% | 28.39% | 28.3% | N
| 26 | Massachusetts Electric | NE North | Central | Salisbury |  | Worcester | Distribution | 01-16J1 | Worcester | 4.16 | 0.55241 | 0.55241 | 0.60525 | 2.0175 | 2.0175 | 2.0175 | 27.38% | 27.38% | 30% | 28.25% | N
| 221 | Massachusetts Electric | NE North | Central | Bloomingdale |  | Worcester | Distribution | 01-HT59 | Worcester | 13.8 | 2.4938 | 2.4938 | 2.1751 | 8.4614 | 8.4614 | 8.4614 | 29.47% | 29.47% | 25.71% | 28.22% | N
| 33 | Massachusetts Electric | NE North | Central | Tatnuck |  | Worcester | Distribution | 01-1J370 | Worcester | 4.16 | 0.8166 | 0.8166 | 0.69652 | 2.7668 | 2.7668 | 2.7668 | 29.51% | 29.51% | 25.17% | 28.07% | N
| 967 | Massachusetts Electric | NE North | Merrimack Valley | South Broadway |  | Lawrence | Sub-Transmission | 14-2374 | Andover, Lawrence | 23 | 12.7 | 12.81 | 11 | 43 | 43 | 45.2 | 29.53% | 29.79% | 24.34% | 27.89% | N
| 398 | Massachusetts Electric | NE South | South Shore | North Quincy |  | Quincy | Sub-Transmission | 07-1104 | Quincy | 13.8 | 6.3819 | 5.139 | 5.5853 | 20.8667 | 20.8667 | 20.8667 | 30.58% | 24.63% | 26.77% | 27.33% | N
| 10 | Massachusetts Electric | NE North | Central | Faraday St. |  | Worcester | Distribution | 01-11J333 | Worcester | 4.16 | 0.5356 | 0.5356 | 0.55961 | 2.0103 | 2.0103 | 2.0103 | 26.64% | 26.64% | 27.84% | 27.04% | N
| 978 | Massachusetts Electric | NE North | Merrimack Valley | Billerica |  | Billerica | Sub-Transmission | 14-2389 | Billerica | 23 | 5.5 | 5.6 | 5.2 | 20.317 | 20.317 | 20.317 | 27.07% | 27.56% | 25.59% | 26.74% | N
| 979 | Massachusetts Electric | NE North | Merrimack Valley | West Amesbury |  | Amesbury | Sub-Transmission | 14-2396N | Amesbury, Salisbury | 23 | 13.4 | 15 | 7.4 | 45.2152 | 45.2152 | 44.7 | 29.64% | 33.17% | 16.55% | 26.46% | N
| 134 | Massachusetts Electric | NE North | Central | Cambridge St. |  | Worcester | Distribution | 01-4J348 | Worcester | 4.16 | 0.82861 | 0.82861 | 0.48036 | 2.7092 | 2.7092 | 2.7092 | 30.59% | 30.59% | 17.73% | 26.3% | N
| 971 | Massachusetts Electric | NE North | Merrimack Valley | Meadowbrook |  | Chelmsford | Sub-Transmission | 14-2382 | Chelmsford | 23 | 4.3 | 4.7 | 3.8 | 16.2536 | 16.2536 | 16.2536 | 26.46% | 28.92% | 23.38% | 26.25% | N
| 1043 | Massachusetts Electric | NE North | Merrimack Valley | Andover |  | Andover | Distribution | 14-3J44 | Andover | 3.74 | 0.14411 | 1.0232 | 0.50437 | 2.1256 | 2.1256 | 2.1256 | 6.78% | 48.14% | 23.73% | 26.21% | N
| 554 | Massachusetts Electric | NE North | Western | Charlemont |  | Buckland | Distribution | 09-1007G1 | Buckland, Charlemont, Heath | 8.32 | 0 | 0 | 1.5536 | 1.9839 | 1.9839 | 1.9839 | 0% | 0% | 78.31% | 26.1% | N
| 879 | Massachusetts Electric | NE North | North Shore | Nahant |  | Nahant | Distribution | 12-79J1 | Nahant | 4.16 | 1.0183 | 0.71095 | 0.92228 | 3.3865 | 3.3865 | 3.3865 | 30.07% | 20.99% | 27.23% | 26.1% | N
| 992 | Massachusetts Electric | NE North | Merrimack Valley | Lawrence |  | Lawrence | Distribution | 14-2J5 | Lawrence | 3.74 | 0.59804 | 0.52599 | 0.64848 | 2.2913 | 2.2913 | 2.2913 | 26.1% | 22.96% | 28.3% | 25.79% | N
| 595 | Massachusetts Electric | NE North | Western | Little Rest Rd |  | Warren | Distribution | 09-516L2 | Warren | 13.2 | 2.3473 | 3.0255 | 2.3168 | 11.2029 | 9.4882 | 9.4882 | 20.95% | 31.89% | 24.42% | 25.75% | N
| 275 | Massachusetts Electric | NE South | Southeast | Forest Street |  | Attleboro | Distribution | 05-2J2 | Attleboro | 4.16 | 0.56202 | 0.56202 | 1.3883 | 3.2568 | 3.2568 | 3.2568 | 17.26% | 17.26% | 42.63% | 25.71% | N
| 819 | Massachusetts Electric | NE North | North Shore | Everett |  | Everett | Distribution | 12-37W6 | Everett | 13.8 | 8.2941 | 0 | 0 | 10.7799 | 10.7799 | 10.7799 | 76.94% | 0% | 0% | 25.65% | N
| 89 | Massachusetts Electric | NE North | Central | Chandler St. |  | Worcester | Distribution | 01-2J353 | Worcester | 4.16 | 0.68931 | 0.68931 | 0.64848 | 2.6444 | 2.6444 | 2.6444 | 26.07% | 26.07% | 24.52% | 25.55% | N
| 154 | Massachusetts Electric | NE North | Central | Webster St. |  | Worcester | Distribution | 01-6J304 | Worcester | 4.16 | 0.60044 | 0.60044 | 0.45634 | 2.1832 | 2.1832 | 2.1832 | 27.5% | 27.5% | 20.9% | 25.3% | N
| 835 | Massachusetts Electric | NE North | North Shore | Rockport |  | Rockport | Distribution | 12-40L1 | Rockport | 13.2 | 2.6674 | 2.6368 | 2.6978 | 10.6999 | 10.6999 | 10.6999 | 24.93% | 24.64% | 25.21% | 24.93% | N
| 603 | Massachusetts Electric | NE North | Western | Five Corners |  | Granby | Distribution | 09-527L2 | Belchertown, Granby | 13.2 | 2.8579 | 2.9341 | 2.7436 | 11.4315 | 11.4315 | 11.4315 | 25% | 25.67% | 24% | 24.89% | N
| 526 | Massachusetts Electric | NE South | South Shore | Norwell |  | Norwell | Distribution | 07-96W42 | Norwell, Scituate | 13.8 | 0.023902 | 8.7084 | 0 | 11.8316 | 11.8316 | 11.8316 | 0.202% | 73.6% | 0% | 24.6% | N
| 445 | Massachusetts Electric | NE South | South Shore | Randolph |  | Randolph | Distribution | 07-5W4 | Randolph | 13.8 | 2.2628 | 2.2149 | 2.1034 | 8.9634 | 8.9634 | 8.9634 | 25.24% | 24.71% | 23.47% | 24.47% | N
| 537 | Massachusetts Electric | NE South | South Shore | Belmont |  | Brockton | Distribution | 07-98W46 | Brockton, Easton | 13.8 | 3.5614 | 3.6331 | 3.4419 | 14.5087 | 14.5087 | 14.5087 | 24.55% | 25.04% | 23.72% | 24.44% | N
| 937 | Massachusetts Electric | NE North | Merrimack Valley | Meadowbrook |  | Chelmsford | Distribution | 14-16L7 | Chelmsford | 13.2 | 3.1094 | 3.2694 | 2.4463 | 12.1174 | 12.1174 | 12.1174 | 25.66% | 26.98% | 20.19% | 24.28% | N
| 782 | Massachusetts Electric | NE North | North Shore | Gloucester |  | Gloucester | Distribution | 12-24J5 | Gloucester | 4.16 | 1.0808 | 0.5404 | 0.36027 | 2.7236 | 2.7236 | 2.7236 | 39.68% | 19.84% | 13.23% | 24.25% | N
| 822 | Massachusetts Electric | NE North | North Shore | Everett |  | Everett | Distribution | 12-37W9 | Everett, Malden | 13.8 | 8.2064 | 0 | 0 | 11.3775 | 11.3775 | 13.6721 | 72.13% | 0% | 0% | 24.04% | N
| 143 | Massachusetts Electric | NE North | Central | Westminster |  | Westminster | Distribution | 01-602W3 | Westminster | 13.8 | 1.6413 | 1.6413 | 3.0436 | 8.8199 | 8.8199 | 8.8199 | 18.61% | 18.61% | 34.51% | 23.91% | N
| 946 | Massachusetts Electric | NE North | Merrimack Valley | Lawrence |  | Lawrence | Distribution | 14-1J6 | Lawrence | 3.74 | 0.60525 | 0.59084 | 0.60525 | 2.5219 | 2.5219 | 2.5219 | 24% | 23.43% | 24% | 23.81% | N
| 757 | Massachusetts Electric | NE North | North Shore | Salem Peabody St. |  | Salem | Sub-Transmission | 12-2343 | Salem | 23 | 2 | 2.3106 | 2.4 | 9.4016 | 9.4016 | 9.4016 | 21.27% | 24.58% | 25.53% | 23.79% | N
| 266 | Massachusetts Electric | NE South | Southeast | Foxboro 1 |  | Foxborough | Distribution | 05-2288 | Foxborough, Mansfield | 23 | 2.7 | 2.6 | 9.7 | 31.9 | 31.9 | 18 | 8.464% | 8.15% | 53.89% | 23.5% | N
| 317 | Massachusetts Electric | NE South | Southeast | Uxbridge |  | Uxbridge | Distribution | 05-321W10 | Mendon, Northbridge, Uxbridge | 13.8 | 1.8962 | 1.8548 | 1.8803 | 7.5292 | 7.5292 | 9.2024 | 25.19% | 24.63% | 20.43% | 23.42% | N
| 737 | Massachusetts Electric | NE North | North Shore | W. Salem |  | Salem | Distribution | 12-2302E | Lynn, Peabody, Salem | 23 | 8.1 | 7.1972 | 7.4 | 32.4673 | 32.4673 | 32.4673 | 24.95% | 22.17% | 22.79% | 23.3% | N
| 762 | Massachusetts Electric | NE North | North Shore | Melrose |  | Melrose | Sub-Transmission | 12-2359 | Malden, Melrose | 23 | 2.6425 | 3.9837 | 1.2 | 11.2341 | 11.2341 | 11.2341 | 23.52% | 35.46% | 10.68% | 23.22% | N
| 539 | Massachusetts Electric | NE South | South Shore | Belmont |  | Brockton | Distribution | 07-98W49 | Brockton | 13.8 | 2.4141 | 2.3663 | 2.2468 | 10.1585 | 10.1585 | 10.1585 | 23.76% | 23.29% | 22.12% | 23.06% | N
| 491 | Massachusetts Electric | NE South | South Shore | Stoughton |  | Stoughton | Distribution | 07-913W67 | Stoughton | 13.8 | 3.179 | 3.0834 | 2.956 | 13.4331 | 13.4331 | 13.4331 | 23.67% | 22.95% | 22.01% | 22.87% | N
| 710 | Massachusetts Electric | NE North | North Shore | Humphrey |  | Swampscott | Distribution | 12-1J904 | Swampscott | 4.16 | 0.50437 | 0.72053 | 0.57643 | 2.6299 | 2.6299 | 2.6299 | 19.18% | 27.4% | 21.92% | 22.83% | N
| 843 | Massachusetts Electric | NE North | North Shore | Western |  | Lynn | Distribution | 12-4J2 | Lynn | 4.16 | 0.72053 | 0.72053 | 0.36027 | 2.6299 | 2.6299 | 2.6299 | 27.4% | 27.4% | 13.7% | 22.83% | N
| 401 | Massachusetts Electric | NE South | South Shore | North Quincy |  | Quincy | Distribution | 07-11W3 | Quincy | 13.8 | 3.1392 | 3.4419 | 3.1152 | 14.4609 | 14.4609 | 14.4609 | 21.71% | 23.8% | 21.54% | 22.35% | N
| 20 | Massachusetts Electric | NE North | Central | Millbrook St. |  | Worcester | Distribution | 01-12J391 | Worcester | 4.16 | 0.57643 | 0.57643 | 0.62446 | 2.6516 | 2.6516 | 2.6516 | 21.74% | 21.74% | 23.55% | 22.34% | N
| 533 | Massachusetts Electric | NE South | South Shore | South Randolph |  | Randolph | Distribution | 07-97W5 | Avon, Randolph | 13.8 | 3.1392 | 3.187 | 2.1512 | 12.6682 | 12.6682 | 12.6682 | 24.78% | 25.16% | 16.98% | 22.31% | N
| 456 | Massachusetts Electric | NE South | South Shore | Silver Lake |  | Pembroke | Distribution | 07-70J1 | Halifax, Pembroke | 4.16 | 0.85023 | 0.85023 | 0.79259 | 3.7468 | 3.7468 | 3.7468 | 22.69% | 22.69% | 21.15% | 22.18% | N
| 924 | Massachusetts Electric | NE North | Merrimack Valley | Worthen Street |  | Lowell | Distribution | 14-13J5 | Lowell | 4.16 | 0.48276 | 0.47555 | 0.61966 | 2.3778 | 2.3778 | 2.3778 | 20.3% | 20% | 26.06% | 22.12% | N
| 865 | Massachusetts Electric | NE North | North Shore | Malden |  | Malden | Distribution | 12-5J9 | Malden | 4.16 | 0.72053 | 0.72053 | 0.70612 | 3.2568 | 3.2568 | 3.2568 | 22.12% | 22.12% | 21.68% | 21.98% | N
| 637 | Massachusetts Electric | NE North | North Shore | Thorndike St. |  | Everett | Distribution | 12-10C1 | Everett | 4.16 | 0.36027 | 0.43232 | 0.66289 | 2.2553 | 2.2553 | 2.2553 | 15.97% | 19.17% | 29.39% | 21.51% | N
| 1049 | Massachusetts Electric | NE North | Merrimack Valley | Perry Street |  | Lowell | Distribution | 14-3L2 | Lowell | 13.2 | 2.4006 | 1.9434 | 1.9205 | 9.7168 | 9.7168 | 9.7168 | 24.71% | 20% | 19.76% | 21.49% | N
| 403 | Massachusetts Electric | NE South | South Shore | Field St |  | Quincy | Distribution | 07-1202 | Quincy | 13.8 | 1.1 | 1.1 | 3.7314 | 9.2024 | 9.2024 | 9.2024 | 11.95% | 11.95% | 40.55% | 21.49% | N
| 397 | Massachusetts Electric | NE South | South Shore | North Quincy |  | Quincy | Distribution | 07-1103 | Quincy | 13.8 | 2.5177 | 4.3662 | 2.5176 | 14.6282 | 14.6282 | 14.6282 | 17.21% | 29.85% | 17.21% | 21.42% | N
| 70 | Massachusetts Electric | NE North | Central | Cooks Pond |  | Worcester | Distribution | 01-23W4 | Worcester | 13.8 | 2.0556 | 2.0556 | 2.0237 | 9.7521 | 9.7521 | 9.7521 | 21.08% | 21.08% | 20.75% | 20.97% | N
| 804 | Massachusetts Electric | NE North | North Shore | Salem Valley St. |  | Salem | Distribution | 12-2W2 | Salem | 13.8 | 2.1194 | 2.1591 | 2.2468 | 10.4453 | 10.4453 | 10.4453 | 20.29% | 20.67% | 21.51% | 20.82% | N
| 307 | Massachusetts Electric | NE South | Southeast | Northboro Road |  | Southborough | Distribution | 05-317W7 | Marlborough, Southborough | 13.8 | 2.0078 | 2.0907 | 2.1352 | 10.1585 | 10.1585 | 10.1585 | 19.76% | 20.58% | 21.02% | 20.45% | N
| 575 | Massachusetts Electric | NE North | Western | West Hampden |  | Hampden | Distribution | 09-139L3 | Hampden, Wilbraham | 13.2 | 2.553 | 2.3854 | 2.2253 | 11.683 | 11.683 | 11.683 | 21.85% | 20.42% | 19.05% | 20.44% | N
| 918 | Massachusetts Electric | NE North | Merrimack Valley | Lawrence |  | Lawrence | Distribution | 14-1324 | Lawrence | 13.8 | 1.553 | 1.5 | 1.3095 | 7.4 | 7.4 | 7.4 | 20.99% | 20.27% | 17.7% | 19.65% | N
| 516 | Massachusetts Electric | NE South | South Shore | Parkview |  | Stoughton | Distribution | 07-94W42 | Avon, Stoughton | 13.8 | 1.8166 | 2.5336 | 2.4619 | 11.5926 | 11.5926 | 11.5926 | 15.67% | 21.86% | 21.24% | 19.59% | N
| 700 | Massachusetts Electric | NE North | North Shore | Salem Peabody St. |  | Salem | Distribution | 12-1J15 | Salem | 4.16 | 0.28821 | 0.86464 | 0.28821 | 2.4858 | 2.4858 | 2.4858 | 11.59% | 34.78% | 11.59% | 19.32% | N
| 395 | Massachusetts Electric | NE South | South Shore | North Quincy |  | Quincy | Sub-Transmission | 07-1101 | Quincy | 13.8 | 5.1788 | 6.1668 | 2.4619 | 23.8784 | 23.8784 | 23.8784 | 21.69% | 25.83% | 10.31% | 19.27% | N
| 644 | Massachusetts Electric | NE North | North Shore | Wellington |  | Medford | Distribution | 12-11J2 | Malden, Medford | 4.16 | 0.79259 | 0.43232 | 0.28821 | 2.6299 | 2.6299 | 2.6299 | 30.14% | 16.44% | 10.96% | 19.18% | N
| 185 | Massachusetts Electric | NE North | Central | Grafton St. |  | Worcester | Distribution | 01-9J382 | Worcester | 4.16 | 0.41311 | 0.41311 | 0.41551 | 2.1976 | 2.1976 | 2.1976 | 18.8% | 18.8% | 18.91% | 18.83% | N
| 17 | Massachusetts Electric | NE North | Central | Millbrook St. |  | Worcester | Distribution | 01-12J376 | Worcester | 4.16 | 0.50437 | 0.50437 | 0.62446 | 2.9398 | 2.9398 | 2.9398 | 17.16% | 17.16% | 21.24% | 18.52% | N
| 377 | Massachusetts Electric | NE South | Southeast | Myles Standish |  | Norton | Distribution | 05-6L1 | Norton | 13.2 | 2.3015 | 1.794 | 1.9357 | 10.9285 | 10.9285 | 10.9285 | 21.06% | 16.42% | 17.71% | 18.4% | N
| 709 | Massachusetts Electric | NE North | North Shore | Humphrey |  | Swampscott | Distribution | 12-1J903 | Swampscott | 4.16 | 0.28821 | 0.28821 | 0.32424 | 1.7077 | 1.7077 | 1.7077 | 16.88% | 16.88% | 18.99% | 17.58% | N
| 1077 | Massachusetts Electric | NE North | Merrimack Valley | Dale Street |  | North Andover | Distribution | 14-55L2 | North Andover | 13.2 | 1.7147 | 1.7147 | 1.6461 | 9.7168 | 9.7168 | 9.7168 | 17.65% | 17.65% | 16.94% | 17.41% | N
| 1073 | Massachusetts Electric | NE North | Merrimack Valley | Burtt Road |  | Andover | Distribution | 14-54L2 | Andover | 13.2 | 2.1331 | 1.4632 | 2.5149 | 11.7973 | 11.7973 | 11.7973 | 18.08% | 12.4% | 21.32% | 17.27% | N
| 775 | Massachusetts Electric | NE North | North Shore | Thorndike St. |  | Everett | Distribution | 12-2401 | Everett | 23 | 2.2309 | 2.2309 | 2.5 | 14.0625 | 14.0625 | 14.0625 | 15.86% | 15.86% | 17.78% | 16.5% | N
| 417 | Massachusetts Electric | NE South | South Shore | Field St |  | Quincy | Distribution | 07-1J8 | Quincy | 4.16 | 0.54278 | 0.14411 | 0.2738 | 1.9454 | 1.9454 | 1.9454 | 27.9% | 7.407% | 14.07% | 16.46% | N
| 60 | Massachusetts Electric | NE North | Central | Pratts Junc. |  | Sterling | Distribution | 01-225W2 | Leominster, Sterling | 13.8 | 2.6293 | 2.6293 | 2.6054 | 16.2058 | 16.2058 | 16.2058 | 16.22% | 16.22% | 16.08% | 16.18% | N
| 913 | Massachusetts Electric | NE North | Merrimack Valley | Lawrence |  | Lawrence | Distribution | 14-1314 | Lawrence | 13.8 | 0.932 | 0.637 | 1.1 | 5.3 | 5.3 | 6.6 | 17.58% | 12.02% | 16.67% | 15.42% | N
| 358 | Massachusetts Electric | NE South | Southeast | Union Street |  | Franklin | Distribution | 05-348W3 | Franklin | 13.8 | 1.8564 | 1.6413 | 2.3424 | 12.7399 | 12.7399 | 12.7399 | 14.57% | 12.88% | 18.39% | 15.28% | N
| 691 | Massachusetts Electric | NE North | North Shore | N. Beverly |  | Beverly | Distribution | 12-18J3 | Beverly | 4.16 | 0.14411 | 0.57643 | 0.4107 | 2.4858 | 2.4858 | 2.4858 | 5.797% | 23.19% | 16.52% | 15.17% | N
| 123 | Massachusetts Electric | NE North | Central | Snow St. |  | Southbridge | Distribution | 01-413L6 | Southbridge, Sturbridge | 13.2 | 1.7528 | 1.7528 | 2.614 | 13.7178 | 13.7178 | 13.7178 | 12.78% | 12.78% | 19.06% | 14.87% | N
| 357 | Massachusetts Electric | NE South | Southeast | Union Street |  | Franklin | Distribution | 05-348W2 | Franklin | 13.8 | 1.7608 | 1.6134 | 2.2707 | 12.7399 | 12.7399 | 12.7399 | 13.82% | 12.66% | 17.82% | 14.77% | N
| 124 | Massachusetts Electric | NE North | Central | Snow St. |  | Southbridge | Distribution | 01-413L7 | Southbridge, Sturbridge | 13.2 | 1.0669 | 1.0669 | 1.0288 | 7.2019 | 7.2019 | 7.2019 | 14.81% | 14.81% | 14.29% | 14.64% | N
| 783 | Massachusetts Electric | NE North | North Shore | Gloucester |  | Gloucester | Distribution | 12-24J6 | Gloucester | 4.16 | 0.28821 | 0.5404 | 0.36027 | 2.7741 | 2.7741 | 2.7741 | 10.39% | 19.48% | 12.99% | 14.29% | N
| 641 | Massachusetts Electric | NE North | North Shore | Thorndike St. |  | Everett | Distribution | 12-10P3 | Everett | 4.16 | 1.0087 | 0 | 0 | 2.3778 | 2.3778 | 2.3778 | 42.42% | 0% | 0% | 14.14% | N
| 671 | Massachusetts Electric | NE North | North Shore | Maplewood |  | Malden | Distribution | 12-16J2 | Malden | 4.16 | 0.66051 | 0.40833 | 0.072053 | 2.738 | 2.738 | 2.738 | 24.12% | 14.91% | 2.632% | 13.89% | N
| 246 | Massachusetts Electric | NE South | Southeast | Swansea Sub |  | Swansea | Distribution | 05-11W85 | Swansea | 13.8 | 1.5776 | 1.4341 | 1.3146 | 10.6604 | 10.6604 | 10.6604 | 14.8% | 13.45% | 12.33% | 13.53% | N
| 736 | Massachusetts Electric | NE North | North Shore | Winthrop |  | Winthrop | Distribution | 12-22W5 | Winthrop | 13.8 | 1.9201 | 1.7289 | 1.96 | 13.9828 | 13.9828 | 13.9828 | 13.73% | 12.36% | 14.02% | 13.37% | N
| 926 | Massachusetts Electric | NE North | Merrimack Valley | Worthen Street |  | Lowell | Distribution | 14-13J7 | Lowell | 4.16 | 0.25219 | 0.10808 | 0.57643 | 2.3417 | 2.3417 | 2.3417 | 10.77% | 4.615% | 24.62% | 13.33% | N
| 598 | Massachusetts Electric | NE North | Western | Shaker Rd |  | East Longmeadow | Distribution | 09-522L4 | East Longmeadow | 13.2 | 1.5997 | 1.5166 | 1.5318 | 11.6602 | 11.6602 | 11.6602 | 13.72% | 13.01% | 13.14% | 13.29% | N
| 888 | Massachusetts Electric | NE North | North Shore | Hudson |  | Lynn | Distribution | 12-7J902 | Lynn | 4.16 | 0.5404 | 0.40588 | 0.036027 | 2.4858 | 2.4858 | 2.4858 | 21.74% | 16.33% | 1.449% | 13.17% | N
| 714 | Massachusetts Electric | NE North | North Shore | Lynnway |  | Lynn | Distribution | 12-21J24 | Lynn | 4.16 | 0.36027 | 0.2426 | 0.31703 | 2.1976 | 2.1976 | 2.9254 | 16.39% | 11.04% | 10.84% | 12.76% | N
| 1048 | Massachusetts Electric | NE North | Merrimack Valley | Perry Street |  | Lowell | Distribution | 14-3L1 | Lowell | 13.2 | 1.4632 | 2.4463 | 1.7147 | 14.7467 | 14.7467 | 14.7467 | 9.922% | 16.59% | 11.63% | 12.71% | N
| 156 | Massachusetts Electric | NE North | Central | Webster St. |  | Worcester | Distribution | 01-6J312 | Worcester | 4.16 | 0.33625 | 0.33625 | 0.16812 | 2.2337 | 2.2337 | 2.2337 | 15.05% | 15.05% | 7.527% | 12.54% | N
| 1118 | Massachusetts Electric | NE North | Merrimack Valley | Hillside |  | Amesbury | Distribution | 14-66L1 | Amesbury | 13.2 | 1.6004 | 0.54871 | 1.4861 | 9.7168 | 9.7168 | 9.7168 | 16.47% | 5.647% | 15.29% | 12.47% | N
| 356 | Massachusetts Electric | NE South | Southeast | Union Street |  | Franklin | Distribution | 05-348W1 | Franklin | 13.8 | 1.721 | 1.7927 | 1.227 | 12.7399 | 12.7399 | 12.7399 | 13.51% | 14.07% | 9.631% | 12.4% | N
| 1039 | Massachusetts Electric | NE North | Merrimack Valley | Andover |  | Andover | Distribution | 14-3J40 | Andover | 3.74 | 0.12011 | 0.4107 | 0.28821 | 2.2048 | 2.2048 | 2.2048 | 5.448% | 18.63% | 13.07% | 12.38% | N
| 1184 | Nantucket Electric | NE South | Nantucket | Candle St |  | Nantucket | Distribution | 04-101L1 | Nantucket | 13.2 | 1.3032 | 1.3032 | 1.5014 | 11.4315 | 11.4315 | 11.4315 | 11.4% | 11.4% | 13.13% | 11.98% | N
| 725 | Massachusetts Electric | NE North | North Shore | Lynnway |  | Lynn | Distribution | 12-21J41 | Lynn | 4.16 | 0.1369 | 0.28101 | 0.4035 | 2.1976 | 2.1976 | 2.457 | 6.23% | 12.79% | 16.42% | 11.81% | N
| 872 | Massachusetts Electric | NE North | North Shore | Pine Banks |  | Melrose | Distribution | 12-67J2 | Melrose | 4.16 | 0.81658 | 0 | 0.36027 | 3.3865 | 3.3865 | 3.3865 | 24.11% | 0% | 10.64% | 11.58% | N
| 1161 | Massachusetts Electric | NE North | Merrimack Valley | North Andover |  | North Andover | Distribution | 14-7J4 | North Andover | 3.74 | 0.21616 | 0.21616 | 0.25219 | 2.0535 | 2.0535 | 2.0535 | 10.53% | 10.53% | 12.28% | 11.11% | N
| 259 | Massachusetts Electric | NE South | Southeast | Read Street |  | Attleboro | Sub-Transmission | 05-2246 | Attleboro | 23 | 2.4 | 2 | 3.2 | 21.8 | 21.8 | 25.2 | 11.01% | 9.174% | 12.7% | 10.96% | N
| 414 | Massachusetts Electric | NE South | South Shore | Field St |  | Quincy | Distribution | 07-1J11 | Quincy | 4.16 | 0.2666 | 0.21616 | 0.17293 | 2.0031 | 2.0031 | 2.0031 | 13.31% | 10.79% | 8.633% | 10.91% | N
| 477 | Massachusetts Electric | NE South | South Shore | Ames |  | Brockton | Distribution | 07-911W57 | Brockton | 13.8 | 1.8405 | 1.3385 | 1.3863 | 14.4609 | 14.4609 | 14.4609 | 12.73% | 9.256% | 9.587% | 10.52% | N
| 638 | Massachusetts Electric | NE North | North Shore | Thorndike St. |  | Everett | Distribution | 12-10C2 | Everett | 4.16 | 0.86464 | 0 | 0 | 2.7596 | 2.7596 | 2.7596 | 31.33% | 0% | 0% | 10.44% | N
| 268 | Massachusetts Electric | NE South | Southeast | West Street |  | Attleboro | Distribution | 05-24 | Attleboro, Seekonk | 23 | 2.7 | 3.1 | 0 | 18.7 | 18.7 | 17.6 | 14.44% | 16.58% | 0% | 10.34% | N
| 267 | Massachusetts Electric | NE South | Southeast | Plainville |  | Plainville | Distribution | 05-2289 | Foxborough, Mansfield, Plainville | 23 | 1.4 | 2.8 | 1.5 | 16.3 | 16.3 | 31.9 | 8.589% | 17.18% | 4.702% | 10.16% | N
| 741 | Massachusetts Electric | NE North | North Shore | Malden |  | Malden | Sub-Transmission | 12-2307 | Everett, Malden, Revere | 23 | 0.8233 | 0.79674 | 0.8 | 7.9674 | 7.9674 | 7.9674 | 10.33% | 10% | 10.04% | 10.12% | N
| 745 | Massachusetts Electric | NE North | North Shore | Malden |  | Malden | Distribution | 12-2316 | Malden | 23 | 2.7886 | 0.39837 | 0.4 | 12.1503 | 12.1503 | 12.1503 | 22.95% | 3.279% | 3.292% | 9.841% | N
| 864 | Massachusetts Electric | NE North | North Shore | Malden |  | Malden | Distribution | 12-5J11 | Malden, Medford | 4.16 | 0.46835 | 0.26422 | 0.072053 | 2.7668 | 2.7668 | 2.7668 | 16.93% | 9.549% | 2.604% | 9.694% | N
| 359 | Massachusetts Electric | NE South | Southeast | Union Street |  | Franklin | Distribution | 05-348W4 | Franklin | 13.8 | 1.2907 | 1.2589 | 1.0995 | 12.7399 | 12.7399 | 12.7399 | 10.13% | 9.881% | 8.63% | 9.548% | N
| 180 | Massachusetts Electric | NE North | Central | Grafton St. |  | Worcester | Distribution | 01-9J327 | Worcester | 4.16 | 0.19695 | 0.19695 | 0.17053 | 1.9815 | 1.9815 | 1.9815 | 9.939% | 9.939% | 8.606% | 9.495% | N
| 1002 | Massachusetts Electric | NE North | Merrimack Valley | Perry Street |  | Lowell | Distribution | 14-306 | Lowell | 13.8 | 0.45726 | 0.68589 | 0.64017 | 6.2873 | 6.2873 | 6.2873 | 7.273% | 10.91% | 10.18% | 9.455% | N
| 478 | Massachusetts Electric | NE South | South Shore | Ames |  | Brockton | Distribution | 07-911W59 | Avon, Brockton | 13.8 | 1.2668 | 1.1473 | 1.0039 | 12.2619 | 12.2619 | 12.2619 | 10.33% | 9.357% | 8.187% | 9.292% | N
| 925 | Massachusetts Electric | NE North | Merrimack Valley | Worthen Street |  | Lowell | Distribution | 14-13J6 | Lowell | 4.16 | 0.18013 | 0.072053 | 0.36027 | 2.1976 | 2.1976 | 2.1976 | 8.197% | 3.279% | 16.39% | 9.29% | N
| 833 | Massachusetts Electric | NE North | North Shore | Rockport |  | Rockport | Distribution | 12-40J3 | Rockport | 4.16 | 0.29542 | 0.29542 | 0.30262 | 3.3145 | 3.3145 | 3.3145 | 8.913% | 8.913% | 9.13% | 8.986% | N
| 396 | Massachusetts Electric | NE South | South Shore | North Quincy |  | Quincy | Sub-Transmission | 07-1102 | Quincy | 13.8 | 1.4341 | 0.92422 | 1.4659 | 14.6282 | 14.6282 | 14.6282 | 9.804% | 6.318% | 10.02% | 8.714% | N
| 1119 | Massachusetts Electric | NE North | Merrimack Valley | Hillside |  | Amesbury | Distribution | 14-66L2 | Amesbury | 13.2 | 1.6004 | 0.36581 | 1.0288 | 11.6602 | 11.6602 | 11.6602 | 13.73% | 3.137% | 8.824% | 8.562% | N
| 994 | Massachusetts Electric | NE North | Merrimack Valley | Lawrence |  | Lawrence | Distribution | 14-2J7 | Lawrence | 3.74 | 0.12011 | 0.079259 | 0.32424 | 2.1112 | 2.1112 | 2.1112 | 5.689% | 3.754% | 15.36% | 8.267% | N
| 1037 | Massachusetts Electric | NE North | Merrimack Valley | Perry Street |  | Lowell | Distribution | 14-3J3 | Lowell | 4.16 | 0.15852 | 0.20175 | 0.18734 | 2.2337 | 2.2337 | 2.2337 | 7.097% | 9.032% | 8.387% | 8.172% | N
| 499 | Massachusetts Electric | NE South | South Shore | Dupont |  | Brockton | Distribution | 07-91W42 | Brockton | 13.8 | 0.95609 | 0.95609 | 0.78878 | 11.3297 | 11.3297 | 11.3297 | 8.439% | 8.439% | 6.962% | 7.947% | N
| 916 | Massachusetts Electric | NE North | Merrimack Valley | Lawrence |  | Lawrence | Distribution | 14-1319 | Lawrence | 13.8 | 0.2 | 0.2 | 0.71429 | 4.8 | 4.8 | 4.8 | 4.167% | 4.167% | 14.88% | 7.738% | N
| 1000 | Massachusetts Electric | NE North | Merrimack Valley | Perry Street |  | Lowell | Distribution | 14-301 | Lowell | 13.8 | 0.38867 | 0.41154 | 0.54871 | 5.9444 | 5.9444 | 5.9444 | 6.538% | 6.923% | 9.231% | 7.564% | N
| 387 | Massachusetts Electric | NE South | Southeast | Depot Street |  | Milford | Distribution | 05-8U | Hopedale, Mendon, Milford | 13.8 | 0 | 1.7289 | 0.91625 | 12.31 | 12.3097 | 12.3097 | 0% | 14.05% | 7.443% | 7.163% | N
| 948 | Massachusetts Electric | NE North | Merrimack Valley | Lawrence |  | Lawrence | Distribution | 14-1J8 | Lawrence | 3.74 | 0.072053 | 0.072053 | 0.28821 | 2.14 | 2.14 | 2.14 | 3.367% | 3.367% | 13.47% | 6.734% | N
| 155 | Massachusetts Electric | NE North | Central | Webster St. |  | Worcester | Distribution | 01-6J305 | Worcester | 4.16 | 0.19214 | 0.19214 | 0.072053 | 2.2769 | 2.2769 | 2.2769 | 8.439% | 8.439% | 3.165% | 6.681% | N
| 752 | Massachusetts Electric | NE North | North Shore | Thorndike St. |  | Everett | Sub-Transmission | 12-2337 | Everett | 23 | 0.51788 | 0.59756 | 0.6 | 8.7642 | 8.7642 | 8.7642 | 5.909% | 6.818% | 6.846% | 6.524% | N
| 750 | Massachusetts Electric | NE North | North Shore | Wellington |  | Medford | Sub-Transmission | 12-2333 | Malden, Medford | 23 | 0.95609 | 0.8897 | 1 | 14.7398 | 14.7398 | 14.7398 | 6.486% | 6.036% | 6.784% | 6.436% | N
| 860 | Massachusetts Electric | NE North | North Shore | Malden |  | Malden | Distribution | 12-5C6 | Malden | 4.16 | 0.28821 | 0.072053 | 0.072053 | 2.7164 | 2.7164 | 2.7164 | 10.61% | 2.653% | 2.653% | 5.305% | N
| 756 | Massachusetts Electric | NE North | North Shore | Malden |  | Malden | Sub-Transmission | 12-2342 | Malden | 23 | 0.39837 | 0.39837 | 0.4 | 8.1666 | 8.1666 | 8.1666 | 4.878% | 4.878% | 4.898% | 4.885% | N
| 861 | Massachusetts Electric | NE North | North Shore | Malden |  | Malden | Distribution | 12-5C7 | Malden | 4.16 | 0.14411 | 0.072053 | 0.072053 | 2.104 | 2.104 | 2.104 | 6.849% | 3.425% | 3.425% | 4.566% | N
| 764 | Massachusetts Electric | NE North | North Shore | N. Beverly |  | Beverly | Sub-Transmission | 12-2365 | Beverly, Topsfield, Wenham | 23 | 0 | 0 | 2.2 | 16.1341 | 16.1341 | 16.1341 | 0% | 0% | 13.64% | 4.545% | N
| 919 | Massachusetts Electric | NE North | Merrimack Valley | Lawrence |  | Lawrence | Distribution | 14-1325 | Lawrence | 13.8 | 0.2 | 0.2 | 0.83333 | 9.6 | 9.6 | 9.6 | 2.083% | 2.083% | 8.681% | 4.282% | N
| 740 | Massachusetts Electric | NE North | North Shore | Revere |  | Revere | Sub-Transmission | 12-2306 | Everett, Revere | 23 | 0 | 0 | 1.4 | 10.9552 | 10.9552 | 10.9552 | 0% | 0% | 12.78% | 4.26% | N
| 862 | Massachusetts Electric | NE North | North Shore | Malden |  | Malden | Distribution | 12-5C8 | Malden | 4.16 | 0.14411 | 0.072053 | 0.072053 | 2.2697 | 2.2697 | 2.2697 | 6.349% | 3.175% | 3.175% | 4.233% | N
| 859 | Massachusetts Electric | NE North | North Shore | Malden |  | Malden | Distribution | 12-5C5 | Malden | 4.16 | 0.24015 | 0.072053 | 0.072053 | 3.2712 | 3.2712 | 3.2712 | 7.341% | 2.203% | 2.203% | 3.916% | N
| 1065 | Massachusetts Electric | NE North | Merrimack Valley | Ballardvalle |  | Andover | Distribution | 14-50L2 | Andover | 13.2 | 0.22863 | 0.22863 | 0.32008 | 9.7168 | 9.7168 | 9.7168 | 2.353% | 2.353% | 3.294% | 2.667% | N
| 744 | Massachusetts Electric | NE North | North Shore | Wellington |  | Medford | Sub-Transmission | 12-2314 | Malden, Medford | 23 | 0.27886 | 0.27886 | 0.3 | 11.3536 | 11.3536 | 11.3536 | 2.456% | 2.456% | 2.642% | 2.518% | N
| 479 | Massachusetts Electric | NE South | South Shore | Ames |  | Brockton | Distribution | 07-911W65 | Avon, Brockton | 13.8 | 0.11951 | 0.19122 | 0.16732 | 9.0829 | 9.0829 | 9.0829 | 1.316% | 2.105% | 1.842% | 1.754% | N
| 1006 | Massachusetts Electric | NE North | Merrimack Valley | Perry Street |  | Lowell | Distribution | 14-315 | Lowell | 13.8 | 0.091452 | 0.045726 | 0.068589 | 7.2019 | 7.2019 | 7.2019 | 1.27% | 0.6349% | 0.9524% | 0.9524% | N
| 482 | Massachusetts Electric | NE South | South Shore | Mill St |  | Bridgewater | Distribution | 07-912W22 | Bridgewater, East Bridgewater | 13.8 | 0.047805 | 0.14341 | 0.11951 | 14.7716 | 14.7716 | 14.7716 | 0.3236% | 0.9709% | 0.8091% | 0.7012% | N
| 1031 | Massachusetts Electric | NE North | Merrimack Valley | Newburyport |  | Newburyport | Distribution | 14-36J5 | Newburyport | 4.16 | 0.0086464 | 0.0093669 | 0.0072053 | 2.176 | 2.176 | 2.176 | 0.3974% | 0.4305% | 0.3311% | 0.3863% | N
| 749 | Massachusetts Electric | NE North | North Shore | Gloucester |  | Gloucester | Sub-Transmission | 12-2327 | Gloucester | 23 | 0 | 0 | 0 | 15.4967 | 15.4967 | 15.4967 | 0% | 0% | 0% | 0% | N
| 192 | Massachusetts Electric | NE North | Central | Cambridge St. |  | Worcester | Distribution | 01-HT17 | Worcester | 13.8 | 0 | 0 | 0 | 6.3102 | 6.3102 | 6.3102 | 0% | 0% | 0% | 0% | N
| 1004 | Massachusetts Electric | NE North | Merrimack Valley | Perry Street |  | Lowell | Distribution | 14-310 | Lowell | 13.8 | 0 | 0 | 0 | 7.3 | 7.3 | 7.3 | 0% | 0% | 0% | 0% | N
| 1011 | Massachusetts Electric | NE North | Merrimack Valley | Water Street |  | Haverhill | Distribution | 14-31J3 | Haverhill | 13.2 | 0 | 0 | 0 | 1.8229 | 1.8229 | 1.8229 | 0% | 0% | 0% | 0% | N
| 1012 | Massachusetts Electric | NE North | Merrimack Valley | Water Street |  | Haverhill | Distribution | 14-31J5 | Haverhill | 13.2 | 0 | 0 | 0 | 1.6068 | 1.6068 | 1.6068 | 0% | 0% | 0% | 0% | N
| 1013 | Massachusetts Electric | NE North | Merrimack Valley | Water Street |  | Haverhill | Distribution | 14-31J6 | Haverhill | 13.2 | 0 | 0 | 0 | 1.76 | 1.7581 | 1.7581 | 0% | 0% | 0% | 0% | N
| 1014 | Massachusetts Electric | NE North | Merrimack Valley | Water Street |  | Haverhill | Distribution | 14-31J7 | Haverhill | 13.2 | 0 | 0 | 0 | 2.44 | 2.4426 | 2.4426 | 0% | 0% | 0% | 0% | N
| 1017 | Massachusetts Electric | NE North | Merrimack Valley | Walnut St #32 |  | Haverhill | Distribution | 14-32J1 | Haverhill | 13.2 | 0 | 0 | 0 | 2.1688 | 2.1688 | 2.1688 | 0% | 0% | 0% | 0% | N
| 1018 | Massachusetts Electric | NE North | Merrimack Valley | Walnut St #32 |  | Haverhill | Distribution | 14-32J3 | Haverhill | 13.2 | 0 | 0 | 0 | 1.7005 | 1.7005 | 1.7005 | 0% | 0% | 0% | 0% | N
| 1019 | Massachusetts Electric | NE North | Merrimack Valley | Walnut St #32 |  | Haverhill | Distribution | 14-32J4 | Haverhill | 13.2 | 0 | 0 | 0 | 1.9743 | 1.9743 | 1.9743 | 0% | 0% | 0% | 0% | N
| 1020 | Massachusetts Electric | NE North | Merrimack Valley | Walnut St #32 |  | Haverhill | Distribution | 14-32J5 | Haverhill | 13.2 | 0 | 0 | 0 | 2.6588 | 2.6588 | 2.6588 | 0% | 0% | 0% | 0% | N
| 1021 | Massachusetts Electric | NE North | Merrimack Valley | Walnut St #32 |  | Haverhill | Distribution | 14-32J6 | Haverhill | 13.2 | 0 | 0 | 0 | 1.7221 | 1.7221 | 1.7221 | 0% | 0% | 0% | 0% | N
| 1022 | Massachusetts Electric | NE North | Merrimack Valley | Walnut St #32 |  | Haverhill | Distribution | 14-32J7 | Haverhill | 13.2 | 0 | 0 | 0 | 1.5708 | 1.5708 | 1.5708 | 0% | 0% | 0% | 0% | N
| 1023 | Massachusetts Electric | NE North | Merrimack Valley | Walnut St #32 |  | Haverhill | Distribution | 14-32J8 | Haverhill | 13.2 | 0 | 0 | 0 | 1.8878 | 1.8878 | 1.8878 | 0% | 0% | 0% | 0% | N
| 1159 | Massachusetts Electric | NE North | Merrimack Valley | North Andover |  | North Andover | Distribution | 14-7J2 | North Andover | 3.74 | 0 | 0 | 0 | 2.2697 | 2.2697 | 2.2697 | 0% | 0% | 0% | 0% | N
| 974 | Massachusetts Electric | NE North | Merrimack Valley | Billerica |  | Billerica | Sub-Transmission | 14-2385 | Billerica, Lowell, Tewksbury | 23 | -6.8 | -6.5 | 2.5 | 32.5071 | 32.5071 | 14.5406 | -20.92% | -20% | 17.19% | -7.907% | N

## Unitil 2023 List
General Information |  |  |  |  | Substation Information | [9 empty] | Circuit Information | [9 empty] | DCM Information
CKT Sort | Sort Identifier | Company | Division | District | Substation Name | Substation Number | Circuit Sub XFMR Identifier | Substation Location by Town | Substation Classification | Feeder/Circuit ID | Feeder/Circuit Location by Town/City | Feeder/Circuit Voltage 2020 | Feeder/Circuit Voltage 2021 | Feeder/Circuit Voltage 2022 | Feeder/Ckt PEAK Load MVA 2020 | Feeder/Ckt PEAK Load MVA 2021 | Feeder/Ckt PEAK Load MVA 2022 | Normal Rating MVA in 2020 | Normal Rating MVA in 2021 | Normal Rating MVA in 2022 | 2020 peak to normal rating %age | 2021 peak to normal rating %age | 2022 peak to normal rating %age | 3 year Average | DCM Eligible? (Y/N) | Eligible DCM Capacity (MW) | Reserved DCM Capacity | Remaining DCM Capacity (MW)
| 45 | FG&E | - | - | Summer St. S/S | 40 | 40T1 | Fitchburg | D | 40W40 | Fitchburg | 13.8 kV | 13.8 kV | 13.8 kV | 8071 | 7940 | 7534 | 9560.9205 | 9561 | 9561 | 84.42% | 83.05% | 78.8% | 82.09% | Y | 5 | 0 | 5
| 41 | FG&E | - | - | Summer St. S/S | 40 | Auto #1/ #2 | Fitchburg | T | 08 Line | Fitchburg/Lunenburg/Townsend | 69 kV | 69 kV | 69 kV | 31460 | 19560 | 19803 | 32029.0835 | 32029.0835 | 32029.0835 | 98.22% | 61.07% | 61.83% | 73.71% | Y | 5 | 0 | 5
| 42 | FG&E | - | - | Summer St. S/S | 40 | Auto #1/ #2 | Fitchburg | T | 09 Line | Fitchburg/Lunenburg/Townsend | 69 kV | 69 kV | 69 kV | 22470 | 22470 | 22470 | 32029.0835 | 32029.0835 | 32029.0835 | 70.15% | 70.15% | 70.15% | 70.15% | Y | 5 | 0 | 5
| 49 | FG&E | - | - | Princton Rd. S/S | 50 | 50T3 | Fitchburg | D | 50W55 | Fitchburg | 13.8 kV | 13.8 kV | 13.8 kV | 3856 | 5370 | 5306 | 8065.5925 | 8066 | 8066 | 47.81% | 66.58% | 65.78% | 60.06% | Y | 5 | 0 | 5
| 13 | FG&E | - | - | Townsend S/S | 15 | 15T1 | Townsend | D | 15W16 | Townsend | 13.8 kV | 13.8 kV | 13.8 kV | 5213 | 5363 | 5202 | 8843.8514 | 8844 | 8844 | 58.94% | 60.64% | 58.82% | 59.47% | Y | 5 | 0 | 5
| 29 | FG&E | - | - | Lunenburg S/S | 30 | 30T1 | Lunenburg | D | 30W30 | Lunenburg | 13.8 kV | 13.8 kV | 13.8 kV | 5243 | 5292 | 5483 | 9197.6055 | 9198 | 9198 | 57% | 57.53% | 59.61% | 58.05% | N
| 48 | FG&E | - | - | Princton Rd. S/S | 50 | 50T2 | Fitchburg | D | 50W53 | Fitchburg | 13.8 kV | 13.8 kV | 13.8 kV | 7689 | 7880 | 7712 | 13584.1558 | 13584 | 13584 | 56.6% | 58.01% | 56.77% | 57.13% | N
| 17 | FG&E | - | - | Sawyer Passway S/S | 22 | 22T1 & 22T2 | Fitchburg | D | 22W1 | Fitchburg | 13.8 kV | 13.8 kV | 13.8 kV | 4757 | 5035 | 5131 | 9321.8974 | 9322 | 9322 | 51.03% | 54.01% | 55.04% | 53.36% | N
| 8 | FG&E | - | - | Canton St. S/S | 11 | 11T2 | Fitchburg | D | 11H10 | Fitchburg | 4.16 kV | 4.16 kV | 4.16 kV | 1008.7464 | 1062 | 1071 | 2017.4928 | 2017 | 2017 | 50% | 52.65% | 53.1% | 51.92% | N
| 50 | FG&E | - | - | Princton Rd. S/S | 50 | 50T3 | Fitchburg | D | 50W56 | Fitchburg | 13.8 kV | 13.8 kV | 13.8 kV | 3992 | 4223 | 4565 | 8490.0974 | 8490 | 8490 | 47.02% | 49.74% | 53.77% | 50.18% | N
| 5 | FG&E | - | - | Flagg Pond S/S | 4 | Auto #1/ #2 | Fitchburg | T | 01 Line | Fitchburg | 69 kV | 69 kV | 69 kV | 52432 | 35814 | 45574 | 89514.1178 | 89514 | 89514 | 58.57% | 40.01% | 50.91% | 49.83% | N
| 44 | FG&E | - | - | Summer St. S/S | 40 | 40T1 | Fitchburg | D | 40W39 | Fitchburg | 13.8 kV | 13.8 kV | 13.8 kV | 3449 | 5029 | 5130 | 9197.6055 | 9198 | 9198 | 37.5% | 54.67% | 55.77% | 49.32% | N
| 6 | FG&E | - | - | Flagg Pond S/S | 4 | Auto #1/ #2 | Fitchburg | T | 02 Line | Fitchburg | 69 kV | 69 kV | 69 kV | 40272 | 39837 | 51191 | 89514.1178 | 89514 | 89514 | 44.99% | 44.5% | 57.19% | 48.89% | N
| 9 | FG&E | - | - | Canton St. S/S | 11 | 11T2 | Fitchburg | D | 11H11 | Fitchburg | 4.16 kV | 4.16 kV | 4.16 kV | 929.4877 | 987 | 999 | 2017.4928 | 2017 | 2017 | 46.07% | 48.93% | 49.53% | 48.18% | N
| 16 | FG&E | - | - | Wallace Rd. S/S | 21 | N/A | Fitchburg | D | 1341 | Fitchburg | 13.8 kV | 13.8 kV | 13.8 kV | 2763 | 3020 | 3024 | 7696.541 | 5904 | 5904 | 35.9% | 51.15% | 51.22% | 46.09% | N
| 12 | FG&E | - | - | Townsend S/S | 15 | 15T1 | Townsend | D | 15W15 | Townsend | 13.8 kV | 13.8 kV | 13.8 kV | 4019 | 4175 | 3920 | 8843.8514 | 8844 | 8844 | 45.44% | 47.21% | 44.32% | 45.66% | N
| 34 | FG&E | - | - | Rindge Rd. S/S | 35 | N/A | Fitchburg | D | 35W36 | Fitchburg/Ashby | 13.8 kV | 13.8 kV | 13.8 kV | 2700 | 3000 | 3000 | 7075.0811 | 5904 | 7075 | 38.16% | 50.81% | 42.4% | 43.79% | N
| 1 | FG&E | - | - | Beech St. S/S | 1 | 1T1 | Fitchburg | D | 01W01 | Fitchburg | 13.8 kV | 13.8 kV | 13.8 kV | 3600 | 3600 | 4500 | 9560.9205 | 8916 | 8916 | 37.65% | 40.38% | 50.47% | 42.83% | N
| 30 | FG&E | - | - | Lunenburg S/S | 30 | 30T1 | Lunenburg | D | 30W31 | Lunenburg/ Townsend | 13.8 kV | 13.8 kV | 13.8 kV | 3968 | 4148 | 4430 | 10188.1168 | 10188 | 10188 | 38.95% | 40.71% | 43.48% | 41.05% | N
| 32 | FG&E | - | - | Pleasant St. S/S | 31 | 31T1 | Lunenburg | D | 31W37 | Lunenburg | 13.8 kV | 13.8 kV | 13.8 kV | 4224.36 | 4100 | 4091 | 10612.6217 | 10613 | 10613 | 39.81% | 38.63% | 38.55% | 38.99% | N
| 36 | FG&E | - | - | W. Townsend S/S | 39 | 39T1 | Townsend | D | 39W19 | Ashby | 13.8 kV | 13.8 kV | 13.8 kV | 2841 | 3106 | 2972 | 7641.0876 | 7641 | 7641 | 37.18% | 40.65% | 38.9% | 38.91% | N
| 46 | FG&E | - | - | Summer St. S/S | 40 | 40T1 | Fitchburg | D | 40W42 | Fitchburg | 13.8 kV | 13.8 kV | 13.8 kV | 3379 | 3689 | 3616 | 9560.9205 | 9561 | 9561 | 35.34% | 38.58% | 37.82% | 37.25% | N
| 10 | FG&E | - | - | Canton St. S/S | 11 | 11T1 | Fitchburg | D | 11W11 | Fitchburg | 13.8 kV | 13.8 kV | 13.8 kV | 4517.5349 | 4039 | 4024 | 13265.7771 | 12692 | 12692 | 34.05% | 31.82% | 31.71% | 32.53% | N
| 2 | FG&E | - | - | Beech St. S/S | 1 | 1T1 | Fitchburg | D | 01W02 | Fitchburg | 13.8 kV | 13.8 kV | 13.8 kV | 3000 | 2948 | 2948 | 9560.9205 | 8916 | 8916 | 31.38% | 33.06% | 33.06% | 32.5% | N
| 35 | FG&E | - | - | W. Townsend S/S | 39 | 39T1 | Townsend | D | 39W18 | Townsend | 13.8 kV | 13.8 kV | 13.8 kV | 4156.6102 | 4157 | 4157 | 13088.9001 | 12692 | 12692 | 31.76% | 32.75% | 32.75% | 32.42% | N
| 7 | FG&E | - | - | Flagg Pond S/S | 4 | Auto #1/ #2 | Fitchburg | T | 03 Line | Fitchburg | 69 kV | 69 kV | 69 kV | 22560 | 20197 | 19162 | 67261.0754 | 67261 | 67261 | 33.54% | 30.03% | 28.49% | 30.69% | N
| 3 | FG&E | - | - | Beech St. S/S | 1 | 1T1 | Fitchburg | D | 01W04 | Fitchburg | 13.8 kV | 13.8 kV | 13.8 kV | 2477.8719 | 2597 | 2566 | 9560.9205 | 9561 | 9561 | 25.92% | 27.16% | 26.84% | 26.64% | N
| 26 | FG&E | - | - | River St. S/S | 25 | 25T1 | Fitchburg | D | 25W27 | Fitchburg | 13.8 kV | 13.8 kV | 13.8 kV | 2502 | 2288 | 2573 | 9560.9205 | 9561 | 9561 | 26.17% | 23.93% | 26.91% | 25.67% | N
| 4 | FG&E | - | - | Beech St. S/S | 1 | 1T1 | Fitchburg | D | 01W06 | Fitchburg | 13.8 kV | 13.8 kV | 13.8 kV | 2358.3604 | 2319 | 2016 | 9560.9205 | 8916 | 8916 | 24.67% | 26.01% | 22.61% | 24.43% | N
| 33 | FG&E | - | - | Pleasant St. S/S | 31 | 31T1 | Lunenburg | D | 31W38 | Lunenburg | 13.8 kV | 13.8 kV | 13.8 kV | 2889.7882 | 3100 | 2980 | 13265.7771 | 12692 | 12692 | 21.78% | 24.42% | 23.48% | 23.23% | N
| 22 | FG&E | - | - | Sawyer Passway S/S | 22 | 22T1 & 22T2 | Fitchburg | D | Network (22W2, 22W8, 22W11) | Fitchburg | 13.8 kV | 13.8 kV | 13.8 kV | 1625 | 2319 | 2629 | 9800 | 9800 | 9800 | 16.58% | 23.66% | 26.83% | 22.36% | N
| 23 | FG&E | - | - | Sawyer Passway S/S | 22 | 22T1 & 22T2 | Fitchburg | D | 22W3 | Fitchburg | 13.8 kV | 13.8 kV | 13.8 kV | 773 | 773 | 789 | 3704.8567 | 3705 | 3705 | 20.86% | 20.86% | 21.3% | 21.01% | N
| 40 | FG&E | - | - | Summer St. S/S | 40 | Auto #1/ #2 | Fitchburg | T | 06 Line | Fitchburg | 69 kV | 69 kV | 69 kV | 9546 | 9457 | 10234 | 47804.6023 | 47804.6023 | 47804.6023 | 19.97% | 19.78% | 21.41% | 20.39% | N
| 18 | FG&E | - | - | Sawyer Passway S/S | 22 | 22T1 & 22T2 | Fitchburg | D | 22W10 | Fitchburg | 13.8 kV | 13.8 kV | 13.8 kV | 1880 | 1721 | 1625 | 8533.1215 | 8533 | 9322 | 22.03% | 20.17% | 17.43% | 19.88% | N
| 31 | FG&E | - | - | Pleasant St. S/S | 31 | 31T2 | Lunenburg | D | 31W34 | Lunenburg | 13.8 kV | 13.8 kV | 13.8 kV | 2008 | 2159 | 2175 | 11673.8839 | 11674 | 11674 | 17.2% | 18.49% | 18.63% | 18.11% | N
| 15 | FG&E | - | - | Nockege S/S | 20 | 20T1 | Fitchburg | D | 20W22 | Fitchburg | 13.8 kV | 13.8 kV | 13.8 kV | 1559 | 1721 | 1625 | 11320.1298 | 8916 | 8916 | 13.77% | 19.3% | 18.23% | 17.1% | N
| 14 | FG&E | - | - | Townsend S/S | 15 | 15T1 | Townsend | D | 15W17 | Townsend | 13.8 kV | 13.8 kV | 13.8 kV | 1576 | 1467 | 1484 | 8843.8514 | 8844 | 8844 | 17.82% | 16.59% | 16.78% | 17.06% | N
| 21 | FG&E | - | - | Sawyer Passway S/S | 22 | 22T1 & 22T2 | Fitchburg | D | 22W2 | Fitchburg | 13.8 kV | 13.8 kV | 13.8 kV | 414 | 598 | 757 | 3585.3452 | 3585 | 3585 | 11.55% | 16.68% | 21.12% | 16.45% | N
| 27 | FG&E | - | - | River St. S/S | 25 | 25T1 | Fitchburg | D | 25W28 | Fitchburg | 13.8 kV | 13.8 kV | 13.8 kV | 1307 | 1280 | 1378 | 9560.9205 | 9561 | 9561 | 13.67% | 13.39% | 14.41% | 13.82% | N
| 47 | FG&E | - | - | Princton Rd. S/S | 50 | 50T3 | Fitchburg | D | 50W51 | Fitchburg | 13.8 kV | 13.8 kV | 13.8 kV | 1275 | 2191 | 1362 | 11886.1363 | 11886 | 11886 | 10.73% | 18.43% | 11.46% | 13.54% | N
| 19 | FG&E | - | - | Sawyer Passway S/S | 22 | 22T1 & 22T2 | Fitchburg | D | 22W11 | Fitchburg | 13.8 kV | 13.8 kV | 13.8 kV | 773 | 1147 | 1259 | 8490.0974 | 8490 | 8490 | 9.105% | 13.51% | 14.83% | 12.48% | N
| 20 | FG&E | - | - | Sawyer Passway S/S | 22 | 22T1 & 22T2 | Fitchburg | D | 22W17 | Fitchburg | 13.8 kV | 13.8 kV | 13.8 kV | 590 | 598 | 598 | 8533.1215 | 8533 | 8533 | 6.914% | 7.008% | 7.008% | 6.977% | N
| 24 | FG&E | - | - | Sawyer Passway S/S | 22 | 22T1 & 22T2 | Fitchburg | D | 22W8 | Fitchburg | 13.8 kV | 13.8 kV | 13.8 kV | 438 | 574 | 613 | 8490.0974 | 8490 | 8490 | 5.159% | 6.761% | 7.22% | 6.38% | N
| 43 | FG&E | - | - | Summer St. S/S | 40 | 40T1 | Fitchburg | D | 40W38 | Fitchburg | 13.8 kV | 13.8 kV | 13.8 kV | 257 | 257 | 130 | 9197.6055 | 7673 | 7673 | 2.794% | 3.349% | 1.694% | 2.613% | N
| 28 | FG&E | - | - | River St. S/S | 25 | 25T1 | Fitchburg | D | 25W29 | Fitchburg | 13.8 kV | 13.8 kV | 13.8 kV | 151 | 131 | 135 | 11951.1506 | 11951 | 11951 | 1.263% | 1.096% | 1.13% | 1.163% | N
| 11 | FG&E | - | - | Townsend S/S | 15 | 15T1 | Townsend | D | 15W14 | Townsend | 13.8 kV | 13.8 kV | 13.8 kV | 0 | 0 | 0 | 8843.8514 | 8844 | 8844 | 0% | 0% | 0% | 0% | N
| 25 | FG&E | - | - | Sawyer Passway S/S | 22 | 22T1 & 22T2 | Fitchburg | D | 22W12 | Fitchburg | 13.8 kV | 13.8 kV | 13.8 kV | 0 | 0 | 0 | 2122.5243 | 2123 | 2123 | 0% | 0% | 0% | 0% | N
| 37 | FG&E | - | - | Sawyer Passway S/S & Summer St. S/S | 22 & 40 | 22T1/22T2 & 40T1 | Fitchburg | D | 1303 | Fitchburg | 13.8 kV | 13.8 kV | 13.8 kV | 0 | 0 | 0 | 14008.6607 | 12684 | 12684 | 0% | 0% | 0% | 0% | N
| 38 | FG&E | - | - | Sawyer Passway S/S & Summer St. S/S | 22 & 40 | 22T1/22T2 & 40T1 | Fitchburg | D | 1309 | Fitchburg | 13.8 kV | 13.8 kV | 13.8 kV | 0 | 0 | 0 | 14008.6607 | 12684 | 12684 | 0% | 0% | 0% | 0% | N
| 39 | FG&E | - | - | Townsend S/S & W. Townsend S/S | 15 & 39 | Auto #1/ #2 | Fitchburg | T | 10 Line | Townsend | 69 kV | 69 kV | 69 kV | 0 | 0 | 0 | 16014.5418 | 16014.5418 | 16014.5418 | 0% | 0% | 0% | 0% | N
1767
522
909
961
529
1499
1486
39
1049
1631
64
33
1367
1693
1443
1481
371
1555
66
1488
1548
1713
607
258
1006
827
1738
1709
699
1501
205
1498
574
679
631
242
877
942
346
1115
538
583
670
637
1710
36
1737
1125
1231
1593
357
744
98
234
348
263
1687
533
619
325
1134
732
369
727
807
356
367
324
256
535
486
197
276
1438
573
868
1459
1718
1485
1645
6
172
1539
1708
355
1455
671
182
1553
1395
530
1382
402
1417
1118
964
768
1557
1489
823
334
632
1714
1692
1420
1781
27
975
1661
763
1253
1613
1638
1596
1588
333
754
349
343
268
1573
638
359
38
1523
1637
230
1543
731
1739
1
297
1704
1598
1482
272
1648
1594
1835
146
337
1495
1542
677
1520
329
1621
260
370
1614
1278
528
1634
635
1514
1833
1429
1595
743
646
1376
1937
1021
1314
1496
597
331
582
178
1432
531
181
686
1161
866
1283
1396
235
980
1431
1478
1289
148
1256
706
749
1480
18
1450
1531
1463
257
1635
847
93
1669
1380
1869
233
965
1656
1608
1378
1374
1133
1736
254
1711
515
701
1591
164
750
154
1411
624
1715
67
517
59
243
1048
217
997
636
1505
578
653
625
37
796
376
764
47
618
171
1858
162
1405
1418
1165
609
1899
539
477
1018
1497
1540
1640
1578
238
1436
58
753
1096
87
1639
703
1088
698
352
1584
1245
1315
91
1655
623
675
1652
1503
1544
1513
358
1476
1577
1622
365
174
90
1434
1741
34
1906
403
1653
1904
770
523
1421
1533
1722
150
269
1522
88
820
1384
738
1469
1398
716
1323
1400
575
781
1510
123
209
3
51
1921
1435
1558
1633
1119
241
1277
1189
1375
1536
1868
1056
525
662
737
1629
1666
504
1610
1663
1076
1740
49
61
106
1700
1325
519
1554
1630
1800
1109
806
1590
180
895
786
1504
210
110
1933
24
1907
2
755
1326
277
1058
537
1864
567
710
1535
813
1334
1683
1224
642
740
688
1579
328
1925
1926
1052
916
177
1502
351
1468
1139
1920
175
476
672
1599
1264
1407
144
1354
1582
10
1784
1185
935
509
481
1226
496
1643
858
1857
1061
326
968
565
536
1583
9
485
347
490
936
595
521
1753
1057
1589
1695
1682
1075
374
1636
396
229
57
1335
1905
1934
1550
983
285
1127
282
252
1140
89
1658
56
202
1112
1449
1402
1238
1439
617
894
579
50
1870
976
1298
1574
527
1914
1479
1397
1154
760
839
1853
1657
32
1576
1625
726
1032
756
231
1017
741
1086
505
1167
616
1932
678
1158
1567
1163
475
431
1893
1686
532
1080
1303
1519
901
1834
1908
96
372
1518
265
742
291
506
1452
1747
945
1795
1180
1487
845
380
747
1626
53
1730
1565
1409
1281
851
1529
1316
375
610
720
1863
880
215
1586
1060
1073
611
1580
284
108
633
1138
1898
1527
373
885
849
382
1042
1895
1541
1035
1628
299
82
876
812
645
271
1329
1209
1688
676
852
687
360
614
1512
1517
712
801
368
1697
1475
1894
1458
1013
264
1794
1137
1294
643
1451
1929
621
543
420
332
663
715
1913
4
1549
249
1632
158
1490
239
26
1002
1641
1646
723
1005
1668
1609
665
366
659
1037
594
1532
377
1219
1797
1453
199
1734
626
818
1394
1091
1600
1043
819
581
1703
344
160
279
1836
65
1093
28
1909
592
1521
1364
236
1183
1353
891
986
1649
1124
1922
596
1509
1116
1308
74
1366
1184
751
1348
1358
1902
745
176
1778
1352
152
1881
608
1788
1944
1222
1132
1082
1160
421
1228
261
69
711
1585
1474
266
682
149
1309
562
544
179
694
353
1232
1014
1010
792
1320
1845
1172
1615
1701
795
725
1280
345
923
696
977
1442
21
190
824
784
797
76
702
1681
1473
117
143
386
897
1855
1735
1768
1023
157
361
762
443
400
478
1769
879
667
1770
620
499
831
1945
843
1746
1556
908
1796
200
1828
141
7
1912
218
84
739
1805
62
1882
1717
692
1055
639
815
1454
1694
898
1766
1867
1016
1782
853
1559
1569
208
960
788
913
1940
1719
1617
1210
541
1457
1885
1198
1197
1568
568
772
1094
1059
1780
1942
1798
759
1854
1399
251
1074
1343
1856
1087
1130
802
1181
1053
482
1129
111
1173
689
1494
1267
1821
1823
1915
378
1054
1419
1243
556
1046
1859
1826
107
1424
907
700
1296
1111
809
1619
195
185
1877
1285
212
94
840
826
761
189
1427
1493
1206
1188
1844
1511
1441
86
1936
627
1190
1168
867
1896
673
1875
1170
1460
480
60
1195
954
1754
105
1883
151
1265
1874
248
1024
817
1383
253
1029
1884
501
270
52
791
834
1144
1758
1900
1121
1525
401
1098
1865
1873
844
994
1240
498
426
912
1822
842
883
1114
1910
145
1447
899
1448
680
1030
651
910
1650
830
1147
1423
808
362
1928
1194
900
40
300
695
240
63
1456
886
1196
198
540
1131
292
206
1787
691
1218
1461
1748
944
1390
1897
613
1691
463
1927
1562
1654
865
1182
173
207
1659
1330
805
1036
1007
1244
850
776
955
1571
985
674
787
1551
856
1038
1107
507
1774
697
658
1620
1128
1342
1941
319
1771
1019
1764
799
690
669
444
752
629
153
1946
1762
524
204
705
1862
1824
650
1716
1000
1935
1560
1426
1947
288
118
714
1699
1371
1825
887
1410
1827
54
630
1108
1698
1095
1247
704
1120
1750
1603
861
1817
1901
959
140
758
92
119
1099
683
1141
1356
717
17
286
1660
654
412
685
572
869
1819
542
855
966
513
1756
1255
1491
1025
1083
1587
320
693
634
1012
1871
1818
25
1142
1242
124
267
1690
1537
1403
1793
829
780
794
1772
224
1295
250
984
915
1122
168
259
1123
1146
803
1720
385
1422
1953
1311
394
874
419
870
1684
932
782
1662
775
1223
1647
196
836
1084
922
1563
1307
1618
804
718
860
1723
1744
1372
1254
903
1943
1790
1171
1159
255
1506
43
1724
1846
1755
1152
719
603
1203
1233
783
1287
1689
342
586
1545
757
484
554
973
1149
1235
1078
814
1220
1022
156
1561
1317
1234
1357
724
882
1047
1169
1408
13
395
846
652
1732
1950
1951
816
295
1799
1365
1067
1174
1886
102
500
1202
1044
1191
1249
668
1153
1135
1671
600
774
318
1581
1891
1607
455
95
1919
1177
929
1948
771
1425
1820
722
878
785
828
298
1318
1306
15
1199
405
228
227
728
1248
859
1879
1246
1743
1349
656
16
902
1104
962
354
305
287
1179
893
1062
811
777
709
748
1876
409
79
391
1729
19
1193
1916
1312
972
1779
875
871
1712
398
1162
416
1241
1279
1604
1802
822
415
708
1757
1566
339
1816
11
873
1164
1887
559
1789
72
427
244
1444
1773
1949
1804
1020
390
1866
943
789
1507
580
1406
1911
503
1066
1338
1878
1892
1861
1136
1725
422
1363
735
746
1801
1597
1106
773
1045
294
116
322
1150
1071
134
465
103
1331
769
778
1572
1728
310
1117
1785
896
1685
1606
327
956
278
941
1765
1860
854
222
1745
566
1437
1534
569
926
135
790
29
1483
872
83
184
188
341
615
841
364
1524
921
488
1050
466
460
1749
1484
166
45
588
101
1680
729
1192
1221
167
1445
1538
736
1359
1667
584
78
1145
1373
454
881
1347
1201
461
684
1786
545
439
85
245
585
468
1217
563
1332
930
767
552
1040
440
1336
20
225
1952
1300
55
113
1103
810
551
888
120
1089
602
442
1004
1072
558
601
338
315
1299
1813
393
457
317
1702
383
5
628
904
1282
133
68
721
77
221
1492
1081
978
296
428
122
183
1526
1612
991
1068
441
730
1319
1304
30
992
1175
660
1216
1207
1377
1428
837
311
187
958
793
1917
952
132
451
121
1389
1731
452
1290
1186
1412
555
1440
1530
1126
1670
223
303
518
1113
1063
115
155
1041
379
1151
1166
1727
1508
216
1815
1305
429
1664
1803
316
622
1313
491
1026
1726
1814
410
957
884
1393
1346
838
262
1178
129
35
1404
951
570
219
561
192
191
131
384
576
112
1225
1328
321
657
571
71
1368
1954
593
655
479
1792
1918
1642
387
1464
587
126
1027
1143
430
335
1388
1733
388
931
125
417
589
1470
1008
1742
765
1341
963
707
1350
397
1236
1034
309
1110
46
1392
1333
560
666
1176
1310
798
127
1187
226
848
1416
14
933
511
186
905
934
734
1291
138
1831
1385
1387
604
1339
81
1672
1433
526
1229
982
314
713
998
1340
1355
640
1570
1028
1391
1085
438
1763
553
99
289
1077
1079
1415
644
44
1564
661
649
1849
599
641
1327
1039
1500
1848
549
12
70
1148
1602
161
163
1721
1651
857
1414
1471
493
664
1200
1205
924
733
1204
1386
301
302
534
1847
1003
1413
1015
1033
1064
313
275
1092
1829
1830